F2_Commercial_Interruptible - Health_Existing_Space Heating_Natural Gas_Gas Boiler - Insulate Steam Lines/Condensate Tank_A_Achievable Economic TRC Potential | F2 | Commercial | Interruptible - Health | Existing | Space Heating | Natural Gas | Gas Boiler - Insulate Steam Lines/Condensate Tank | A | Integrated Unit Summer Peak Savings (kW) | Achievable Economic TRC Potential | 0 | 0 | 0 | 0 | 0 | 0 | 0 | 0 | 0 | 0 | 0 | 0 | 0 | 0 | 0 | 0 | 0 | 0 | 0 | 0 | 0 | 0 | 0 | 0 | 0 | 0 | 0
F3_Commercial_Interruptible - Health_Existing_Space Heating_Natural Gas_Gas Boiler - Insulate Steam Lines/Condensate Tank_A_Achievable Economic TRC Potential | F3 | Commercial | Interruptible - Health | Existing | Space Heating | Natural Gas | Gas Boiler - Insulate Steam Lines/Condensate Tank | A | Integrated Unit Winter Peak Savings (kW) | Achievable Economic TRC Potential | 0 | 0 | 0 | 0 | 0 | 0 | 0 | 0 | 0 | 0 | 0 | 0 | 0 | 0 | 0 | 0 | 0 | 0 | 0 | 0 | 0 | 0 | 0 | 0 | 0 | 0 | 0
F4_Commercial_Interruptible - Health_Existing_Space Heating_Natural Gas_Gas Boiler - Insulate Steam Lines/Condensate Tank_A_Achievable Economic TRC Potential | F4 | Commercial | Interruptible - Health | Existing | Space Heating | Natural Gas | Gas Boiler - Insulate Steam Lines/Condensate Tank | A | Incremental Energy Savings (MWh or mTherms) | Achievable Economic TRC Potential | 0 | 0 | 0.28434 | 0.58173 | 0.57917 | 0.57636 | 0.57338 | 0.57026 | 0.56702 | 0.56368 | 0.56026 | 0.55678 | 0.55326 | 0.54971 | 0.54617 | 0.54266 | 0.5392 | 0.27477 | 0 | 9.8644e-16 | 0 | 0 | 0 | 0 | 0 | 0 | 0
F5_Commercial_Interruptible - Health_Existing_Space Heating_Natural Gas_Gas Boiler - Insulate Steam Lines/Condensate Tank_A_Achievable Economic TRC Potential | F5 | Commercial | Interruptible - Health | Existing | Space Heating | Natural Gas | Gas Boiler - Insulate Steam Lines/Condensate Tank | A | Incremental Summer Peak Savings (MW) | Achievable Economic TRC Potential | 0 | 0 | 0 | 0 | 0 | 0 | 0 | 0 | 0 | 0 | 0 | 0 | 0 | 0 | 0 | 0 | 0 | 0 | 0 | 0 | 0 | 0 | 0 | 0 | 0 | 0 | 0
F6_Commercial_Interruptible - Health_Existing_Space Heating_Natural Gas_Gas Boiler - Insulate Steam Lines/Condensate Tank_A_Achievable Economic TRC Potential | F6 | Commercial | Interruptible - Health | Existing | Space Heating | Natural Gas | Gas Boiler - Insulate Steam Lines/Condensate Tank | A | Incremental Winter Peak Savings (MW) | Achievable Economic TRC Potential | 0 | 0 | 0 | 0 | 0 | 0 | 0 | 0 | 0 | 0 | 0 | 0 | 0 | 0 | 0 | 0 | 0 | 0 | 0 | 0 | 0 | 0 | 0 | 0 | 0 | 0 | 0
F7_Commercial_Interruptible - Health_Existing_Space Heating_Natural Gas_Gas Boiler - Insulate Steam Lines/Condensate Tank_A_Achievable Economic TRC Potential | F7 | Commercial | Interruptible - Health | Existing | Space Heating | Natural Gas | Gas Boiler - Insulate Steam Lines/Condensate Tank | A | Cumulative Energy Savings (MWh or mTherms) | Achievable Economic TRC Potential | 0 | 0 | 0.28434 | 0.86514 | 1.4405 | 2.0099 | 2.5729 | 3.1291 | 3.6784 | 4.2204 | 4.755 | 5.2823 | 5.8021 | 6.3146 | 6.8202 | 7.319 | 7.8115 | 8.037 | 7.9872 | 7.9382 | 7.8901 | 7.8428 | 7.7966 | 7.7515 | 7.7073 | 7.6641 | 7.6216
F8_Commercial_Interruptible - Health_Existing_Space Heating_Natural Gas_Gas Boiler - Insulate Steam Lines/Condensate Tank_A_Achievable Economic TRC Potential | F8 | Commercial | Interruptible - Health | Existing | Space Heating | Natural Gas | Gas Boiler - Insulate Steam Lines/Condensate Tank | A | Cumulative Summer Peak Savings (MW) | Achievable Economic TRC Potential | 0 | 0 | 0 | 0 | 0 | 0 | 0 | 0 | 0 | 0 | 0 | 0 | 0 | 0 | 0 | 0 | 0 | 0 | 0 | 0 | 0 | 0 | 0 | 0 | 0 | 0 | 0
F9_Commercial_Interruptible - Health_Existing_Space Heating_Natural Gas_Gas Boiler - Insulate Steam Lines/Condensate Tank_A_Achievable Economic TRC Potential | F9 | Commercial | Interruptible - Health | Existing | Space Heating | Natural Gas | Gas Boiler - Insulate Steam Lines/Condensate Tank | A | Cumulative Winter Peak Savings (MW) | Achievable Economic TRC Potential | 0 | 0 | 0 | 0 | 0 | 0 | 0 | 0 | 0 | 0 | 0 | 0 | 0 | 0 | 0 | 0 | 0 | 0 | 0 | 0 | 0 | 0 | 0 | 0 | 0 | 0 | 0
F10_Commercial_Interruptible - Health_Existing_Space Heating_Natural Gas_Gas Boiler - Insulate Steam Lines/Condensate Tank_A_Achievable Economic TRC Potential | F10 | Commercial | Interruptible - Health | Existing | Space Heating | Natural Gas | Gas Boiler - Insulate Steam Lines/Condensate Tank | A | Purchases (Incremental) | Achievable Economic TRC Potential | 0 | 0 | 44.5709 | 91.4876 | 91.4876 | 91.4876 | 91.4876 | 91.4876 | 91.4876 | 91.4876 | 91.4876 | 91.4876 | 91.4876 | 91.4876 | 91.4876 | 91.4876 | 91.4876 | 46.9167 | 0 | 1.7053e-13 | 0 | 0 | 0 | 0 | 0 | 0 | 0
F11_Commercial_Interruptible - Health_Existing_Space Heating_Natural Gas_Gas Boiler - Insulate Steam Lines/Condensate Tank_A_Achievable Economic TRC Potential | F11 | Commercial | Interruptible - Health | Existing | Space Heating | Natural Gas | Gas Boiler - Insulate Steam Lines/Condensate Tank | A | Purchases (Cumulative) | Achievable Economic TRC Potential | 0 | 0 | 44.5709 | 136.0586 | 227.5462 | 319.0339 | 410.5215 | 502.0092 | 593.4968 | 684.9845 | 776.4721 | 867.9598 | 959.4474 | 1050.935 | 1142.4227 | 1233.9103 | 1325.398 | 1372.3147 | 1372.3147 | 1372.3147 | 1372.3147 | 1372.3147 | 1372.3147 | 1372.3147 | 1372.3147 | 1372.3147 | 1372.3147
F1_Commercial_Interruptible - Health_Existing_Space Heating_Natural Gas_Gas Boiler - Insulate Hot Water Lines_A_Achievable Economic TRC Potential | F1 | Commercial | Interruptible - Health | Existing | Space Heating | Natural Gas | Gas Boiler - Insulate Hot Water Lines | A | Integrated Unit Energy Savings (kWh or therms) | Achievable Economic TRC Potential | 0 | 0 | 4.2567 | 4.2203 | 4.1743 | 4.1224 | 4.0638 | 3.9975 | 3.9225 | 3.8384 | 3.7456 | 3.6454 | 3.5403 | 3.4337 | 3.3296 | 3.232 | 3.1443 | 3.0725 | 3.0171 | 2.9708 | 2.9358 | 2.9034 | 2.8862 | 2.8695 | 2.8532 | 2.8371 | 2.8214
F2_Commercial_Interruptible - Health_Existing_Space Heating_Natural Gas_Gas Boiler - Insulate Hot Water Lines_A_Achievable Economic TRC Potential | F2 | Commercial | Interruptible - Health | Existing | Space Heating | Natural Gas | Gas Boiler - Insulate Hot Water Lines | A | Integrated Unit Summer Peak Savings (kW) | Achievable Economic TRC Potential | 0 | 0 | 0 | 0 | 0 | 0 | 0 | 0 | 0 | 0 | 0 | 0 | 0 | 0 | 0 | 0 | 0 | 0 | 0 | 0 | 0 | 0 | 0 | 0 | 0 | 0 | 0
F3_Commercial_Interruptible - Health_Existing_Space Heating_Natural Gas_Gas Boiler - Insulate Hot Water Lines_A_Achievable Economic TRC Potential | F3 | Commercial | Interruptible - Health | Existing | Space Heating | Natural Gas | Gas Boiler - Insulate Hot Water Lines | A | Integrated Unit Winter Peak Savings (kW) | Achievable Economic TRC Potential | 0 | 0 | 0 | 0 | 0 | 0 | 0 | 0 | 0 | 0 | 0 | 0 | 0 | 0 | 0 | 0 | 0 | 0 | 0 | 0 | 0 | 0 | 0 | 0 | 0 | 0 | 0
F4_Commercial_Interruptible - Health_Existing_Space Heating_Natural Gas_Gas Boiler - Insulate Hot Water Lines_A_Achievable Economic TRC Potential | F4 | Commercial | Interruptible - Health | Existing | Space Heating | Natural Gas | Gas Boiler - Insulate Hot Water Lines | A | Incremental Energy Savings (MWh or mTherms) | Achievable Economic TRC Potential | 0 | 0 | 0.18972 | 0.3861 | 0.38189 | 0.37714 | 0.37179 | 0.36572 | 0.35886 | 0.35117 | 0.34268 | 0.33351 | 0.3239 | 0.1611 | 0 | 5.5116e-16 | 4.4683e-17 | 6.1128e-16 | 0 | 5.9105e-16 | 0 | 0 | 0 | 0 | 0 | 0 | 0
F5_Commercial_Interruptible - Health_Existing_Space Heating_Natural Gas_Gas Boiler - Insulate Hot Water Lines_A_Achievable Economic TRC Potential | F5 | Commercial | Interruptible - Health | Existing | Space Heating | Natural Gas | Gas Boiler - Insulate Hot Water Lines | A | Incremental Summer Peak Savings (MW) | Achievable Economic TRC Potential | 0 | 0 | 0 | 0 | 0 | 0 | 0 | 0 | 0 | 0 | 0 | 0 | 0 | 0 | 0 | 0 | 0 | 0 | 0 | 0 | 0 | 0 | 0 | 0 | 0 | 0 | 0
F6_Commercial_Interruptible - Health_Existing_Space Heating_Natural Gas_Gas Boiler - Insulate Hot Water Lines_A_Achievable Economic TRC Potential | F6 | Commercial | Interruptible - Health | Existing | Space Heating | Natural Gas | Gas Boiler - Insulate Hot Water Lines | A | Incremental Winter Peak Savings (MW) | Achievable Economic TRC Potential | 0 | 0 | 0 | 0 | 0 | 0 | 0 | 0 | 0 | 0 | 0 | 0 | 0 | 0 | 0 | 0 | 0 | 0 | 0 | 0 | 0 | 0 | 0 | 0 | 0 | 0 | 0
F7_Commercial_Interruptible - Health_Existing_Space Heating_Natural Gas_Gas Boiler - Insulate Hot Water Lines_A_Achievable Economic TRC Potential | F7 | Commercial | Interruptible - Health | Existing | Space Heating | Natural Gas | Gas Boiler - Insulate Hot Water Lines | A | Cumulative Energy Savings (MWh or mTherms) | Achievable Economic TRC Potential | 0 | 0 | 0.18972 | 0.57421 | 0.94984 | 1.3152 | 1.6683 | 2.0068 | 2.328 | 2.6293 | 2.9084 | 3.1641 | 3.3967 | 3.4555 | 3.3508 | 3.2526 | 3.1643 | 3.0921 | 3.0363 | 2.9897 | 2.9545 | 2.9219 | 2.9046 | 2.8878 | 2.8713 | 2.8552 | 2.8393
F8_Commercial_Interruptible - Health_Existing_Space Heating_Natural Gas_Gas Boiler - Insulate Hot Water Lines_A_Achievable Economic TRC Potential | F8 | Commercial | Interruptible - Health | Existing | Space Heating | Natural Gas | Gas Boiler - Insulate Hot Water Lines | A | Cumulative Summer Peak Savings (MW) | Achievable Economic TRC Potential | 0 | 0 | 0 | 0 | 0 | 0 | 0 | 0 | 0 | 0 | 0 | 0 | 0 | 0 | 0 | 0 | 0 | 0 | 0 | 0 | 0 | 0 | 0 | 0 | 0 | 0 | 0
F9_Commercial_Interruptible - Health_Existing_Space Heating_Natural Gas_Gas Boiler - Insulate Hot Water Lines_A_Achievable Economic TRC Potential | F9 | Commercial | Interruptible - Health | Existing | Space Heating | Natural Gas | Gas Boiler - Insulate Hot Water Lines | A | Cumulative Winter Peak Savings (MW) | Achievable Economic TRC Potential | 0 | 0 | 0 | 0 | 0 | 0 | 0 | 0 | 0 | 0 | 0 | 0 | 0 | 0 | 0 | 0 | 0 | 0 | 0 | 0 | 0 | 0 | 0 | 0 | 0 | 0 | 0
F10_Commercial_Interruptible - Health_Existing_Space Heating_Natural Gas_Gas Boiler - Insulate Hot Water Lines_A_Achievable Economic TRC Potential | F10 | Commercial | Interruptible - Health | Existing | Space Heating | Natural Gas | Gas Boiler - Insulate Hot Water Lines | A | Purchases (Incremental) | Achievable Economic TRC Potential | 0 | 0 | 44.5709 | 91.4876 | 91.4876 | 91.4876 | 91.4876 | 91.4876 | 91.4876 | 91.4876 | 91.4876 | 91.4876 | 91.4876 | 46.9167 | 0 | 1.7053e-13 | 1.4211e-14 | 1.9895e-13 | 0 | 1.9895e-13 | 0 | 0 | 0 | 0 | 0 | 0 | 0
F11_Commercial_Interruptible - Health_Existing_Space Heating_Natural Gas_Gas Boiler - Insulate Hot Water Lines_A_Achievable Economic TRC Potential | F11 | Commercial | Interruptible - Health | Existing | Space Heating | Natural Gas | Gas Boiler - Insulate Hot Water Lines | A | Purchases (Cumulative) | Achievable Economic TRC Potential | 0 | 0 | 44.5709 | 136.0586 | 227.5462 | 319.0339 | 410.5215 | 502.0092 | 593.4968 | 684.9845 | 776.4721 | 867.9598 | 959.4474 | 1006.3641 | 1006.3641 | 1006.3641 | 1006.3641 | 1006.3641 | 1006.3641 | 1006.3641 | 1006.3641 | 1006.3641 | 1006.3641 | 1006.3641 | 1006.3641 | 1006.3641 | 1006.3641
F1_Commercial_Interruptible - Health_Existing_Space Heating_Natural Gas_Condensing RTU_A_Achievable Economic TRC Potential | F1 | Commercial | Interruptible - Health | Existing | Space Heating | Natural Gas | Condensing RTU | A | Integrated Unit Energy Savings (kWh or therms) | Achievable Economic TRC Potential | 0 | 0 | 0.026537 | 0.026253 | 0.025895 | 0.025462 | 0.024973 | 0.024419 | 0.023802 | 0.023127 | 0.022427 | 0.021699 | 0.020966 | 0.020244 | 0.019552 | 0.018904 | 0.018322 | 0.017841 | 0.01746 | 0.01714 | 0.016891 | 0.016661 | 0.016523 | 0.016391 | 0.016264 | 0.016142 | 0.016024
F2_Commercial_Interruptible - Health_Existing_Space Heating_Natural Gas_Condensing RTU_A_Achievable Economic TRC Potential | F2 | Commercial | Interruptible - Health | Existing | Space Heating | Natural Gas | Condensing RTU | A | Integrated Unit Summer Peak Savings (kW) | Achievable Economic TRC Potential | 0 | 0 | 0 | 0 | 0 | 0 | 0 | 0 | 0 | 0 | 0 | 0 | 0 | 0 | 0 | 0 | 0 | 0 | 0 | 0 | 0 | 0 | 0 | 0 | 0 | 0 | 0
F3_Commercial_Interruptible - Health_Existing_Space Heating_Natural Gas_Condensing RTU_A_Achievable Economic TRC Potential | F3 | Commercial | Interruptible - Health | Existing | Space Heating | Natural Gas | Condensing RTU | A | Integrated Unit Winter Peak Savings (kW) | Achievable Economic TRC Potential | 0 | 0 | 0 | 0 | 0 | 0 | 0 | 0 | 0 | 0 | 0 | 0 | 0 | 0 | 0 | 0 | 0 | 0 | 0 | 0 | 0 | 0 | 0 | 0 | 0 | 0 | 0
F4_Commercial_Interruptible - Health_Existing_Space Heating_Natural Gas_Condensing RTU_A_Achievable Economic TRC Potential | F4 | Commercial | Interruptible - Health | Existing | Space Heating | Natural Gas | Condensing RTU | A | Incremental Energy Savings (MWh or mTherms) | Achievable Economic TRC Potential | 0 | 0 | 0 | 0 | 0 | 0 | 0 | 0 | 0 | 0 | 0 | 0 | 0 | 0 | 0 | 0 | 0 | 0 | 0 | 0 | 0 | 0 | 0 | 0 | 0 | 0 | 0
F5_Commercial_Interruptible - Health_Existing_Space Heating_Natural Gas_Condensing RTU_A_Achievable Economic TRC Potential | F5 | Commercial | Interruptible - Health | Existing | Space Heating | Natural Gas | Condensing RTU | A | Incremental Summer Peak Savings (MW) | Achievable Economic TRC Potential | 0 | 0 | 0 | 0 | 0 | 0 | 0 | 0 | 0 | 0 | 0 | 0 | 0 | 0 | 0 | 0 | 0 | 0 | 0 | 0 | 0 | 0 | 0 | 0 | 0 | 0 | 0
F6_Commercial_Interruptible - Health_Existing_Space Heating_Natural Gas_Condensing RTU_A_Achievable Economic TRC Potential | F6 | Commercial | Interruptible - Health | Existing | Space Heating | Natural Gas | Condensing RTU | A | Incremental Winter Peak Savings (MW) | Achievable Economic TRC Potential | 0 | 0 | 0 | 0 | 0 | 0 | 0 | 0 | 0 | 0 | 0 | 0 | 0 | 0 | 0 | 0 | 0 | 0 | 0 | 0 | 0 | 0 | 0 | 0 | 0 | 0 | 0
F7_Commercial_Interruptible - Health_Existing_Space Heating_Natural Gas_Condensing RTU_A_Achievable Economic TRC Potential | F7 | Commercial | Interruptible - Health | Existing | Space Heating | Natural Gas | Condensing RTU | A | Cumulative Energy Savings (MWh or mTherms) | Achievable Economic TRC Potential | 0 | 0 | 0 | 0 | 0 | 0 | 0 | 0 | 0 | 0 | 0 | 0 | 0 | 0 | 0 | 0 | 0 | 0 | 0 | 0 | 0 | 0 | 0 | 0 | 0 | 0 | 0
F8_Commercial_Interruptible - Health_Existing_Space Heating_Natural Gas_Condensing RTU_A_Achievable Economic TRC Potential | F8 | Commercial | Interruptible - Health | Existing | Space Heating | Natural Gas | Condensing RTU | A | Cumulative Summer Peak Savings (MW) | Achievable Economic TRC Potential | 0 | 0 | 0 | 0 | 0 | 0 | 0 | 0 | 0 | 0 | 0 | 0 | 0 | 0 | 0 | 0 | 0 | 0 | 0 | 0 | 0 | 0 | 0 | 0 | 0 | 0 | 0
F9_Commercial_Interruptible - Health_Existing_Space Heating_Natural Gas_Condensing RTU_A_Achievable Economic TRC Potential | F9 | Commercial | Interruptible - Health | Existing | Space Heating | Natural Gas | Condensing RTU | A | Cumulative Winter Peak Savings (MW) | Achievable Economic TRC Potential | 0 | 0 | 0 | 0 | 0 | 0 | 0 | 0 | 0 | 0 | 0 | 0 | 0 | 0 | 0 | 0 | 0 | 0 | 0 | 0 | 0 | 0 | 0 | 0 | 0 | 0 | 0
F10_Commercial_Interruptible - Health_Existing_Space Heating_Natural Gas_Condensing RTU_A_Achievable Economic TRC Potential | F10 | Commercial | Interruptible - Health | Existing | Space Heating | Natural Gas | Condensing RTU | A | Purchases (Incremental) | Achievable Economic TRC Potential | 0 | 0 | 0 | 0 | 0 | 0 | 0 | 0 | 0 | 0 | 0 | 0 | 0 | 0 | 0 | 0 | 0 | 0 | 0 | 0 | 0 | 0 | 0 | 0 | 0 | 0 | 0
F11_Commercial_Interruptible - Health_Existing_Space Heating_Natural Gas_Condensing RTU_A_Achievable Economic TRC Potential | F11 | Commercial | Interruptible - Health | Existing | Space Heating | Natural Gas | Condensing RTU | A | Purchases (Cumulative) | Achievable Economic TRC Potential | 0 | 0 | 0 | 0 | 0 | 0 | 0 | 0 | 0 | 0 | 0 | 0 | 0 | 0 | 0 | 0 | 0 | 0 | 0 | 0 | 0 | 0 | 0 | 0 | 0 | 0 | 0
F1_Commercial_Interruptible - Health_Existing_Space Heating_Natural Gas_Hydronic Heating Radiator Replacement_A_Achievable Economic TRC Potential | F1 | Commercial | Interruptible - Health | Existing | Space Heating | Natural Gas | Hydronic Heating Radiator Replacement | A | Integrated Unit Energy Savings (kWh or therms) | Achievable Economic TRC Potential | 0 | 0 | 36.0512 | 35.6855 | 35.2306 | 34.7201 | 34.1474 | 33.501 | 32.7774 | 31.9785 | 31.1126 | 30.1964 | 29.2701 | 28.3556 | 27.4761 | 26.6549 | 25.9191 | 25.3181 | 24.8546 | 24.468 | 24.1775 | 23.9088 | 23.7676 | 23.6298 | 23.4951 | 23.363 | 23.2333
F2_Commercial_Interruptible - Health_Existing_Space Heating_Natural Gas_Hydronic Heating Radiator Replacement_A_Achievable Economic TRC Potential | F2 | Commercial | Interruptible - Health | Existing | Space Heating | Natural Gas | Hydronic Heating Radiator Replacement | A | Integrated Unit Summer Peak Savings (kW) | Achievable Economic TRC Potential | 0 | 0 | 0 | 0 | 0 | 0 | 0 | 0 | 0 | 0 | 0 | 0 | 0 | 0 | 0 | 0 | 0 | 0 | 0 | 0 | 0 | 0 | 0 | 0 | 0 | 0 | 0
F3_Commercial_Interruptible - Health_Existing_Space Heating_Natural Gas_Hydronic Heating Radiator Replacement_A_Achievable Economic TRC Potential | F3 | Commercial | Interruptible - Health | Existing | Space Heating | Natural Gas | Hydronic Heating Radiator Replacement | A | Integrated Unit Winter Peak Savings (kW) | Achievable Economic TRC Potential | 0 | 0 | 0 | 0 | 0 | 0 | 0 | 0 | 0 | 0 | 0 | 0 | 0 | 0 | 0 | 0 | 0 | 0 | 0 | 0 | 0 | 0 | 0 | 0 | 0 | 0 | 0
F4_Commercial_Interruptible - Health_Existing_Space Heating_Natural Gas_Hydronic Heating Radiator Replacement_A_Achievable Economic TRC Potential | F4 | Commercial | Interruptible - Health | Existing | Space Heating | Natural Gas | Hydronic Heating Radiator Replacement | A | Incremental Energy Savings (MWh or mTherms) | Achievable Economic TRC Potential | 0 | 0 | 0 | 0 | 0 | 0 | 0 | 0 | 0 | 0 | 0 | 0 | 0 | 0 | 0 | 0 | 0 | 0 | 0 | 0 | 0 | 0 | 0 | 0 | 0 | 0 | 0
F5_Commercial_Interruptible - Health_Existing_Space Heating_Natural Gas_Hydronic Heating Radiator Replacement_A_Achievable Economic TRC Potential | F5 | Commercial | Interruptible - Health | Existing | Space Heating | Natural Gas | Hydronic Heating Radiator Replacement | A | Incremental Summer Peak Savings (MW) | Achievable Economic TRC Potential | 0 | 0 | 0 | 0 | 0 | 0 | 0 | 0 | 0 | 0 | 0 | 0 | 0 | 0 | 0 | 0 | 0 | 0 | 0 | 0 | 0 | 0 | 0 | 0 | 0 | 0 | 0
F6_Commercial_Interruptible - Health_Existing_Space Heating_Natural Gas_Hydronic Heating Radiator Replacement_A_Achievable Economic TRC Potential | F6 | Commercial | Interruptible - Health | Existing | Space Heating | Natural Gas | Hydronic Heating Radiator Replacement | A | Incremental Winter Peak Savings (MW) | Achievable Economic TRC Potential | 0 | 0 | 0 | 0 | 0 | 0 | 0 | 0 | 0 | 0 | 0 | 0 | 0 | 0 | 0 | 0 | 0 | 0 | 0 | 0 | 0 | 0 | 0 | 0 | 0 | 0 | 0
F7_Commercial_Interruptible - Health_Existing_Space Heating_Natural Gas_Hydronic Heating Radiator Replacement_A_Achievable Economic TRC Potential | F7 | Commercial | Interruptible - Health | Existing | Space Heating | Natural Gas | Hydronic Heating Radiator Replacement | A | Cumulative Energy Savings (MWh or mTherms) | Achievable Economic TRC Potential | 0 | 0 | 0 | 0 | 0 | 0 | 0 | 0 | 0 | 0 | 0 | 0 | 0 | 0 | 0 | 0 | 0 | 0 | 0 | 0 | 0 | 0 | 0 | 0 | 0 | 0 | 0
F8_Commercial_Interruptible - Health_Existing_Space Heating_Natural Gas_Hydronic Heating Radiator Replacement_A_Achievable Economic TRC Potential | F8 | Commercial | Interruptible - Health | Existing | Space Heating | Natural Gas | Hydronic Heating Radiator Replacement | A | Cumulative Summer Peak Savings (MW) | Achievable Economic TRC Potential | 0 | 0 | 0 | 0 | 0 | 0 | 0 | 0 | 0 | 0 | 0 | 0 | 0 | 0 | 0 | 0 | 0 | 0 | 0 | 0 | 0 | 0 | 0 | 0 | 0 | 0 | 0
F9_Commercial_Interruptible - Health_Existing_Space Heating_Natural Gas_Hydronic Heating Radiator Replacement_A_Achievable Economic TRC Potential | F9 | Commercial | Interruptible - Health | Existing | Space Heating | Natural Gas | Hydronic Heating Radiator Replacement | A | Cumulative Winter Peak Savings (MW) | Achievable Economic TRC Potential | 0 | 0 | 0 | 0 | 0 | 0 | 0 | 0 | 0 | 0 | 0 | 0 | 0 | 0 | 0 | 0 | 0 | 0 | 0 | 0 | 0 | 0 | 0 | 0 | 0 | 0 | 0
F10_Commercial_Interruptible - Health_Existing_Space Heating_Natural Gas_Hydronic Heating Radiator Replacement_A_Achievable Economic TRC Potential | F10 | Commercial | Interruptible - Health | Existing | Space Heating | Natural Gas | Hydronic Heating Radiator Replacement | A | Purchases (Incremental) | Achievable Economic TRC Potential | 0 | 0 | 0 | 0 | 0 | 0 | 0 | 0 | 0 | 0 | 0 | 0 | 0 | 0 | 0 | 0 | 0 | 0 | 0 | 0 | 0 | 0 | 0 | 0 | 0 | 0 | 0
F11_Commercial_Interruptible - Health_Existing_Space Heating_Natural Gas_Hydronic Heating Radiator Replacement_A_Achievable Economic TRC Potential | F11 | Commercial | Interruptible - Health | Existing | Space Heating | Natural Gas | Hydronic Heating Radiator Replacement | A | Purchases (Cumulative) | Achievable Economic TRC Potential | 0 | 0 | 0 | 0 | 0 | 0 | 0 | 0 | 0 | 0 | 0 | 0 | 0 | 0 | 0 | 0 | 0 | 0 | 0 | 0 | 0 | 0 | 0 | 0 | 0 | 0 | 0
F1_Commercial_Interruptible - Health_Existing_Space Heating_Natural Gas_Thermostat - Connected_A_Achievable Economic TRC Potential | F1 | Commercial | Interruptible - Health | Existing | Space Heating | Natural Gas | Thermostat - Connected | A | Integrated Unit Energy Savings (kWh or therms) | Achievable Economic TRC Potential | 0 | 0 | 33.9548 | 33.6091 | 33.1788 | 32.6952 | 32.1525 | 31.5396 | 30.8537 | 30.0966 | 29.2761 | 28.4084 | 27.5312 | 26.6654 | 25.8328 | 25.0554 | 24.3586 | 23.7889 | 23.3489 | 22.9815 | 22.7047 | 22.4489 | 22.3129 | 22.1805 | 22.0512 | 21.9246 | 21.8005
F2_Commercial_Interruptible - Health_Existing_Space Heating_Natural Gas_Thermostat - Connected_A_Achievable Economic TRC Potential | F2 | Commercial | Interruptible - Health | Existing | Space Heating | Natural Gas | Thermostat - Connected | A | Integrated Unit Summer Peak Savings (kW) | Achievable Economic TRC Potential | 0 | 0 | 0 | 0 | 0 | 0 | 0 | 0 | 0 | 0 | 0 | 0 | 0 | 0 | 0 | 0 | 0 | 0 | 0 | 0 | 0 | 0 | 0 | 0 | 0 | 0 | 0
F3_Commercial_Interruptible - Health_Existing_Space Heating_Natural Gas_Thermostat - Connected_A_Achievable Economic TRC Potential | F3 | Commercial | Interruptible - Health | Existing | Space Heating | Natural Gas | Thermostat - Connected | A | Integrated Unit Winter Peak Savings (kW) | Achievable Economic TRC Potential | 0 | 0 | 0 | 0 | 0 | 0 | 0 | 0 | 0 | 0 | 0 | 0 | 0 | 0 | 0 | 0 | 0 | 0 | 0 | 0 | 0 | 0 | 0 | 0 | 0 | 0 | 0
F4_Commercial_Interruptible - Health_Existing_Space Heating_Natural Gas_Thermostat - Connected_A_Achievable Economic TRC Potential | F4 | Commercial | Interruptible - Health | Existing | Space Heating | Natural Gas | Thermostat - Connected | A | Incremental Energy Savings (MWh or mTherms) | Achievable Economic TRC Potential | 0 | 0 | 0 | 0 | 0 | 0.60651 | 0.68032 | 0.78022 | 0.8373 | 0.83436 | 0.22177 | 0.036872 | 0 | 0 | 0 | 0 | 0 | 0 | 0 | 0 | 0 | 0 | 0 | 0 | 0 | 0 | 0
F5_Commercial_Interruptible - Health_Existing_Space Heating_Natural Gas_Thermostat - Connected_A_Achievable Economic TRC Potential | F5 | Commercial | Interruptible - Health | Existing | Space Heating | Natural Gas | Thermostat - Connected | A | Incremental Summer Peak Savings (MW) | Achievable Economic TRC Potential | 0 | 0 | 0 | 0 | 0 | 0 | 0 | 0 | 0 | 0 | 0 | 0 | 0 | 0 | 0 | 0 | 0 | 0 | 0 | 0 | 0 | 0 | 0 | 0 | 0 | 0 | 0
F6_Commercial_Interruptible - Health_Existing_Space Heating_Natural Gas_Thermostat - Connected_A_Achievable Economic TRC Potential | F6 | Commercial | Interruptible - Health | Existing | Space Heating | Natural Gas | Thermostat - Connected | A | Incremental Winter Peak Savings (MW) | Achievable Economic TRC Potential | 0 | 0 | 0 | 0 | 0 | 0 | 0 | 0 | 0 | 0 | 0 | 0 | 0 | 0 | 0 | 0 | 0 | 0 | 0 | 0 | 0 | 0 | 0 | 0 | 0 | 0 | 0
F7_Commercial_Interruptible - Health_Existing_Space Heating_Natural Gas_Thermostat - Connected_A_Achievable Economic TRC Potential | F7 | Commercial | Interruptible - Health | Existing | Space Heating | Natural Gas | Thermostat - Connected | A | Cumulative Energy Savings (MWh or mTherms) | Achievable Economic TRC Potential | 0 | 0 | 0 | 0 | 0 | 0.60651 | 1.2768 | 2.0326 | 2.8257 | 3.5908 | 3.7146 | 3.6414 | 3.529 | 3.418 | 3.3113 | 3.2116 | 3.1223 | 3.0493 | 2.9929 | 2.9458 | 2.9103 | 2.8775 | 2.8601 | 2.8431 | 2.8265 | 2.8103 | 2.7944
F8_Commercial_Interruptible - Health_Existing_Space Heating_Natural Gas_Thermostat - Connected_A_Achievable Economic TRC Potential | F8 | Commercial | Interruptible - Health | Existing | Space Heating | Natural Gas | Thermostat - Connected | A | Cumulative Summer Peak Savings (MW) | Achievable Economic TRC Potential | 0 | 0 | 0 | 0 | 0 | 0 | 0 | 0 | 0 | 0 | 0 | 0 | 0 | 0 | 0 | 0 | 0 | 0 | 0 | 0 | 0 | 0 | 0 | 0 | 0 | 0 | 0
F9_Commercial_Interruptible - Health_Existing_Space Heating_Natural Gas_Thermostat - Connected_A_Achievable Economic TRC Potential | F9 | Commercial | Interruptible - Health | Existing | Space Heating | Natural Gas | Thermostat - Connected | A | Cumulative Winter Peak Savings (MW) | Achievable Economic TRC Potential | 0 | 0 | 0 | 0 | 0 | 0 | 0 | 0 | 0 | 0 | 0 | 0 | 0 | 0 | 0 | 0 | 0 | 0 | 0 | 0 | 0 | 0 | 0 | 0 | 0 | 0 | 0
F10_Commercial_Interruptible - Health_Existing_Space Heating_Natural Gas_Thermostat - Connected_A_Achievable Economic TRC Potential | F10 | Commercial | Interruptible - Health | Existing | Space Heating | Natural Gas | Thermostat - Connected | A | Purchases (Incremental) | Achievable Economic TRC Potential | 0 | 0 | 0 | 0 | 0 | 18.5505 | 21.1592 | 24.7376 | 27.1376 | 27.7229 | 7.5751 | 1.2979 | 0 | 0 | 0 | 0 | 0 | 0 | 0 | 0 | 0 | 0 | 0 | 0 | 0 | 0 | 0
F11_Commercial_Interruptible - Health_Existing_Space Heating_Natural Gas_Thermostat - Connected_A_Achievable Economic TRC Potential | F11 | Commercial | Interruptible - Health | Existing | Space Heating | Natural Gas | Thermostat - Connected | A | Purchases (Cumulative) | Achievable Economic TRC Potential | 0 | 0 | 0 | 0 | 0 | 18.5505 | 39.7097 | 64.4473 | 91.5849 | 119.3078 | 126.8828 | 128.1808 | 128.1808 | 128.1808 | 128.1808 | 128.1808 | 128.1808 | 128.1808 | 128.1808 | 128.1808 | 128.1808 | 128.1808 | 128.1808 | 128.1808 | 128.1808 | 128.1808 | 128.1808
F1_Commercial_Interruptible - Health_Existing_Water Heating_Natural Gas_Water Heater - Thermostatic Shower Restriction Valve_A_Achievable Economic TRC Potential | F1 | Commercial | Interruptible - Health | Existing | Water Heating | Natural Gas | Water Heater - Thermostatic Shower Restriction Valve | A | Integrated Unit Energy Savings (kWh or therms) | Achievable Economic TRC Potential | 0 | 0 | 15.2851 | 14.9495 | 14.6356 | 14.3332 | 14.0414 | 13.7534 | 13.4838 | 13.2328 | 13.0034 | 12.8023 | 12.6402 | 12.5159 | 12.4515 | 12.3835 | 12.3307 | 12.2887 | 12.2558 | 12.2294 | 12.2106 | 12.1972 | 12.1878 | 12.181 | 12.1719 | 12.1696 | 12.1678
F2_Commercial_Interruptible - Health_Existing_Water Heating_Natural Gas_Water Heater - Thermostatic Shower Restriction Valve_A_Achievable Economic TRC Potential | F2 | Commercial | Interruptible - Health | Existing | Water Heating | Natural Gas | Water Heater - Thermostatic Shower Restriction Valve | A | Integrated Unit Summer Peak Savings (kW) | Achievable Economic TRC Potential | 0 | 0 | 0 | 0 | 0 | 0 | 0 | 0 | 0 | 0 | 0 | 0 | 0 | 0 | 0 | 0 | 0 | 0 | 0 | 0 | 0 | 0 | 0 | 0 | 0 | 0 | 0
F3_Commercial_Interruptible - Health_Existing_Water Heating_Natural Gas_Water Heater - Thermostatic Shower Restriction Valve_A_Achievable Economic TRC Potential | F3 | Commercial | Interruptible - Health | Existing | Water Heating | Natural Gas | Water Heater - Thermostatic Shower Restriction Valve | A | Integrated Unit Winter Peak Savings (kW) | Achievable Economic TRC Potential | 0 | 0 | 0 | 0 | 0 | 0 | 0 | 0 | 0 | 0 | 0 | 0 | 0 | 0 | 0 | 0 | 0 | 0 | 0 | 0 | 0 | 0 | 0 | 0 | 0 | 0 | 0
F4_Commercial_Interruptible - Health_Existing_Water Heating_Natural Gas_Water Heater - Thermostatic Shower Restriction Valve_A_Achievable Economic TRC Potential | F4 | Commercial | Interruptible - Health | Existing | Water Heating | Natural Gas | Water Heater - Thermostatic Shower Restriction Valve | A | Incremental Energy Savings (MWh or mTherms) | Achievable Economic TRC Potential | 0 | 0 | 0 | 0 | 0 | 0 | 0 | 0 | 0 | 0 | 0 | 0 | 0 | 0 | 0 | 0 | 0 | 0 | 0 | 0 | 0 | 0 | 0 | 0 | 0 | 0 | 0
F5_Commercial_Interruptible - Health_Existing_Water Heating_Natural Gas_Water Heater - Thermostatic Shower Restriction Valve_A_Achievable Economic TRC Potential | F5 | Commercial | Interruptible - Health | Existing | Water Heating | Natural Gas | Water Heater - Thermostatic Shower Restriction Valve | A | Incremental Summer Peak Savings (MW) | Achievable Economic TRC Potential | 0 | 0 | 0 | 0 | 0 | 0 | 0 | 0 | 0 | 0 | 0 | 0 | 0 | 0 | 0 | 0 | 0 | 0 | 0 | 0 | 0 | 0 | 0 | 0 | 0 | 0 | 0
F6_Commercial_Interruptible - Health_Existing_Water Heating_Natural Gas_Water Heater - Thermostatic Shower Restriction Valve_A_Achievable Economic TRC Potential | F6 | Commercial | Interruptible - Health | Existing | Water Heating | Natural Gas | Water Heater - Thermostatic Shower Restriction Valve | A | Incremental Winter Peak Savings (MW) | Achievable Economic TRC Potential | 0 | 0 | 0 | 0 | 0 | 0 | 0 | 0 | 0 | 0 | 0 | 0 | 0 | 0 | 0 | 0 | 0 | 0 | 0 | 0 | 0 | 0 | 0 | 0 | 0 | 0 | 0
F7_Commercial_Interruptible - Health_Existing_Water Heating_Natural Gas_Water Heater - Thermostatic Shower Restriction Valve_A_Achievable Economic TRC Potential | F7 | Commercial | Interruptible - Health | Existing | Water Heating | Natural Gas | Water Heater - Thermostatic Shower Restriction Valve | A | Cumulative Energy Savings (MWh or mTherms) | Achievable Economic TRC Potential | 0 | 0 | 0 | 0 | 0 | 0 | 0 | 0 | 0 | 0 | 0 | 0 | 0 | 0 | 0 | 0 | 0 | 0 | 0 | 0 | 0 | 0 | 0 | 0 | 0 | 0 | 0
F8_Commercial_Interruptible - Health_Existing_Water Heating_Natural Gas_Water Heater - Thermostatic Shower Restriction Valve_A_Achievable Economic TRC Potential | F8 | Commercial | Interruptible - Health | Existing | Water Heating | Natural Gas | Water Heater - Thermostatic Shower Restriction Valve | A | Cumulative Summer Peak Savings (MW) | Achievable Economic TRC Potential | 0 | 0 | 0 | 0 | 0 | 0 | 0 | 0 | 0 | 0 | 0 | 0 | 0 | 0 | 0 | 0 | 0 | 0 | 0 | 0 | 0 | 0 | 0 | 0 | 0 | 0 | 0
F9_Commercial_Interruptible - Health_Existing_Water Heating_Natural Gas_Water Heater - Thermostatic Shower Restriction Valve_A_Achievable Economic TRC Potential | F9 | Commercial | Interruptible - Health | Existing | Water Heating | Natural Gas | Water Heater - Thermostatic Shower Restriction Valve | A | Cumulative Winter Peak Savings (MW) | Achievable Economic TRC Potential | 0 | 0 | 0 | 0 | 0 | 0 | 0 | 0 | 0 | 0 | 0 | 0 | 0 | 0 | 0 | 0 | 0 | 0 | 0 | 0 | 0 | 0 | 0 | 0 | 0 | 0 | 0
F10_Commercial_Interruptible - Health_Existing_Water Heating_Natural Gas_Water Heater - Thermostatic Shower Restriction Valve_A_Achievable Economic TRC Potential | F10 | Commercial | Interruptible - Health | Existing | Water Heating | Natural Gas | Water Heater - Thermostatic Shower Restriction Valve | A | Purchases (Incremental) | Achievable Economic TRC Potential | 0 | 0 | 0 | 0 | 0 | 0 | 0 | 0 | 0 | 0 | 0 | 0 | 0 | 0 | 0 | 0 | 0 | 0 | 0 | 0 | 0 | 0 | 0 | 0 | 0 | 0 | 0
F11_Commercial_Interruptible - Health_Existing_Water Heating_Natural Gas_Water Heater - Thermostatic Shower Restriction Valve_A_Achievable Economic TRC Potential | F11 | Commercial | Interruptible - Health | Existing | Water Heating | Natural Gas | Water Heater - Thermostatic Shower Restriction Valve | A | Purchases (Cumulative) | Achievable Economic TRC Potential | 0 | 0 | 0 | 0 | 0 | 0 | 0 | 0 | 0 | 0 | 0 | 0 | 0 | 0 | 0 | 0 | 0 | 0 | 0 | 0 | 0 | 0 | 0 | 0 | 0 | 0 | 0
F1_Commercial_Interruptible - Health_Existing_Water Heating_Natural Gas_Water Heater - Pre-Rinse Spray Valve_A_Achievable Economic TRC Potential | F1 | Commercial | Interruptible - Health | Existing | Water Heating | Natural Gas | Water Heater - Pre-Rinse Spray Valve | A | Integrated Unit Energy Savings (kWh or therms) | Achievable Economic TRC Potential | 0 | 0 | 16.1028 | 15.7316 | 15.381 | 15.0406 | 14.7098 | 14.3805 | 14.0693 | 13.7785 | 13.5115 | 13.2782 | 13.0913 | 12.9498 | 12.8768 | 12.8026 | 12.748 | 12.7047 | 12.6707 | 12.6433 | 12.6239 | 12.6101 | 12.6003 | 12.5933 | 12.5839 | 12.5815 | 12.5796
F2_Commercial_Interruptible - Health_Existing_Water Heating_Natural Gas_Water Heater - Pre-Rinse Spray Valve_A_Achievable Economic TRC Potential | F2 | Commercial | Interruptible - Health | Existing | Water Heating | Natural Gas | Water Heater - Pre-Rinse Spray Valve | A | Integrated Unit Summer Peak Savings (kW) | Achievable Economic TRC Potential | 0 | 0 | 0 | 0 | 0 | 0 | 0 | 0 | 0 | 0 | 0 | 0 | 0 | 0 | 0 | 0 | 0 | 0 | 0 | 0 | 0 | 0 | 0 | 0 | 0 | 0 | 0
F3_Commercial_Interruptible - Health_Existing_Water Heating_Natural Gas_Water Heater - Pre-Rinse Spray Valve_A_Achievable Economic TRC Potential | F3 | Commercial | Interruptible - Health | Existing | Water Heating | Natural Gas | Water Heater - Pre-Rinse Spray Valve | A | Integrated Unit Winter Peak Savings (kW) | Achievable Economic TRC Potential | 0 | 0 | 0 | 0 | 0 | 0 | 0 | 0 | 0 | 0 | 0 | 0 | 0 | 0 | 0 | 0 | 0 | 0 | 0 | 0 | 0 | 0 | 0 | 0 | 0 | 0 | 0
F4_Commercial_Interruptible - Health_Existing_Water Heating_Natural Gas_Water Heater - Pre-Rinse Spray Valve_A_Achievable Economic TRC Potential | F4 | Commercial | Interruptible - Health | Existing | Water Heating | Natural Gas | Water Heater - Pre-Rinse Spray Valve | A | Incremental Energy Savings (MWh or mTherms) | Achievable Economic TRC Potential | 0 | 0 | 0 | 0 | 0 | 0 | 0 | 0 | 0 | 0 | 0 | 0 | 0 | 0 | 0 | 0 | 0 | 0 | 0 | 0 | 0 | 0 | 0 | 0 | 0 | 0 | 0
F5_Commercial_Interruptible - Health_Existing_Water Heating_Natural Gas_Water Heater - Pre-Rinse Spray Valve_A_Achievable Economic TRC Potential | F5 | Commercial | Interruptible - Health | Existing | Water Heating | Natural Gas | Water Heater - Pre-Rinse Spray Valve | A | Incremental Summer Peak Savings (MW) | Achievable Economic TRC Potential | 0 | 0 | 0 | 0 | 0 | 0 | 0 | 0 | 0 | 0 | 0 | 0 | 0 | 0 | 0 | 0 | 0 | 0 | 0 | 0 | 0 | 0 | 0 | 0 | 0 | 0 | 0
F6_Commercial_Interruptible - Health_Existing_Water Heating_Natural Gas_Water Heater - Pre-Rinse Spray Valve_A_Achievable Economic TRC Potential | F6 | Commercial | Interruptible - Health | Existing | Water Heating | Natural Gas | Water Heater - Pre-Rinse Spray Valve | A | Incremental Winter Peak Savings (MW) | Achievable Economic TRC Potential | 0 | 0 | 0 | 0 | 0 | 0 | 0 | 0 | 0 | 0 | 0 | 0 | 0 | 0 | 0 | 0 | 0 | 0 | 0 | 0 | 0 | 0 | 0 | 0 | 0 | 0 | 0
F7_Commercial_Interruptible - Health_Existing_Water Heating_Natural Gas_Water Heater - Pre-Rinse Spray Valve_A_Achievable Economic TRC Potential | F7 | Commercial | Interruptible - Health | Existing | Water Heating | Natural Gas | Water Heater - Pre-Rinse Spray Valve | A | Cumulative Energy Savings (MWh or mTherms) | Achievable Economic TRC Potential | 0 | 0 | 0 | 0 | 0 | 0 | 0 | 0 | 0 | 0 | 0 | 0 | 0 | 0 | 0 | 0 | 0 | 0 | 0 | 0 | 0 | 0 | 0 | 0 | 0 | 0 | 0
F8_Commercial_Interruptible - Health_Existing_Water Heating_Natural Gas_Water Heater - Pre-Rinse Spray Valve_A_Achievable Economic TRC Potential | F8 | Commercial | Interruptible - Health | Existing | Water Heating | Natural Gas | Water Heater - Pre-Rinse Spray Valve | A | Cumulative Summer Peak Savings (MW) | Achievable Economic TRC Potential | 0 | 0 | 0 | 0 | 0 | 0 | 0 | 0 | 0 | 0 | 0 | 0 | 0 | 0 | 0 | 0 | 0 | 0 | 0 | 0 | 0 | 0 | 0 | 0 | 0 | 0 | 0
F9_Commercial_Interruptible - Health_Existing_Water Heating_Natural Gas_Water Heater - Pre-Rinse Spray Valve_A_Achievable Economic TRC Potential | F9 | Commercial | Interruptible - Health | Existing | Water Heating | Natural Gas | Water Heater - Pre-Rinse Spray Valve | A | Cumulative Winter Peak Savings (MW) | Achievable Economic TRC Potential | 0 | 0 | 0 | 0 | 0 | 0 | 0 | 0 | 0 | 0 | 0 | 0 | 0 | 0 | 0 | 0 | 0 | 0 | 0 | 0 | 0 | 0 | 0 | 0 | 0 | 0 | 0
F10_Commercial_Interruptible - Health_Existing_Water Heating_Natural Gas_Water Heater - Pre-Rinse Spray Valve_A_Achievable Economic TRC Potential | F10 | Commercial | Interruptible - Health | Existing | Water Heating | Natural Gas | Water Heater - Pre-Rinse Spray Valve | A | Purchases (Incremental) | Achievable Economic TRC Potential | 0 | 0 | 0 | 0 | 0 | 0 | 0 | 0 | 0 | 0 | 0 | 0 | 0 | 0 | 0 | 0 | 0 | 0 | 0 | 0 | 0 | 0 | 0 | 0 | 0 | 0 | 0
F11_Commercial_Interruptible - Health_Existing_Water Heating_Natural Gas_Water Heater - Pre-Rinse Spray Valve_A_Achievable Economic TRC Potential | F11 | Commercial | Interruptible - Health | Existing | Water Heating | Natural Gas | Water Heater - Pre-Rinse Spray Valve | A | Purchases (Cumulative) | Achievable Economic TRC Potential | 0 | 0 | 0 | 0 | 0 | 0 | 0 | 0 | 0 | 0 | 0 | 0 | 0 | 0 | 0 | 0 | 0 | 0 | 0 | 0 | 0 | 0 | 0 | 0 | 0 | 0 | 0
F1_Commercial_Interruptible - Health_Existing_Water Heating_Natural Gas_Water Heater - Temperature Setback_A_Achievable Economic TRC Potential | F1 | Commercial | Interruptible - Health | Existing | Water Heating | Natural Gas | Water Heater - Temperature Setback | A | Integrated Unit Energy Savings (kWh or therms) | Achievable Economic TRC Potential | 0 | 0 | 99.7384 | 97.6616 | 95.6568 | 93.726 | 91.86 | 90.0257 | 88.2605 | 86.6179 | 85.1161 | 83.7999 | 82.7387 | 81.9255 | 81.5035 | 81.0584 | 80.7127 | 80.4381 | 80.2229 | 80.0497 | 79.9266 | 79.8394 | 79.7774 | 79.7332 | 79.6735 | 79.6585 | 79.6465
F2_Commercial_Interruptible - Health_Existing_Water Heating_Natural Gas_Water Heater - Temperature Setback_A_Achievable Economic TRC Potential | F2 | Commercial | Interruptible - Health | Existing | Water Heating | Natural Gas | Water Heater - Temperature Setback | A | Integrated Unit Summer Peak Savings (kW) | Achievable Economic TRC Potential | 0 | 0 | 0 | 0 | 0 | 0 | 0 | 0 | 0 | 0 | 0 | 0 | 0 | 0 | 0 | 0 | 0 | 0 | 0 | 0 | 0 | 0 | 0 | 0 | 0 | 0 | 0
F3_Commercial_Interruptible - Health_Existing_Water Heating_Natural Gas_Water Heater - Temperature Setback_A_Achievable Economic TRC Potential | F3 | Commercial | Interruptible - Health | Existing | Water Heating | Natural Gas | Water Heater - Temperature Setback | A | Integrated Unit Winter Peak Savings (kW) | Achievable Economic TRC Potential | 0 | 0 | 0 | 0 | 0 | 0 | 0 | 0 | 0 | 0 | 0 | 0 | 0 | 0 | 0 | 0 | 0 | 0 | 0 | 0 | 0 | 0 | 0 | 0 | 0 | 0 | 0
F4_Commercial_Interruptible - Health_Existing_Water Heating_Natural Gas_Water Heater - Temperature Setback_A_Achievable Economic TRC Potential | F4 | Commercial | Interruptible - Health | Existing | Water Heating | Natural Gas | Water Heater - Temperature Setback | A | Incremental Energy Savings (MWh or mTherms) | Achievable Economic TRC Potential | 0 | 0 | 0.51288 | 0.61662 | 0.24718 | 0.24886 | 0.23002 | 0.26931 | 0 | 0 | 0 | 0 | 0 | 0 | 0 | 0 | 0 | 0 | 0 | 0 | 0 | 0 | 0 | 0 | 0 | 0 | 0
F5_Commercial_Interruptible - Health_Existing_Water Heating_Natural Gas_Water Heater - Temperature Setback_A_Achievable Economic TRC Potential | F5 | Commercial | Interruptible - Health | Existing | Water Heating | Natural Gas | Water Heater - Temperature Setback | A | Incremental Summer Peak Savings (MW) | Achievable Economic TRC Potential | 0 | 0 | 0 | 0 | 0 | 0 | 0 | 0 | 0 | 0 | 0 | 0 | 0 | 0 | 0 | 0 | 0 | 0 | 0 | 0 | 0 | 0 | 0 | 0 | 0 | 0 | 0
F6_Commercial_Interruptible - Health_Existing_Water Heating_Natural Gas_Water Heater - Temperature Setback_A_Achievable Economic TRC Potential | F6 | Commercial | Interruptible - Health | Existing | Water Heating | Natural Gas | Water Heater - Temperature Setback | A | Incremental Winter Peak Savings (MW) | Achievable Economic TRC Potential | 0 | 0 | 0 | 0 | 0 | 0 | 0 | 0 | 0 | 0 | 0 | 0 | 0 | 0 | 0 | 0 | 0 | 0 | 0 | 0 | 0 | 0 | 0 | 0 | 0 | 0 | 0
F7_Commercial_Interruptible - Health_Existing_Water Heating_Natural Gas_Water Heater - Temperature Setback_A_Achievable Economic TRC Potential | F7 | Commercial | Interruptible - Health | Existing | Water Heating | Natural Gas | Water Heater - Temperature Setback | A | Cumulative Energy Savings (MWh or mTherms) | Achievable Economic TRC Potential | 0 | 0 | 0.51288 | 1.1188 | 1.343 | 1.5648 | 1.7637 | 1.9977 | 1.9586 | 1.9221 | 1.8888 | 1.8596 | 1.836 | 1.818 | 1.8086 | 1.7988 | 1.7911 | 1.785 | 1.7802 | 1.7764 | 1.7736 | 1.7717 | 1.7703 | 1.7693 | 1.768 | 1.7677 | 1.7674
F8_Commercial_Interruptible - Health_Existing_Water Heating_Natural Gas_Water Heater - Temperature Setback_A_Achievable Economic TRC Potential | F8 | Commercial | Interruptible - Health | Existing | Water Heating | Natural Gas | Water Heater - Temperature Setback | A | Cumulative Summer Peak Savings (MW) | Achievable Economic TRC Potential | 0 | 0 | 0 | 0 | 0 | 0 | 0 | 0 | 0 | 0 | 0 | 0 | 0 | 0 | 0 | 0 | 0 | 0 | 0 | 0 | 0 | 0 | 0 | 0 | 0 | 0 | 0
F9_Commercial_Interruptible - Health_Existing_Water Heating_Natural Gas_Water Heater - Temperature Setback_A_Achievable Economic TRC Potential | F9 | Commercial | Interruptible - Health | Existing | Water Heating | Natural Gas | Water Heater - Temperature Setback | A | Cumulative Winter Peak Savings (MW) | Achievable Economic TRC Potential | 0 | 0 | 0 | 0 | 0 | 0 | 0 | 0 | 0 | 0 | 0 | 0 | 0 | 0 | 0 | 0 | 0 | 0 | 0 | 0 | 0 | 0 | 0 | 0 | 0 | 0 | 0
F10_Commercial_Interruptible - Health_Existing_Water Heating_Natural Gas_Water Heater - Temperature Setback_A_Achievable Economic TRC Potential | F10 | Commercial | Interruptible - Health | Existing | Water Heating | Natural Gas | Water Heater - Temperature Setback | A | Purchases (Incremental) | Achievable Economic TRC Potential | 0 | 0 | 5.1423 | 6.3139 | 2.5841 | 2.6552 | 2.504 | 2.9914 | 0 | 0 | 0 | 0 | 0 | 0 | 0 | 0 | 0 | 0 | 0 | 0 | 0 | 0 | 0 | 0 | 0 | 0 | 0
F11_Commercial_Interruptible - Health_Existing_Water Heating_Natural Gas_Water Heater - Temperature Setback_A_Achievable Economic TRC Potential | F11 | Commercial | Interruptible - Health | Existing | Water Heating | Natural Gas | Water Heater - Temperature Setback | A | Purchases (Cumulative) | Achievable Economic TRC Potential | 0 | 0 | 5.1423 | 11.4561 | 14.0402 | 16.6954 | 19.1994 | 22.1908 | 22.1908 | 22.1908 | 22.1908 | 22.1908 | 22.1908 | 22.1908 | 22.1908 | 22.1908 | 22.1908 | 22.1908 | 22.1908 | 22.1908 | 22.1908 | 22.1908 | 22.1908 | 22.1908 | 22.1908 | 22.1908 | 22.1908
F1_Commercial_Interruptible - Health_Existing_Water Heating_Natural Gas_Water Heater - Faucet Aerators_A_Achievable Economic TRC Potential | F1 | Commercial | Interruptible - Health | Existing | Water Heating | Natural Gas | Water Heater - Faucet Aerators | A | Integrated Unit Energy Savings (kWh or therms) | Achievable Economic TRC Potential | 0 | 0 | 23.4245 | 22.9367 | 22.4659 | 22.0124 | 21.5741 | 21.1433 | 20.7288 | 20.343 | 19.9903 | 19.6812 | 19.4319 | 19.2409 | 19.1418 | 19.0373 | 18.9561 | 18.8916 | 18.8411 | 18.8004 | 18.7715 | 18.751 | 18.7364 | 18.726 | 18.712 | 18.7085 | 18.7057
F2_Commercial_Interruptible - Health_Existing_Water Heating_Natural Gas_Water Heater - Faucet Aerators_A_Achievable Economic TRC Potential | F2 | Commercial | Interruptible - Health | Existing | Water Heating | Natural Gas | Water Heater - Faucet Aerators | A | Integrated Unit Summer Peak Savings (kW) | Achievable Economic TRC Potential | 0 | 0 | 0 | 0 | 0 | 0 | 0 | 0 | 0 | 0 | 0 | 0 | 0 | 0 | 0 | 0 | 0 | 0 | 0 | 0 | 0 | 0 | 0 | 0 | 0 | 0 | 0
F3_Commercial_Interruptible - Health_Existing_Water Heating_Natural Gas_Water Heater - Faucet Aerators_A_Achievable Economic TRC Potential | F3 | Commercial | Interruptible - Health | Existing | Water Heating | Natural Gas | Water Heater - Faucet Aerators | A | Integrated Unit Winter Peak Savings (kW) | Achievable Economic TRC Potential | 0 | 0 | 0 | 0 | 0 | 0 | 0 | 0 | 0 | 0 | 0 | 0 | 0 | 0 | 0 | 0 | 0 | 0 | 0 | 0 | 0 | 0 | 0 | 0 | 0 | 0 | 0
F4_Commercial_Interruptible - Health_Existing_Water Heating_Natural Gas_Water Heater - Faucet Aerators_A_Achievable Economic TRC Potential | F4 | Commercial | Interruptible - Health | Existing | Water Heating | Natural Gas | Water Heater - Faucet Aerators | A | Incremental Energy Savings (MWh or mTherms) | Achievable Economic TRC Potential | 0 | 0 | 0 | 0 | 0 | 0 | 0 | 0 | 0 | 0 | 0 | 0 | 0 | 0 | 0 | 0 | 0 | 0 | 0 | 0 | 0 | 0 | 0 | 0 | 0 | 0 | 0
F5_Commercial_Interruptible - Health_Existing_Water Heating_Natural Gas_Water Heater - Faucet Aerators_A_Achievable Economic TRC Potential | F5 | Commercial | Interruptible - Health | Existing | Water Heating | Natural Gas | Water Heater - Faucet Aerators | A | Incremental Summer Peak Savings (MW) | Achievable Economic TRC Potential | 0 | 0 | 0 | 0 | 0 | 0 | 0 | 0 | 0 | 0 | 0 | 0 | 0 | 0 | 0 | 0 | 0 | 0 | 0 | 0 | 0 | 0 | 0 | 0 | 0 | 0 | 0
F6_Commercial_Interruptible - Health_Existing_Water Heating_Natural Gas_Water Heater - Faucet Aerators_A_Achievable Economic TRC Potential | F6 | Commercial | Interruptible - Health | Existing | Water Heating | Natural Gas | Water Heater - Faucet Aerators | A | Incremental Winter Peak Savings (MW) | Achievable Economic TRC Potential | 0 | 0 | 0 | 0 | 0 | 0 | 0 | 0 | 0 | 0 | 0 | 0 | 0 | 0 | 0 | 0 | 0 | 0 | 0 | 0 | 0 | 0 | 0 | 0 | 0 | 0 | 0
F7_Commercial_Interruptible - Health_Existing_Water Heating_Natural Gas_Water Heater - Faucet Aerators_A_Achievable Economic TRC Potential | F7 | Commercial | Interruptible - Health | Existing | Water Heating | Natural Gas | Water Heater - Faucet Aerators | A | Cumulative Energy Savings (MWh or mTherms) | Achievable Economic TRC Potential | 0 | 0 | 0 | 0 | 0 | 0 | 0 | 0 | 0 | 0 | 0 | 0 | 0 | 0 | 0 | 0 | 0 | 0 | 0 | 0 | 0 | 0 | 0 | 0 | 0 | 0 | 0
F8_Commercial_Interruptible - Health_Existing_Water Heating_Natural Gas_Water Heater - Faucet Aerators_A_Achievable Economic TRC Potential | F8 | Commercial | Interruptible - Health | Existing | Water Heating | Natural Gas | Water Heater - Faucet Aerators | A | Cumulative Summer Peak Savings (MW) | Achievable Economic TRC Potential | 0 | 0 | 0 | 0 | 0 | 0 | 0 | 0 | 0 | 0 | 0 | 0 | 0 | 0 | 0 | 0 | 0 | 0 | 0 | 0 | 0 | 0 | 0 | 0 | 0 | 0 | 0
F9_Commercial_Interruptible - Health_Existing_Water Heating_Natural Gas_Water Heater - Faucet Aerators_A_Achievable Economic TRC Potential | F9 | Commercial | Interruptible - Health | Existing | Water Heating | Natural Gas | Water Heater - Faucet Aerators | A | Cumulative Winter Peak Savings (MW) | Achievable Economic TRC Potential | 0 | 0 | 0 | 0 | 0 | 0 | 0 | 0 | 0 | 0 | 0 | 0 | 0 | 0 | 0 | 0 | 0 | 0 | 0 | 0 | 0 | 0 | 0 | 0 | 0 | 0 | 0
F10_Commercial_Interruptible - Health_Existing_Water Heating_Natural Gas_Water Heater - Faucet Aerators_A_Achievable Economic TRC Potential | F10 | Commercial | Interruptible - Health | Existing | Water Heating | Natural Gas | Water Heater - Faucet Aerators | A | Purchases (Incremental) | Achievable Economic TRC Potential | 0 | 0 | 0 | 0 | 0 | 0 | 0 | 0 | 0 | 0 | 0 | 0 | 0 | 0 | 0 | 0 | 0 | 0 | 0 | 0 | 0 | 0 | 0 | 0 | 0 | 0 | 0
F11_Commercial_Interruptible - Health_Existing_Water Heating_Natural Gas_Water Heater - Faucet Aerators_A_Achievable Economic TRC Potential | F11 | Commercial | Interruptible - Health | Existing | Water Heating | Natural Gas | Water Heater - Faucet Aerators | A | Purchases (Cumulative) | Achievable Economic TRC Potential | 0 | 0 | 0 | 0 | 0 | 0 | 0 | 0 | 0 | 0 | 0 | 0 | 0 | 0 | 0 | 0 | 0 | 0 | 0 | 0 | 0 | 0 | 0 | 0 | 0 | 0 | 0
F1_Commercial_Interruptible - Health_Existing_Water Heating_Natural Gas_Water Heater - Low-Flow Showerheads_A_Achievable Economic TRC Potential | F1 | Commercial | Interruptible - Health | Existing | Water Heating | Natural Gas | Water Heater - Low-Flow Showerheads | A | Integrated Unit Energy Savings (kWh or therms) | Achievable Economic TRC Potential | 0 | 0 | 50.0427 | 49.0006 | 47.9948 | 47.026 | 46.0897 | 45.1694 | 44.2838 | 43.4596 | 42.7061 | 42.0457 | 41.5132 | 41.1052 | 40.8935 | 40.6702 | 40.4967 | 40.359 | 40.2509 | 40.164 | 40.1023 | 40.0585 | 40.0275 | 40.0053 | 39.9753 | 39.9678 | 39.9617
F2_Commercial_Interruptible - Health_Existing_Water Heating_Natural Gas_Water Heater - Low-Flow Showerheads_A_Achievable Economic TRC Potential | F2 | Commercial | Interruptible - Health | Existing | Water Heating | Natural Gas | Water Heater - Low-Flow Showerheads | A | Integrated Unit Summer Peak Savings (kW) | Achievable Economic TRC Potential | 0 | 0 | 0 | 0 | 0 | 0 | 0 | 0 | 0 | 0 | 0 | 0 | 0 | 0 | 0 | 0 | 0 | 0 | 0 | 0 | 0 | 0 | 0 | 0 | 0 | 0 | 0
F3_Commercial_Interruptible - Health_Existing_Water Heating_Natural Gas_Water Heater - Low-Flow Showerheads_A_Achievable Economic TRC Potential | F3 | Commercial | Interruptible - Health | Existing | Water Heating | Natural Gas | Water Heater - Low-Flow Showerheads | A | Integrated Unit Winter Peak Savings (kW) | Achievable Economic TRC Potential | 0 | 0 | 0 | 0 | 0 | 0 | 0 | 0 | 0 | 0 | 0 | 0 | 0 | 0 | 0 | 0 | 0 | 0 | 0 | 0 | 0 | 0 | 0 | 0 | 0 | 0 | 0
F4_Commercial_Interruptible - Health_Existing_Water Heating_Natural Gas_Water Heater - Low-Flow Showerheads_A_Achievable Economic TRC Potential | F4 | Commercial | Interruptible - Health | Existing | Water Heating | Natural Gas | Water Heater - Low-Flow Showerheads | A | Incremental Energy Savings (MWh or mTherms) | Achievable Economic TRC Potential | 0 | 0 | 0 | 0 | 0 | 0 | 0 | 0 | 0 | 0 | 0 | 0 | 0 | 0 | 0 | 0 | 0 | 0 | 0 | 0 | 0 | 0 | 0 | 0 | 0 | 0 | 0
F5_Commercial_Interruptible - Health_Existing_Water Heating_Natural Gas_Water Heater - Low-Flow Showerheads_A_Achievable Economic TRC Potential | F5 | Commercial | Interruptible - Health | Existing | Water Heating | Natural Gas | Water Heater - Low-Flow Showerheads | A | Incremental Summer Peak Savings (MW) | Achievable Economic TRC Potential | 0 | 0 | 0 | 0 | 0 | 0 | 0 | 0 | 0 | 0 | 0 | 0 | 0 | 0 | 0 | 0 | 0 | 0 | 0 | 0 | 0 | 0 | 0 | 0 | 0 | 0 | 0
F6_Commercial_Interruptible - Health_Existing_Water Heating_Natural Gas_Water Heater - Low-Flow Showerheads_A_Achievable Economic TRC Potential | F6 | Commercial | Interruptible - Health | Existing | Water Heating | Natural Gas | Water Heater - Low-Flow Showerheads | A | Incremental Winter Peak Savings (MW) | Achievable Economic TRC Potential | 0 | 0 | 0 | 0 | 0 | 0 | 0 | 0 | 0 | 0 | 0 | 0 | 0 | 0 | 0 | 0 | 0 | 0 | 0 | 0 | 0 | 0 | 0 | 0 | 0 | 0 | 0
F7_Commercial_Interruptible - Health_Existing_Water Heating_Natural Gas_Water Heater - Low-Flow Showerheads_A_Achievable Economic TRC Potential | F7 | Commercial | Interruptible - Health | Existing | Water Heating | Natural Gas | Water Heater - Low-Flow Showerheads | A | Cumulative Energy Savings (MWh or mTherms) | Achievable Economic TRC Potential | 0 | 0 | 0 | 0 | 0 | 0 | 0 | 0 | 0 | 0 | 0 | 0 | 0 | 0 | 0 | 0 | 0 | 0 | 0 | 0 | 0 | 0 | 0 | 0 | 0 | 0 | 0
F8_Commercial_Interruptible - Health_Existing_Water Heating_Natural Gas_Water Heater - Low-Flow Showerheads_A_Achievable Economic TRC Potential | F8 | Commercial | Interruptible - Health | Existing | Water Heating | Natural Gas | Water Heater - Low-Flow Showerheads | A | Cumulative Summer Peak Savings (MW) | Achievable Economic TRC Potential | 0 | 0 | 0 | 0 | 0 | 0 | 0 | 0 | 0 | 0 | 0 | 0 | 0 | 0 | 0 | 0 | 0 | 0 | 0 | 0 | 0 | 0 | 0 | 0 | 0 | 0 | 0
F9_Commercial_Interruptible - Health_Existing_Water Heating_Natural Gas_Water Heater - Low-Flow Showerheads_A_Achievable Economic TRC Potential | F9 | Commercial | Interruptible - Health | Existing | Water Heating | Natural Gas | Water Heater - Low-Flow Showerheads | A | Cumulative Winter Peak Savings (MW) | Achievable Economic TRC Potential | 0 | 0 | 0 | 0 | 0 | 0 | 0 | 0 | 0 | 0 | 0 | 0 | 0 | 0 | 0 | 0 | 0 | 0 | 0 | 0 | 0 | 0 | 0 | 0 | 0 | 0 | 0
F10_Commercial_Interruptible - Health_Existing_Water Heating_Natural Gas_Water Heater - Low-Flow Showerheads_A_Achievable Economic TRC Potential | F10 | Commercial | Interruptible - Health | Existing | Water Heating | Natural Gas | Water Heater - Low-Flow Showerheads | A | Purchases (Incremental) | Achievable Economic TRC Potential | 0 | 0 | 0 | 0 | 0 | 0 | 0 | 0 | 0 | 0 | 0 | 0 | 0 | 0 | 0 | 0 | 0 | 0 | 0 | 0 | 0 | 0 | 0 | 0 | 0 | 0 | 0
F11_Commercial_Interruptible - Health_Existing_Water Heating_Natural Gas_Water Heater - Low-Flow Showerheads_A_Achievable Economic TRC Potential | F11 | Commercial | Interruptible - Health | Existing | Water Heating | Natural Gas | Water Heater - Low-Flow Showerheads | A | Purchases (Cumulative) | Achievable Economic TRC Potential | 0 | 0 | 0 | 0 | 0 | 0 | 0 | 0 | 0 | 0 | 0 | 0 | 0 | 0 | 0 | 0 | 0 | 0 | 0 | 0 | 0 | 0 | 0 | 0 | 0 | 0 | 0
F1_Commercial_Interruptible - Health_Existing_Water Heating_Natural Gas_Water Heater - Tank Blanket/Insulation_A_Achievable Economic TRC Potential | F1 | Commercial | Interruptible - Health | Existing | Water Heating | Natural Gas | Water Heater - Tank Blanket/Insulation | A | Integrated Unit Energy Savings (kWh or therms) | Achievable Economic TRC Potential | 0 | 0 | 193.3769 | 190.1773 | 187.2731 | 184.6418 | 182.2648 | 180.1343 | 178.2505 | 176.6129 | 175.132 | 173.782 | 172.6315 | 171.6552 | 170.833 | 169.929 | 169.2043 | 168.6287 | 168.1774 | 167.8144 | 167.5563 | 167.3734 | 167.2436 | 167.1509 | 167.0259 | 166.9943 | 166.9691
F2_Commercial_Interruptible - Health_Existing_Water Heating_Natural Gas_Water Heater - Tank Blanket/Insulation_A_Achievable Economic TRC Potential | F2 | Commercial | Interruptible - Health | Existing | Water Heating | Natural Gas | Water Heater - Tank Blanket/Insulation | A | Integrated Unit Summer Peak Savings (kW) | Achievable Economic TRC Potential | 0 | 0 | 0 | 0 | 0 | 0 | 0 | 0 | 0 | 0 | 0 | 0 | 0 | 0 | 0 | 0 | 0 | 0 | 0 | 0 | 0 | 0 | 0 | 0 | 0 | 0 | 0
F3_Commercial_Interruptible - Health_Existing_Water Heating_Natural Gas_Water Heater - Tank Blanket/Insulation_A_Achievable Economic TRC Potential | F3 | Commercial | Interruptible - Health | Existing | Water Heating | Natural Gas | Water Heater - Tank Blanket/Insulation | A | Integrated Unit Winter Peak Savings (kW) | Achievable Economic TRC Potential | 0 | 0 | 0 | 0 | 0 | 0 | 0 | 0 | 0 | 0 | 0 | 0 | 0 | 0 | 0 | 0 | 0 | 0 | 0 | 0 | 0 | 0 | 0 | 0 | 0 | 0 | 0
F4_Commercial_Interruptible - Health_Existing_Water Heating_Natural Gas_Water Heater - Tank Blanket/Insulation_A_Achievable Economic TRC Potential | F4 | Commercial | Interruptible - Health | Existing | Water Heating | Natural Gas | Water Heater - Tank Blanket/Insulation | A | Incremental Energy Savings (MWh or mTherms) | Achievable Economic TRC Potential | 0 | 0 | 0.29247 | 0.35316 | 0.42557 | 0.48708 | 0.54842 | 0.63367 | 0.68788 | 0.69626 | 0.65064 | 0.55497 | 0.42662 | 0.29112 | 0.17338 | 0.08055 | 0 | 0 | 0 | 0 | 0 | 0 | 0 | 0 | 0 | 0 | 0
F5_Commercial_Interruptible - Health_Existing_Water Heating_Natural Gas_Water Heater - Tank Blanket/Insulation_A_Achievable Economic TRC Potential | F5 | Commercial | Interruptible - Health | Existing | Water Heating | Natural Gas | Water Heater - Tank Blanket/Insulation | A | Incremental Summer Peak Savings (MW) | Achievable Economic TRC Potential | 0 | 0 | 0 | 0 | 0 | 0 | 0 | 0 | 0 | 0 | 0 | 0 | 0 | 0 | 0 | 0 | 0 | 0 | 0 | 0 | 0 | 0 | 0 | 0 | 0 | 0 | 0
F6_Commercial_Interruptible - Health_Existing_Water Heating_Natural Gas_Water Heater - Tank Blanket/Insulation_A_Achievable Economic TRC Potential | F6 | Commercial | Interruptible - Health | Existing | Water Heating | Natural Gas | Water Heater - Tank Blanket/Insulation | A | Incremental Winter Peak Savings (MW) | Achievable Economic TRC Potential | 0 | 0 | 0 | 0 | 0 | 0 | 0 | 0 | 0 | 0 | 0 | 0 | 0 | 0 | 0 | 0 | 0 | 0 | 0 | 0 | 0 | 0 | 0 | 0 | 0 | 0 | 0
F7_Commercial_Interruptible - Health_Existing_Water Heating_Natural Gas_Water Heater - Tank Blanket/Insulation_A_Achievable Economic TRC Potential | F7 | Commercial | Interruptible - Health | Existing | Water Heating | Natural Gas | Water Heater - Tank Blanket/Insulation | A | Cumulative Energy Savings (MWh or mTherms) | Achievable Economic TRC Potential | 0 | 0 | 0.29247 | 0.64079 | 1.0566 | 1.5288 | 2.0575 | 2.6672 | 3.3272 | 3.9929 | 4.61 | 5.1295 | 5.5221 | 5.782 | 5.9277 | 5.9769 | 5.9514 | 5.9311 | 5.9153 | 5.9025 | 5.8934 | 5.887 | 5.8824 | 5.8792 | 5.8748 | 5.8736 | 5.8728
F8_Commercial_Interruptible - Health_Existing_Water Heating_Natural Gas_Water Heater - Tank Blanket/Insulation_A_Achievable Economic TRC Potential | F8 | Commercial | Interruptible - Health | Existing | Water Heating | Natural Gas | Water Heater - Tank Blanket/Insulation | A | Cumulative Summer Peak Savings (MW) | Achievable Economic TRC Potential | 0 | 0 | 0 | 0 | 0 | 0 | 0 | 0 | 0 | 0 | 0 | 0 | 0 | 0 | 0 | 0 | 0 | 0 | 0 | 0 | 0 | 0 | 0 | 0 | 0 | 0 | 0
F9_Commercial_Interruptible - Health_Existing_Water Heating_Natural Gas_Water Heater - Tank Blanket/Insulation_A_Achievable Economic TRC Potential | F9 | Commercial | Interruptible - Health | Existing | Water Heating | Natural Gas | Water Heater - Tank Blanket/Insulation | A | Cumulative Winter Peak Savings (MW) | Achievable Economic TRC Potential | 0 | 0 | 0 | 0 | 0 | 0 | 0 | 0 | 0 | 0 | 0 | 0 | 0 | 0 | 0 | 0 | 0 | 0 | 0 | 0 | 0 | 0 | 0 | 0 | 0 | 0 | 0
F10_Commercial_Interruptible - Health_Existing_Water Heating_Natural Gas_Water Heater - Tank Blanket/Insulation_A_Achievable Economic TRC Potential | F10 | Commercial | Interruptible - Health | Existing | Water Heating | Natural Gas | Water Heater - Tank Blanket/Insulation | A | Purchases (Incremental) | Achievable Economic TRC Potential | 0 | 0 | 1.5124 | 1.857 | 2.2724 | 2.638 | 3.0089 | 3.5178 | 3.8591 | 3.9423 | 3.7152 | 3.1935 | 2.4713 | 1.696 | 1.0149 | 0.47402 | 0 | 0 | 0 | 0 | 0 | 0 | 0 | 0 | 0 | 0 | 0
F11_Commercial_Interruptible - Health_Existing_Water Heating_Natural Gas_Water Heater - Tank Blanket/Insulation_A_Achievable Economic TRC Potential | F11 | Commercial | Interruptible - Health | Existing | Water Heating | Natural Gas | Water Heater - Tank Blanket/Insulation | A | Purchases (Cumulative) | Achievable Economic TRC Potential | 0 | 0 | 1.5124 | 3.3694 | 5.6419 | 8.2799 | 11.2888 | 14.8066 | 18.6656 | 22.608 | 26.3231 | 29.5166 | 31.9879 | 33.6838 | 34.6987 | 35.1727 | 35.1727 | 35.1727 | 35.1727 | 35.1727 | 35.1727 | 35.1727 | 35.1727 | 35.1727 | 35.1727 | 35.1727 | 35.1727
F1_Commercial_Interruptible - Health_Existing_Water Heating_Natural Gas_Water Heater - Drainwater Heat Recovery_A_Achievable Economic TRC Potential | F1 | Commercial | Interruptible - Health | Existing | Water Heating | Natural Gas | Water Heater - Drainwater Heat Recovery | A | Integrated Unit Energy Savings (kWh or therms) | Achievable Economic TRC Potential | 0 | 0 | 119.9101 | 117.2716 | 114.803 | 112.4233 | 110.1257 | 107.8576 | 105.7324 | 103.7541 | 101.9456 | 100.361 | 99.0837 | 98.1057 | 97.5977 | 97.0636 | 96.6496 | 96.3208 | 96.0631 | 95.8557 | 95.7083 | 95.6038 | 95.5297 | 95.4767 | 95.4053 | 95.3873 | 95.3729
F2_Commercial_Interruptible - Health_Existing_Water Heating_Natural Gas_Water Heater - Drainwater Heat Recovery_A_Achievable Economic TRC Potential | F2 | Commercial | Interruptible - Health | Existing | Water Heating | Natural Gas | Water Heater - Drainwater Heat Recovery | A | Integrated Unit Summer Peak Savings (kW) | Achievable Economic TRC Potential | 0 | 0 | 0 | 0 | 0 | 0 | 0 | 0 | 0 | 0 | 0 | 0 | 0 | 0 | 0 | 0 | 0 | 0 | 0 | 0 | 0 | 0 | 0 | 0 | 0 | 0 | 0
F3_Commercial_Interruptible - Health_Existing_Water Heating_Natural Gas_Water Heater - Drainwater Heat Recovery_A_Achievable Economic TRC Potential | F3 | Commercial | Interruptible - Health | Existing | Water Heating | Natural Gas | Water Heater - Drainwater Heat Recovery | A | Integrated Unit Winter Peak Savings (kW) | Achievable Economic TRC Potential | 0 | 0 | 0 | 0 | 0 | 0 | 0 | 0 | 0 | 0 | 0 | 0 | 0 | 0 | 0 | 0 | 0 | 0 | 0 | 0 | 0 | 0 | 0 | 0 | 0 | 0 | 0
F4_Commercial_Interruptible - Health_Existing_Water Heating_Natural Gas_Water Heater - Drainwater Heat Recovery_A_Achievable Economic TRC Potential | F4 | Commercial | Interruptible - Health | Existing | Water Heating | Natural Gas | Water Heater - Drainwater Heat Recovery | A | Incremental Energy Savings (MWh or mTherms) | Achievable Economic TRC Potential | 0 | 0 | 0 | 0 | 0 | 0 | 0 | 0 | 0 | 0 | 0 | 0 | 0 | 0 | 0 | 0 | 0 | 0 | 0 | 0 | 0 | 0 | 0 | 0 | 0 | 0 | 0
F5_Commercial_Interruptible - Health_Existing_Water Heating_Natural Gas_Water Heater - Drainwater Heat Recovery_A_Achievable Economic TRC Potential | F5 | Commercial | Interruptible - Health | Existing | Water Heating | Natural Gas | Water Heater - Drainwater Heat Recovery | A | Incremental Summer Peak Savings (MW) | Achievable Economic TRC Potential | 0 | 0 | 0 | 0 | 0 | 0 | 0 | 0 | 0 | 0 | 0 | 0 | 0 | 0 | 0 | 0 | 0 | 0 | 0 | 0 | 0 | 0 | 0 | 0 | 0 | 0 | 0
F6_Commercial_Interruptible - Health_Existing_Water Heating_Natural Gas_Water Heater - Drainwater Heat Recovery_A_Achievable Economic TRC Potential | F6 | Commercial | Interruptible - Health | Existing | Water Heating | Natural Gas | Water Heater - Drainwater Heat Recovery | A | Incremental Winter Peak Savings (MW) | Achievable Economic TRC Potential | 0 | 0 | 0 | 0 | 0 | 0 | 0 | 0 | 0 | 0 | 0 | 0 | 0 | 0 | 0 | 0 | 0 | 0 | 0 | 0 | 0 | 0 | 0 | 0 | 0 | 0 | 0
F7_Commercial_Interruptible - Health_Existing_Water Heating_Natural Gas_Water Heater - Drainwater Heat Recovery_A_Achievable Economic TRC Potential | F7 | Commercial | Interruptible - Health | Existing | Water Heating | Natural Gas | Water Heater - Drainwater Heat Recovery | A | Cumulative Energy Savings (MWh or mTherms) | Achievable Economic TRC Potential | 0 | 0 | 0 | 0 | 0 | 0 | 0 | 0 | 0 | 0 | 0 | 0 | 0 | 0 | 0 | 0 | 0 | 0 | 0 | 0 | 0 | 0 | 0 | 0 | 0 | 0 | 0
F8_Commercial_Interruptible - Health_Existing_Water Heating_Natural Gas_Water Heater - Drainwater Heat Recovery_A_Achievable Economic TRC Potential | F8 | Commercial | Interruptible - Health | Existing | Water Heating | Natural Gas | Water Heater - Drainwater Heat Recovery | A | Cumulative Summer Peak Savings (MW) | Achievable Economic TRC Potential | 0 | 0 | 0 | 0 | 0 | 0 | 0 | 0 | 0 | 0 | 0 | 0 | 0 | 0 | 0 | 0 | 0 | 0 | 0 | 0 | 0 | 0 | 0 | 0 | 0 | 0 | 0
F9_Commercial_Interruptible - Health_Existing_Water Heating_Natural Gas_Water Heater - Drainwater Heat Recovery_A_Achievable Economic TRC Potential | F9 | Commercial | Interruptible - Health | Existing | Water Heating | Natural Gas | Water Heater - Drainwater Heat Recovery | A | Cumulative Winter Peak Savings (MW) | Achievable Economic TRC Potential | 0 | 0 | 0 | 0 | 0 | 0 | 0 | 0 | 0 | 0 | 0 | 0 | 0 | 0 | 0 | 0 | 0 | 0 | 0 | 0 | 0 | 0 | 0 | 0 | 0 | 0 | 0
F10_Commercial_Interruptible - Health_Existing_Water Heating_Natural Gas_Water Heater - Drainwater Heat Recovery_A_Achievable Economic TRC Potential | F10 | Commercial | Interruptible - Health | Existing | Water Heating | Natural Gas | Water Heater - Drainwater Heat Recovery | A | Purchases (Incremental) | Achievable Economic TRC Potential | 0 | 0 | 0 | 0 | 0 | 0 | 0 | 0 | 0 | 0 | 0 | 0 | 0 | 0 | 0 | 0 | 0 | 0 | 0 | 0 | 0 | 0 | 0 | 0 | 0 | 0 | 0
F11_Commercial_Interruptible - Health_Existing_Water Heating_Natural Gas_Water Heater - Drainwater Heat Recovery_A_Achievable Economic TRC Potential | F11 | Commercial | Interruptible - Health | Existing | Water Heating | Natural Gas | Water Heater - Drainwater Heat Recovery | A | Purchases (Cumulative) | Achievable Economic TRC Potential | 0 | 0 | 0 | 0 | 0 | 0 | 0 | 0 | 0 | 0 | 0 | 0 | 0 | 0 | 0 | 0 | 0 | 0 | 0 | 0 | 0 | 0 | 0 | 0 | 0 | 0 | 0
F1_Commercial_Interruptible - Health_Existing_Water Heating_Natural Gas_Water Heater - Circulation Pump Controls_A_Achievable Economic TRC Potential | F1 | Commercial | Interruptible - Health | Existing | Water Heating | Natural Gas | Water Heater - Circulation Pump Controls | A | Integrated Unit Energy Savings (kWh or therms) | Achievable Economic TRC Potential | 0 | 0 | 6321.1955 | 6212.5133 | 6112.7095 | 6021.176 | 5937.3055 | 5860.5591 | 5791.2998 | 5730.0255 | 5674.436 | 5624.2625 | 5582.0839 | 5547.1413 | 5518.5632 | 5488.426 | 5465.0208 | 5446.429 | 5431.8533 | 5420.1269 | 5411.7922 | 5405.8861 | 5401.6938 | 5398.6975 | 5394.6595 | 5393.641 | 5392.8262
F2_Commercial_Interruptible - Health_Existing_Water Heating_Natural Gas_Water Heater - Circulation Pump Controls_A_Achievable Economic TRC Potential | F2 | Commercial | Interruptible - Health | Existing | Water Heating | Natural Gas | Water Heater - Circulation Pump Controls | A | Integrated Unit Summer Peak Savings (kW) | Achievable Economic TRC Potential | 0 | 0 | 0 | 0 | 0 | 0 | 0 | 0 | 0 | 0 | 0 | 0 | 0 | 0 | 0 | 0 | 0 | 0 | 0 | 0 | 0 | 0 | 0 | 0 | 0 | 0 | 0
F3_Commercial_Interruptible - Health_Existing_Water Heating_Natural Gas_Water Heater - Circulation Pump Controls_A_Achievable Economic TRC Potential | F3 | Commercial | Interruptible - Health | Existing | Water Heating | Natural Gas | Water Heater - Circulation Pump Controls | A | Integrated Unit Winter Peak Savings (kW) | Achievable Economic TRC Potential | 0 | 0 | 0 | 0 | 0 | 0 | 0 | 0 | 0 | 0 | 0 | 0 | 0 | 0 | 0 | 0 | 0 | 0 | 0 | 0 | 0 | 0 | 0 | 0 | 0 | 0 | 0
F4_Commercial_Interruptible - Health_Existing_Water Heating_Natural Gas_Water Heater - Circulation Pump Controls_A_Achievable Economic TRC Potential | F4 | Commercial | Interruptible - Health | Existing | Water Heating | Natural Gas | Water Heater - Circulation Pump Controls | A | Incremental Energy Savings (MWh or mTherms) | Achievable Economic TRC Potential | 0 | 0 | 1.6354 | 1.9735 | 2.3762 | 2.7171 | 3.056 | 3.5267 | 3.8231 | 3.8643 | 3.6063 | 3.0725 | 2.3598 | 1.6093 | 0 | 0 | 0 | 0 | 0 | 0 | 0 | 0 | 0 | 0 | 0 | 0 | 0
F5_Commercial_Interruptible - Health_Existing_Water Heating_Natural Gas_Water Heater - Circulation Pump Controls_A_Achievable Economic TRC Potential | F5 | Commercial | Interruptible - Health | Existing | Water Heating | Natural Gas | Water Heater - Circulation Pump Controls | A | Incremental Summer Peak Savings (MW) | Achievable Economic TRC Potential | 0 | 0 | 0 | 0 | 0 | 0 | 0 | 0 | 0 | 0 | 0 | 0 | 0 | 0 | 0 | 0 | 0 | 0 | 0 | 0 | 0 | 0 | 0 | 0 | 0 | 0 | 0
F6_Commercial_Interruptible - Health_Existing_Water Heating_Natural Gas_Water Heater - Circulation Pump Controls_A_Achievable Economic TRC Potential | F6 | Commercial | Interruptible - Health | Existing | Water Heating | Natural Gas | Water Heater - Circulation Pump Controls | A | Incremental Winter Peak Savings (MW) | Achievable Economic TRC Potential | 0 | 0 | 0 | 0 | 0 | 0 | 0 | 0 | 0 | 0 | 0 | 0 | 0 | 0 | 0 | 0 | 0 | 0 | 0 | 0 | 0 | 0 | 0 | 0 | 0 | 0 | 0
F7_Commercial_Interruptible - Health_Existing_Water Heating_Natural Gas_Water Heater - Circulation Pump Controls_A_Achievable Economic TRC Potential | F7 | Commercial | Interruptible - Health | Existing | Water Heating | Natural Gas | Water Heater - Circulation Pump Controls | A | Cumulative Energy Savings (MWh or mTherms) | Achievable Economic TRC Potential | 0 | 0 | 1.6354 | 3.5808 | 5.8995 | 8.5283 | 11.4655 | 14.844 | 18.4917 | 22.1603 | 25.5516 | 28.3982 | 30.545 | 31.9631 | 31.7985 | 31.6248 | 31.4899 | 31.3828 | 31.2988 | 31.2313 | 31.1832 | 31.1492 | 31.125 | 31.1078 | 31.0845 | 31.0786 | 31.0739
F8_Commercial_Interruptible - Health_Existing_Water Heating_Natural Gas_Water Heater - Circulation Pump Controls_A_Achievable Economic TRC Potential | F8 | Commercial | Interruptible - Health | Existing | Water Heating | Natural Gas | Water Heater - Circulation Pump Controls | A | Cumulative Summer Peak Savings (MW) | Achievable Economic TRC Potential | 0 | 0 | 0 | 0 | 0 | 0 | 0 | 0 | 0 | 0 | 0 | 0 | 0 | 0 | 0 | 0 | 0 | 0 | 0 | 0 | 0 | 0 | 0 | 0 | 0 | 0 | 0
F9_Commercial_Interruptible - Health_Existing_Water Heating_Natural Gas_Water Heater - Circulation Pump Controls_A_Achievable Economic TRC Potential | F9 | Commercial | Interruptible - Health | Existing | Water Heating | Natural Gas | Water Heater - Circulation Pump Controls | A | Cumulative Winter Peak Savings (MW) | Achievable Economic TRC Potential | 0 | 0 | 0 | 0 | 0 | 0 | 0 | 0 | 0 | 0 | 0 | 0 | 0 | 0 | 0 | 0 | 0 | 0 | 0 | 0 | 0 | 0 | 0 | 0 | 0 | 0 | 0
F10_Commercial_Interruptible - Health_Existing_Water Heating_Natural Gas_Water Heater - Circulation Pump Controls_A_Achievable Economic TRC Potential | F10 | Commercial | Interruptible - Health | Existing | Water Heating | Natural Gas | Water Heater - Circulation Pump Controls | A | Purchases (Incremental) | Achievable Economic TRC Potential | 0 | 0 | 0.25872 | 0.31767 | 0.38873 | 0.45126 | 0.51472 | 0.60177 | 0.66015 | 0.67439 | 0.63553 | 0.54629 | 0.42274 | 0.29012 | 0 | 0 | 0 | 0 | 0 | 0 | 0 | 0 | 0 | 0 | 0 | 0 | 0
F11_Commercial_Interruptible - Health_Existing_Water Heating_Natural Gas_Water Heater - Circulation Pump Controls_A_Achievable Economic TRC Potential | F11 | Commercial | Interruptible - Health | Existing | Water Heating | Natural Gas | Water Heater - Circulation Pump Controls | A | Purchases (Cumulative) | Achievable Economic TRC Potential | 0 | 0 | 0.25872 | 0.57639 | 0.96512 | 1.4164 | 1.9311 | 2.5329 | 3.193 | 3.8674 | 4.5029 | 5.0492 | 5.472 | 5.7621 | 5.7621 | 5.7621 | 5.7621 | 5.7621 | 5.7621 | 5.7621 | 5.7621 | 5.7621 | 5.7621 | 5.7621 | 5.7621 | 5.7621 | 5.7621
F1_Commercial_Interruptible - Health_Existing_Water Heating_Natural Gas_Water Heater - Pipe Insulation_A_Achievable Economic TRC Potential | F1 | Commercial | Interruptible - Health | Existing | Water Heating | Natural Gas | Water Heater - Pipe Insulation | A | Integrated Unit Energy Savings (kWh or therms) | Achievable Economic TRC Potential | 0 | 0 | 4.8134 | 4.7077 | 4.6088 | 4.5136 | 4.4217 | 4.331 | 4.2461 | 4.1671 | 4.0948 | 4.0315 | 3.9804 | 3.9413 | 3.921 | 3.8996 | 3.883 | 3.8698 | 3.8594 | 3.8511 | 3.8452 | 3.841 | 3.838 | 3.8359 | 3.833 | 3.8323 | 3.8317
F2_Commercial_Interruptible - Health_Existing_Water Heating_Natural Gas_Water Heater - Pipe Insulation_A_Achievable Economic TRC Potential | F2 | Commercial | Interruptible - Health | Existing | Water Heating | Natural Gas | Water Heater - Pipe Insulation | A | Integrated Unit Summer Peak Savings (kW) | Achievable Economic TRC Potential | 0 | 0 | 0 | 0 | 0 | 0 | 0 | 0 | 0 | 0 | 0 | 0 | 0 | 0 | 0 | 0 | 0 | 0 | 0 | 0 | 0 | 0 | 0 | 0 | 0 | 0 | 0
F3_Commercial_Interruptible - Health_Existing_Water Heating_Natural Gas_Water Heater - Pipe Insulation_A_Achievable Economic TRC Potential | F3 | Commercial | Interruptible - Health | Existing | Water Heating | Natural Gas | Water Heater - Pipe Insulation | A | Integrated Unit Winter Peak Savings (kW) | Achievable Economic TRC Potential | 0 | 0 | 0 | 0 | 0 | 0 | 0 | 0 | 0 | 0 | 0 | 0 | 0 | 0 | 0 | 0 | 0 | 0 | 0 | 0 | 0 | 0 | 0 | 0 | 0 | 0 | 0
F4_Commercial_Interruptible - Health_Existing_Water Heating_Natural Gas_Water Heater - Pipe Insulation_A_Achievable Economic TRC Potential | F4 | Commercial | Interruptible - Health | Existing | Water Heating | Natural Gas | Water Heater - Pipe Insulation | A | Incremental Energy Savings (MWh or mTherms) | Achievable Economic TRC Potential | 0 | 0 | 0.020971 | 0.025184 | 0.030171 | 0.0343 | 0.038327 | 0.04389 | 0.047204 | 0.047324 | 0.043824 | 0.037088 | 0.028337 | 0.019256 | 0.011464 | 0.005325 | 0 | 0 | 0 | 0 | 0 | 0 | 0 | 0 | 0 | 0 | 0
F5_Commercial_Interruptible - Health_Existing_Water Heating_Natural Gas_Water Heater - Pipe Insulation_A_Achievable Economic TRC Potential | F5 | Commercial | Interruptible - Health | Existing | Water Heating | Natural Gas | Water Heater - Pipe Insulation | A | Incremental Summer Peak Savings (MW) | Achievable Economic TRC Potential | 0 | 0 | 0 | 0 | 0 | 0 | 0 | 0 | 0 | 0 | 0 | 0 | 0 | 0 | 0 | 0 | 0 | 0 | 0 | 0 | 0 | 0 | 0 | 0 | 0 | 0 | 0
F6_Commercial_Interruptible - Health_Existing_Water Heating_Natural Gas_Water Heater - Pipe Insulation_A_Achievable Economic TRC Potential | F6 | Commercial | Interruptible - Health | Existing | Water Heating | Natural Gas | Water Heater - Pipe Insulation | A | Incremental Winter Peak Savings (MW) | Achievable Economic TRC Potential | 0 | 0 | 0 | 0 | 0 | 0 | 0 | 0 | 0 | 0 | 0 | 0 | 0 | 0 | 0 | 0 | 0 | 0 | 0 | 0 | 0 | 0 | 0 | 0 | 0 | 0 | 0
F7_Commercial_Interruptible - Health_Existing_Water Heating_Natural Gas_Water Heater - Pipe Insulation_A_Achievable Economic TRC Potential | F7 | Commercial | Interruptible - Health | Existing | Water Heating | Natural Gas | Water Heater - Pipe Insulation | A | Cumulative Energy Savings (MWh or mTherms) | Achievable Economic TRC Potential | 0 | 0 | 0.020971 | 0.045695 | 0.074906 | 0.10766 | 0.14379 | 0.18473 | 0.22832 | 0.27139 | 0.31051 | 0.3428 | 0.36679 | 0.38244 | 0.39194 | 0.39512 | 0.39344 | 0.3921 | 0.39105 | 0.3902 | 0.3896 | 0.38918 | 0.38888 | 0.38866 | 0.38837 | 0.3883 | 0.38824
F8_Commercial_Interruptible - Health_Existing_Water Heating_Natural Gas_Water Heater - Pipe Insulation_A_Achievable Economic TRC Potential | F8 | Commercial | Interruptible - Health | Existing | Water Heating | Natural Gas | Water Heater - Pipe Insulation | A | Cumulative Summer Peak Savings (MW) | Achievable Economic TRC Potential | 0 | 0 | 0 | 0 | 0 | 0 | 0 | 0 | 0 | 0 | 0 | 0 | 0 | 0 | 0 | 0 | 0 | 0 | 0 | 0 | 0 | 0 | 0 | 0 | 0 | 0 | 0
F9_Commercial_Interruptible - Health_Existing_Water Heating_Natural Gas_Water Heater - Pipe Insulation_A_Achievable Economic TRC Potential | F9 | Commercial | Interruptible - Health | Existing | Water Heating | Natural Gas | Water Heater - Pipe Insulation | A | Cumulative Winter Peak Savings (MW) | Achievable Economic TRC Potential | 0 | 0 | 0 | 0 | 0 | 0 | 0 | 0 | 0 | 0 | 0 | 0 | 0 | 0 | 0 | 0 | 0 | 0 | 0 | 0 | 0 | 0 | 0 | 0 | 0 | 0 | 0
F10_Commercial_Interruptible - Health_Existing_Water Heating_Natural Gas_Water Heater - Pipe Insulation_A_Achievable Economic TRC Potential | F10 | Commercial | Interruptible - Health | Existing | Water Heating | Natural Gas | Water Heater - Pipe Insulation | A | Purchases (Incremental) | Achievable Economic TRC Potential | 0 | 0 | 4.3569 | 5.3496 | 6.5463 | 7.5992 | 8.6679 | 10.1338 | 11.1169 | 11.3567 | 10.7024 | 9.1996 | 7.119 | 4.8856 | 2.9236 | 1.3655 | 0 | 0 | 0 | 0 | 0 | 0 | 0 | 0 | 0 | 0 | 0
F11_Commercial_Interruptible - Health_Existing_Water Heating_Natural Gas_Water Heater - Pipe Insulation_A_Achievable Economic TRC Potential | F11 | Commercial | Interruptible - Health | Existing | Water Heating | Natural Gas | Water Heater - Pipe Insulation | A | Purchases (Cumulative) | Achievable Economic TRC Potential | 0 | 0 | 4.3569 | 9.7065 | 16.2528 | 23.852 | 32.5199 | 42.6537 | 53.7707 | 65.1274 | 75.8298 | 85.0294 | 92.1484 | 97.034 | 99.9576 | 101.3231 | 101.3231 | 101.3231 | 101.3231 | 101.3231 | 101.3231 | 101.3231 | 101.3231 | 101.3231 | 101.3231 | 101.3231 | 101.3231
F1_Commercial_Interruptible - Health_Existing_Water Heating_Natural Gas_Water Heater - Motion Control Faucet_A_Achievable Economic TRC Potential | F1 | Commercial | Interruptible - Health | Existing | Water Heating | Natural Gas | Water Heater - Motion Control Faucet | A | Integrated Unit Energy Savings (kWh or therms) | Achievable Economic TRC Potential | 0 | 0 | 0 | 0 | 0 | 0 | 0 | 0 | 0 | 0 | 0 | 0 | 0 | 0 | 0 | 0 | 0 | 0 | 0 | 0 | 0 | 0 | 0 | 0 | 0 | 0 | 0
F2_Commercial_Interruptible - Health_Existing_Water Heating_Natural Gas_Water Heater - Motion Control Faucet_A_Achievable Economic TRC Potential | F2 | Commercial | Interruptible - Health | Existing | Water Heating | Natural Gas | Water Heater - Motion Control Faucet | A | Integrated Unit Summer Peak Savings (kW) | Achievable Economic TRC Potential | 0 | 0 | 0 | 0 | 0 | 0 | 0 | 0 | 0 | 0 | 0 | 0 | 0 | 0 | 0 | 0 | 0 | 0 | 0 | 0 | 0 | 0 | 0 | 0 | 0 | 0 | 0
F3_Commercial_Interruptible - Health_Existing_Water Heating_Natural Gas_Water Heater - Motion Control Faucet_A_Achievable Economic TRC Potential | F3 | Commercial | Interruptible - Health | Existing | Water Heating | Natural Gas | Water Heater - Motion Control Faucet | A | Integrated Unit Winter Peak Savings (kW) | Achievable Economic TRC Potential | 0 | 0 | 0 | 0 | 0 | 0 | 0 | 0 | 0 | 0 | 0 | 0 | 0 | 0 | 0 | 0 | 0 | 0 | 0 | 0 | 0 | 0 | 0 | 0 | 0 | 0 | 0
F4_Commercial_Interruptible - Health_Existing_Water Heating_Natural Gas_Water Heater - Motion Control Faucet_A_Achievable Economic TRC Potential | F4 | Commercial | Interruptible - Health | Existing | Water Heating | Natural Gas | Water Heater - Motion Control Faucet | A | Incremental Energy Savings (MWh or mTherms) | Achievable Economic TRC Potential | 0 | 0 | 0 | 0 | 0 | 0 | 0 | 0 | 0 | 0 | 0 | 0 | 0 | 0 | 0 | 0 | 0 | 0 | 0 | 0 | 0 | 0 | 0 | 0 | 0 | 0 | 0
F5_Commercial_Interruptible - Health_Existing_Water Heating_Natural Gas_Water Heater - Motion Control Faucet_A_Achievable Economic TRC Potential | F5 | Commercial | Interruptible - Health | Existing | Water Heating | Natural Gas | Water Heater - Motion Control Faucet | A | Incremental Summer Peak Savings (MW) | Achievable Economic TRC Potential | 0 | 0 | 0 | 0 | 0 | 0 | 0 | 0 | 0 | 0 | 0 | 0 | 0 | 0 | 0 | 0 | 0 | 0 | 0 | 0 | 0 | 0 | 0 | 0 | 0 | 0 | 0
F6_Commercial_Interruptible - Health_Existing_Water Heating_Natural Gas_Water Heater - Motion Control Faucet_A_Achievable Economic TRC Potential | F6 | Commercial | Interruptible - Health | Existing | Water Heating | Natural Gas | Water Heater - Motion Control Faucet | A | Incremental Winter Peak Savings (MW) | Achievable Economic TRC Potential | 0 | 0 | 0 | 0 | 0 | 0 | 0 | 0 | 0 | 0 | 0 | 0 | 0 | 0 | 0 | 0 | 0 | 0 | 0 | 0 | 0 | 0 | 0 | 0 | 0 | 0 | 0
F7_Commercial_Interruptible - Health_Existing_Water Heating_Natural Gas_Water Heater - Motion Control Faucet_A_Achievable Economic TRC Potential | F7 | Commercial | Interruptible - Health | Existing | Water Heating | Natural Gas | Water Heater - Motion Control Faucet | A | Cumulative Energy Savings (MWh or mTherms) | Achievable Economic TRC Potential | 0 | 0 | 0 | 0 | 0 | 0 | 0 | 0 | 0 | 0 | 0 | 0 | 0 | 0 | 0 | 0 | 0 | 0 | 0 | 0 | 0 | 0 | 0 | 0 | 0 | 0 | 0
F8_Commercial_Interruptible - Health_Existing_Water Heating_Natural Gas_Water Heater - Motion Control Faucet_A_Achievable Economic TRC Potential | F8 | Commercial | Interruptible - Health | Existing | Water Heating | Natural Gas | Water Heater - Motion Control Faucet | A | Cumulative Summer Peak Savings (MW) | Achievable Economic TRC Potential | 0 | 0 | 0 | 0 | 0 | 0 | 0 | 0 | 0 | 0 | 0 | 0 | 0 | 0 | 0 | 0 | 0 | 0 | 0 | 0 | 0 | 0 | 0 | 0 | 0 | 0 | 0
F9_Commercial_Interruptible - Health_Existing_Water Heating_Natural Gas_Water Heater - Motion Control Faucet_A_Achievable Economic TRC Potential | F9 | Commercial | Interruptible - Health | Existing | Water Heating | Natural Gas | Water Heater - Motion Control Faucet | A | Cumulative Winter Peak Savings (MW) | Achievable Economic TRC Potential | 0 | 0 | 0 | 0 | 0 | 0 | 0 | 0 | 0 | 0 | 0 | 0 | 0 | 0 | 0 | 0 | 0 | 0 | 0 | 0 | 0 | 0 | 0 | 0 | 0 | 0 | 0
F10_Commercial_Interruptible - Health_Existing_Water Heating_Natural Gas_Water Heater - Motion Control Faucet_A_Achievable Economic TRC Potential | F10 | Commercial | Interruptible - Health | Existing | Water Heating | Natural Gas | Water Heater - Motion Control Faucet | A | Purchases (Incremental) | Achievable Economic TRC Potential | 0 | 0 | 0 | 0 | 0 | 0 | 0 | 0 | 0 | 0 | 0 | 0 | 0 | 0 | 0 | 0 | 0 | 0 | 0 | 0 | 0 | 0 | 0 | 0 | 0 | 0 | 0
F11_Commercial_Interruptible - Health_Existing_Water Heating_Natural Gas_Water Heater - Motion Control Faucet_A_Achievable Economic TRC Potential | F11 | Commercial | Interruptible - Health | Existing | Water Heating | Natural Gas | Water Heater - Motion Control Faucet | A | Purchases (Cumulative) | Achievable Economic TRC Potential | 0 | 0 | 0 | 0 | 0 | 0 | 0 | 0 | 0 | 0 | 0 | 0 | 0 | 0 | 0 | 0 | 0 | 0 | 0 | 0 | 0 | 0 | 0 | 0 | 0 | 0 | 0
F1_Commercial_Interruptible - Health_Existing_Water Heating_Natural Gas_Water Heater - Solar System_A_Achievable Economic TRC Potential | F1 | Commercial | Interruptible - Health | Existing | Water Heating | Natural Gas | Water Heater - Solar System | A | Integrated Unit Energy Savings (kWh or therms) | Achievable Economic TRC Potential | 0 | 0 | 38.5 | 37.6528 | 36.8602 | 36.0962 | 35.3585 | 34.6302 | 33.9479 | 33.3127 | 32.732 | 32.2233 | 31.8132 | 31.4992 | 31.3361 | 31.1646 | 31.0317 | 30.9261 | 30.8433 | 30.7768 | 30.7294 | 30.6959 | 30.6721 | 30.6551 | 30.6321 | 30.6264 | 30.6217
F2_Commercial_Interruptible - Health_Existing_Water Heating_Natural Gas_Water Heater - Solar System_A_Achievable Economic TRC Potential | F2 | Commercial | Interruptible - Health | Existing | Water Heating | Natural Gas | Water Heater - Solar System | A | Integrated Unit Summer Peak Savings (kW) | Achievable Economic TRC Potential | 0 | 0 | 0 | 0 | 0 | 0 | 0 | 0 | 0 | 0 | 0 | 0 | 0 | 0 | 0 | 0 | 0 | 0 | 0 | 0 | 0 | 0 | 0 | 0 | 0 | 0 | 0
F3_Commercial_Interruptible - Health_Existing_Water Heating_Natural Gas_Water Heater - Solar System_A_Achievable Economic TRC Potential | F3 | Commercial | Interruptible - Health | Existing | Water Heating | Natural Gas | Water Heater - Solar System | A | Integrated Unit Winter Peak Savings (kW) | Achievable Economic TRC Potential | 0 | 0 | 0 | 0 | 0 | 0 | 0 | 0 | 0 | 0 | 0 | 0 | 0 | 0 | 0 | 0 | 0 | 0 | 0 | 0 | 0 | 0 | 0 | 0 | 0 | 0 | 0
F4_Commercial_Interruptible - Health_Existing_Water Heating_Natural Gas_Water Heater - Solar System_A_Achievable Economic TRC Potential | F4 | Commercial | Interruptible - Health | Existing | Water Heating | Natural Gas | Water Heater - Solar System | A | Incremental Energy Savings (MWh or mTherms) | Achievable Economic TRC Potential | 0 | 0 | 0.41567 | 0.47494 | 0.54576 | 0.59932 | 0.65078 | 0.72789 | 0.76792 | 0.75789 | 0.74556 | 0.65164 | 0.50508 | 0.34418 | 0.20395 | 0.12318 | 0 | 0 | 0 | 0 | 0 | 0 | 0 | 0 | 0 | 0 | 0
F5_Commercial_Interruptible - Health_Existing_Water Heating_Natural Gas_Water Heater - Solar System_A_Achievable Economic TRC Potential | F5 | Commercial | Interruptible - Health | Existing | Water Heating | Natural Gas | Water Heater - Solar System | A | Incremental Summer Peak Savings (MW) | Achievable Economic TRC Potential | 0 | 0 | 0 | 0 | 0 | 0 | 0 | 0 | 0 | 0 | 0 | 0 | 0 | 0 | 0 | 0 | 0 | 0 | 0 | 0 | 0 | 0 | 0 | 0 | 0 | 0 | 0
F6_Commercial_Interruptible - Health_Existing_Water Heating_Natural Gas_Water Heater - Solar System_A_Achievable Economic TRC Potential | F6 | Commercial | Interruptible - Health | Existing | Water Heating | Natural Gas | Water Heater - Solar System | A | Incremental Winter Peak Savings (MW) | Achievable Economic TRC Potential | 0 | 0 | 0 | 0 | 0 | 0 | 0 | 0 | 0 | 0 | 0 | 0 | 0 | 0 | 0 | 0 | 0 | 0 | 0 | 0 | 0 | 0 | 0 | 0 | 0 | 0 | 0
F7_Commercial_Interruptible - Health_Existing_Water Heating_Natural Gas_Water Heater - Solar System_A_Achievable Economic TRC Potential | F7 | Commercial | Interruptible - Health | Existing | Water Heating | Natural Gas | Water Heater - Solar System | A | Cumulative Energy Savings (MWh or mTherms) | Achievable Economic TRC Potential | 0 | 0 | 0.41567 | 0.88146 | 1.4087 | 1.9788 | 2.5891 | 3.2637 | 3.9673 | 4.651 | 5.3155 | 5.8845 | 6.3147 | 6.5965 | 6.7663 | 6.8525 | 6.8232 | 6.8 | 6.7818 | 6.7672 | 6.7568 | 6.7494 | 6.7442 | 6.7404 | 6.7354 | 6.7341 | 6.7331
F8_Commercial_Interruptible - Health_Existing_Water Heating_Natural Gas_Water Heater - Solar System_A_Achievable Economic TRC Potential | F8 | Commercial | Interruptible - Health | Existing | Water Heating | Natural Gas | Water Heater - Solar System | A | Cumulative Summer Peak Savings (MW) | Achievable Economic TRC Potential | 0 | 0 | 0 | 0 | 0 | 0 | 0 | 0 | 0 | 0 | 0 | 0 | 0 | 0 | 0 | 0 | 0 | 0 | 0 | 0 | 0 | 0 | 0 | 0 | 0 | 0 | 0
F9_Commercial_Interruptible - Health_Existing_Water Heating_Natural Gas_Water Heater - Solar System_A_Achievable Economic TRC Potential | F9 | Commercial | Interruptible - Health | Existing | Water Heating | Natural Gas | Water Heater - Solar System | A | Cumulative Winter Peak Savings (MW) | Achievable Economic TRC Potential | 0 | 0 | 0 | 0 | 0 | 0 | 0 | 0 | 0 | 0 | 0 | 0 | 0 | 0 | 0 | 0 | 0 | 0 | 0 | 0 | 0 | 0 | 0 | 0 | 0 | 0 | 0
F10_Commercial_Interruptible - Health_Existing_Water Heating_Natural Gas_Water Heater - Solar System_A_Achievable Economic TRC Potential | F10 | Commercial | Interruptible - Health | Existing | Water Heating | Natural Gas | Water Heater - Solar System | A | Purchases (Incremental) | Achievable Economic TRC Potential | 0 | 0 | 10.7966 | 12.6137 | 14.8063 | 16.6034 | 18.4051 | 21.019 | 22.6206 | 22.7508 | 22.7776 | 20.2228 | 15.8766 | 10.9266 | 6.5084 | 3.9526 | 0 | 0 | 0 | 0 | 0 | 0 | 0 | 0 | 0 | 0 | 0
F11_Commercial_Interruptible - Health_Existing_Water Heating_Natural Gas_Water Heater - Solar System_A_Achievable Economic TRC Potential | F11 | Commercial | Interruptible - Health | Existing | Water Heating | Natural Gas | Water Heater - Solar System | A | Purchases (Cumulative) | Achievable Economic TRC Potential | 0 | 0 | 10.7966 | 23.4103 | 38.2165 | 54.82 | 73.225 | 94.2441 | 116.8646 | 139.6154 | 162.393 | 182.6158 | 198.4924 | 209.419 | 215.9274 | 219.88 | 219.88 | 219.88 | 219.88 | 219.88 | 219.88 | 219.88 | 219.88 | 219.88 | 219.88 | 219.88 | 219.88
F1_Commercial_Interruptible - Health_Existing_Water Heating_Natural Gas_Commercial Laundry - Ozone Treatment_A_Achievable Economic TRC Potential | F1 | Commercial | Interruptible - Health | Existing | Water Heating | Natural Gas | Commercial Laundry - Ozone Treatment | A | Integrated Unit Energy Savings (kWh or therms) | Achievable Economic TRC Potential | 0 | 0 | 1756.3261 | 1716.1429 | 1678.2524 | 1641.5252 | 1605.8721 | 1570.4428 | 1537.0142 | 1505.8046 | 1477.144 | 1452.0756 | 1431.9609 | 1416.7132 | 1408.7181 | 1400.6095 | 1394.6366 | 1389.8921 | 1386.1725 | 1383.18 | 1381.053 | 1379.5458 | 1378.476 | 1377.7114 | 1376.6809 | 1376.421 | 1376.213
F2_Commercial_Interruptible - Health_Existing_Water Heating_Natural Gas_Commercial Laundry - Ozone Treatment_A_Achievable Economic TRC Potential | F2 | Commercial | Interruptible - Health | Existing | Water Heating | Natural Gas | Commercial Laundry - Ozone Treatment | A | Integrated Unit Summer Peak Savings (kW) | Achievable Economic TRC Potential | 0 | 0 | 0 | 0 | 0 | 0 | 0 | 0 | 0 | 0 | 0 | 0 | 0 | 0 | 0 | 0 | 0 | 0 | 0 | 0 | 0 | 0 | 0 | 0 | 0 | 0 | 0
F3_Commercial_Interruptible - Health_Existing_Water Heating_Natural Gas_Commercial Laundry - Ozone Treatment_A_Achievable Economic TRC Potential | F3 | Commercial | Interruptible - Health | Existing | Water Heating | Natural Gas | Commercial Laundry - Ozone Treatment | A | Integrated Unit Winter Peak Savings (kW) | Achievable Economic TRC Potential | 0 | 0 | 0 | 0 | 0 | 0 | 0 | 0 | 0 | 0 | 0 | 0 | 0 | 0 | 0 | 0 | 0 | 0 | 0 | 0 | 0 | 0 | 0 | 0 | 0 | 0 | 0
F4_Commercial_Interruptible - Health_Existing_Water Heating_Natural Gas_Commercial Laundry - Ozone Treatment_A_Achievable Economic TRC Potential | F4 | Commercial | Interruptible - Health | Existing | Water Heating | Natural Gas | Commercial Laundry - Ozone Treatment | A | Incremental Energy Savings (MWh or mTherms) | Achievable Economic TRC Potential | 0 | 0 | 0 | 0 | 0 | 0 | 0 | 0 | 0 | 0 | 0 | 0 | 0 | 0 | 0 | 0 | 0 | 0 | 0 | 0 | 0 | 0 | 0 | 0 | 0 | 0 | 0
F5_Commercial_Interruptible - Health_Existing_Water Heating_Natural Gas_Commercial Laundry - Ozone Treatment_A_Achievable Economic TRC Potential | F5 | Commercial | Interruptible - Health | Existing | Water Heating | Natural Gas | Commercial Laundry - Ozone Treatment | A | Incremental Summer Peak Savings (MW) | Achievable Economic TRC Potential | 0 | 0 | 0 | 0 | 0 | 0 | 0 | 0 | 0 | 0 | 0 | 0 | 0 | 0 | 0 | 0 | 0 | 0 | 0 | 0 | 0 | 0 | 0 | 0 | 0 | 0 | 0
F6_Commercial_Interruptible - Health_Existing_Water Heating_Natural Gas_Commercial Laundry - Ozone Treatment_A_Achievable Economic TRC Potential | F6 | Commercial | Interruptible - Health | Existing | Water Heating | Natural Gas | Commercial Laundry - Ozone Treatment | A | Incremental Winter Peak Savings (MW) | Achievable Economic TRC Potential | 0 | 0 | 0 | 0 | 0 | 0 | 0 | 0 | 0 | 0 | 0 | 0 | 0 | 0 | 0 | 0 | 0 | 0 | 0 | 0 | 0 | 0 | 0 | 0 | 0 | 0 | 0
F7_Commercial_Interruptible - Health_Existing_Water Heating_Natural Gas_Commercial Laundry - Ozone Treatment_A_Achievable Economic TRC Potential | F7 | Commercial | Interruptible - Health | Existing | Water Heating | Natural Gas | Commercial Laundry - Ozone Treatment | A | Cumulative Energy Savings (MWh or mTherms) | Achievable Economic TRC Potential | 0 | 0 | 0 | 0 | 0 | 0 | 0 | 0 | 0 | 0 | 0 | 0 | 0 | 0 | 0 | 0 | 0 | 0 | 0 | 0 | 0 | 0 | 0 | 0 | 0 | 0 | 0
F8_Commercial_Interruptible - Health_Existing_Water Heating_Natural Gas_Commercial Laundry - Ozone Treatment_A_Achievable Economic TRC Potential | F8 | Commercial | Interruptible - Health | Existing | Water Heating | Natural Gas | Commercial Laundry - Ozone Treatment | A | Cumulative Summer Peak Savings (MW) | Achievable Economic TRC Potential | 0 | 0 | 0 | 0 | 0 | 0 | 0 | 0 | 0 | 0 | 0 | 0 | 0 | 0 | 0 | 0 | 0 | 0 | 0 | 0 | 0 | 0 | 0 | 0 | 0 | 0 | 0
F9_Commercial_Interruptible - Health_Existing_Water Heating_Natural Gas_Commercial Laundry - Ozone Treatment_A_Achievable Economic TRC Potential | F9 | Commercial | Interruptible - Health | Existing | Water Heating | Natural Gas | Commercial Laundry - Ozone Treatment | A | Cumulative Winter Peak Savings (MW) | Achievable Economic TRC Potential | 0 | 0 | 0 | 0 | 0 | 0 | 0 | 0 | 0 | 0 | 0 | 0 | 0 | 0 | 0 | 0 | 0 | 0 | 0 | 0 | 0 | 0 | 0 | 0 | 0 | 0 | 0
F10_Commercial_Interruptible - Health_Existing_Water Heating_Natural Gas_Commercial Laundry - Ozone Treatment_A_Achievable Economic TRC Potential | F10 | Commercial | Interruptible - Health | Existing | Water Heating | Natural Gas | Commercial Laundry - Ozone Treatment | A | Purchases (Incremental) | Achievable Economic TRC Potential | 0 | 0 | 0 | 0 | 0 | 0 | 0 | 0 | 0 | 0 | 0 | 0 | 0 | 0 | 0 | 0 | 0 | 0 | 0 | 0 | 0 | 0 | 0 | 0 | 0 | 0 | 0
F11_Commercial_Interruptible - Health_Existing_Water Heating_Natural Gas_Commercial Laundry - Ozone Treatment_A_Achievable Economic TRC Potential | F11 | Commercial | Interruptible - Health | Existing | Water Heating | Natural Gas | Commercial Laundry - Ozone Treatment | A | Purchases (Cumulative) | Achievable Economic TRC Potential | 0 | 0 | 0 | 0 | 0 | 0 | 0 | 0 | 0 | 0 | 0 | 0 | 0 | 0 | 0 | 0 | 0 | 0 | 0 | 0 | 0 | 0 | 0 | 0 | 0 | 0 | 0
F1_Commercial_Interruptible - Health_Existing_Water Heating_Natural Gas_Commercial Laundry - ENERGY STAR Washer_A_Achievable Economic TRC Potential | F1 | Commercial | Interruptible - Health | Existing | Water Heating | Natural Gas | Commercial Laundry - ENERGY STAR Washer | A | Integrated Unit Energy Savings (kWh or therms) | Achievable Economic TRC Potential | 0 | 0 | 34.015 | 33.231 | 32.4905 | 31.7716 | 31.0728 | 30.3773 | 29.72 | 29.1058 | 28.542 | 28.0492 | 27.6543 | 27.3555 | 27.2011 | 27.0445 | 26.9292 | 26.8376 | 26.7658 | 26.708 | 26.6669 | 26.6378 | 26.6172 | 26.6024 | 26.5825 | 26.5775 | 26.5735
F2_Commercial_Interruptible - Health_Existing_Water Heating_Natural Gas_Commercial Laundry - ENERGY STAR Washer_A_Achievable Economic TRC Potential | F2 | Commercial | Interruptible - Health | Existing | Water Heating | Natural Gas | Commercial Laundry - ENERGY STAR Washer | A | Integrated Unit Summer Peak Savings (kW) | Achievable Economic TRC Potential | 0 | 0 | 0 | 0 | 0 | 0 | 0 | 0 | 0 | 0 | 0 | 0 | 0 | 0 | 0 | 0 | 0 | 0 | 0 | 0 | 0 | 0 | 0 | 0 | 0 | 0 | 0
F3_Commercial_Interruptible - Health_Existing_Water Heating_Natural Gas_Commercial Laundry - ENERGY STAR Washer_A_Achievable Economic TRC Potential | F3 | Commercial | Interruptible - Health | Existing | Water Heating | Natural Gas | Commercial Laundry - ENERGY STAR Washer | A | Integrated Unit Winter Peak Savings (kW) | Achievable Economic TRC Potential | 0 | 0 | 0 | 0 | 0 | 0 | 0 | 0 | 0 | 0 | 0 | 0 | 0 | 0 | 0 | 0 | 0 | 0 | 0 | 0 | 0 | 0 | 0 | 0 | 0 | 0 | 0
F4_Commercial_Interruptible - Health_Existing_Water Heating_Natural Gas_Commercial Laundry - ENERGY STAR Washer_A_Achievable Economic TRC Potential | F4 | Commercial | Interruptible - Health | Existing | Water Heating | Natural Gas | Commercial Laundry - ENERGY STAR Washer | A | Incremental Energy Savings (MWh or mTherms) | Achievable Economic TRC Potential | 0 | 0 | 0.00081766 | 0.00098082 | 0.0011735 | 0.0013321 | 0.001486 | 0.0016984 | 0.0018229 | 0.0011241 | 0.00084293 | 0.00041061 | 0 | 0 | 0 | 0 | 0 | 0 | 0 | 0 | 0 | 0 | 0 | 0 | 0 | 0 | 0
F5_Commercial_Interruptible - Health_Existing_Water Heating_Natural Gas_Commercial Laundry - ENERGY STAR Washer_A_Achievable Economic TRC Potential | F5 | Commercial | Interruptible - Health | Existing | Water Heating | Natural Gas | Commercial Laundry - ENERGY STAR Washer | A | Incremental Summer Peak Savings (MW) | Achievable Economic TRC Potential | 0 | 0 | 0 | 0 | 0 | 0 | 0 | 0 | 0 | 0 | 0 | 0 | 0 | 0 | 0 | 0 | 0 | 0 | 0 | 0 | 0 | 0 | 0 | 0 | 0 | 0 | 0
F6_Commercial_Interruptible - Health_Existing_Water Heating_Natural Gas_Commercial Laundry - ENERGY STAR Washer_A_Achievable Economic TRC Potential | F6 | Commercial | Interruptible - Health | Existing | Water Heating | Natural Gas | Commercial Laundry - ENERGY STAR Washer | A | Incremental Winter Peak Savings (MW) | Achievable Economic TRC Potential | 0 | 0 | 0 | 0 | 0 | 0 | 0 | 0 | 0 | 0 | 0 | 0 | 0 | 0 | 0 | 0 | 0 | 0 | 0 | 0 | 0 | 0 | 0 | 0 | 0 | 0 | 0
F7_Commercial_Interruptible - Health_Existing_Water Heating_Natural Gas_Commercial Laundry - ENERGY STAR Washer_A_Achievable Economic TRC Potential | F7 | Commercial | Interruptible - Health | Existing | Water Heating | Natural Gas | Commercial Laundry - ENERGY STAR Washer | A | Cumulative Energy Savings (MWh or mTherms) | Achievable Economic TRC Potential | 0 | 0 | 0.00081766 | 0.0017796 | 0.0029135 | 0.0041811 | 0.0055752 | 0.0071488 | 0.008817 | 0.0097589 | 0.010413 | 0.010644 | 0.010494 | 0.01038 | 0.010322 | 0.010262 | 0.010219 | 0.010184 | 0.010157 | 0.010135 | 0.010119 | 0.010108 | 0.0101 | 0.010095 | 0.010087 | 0.010085 | 0.010084
F8_Commercial_Interruptible - Health_Existing_Water Heating_Natural Gas_Commercial Laundry - ENERGY STAR Washer_A_Achievable Economic TRC Potential | F8 | Commercial | Interruptible - Health | Existing | Water Heating | Natural Gas | Commercial Laundry - ENERGY STAR Washer | A | Cumulative Summer Peak Savings (MW) | Achievable Economic TRC Potential | 0 | 0 | 0 | 0 | 0 | 0 | 0 | 0 | 0 | 0 | 0 | 0 | 0 | 0 | 0 | 0 | 0 | 0 | 0 | 0 | 0 | 0 | 0 | 0 | 0 | 0 | 0
F9_Commercial_Interruptible - Health_Existing_Water Heating_Natural Gas_Commercial Laundry - ENERGY STAR Washer_A_Achievable Economic TRC Potential | F9 | Commercial | Interruptible - Health | Existing | Water Heating | Natural Gas | Commercial Laundry - ENERGY STAR Washer | A | Cumulative Winter Peak Savings (MW) | Achievable Economic TRC Potential | 0 | 0 | 0 | 0 | 0 | 0 | 0 | 0 | 0 | 0 | 0 | 0 | 0 | 0 | 0 | 0 | 0 | 0 | 0 | 0 | 0 | 0 | 0 | 0 | 0 | 0 | 0
F10_Commercial_Interruptible - Health_Existing_Water Heating_Natural Gas_Commercial Laundry - ENERGY STAR Washer_A_Achievable Economic TRC Potential | F10 | Commercial | Interruptible - Health | Existing | Water Heating | Natural Gas | Commercial Laundry - ENERGY STAR Washer | A | Purchases (Incremental) | Achievable Economic TRC Potential | 0 | 0 | 0.024038 | 0.029515 | 0.036118 | 0.041927 | 0.047823 | 0.055911 | 0.061335 | 0.03862 | 0.029533 | 0.014639 | 0 | 0 | 0 | 0 | 0 | 0 | 0 | 0 | 0 | 0 | 0 | 0 | 0 | 0 | 0
F11_Commercial_Interruptible - Health_Existing_Water Heating_Natural Gas_Commercial Laundry - ENERGY STAR Washer_A_Achievable Economic TRC Potential | F11 | Commercial | Interruptible - Health | Existing | Water Heating | Natural Gas | Commercial Laundry - ENERGY STAR Washer | A | Purchases (Cumulative) | Achievable Economic TRC Potential | 0 | 0 | 0.024038 | 0.053553 | 0.089671 | 0.1316 | 0.17942 | 0.23533 | 0.29667 | 0.33529 | 0.36482 | 0.37946 | 0.37946 | 0.37946 | 0.37946 | 0.37946 | 0.37946 | 0.37946 | 0.37946 | 0.37946 | 0.37946 | 0.37946 | 0.37946 | 0.37946 | 0.37946 | 0.37946 | 0.37946
F1_Commercial_Interruptible - Health_Existing_Water Heating_Natural Gas_Water Heater - Efficient Dishwasher_A_Achievable Economic TRC Potential | F1 | Commercial | Interruptible - Health | Existing | Water Heating | Natural Gas | Water Heater - Efficient Dishwasher | A | Integrated Unit Energy Savings (kWh or therms) | Achievable Economic TRC Potential | 0 | 0 | 98.505 | 96.2512 | 94.1261 | 92.0663 | 90.0666 | 88.0795 | 86.2047 | 84.4543 | 82.8468 | 81.4408 | 80.3127 | 79.4575 | 79.0091 | 78.5543 | 78.2193 | 77.9532 | 77.7446 | 77.5768 | 77.4575 | 77.3729 | 77.3129 | 77.27 | 77.2123 | 77.1977 | 77.186
F2_Commercial_Interruptible - Health_Existing_Water Heating_Natural Gas_Water Heater - Efficient Dishwasher_A_Achievable Economic TRC Potential | F2 | Commercial | Interruptible - Health | Existing | Water Heating | Natural Gas | Water Heater - Efficient Dishwasher | A | Integrated Unit Summer Peak Savings (kW) | Achievable Economic TRC Potential | 0 | 0 | 0 | 0 | 0 | 0 | 0 | 0 | 0 | 0 | 0 | 0 | 0 | 0 | 0 | 0 | 0 | 0 | 0 | 0 | 0 | 0 | 0 | 0 | 0 | 0 | 0
F3_Commercial_Interruptible - Health_Existing_Water Heating_Natural Gas_Water Heater - Efficient Dishwasher_A_Achievable Economic TRC Potential | F3 | Commercial | Interruptible - Health | Existing | Water Heating | Natural Gas | Water Heater - Efficient Dishwasher | A | Integrated Unit Winter Peak Savings (kW) | Achievable Economic TRC Potential | 0 | 0 | 0 | 0 | 0 | 0 | 0 | 0 | 0 | 0 | 0 | 0 | 0 | 0 | 0 | 0 | 0 | 0 | 0 | 0 | 0 | 0 | 0 | 0 | 0 | 0 | 0
F4_Commercial_Interruptible - Health_Existing_Water Heating_Natural Gas_Water Heater - Efficient Dishwasher_A_Achievable Economic TRC Potential | F4 | Commercial | Interruptible - Health | Existing | Water Heating | Natural Gas | Water Heater - Efficient Dishwasher | A | Incremental Energy Savings (MWh or mTherms) | Achievable Economic TRC Potential | 0 | 0 | 0.076456 | 0.091728 | 0.10977 | 0.12464 | 0.13908 | 0.15901 | 0.17072 | 0.17086 | 0.15795 | 0.13347 | 0.10185 | 0.069157 | 0 | 0 | 0 | 0 | 0 | 0 | 0 | 0 | 0 | 0 | 0 | 0 | 0
F5_Commercial_Interruptible - Health_Existing_Water Heating_Natural Gas_Water Heater - Efficient Dishwasher_A_Achievable Economic TRC Potential | F5 | Commercial | Interruptible - Health | Existing | Water Heating | Natural Gas | Water Heater - Efficient Dishwasher | A | Incremental Summer Peak Savings (MW) | Achievable Economic TRC Potential | 0 | 0 | 0 | 0 | 0 | 0 | 0 | 0 | 0 | 0 | 0 | 0 | 0 | 0 | 0 | 0 | 0 | 0 | 0 | 0 | 0 | 0 | 0 | 0 | 0 | 0 | 0
F6_Commercial_Interruptible - Health_Existing_Water Heating_Natural Gas_Water Heater - Efficient Dishwasher_A_Achievable Economic TRC Potential | F6 | Commercial | Interruptible - Health | Existing | Water Heating | Natural Gas | Water Heater - Efficient Dishwasher | A | Incremental Winter Peak Savings (MW) | Achievable Economic TRC Potential | 0 | 0 | 0 | 0 | 0 | 0 | 0 | 0 | 0 | 0 | 0 | 0 | 0 | 0 | 0 | 0 | 0 | 0 | 0 | 0 | 0 | 0 | 0 | 0 | 0 | 0 | 0
F7_Commercial_Interruptible - Health_Existing_Water Heating_Natural Gas_Water Heater - Efficient Dishwasher_A_Achievable Economic TRC Potential | F7 | Commercial | Interruptible - Health | Existing | Water Heating | Natural Gas | Water Heater - Efficient Dishwasher | A | Cumulative Energy Savings (MWh or mTherms) | Achievable Economic TRC Potential | 0 | 0 | 0.076456 | 0.16644 | 0.27253 | 0.3912 | 0.52178 | 0.66928 | 0.82576 | 0.97986 | 1.1192 | 1.2336 | 1.3184 | 1.3735 | 1.3658 | 1.3579 | 1.3521 | 1.3475 | 1.3439 | 1.341 | 1.339 | 1.3375 | 1.3365 | 1.3357 | 1.3347 | 1.3345 | 1.3343
F8_Commercial_Interruptible - Health_Existing_Water Heating_Natural Gas_Water Heater - Efficient Dishwasher_A_Achievable Economic TRC Potential | F8 | Commercial | Interruptible - Health | Existing | Water Heating | Natural Gas | Water Heater - Efficient Dishwasher | A | Cumulative Summer Peak Savings (MW) | Achievable Economic TRC Potential | 0 | 0 | 0 | 0 | 0 | 0 | 0 | 0 | 0 | 0 | 0 | 0 | 0 | 0 | 0 | 0 | 0 | 0 | 0 | 0 | 0 | 0 | 0 | 0 | 0 | 0 | 0
F9_Commercial_Interruptible - Health_Existing_Water Heating_Natural Gas_Water Heater - Efficient Dishwasher_A_Achievable Economic TRC Potential | F9 | Commercial | Interruptible - Health | Existing | Water Heating | Natural Gas | Water Heater - Efficient Dishwasher | A | Cumulative Winter Peak Savings (MW) | Achievable Economic TRC Potential | 0 | 0 | 0 | 0 | 0 | 0 | 0 | 0 | 0 | 0 | 0 | 0 | 0 | 0 | 0 | 0 | 0 | 0 | 0 | 0 | 0 | 0 | 0 | 0 | 0 | 0 | 0
F10_Commercial_Interruptible - Health_Existing_Water Heating_Natural Gas_Water Heater - Efficient Dishwasher_A_Achievable Economic TRC Potential | F10 | Commercial | Interruptible - Health | Existing | Water Heating | Natural Gas | Water Heater - Efficient Dishwasher | A | Purchases (Incremental) | Achievable Economic TRC Potential | 0 | 0 | 0.77617 | 0.95301 | 1.1662 | 1.3538 | 1.5442 | 1.8053 | 1.9804 | 2.0232 | 1.9066 | 1.6389 | 1.2682 | 0.87036 | 0 | 0 | 0 | 0 | 0 | 0 | 0 | 0 | 0 | 0 | 0 | 0 | 0
F11_Commercial_Interruptible - Health_Existing_Water Heating_Natural Gas_Water Heater - Efficient Dishwasher_A_Achievable Economic TRC Potential | F11 | Commercial | Interruptible - Health | Existing | Water Heating | Natural Gas | Water Heater - Efficient Dishwasher | A | Purchases (Cumulative) | Achievable Economic TRC Potential | 0 | 0 | 0.77617 | 1.7292 | 2.8954 | 4.2492 | 5.7933 | 7.5986 | 9.5791 | 11.6022 | 13.5088 | 15.1477 | 16.4159 | 17.2863 | 17.2863 | 17.2863 | 17.2863 | 17.2863 | 17.2863 | 17.2863 | 17.2863 | 17.2863 | 17.2863 | 17.2863 | 17.2863 | 17.2863 | 17.2863
F1_Commercial_Interruptible - Health_Existing_Water Heating_Natural Gas_Commercial Laundry - Alternative Dry-Cleaning Methods_A_Achievable Economic TRC Potential | F1 | Commercial | Interruptible - Health | Existing | Water Heating | Natural Gas | Commercial Laundry - Alternative Dry-Cleaning Methods | A | Integrated Unit Energy Savings (kWh or therms) | Achievable Economic TRC Potential | 0 | 0 | 0 | 0 | 0 | 0 | 0 | 0 | 0 | 0 | 0 | 0 | 0 | 0 | 0 | 0 | 0 | 0 | 0 | 0 | 0 | 0 | 0 | 0 | 0 | 0 | 0
F2_Commercial_Interruptible - Health_Existing_Water Heating_Natural Gas_Commercial Laundry - Alternative Dry-Cleaning Methods_A_Achievable Economic TRC Potential | F2 | Commercial | Interruptible - Health | Existing | Water Heating | Natural Gas | Commercial Laundry - Alternative Dry-Cleaning Methods | A | Integrated Unit Summer Peak Savings (kW) | Achievable Economic TRC Potential | 0 | 0 | 0 | 0 | 0 | 0 | 0 | 0 | 0 | 0 | 0 | 0 | 0 | 0 | 0 | 0 | 0 | 0 | 0 | 0 | 0 | 0 | 0 | 0 | 0 | 0 | 0
F3_Commercial_Interruptible - Health_Existing_Water Heating_Natural Gas_Commercial Laundry - Alternative Dry-Cleaning Methods_A_Achievable Economic TRC Potential | F3 | Commercial | Interruptible - Health | Existing | Water Heating | Natural Gas | Commercial Laundry - Alternative Dry-Cleaning Methods | A | Integrated Unit Winter Peak Savings (kW) | Achievable Economic TRC Potential | 0 | 0 | 0 | 0 | 0 | 0 | 0 | 0 | 0 | 0 | 0 | 0 | 0 | 0 | 0 | 0 | 0 | 0 | 0 | 0 | 0 | 0 | 0 | 0 | 0 | 0 | 0
F4_Commercial_Interruptible - Health_Existing_Water Heating_Natural Gas_Commercial Laundry - Alternative Dry-Cleaning Methods_A_Achievable Economic TRC Potential | F4 | Commercial | Interruptible - Health | Existing | Water Heating | Natural Gas | Commercial Laundry - Alternative Dry-Cleaning Methods | A | Incremental Energy Savings (MWh or mTherms) | Achievable Economic TRC Potential | 0 | 0 | 0 | 0 | 0 | 0 | 0 | 0 | 0 | 0 | 0 | 0 | 0 | 0 | 0 | 0 | 0 | 0 | 0 | 0 | 0 | 0 | 0 | 0 | 0 | 0 | 0
F5_Commercial_Interruptible - Health_Existing_Water Heating_Natural Gas_Commercial Laundry - Alternative Dry-Cleaning Methods_A_Achievable Economic TRC Potential | F5 | Commercial | Interruptible - Health | Existing | Water Heating | Natural Gas | Commercial Laundry - Alternative Dry-Cleaning Methods | A | Incremental Summer Peak Savings (MW) | Achievable Economic TRC Potential | 0 | 0 | 0 | 0 | 0 | 0 | 0 | 0 | 0 | 0 | 0 | 0 | 0 | 0 | 0 | 0 | 0 | 0 | 0 | 0 | 0 | 0 | 0 | 0 | 0 | 0 | 0
F6_Commercial_Interruptible - Health_Existing_Water Heating_Natural Gas_Commercial Laundry - Alternative Dry-Cleaning Methods_A_Achievable Economic TRC Potential | F6 | Commercial | Interruptible - Health | Existing | Water Heating | Natural Gas | Commercial Laundry - Alternative Dry-Cleaning Methods | A | Incremental Winter Peak Savings (MW) | Achievable Economic TRC Potential | 0 | 0 | 0 | 0 | 0 | 0 | 0 | 0 | 0 | 0 | 0 | 0 | 0 | 0 | 0 | 0 | 0 | 0 | 0 | 0 | 0 | 0 | 0 | 0 | 0 | 0 | 0
F7_Commercial_Interruptible - Health_Existing_Water Heating_Natural Gas_Commercial Laundry - Alternative Dry-Cleaning Methods_A_Achievable Economic TRC Potential | F7 | Commercial | Interruptible - Health | Existing | Water Heating | Natural Gas | Commercial Laundry - Alternative Dry-Cleaning Methods | A | Cumulative Energy Savings (MWh or mTherms) | Achievable Economic TRC Potential | 0 | 0 | 0 | 0 | 0 | 0 | 0 | 0 | 0 | 0 | 0 | 0 | 0 | 0 | 0 | 0 | 0 | 0 | 0 | 0 | 0 | 0 | 0 | 0 | 0 | 0 | 0
F8_Commercial_Interruptible - Health_Existing_Water Heating_Natural Gas_Commercial Laundry - Alternative Dry-Cleaning Methods_A_Achievable Economic TRC Potential | F8 | Commercial | Interruptible - Health | Existing | Water Heating | Natural Gas | Commercial Laundry - Alternative Dry-Cleaning Methods | A | Cumulative Summer Peak Savings (MW) | Achievable Economic TRC Potential | 0 | 0 | 0 | 0 | 0 | 0 | 0 | 0 | 0 | 0 | 0 | 0 | 0 | 0 | 0 | 0 | 0 | 0 | 0 | 0 | 0 | 0 | 0 | 0 | 0 | 0 | 0
F9_Commercial_Interruptible - Health_Existing_Water Heating_Natural Gas_Commercial Laundry - Alternative Dry-Cleaning Methods_A_Achievable Economic TRC Potential | F9 | Commercial | Interruptible - Health | Existing | Water Heating | Natural Gas | Commercial Laundry - Alternative Dry-Cleaning Methods | A | Cumulative Winter Peak Savings (MW) | Achievable Economic TRC Potential | 0 | 0 | 0 | 0 | 0 | 0 | 0 | 0 | 0 | 0 | 0 | 0 | 0 | 0 | 0 | 0 | 0 | 0 | 0 | 0 | 0 | 0 | 0 | 0 | 0 | 0 | 0
F10_Commercial_Interruptible - Health_Existing_Water Heating_Natural Gas_Commercial Laundry - Alternative Dry-Cleaning Methods_A_Achievable Economic TRC Potential | F10 | Commercial | Interruptible - Health | Existing | Water Heating | Natural Gas | Commercial Laundry - Alternative Dry-Cleaning Methods | A | Purchases (Incremental) | Achievable Economic TRC Potential | 0 | 0 | 0 | 0 | 0 | 0 | 0 | 0 | 0 | 0 | 0 | 0 | 0 | 0 | 0 | 0 | 0 | 0 | 0 | 0 | 0 | 0 | 0 | 0 | 0 | 0 | 0
F11_Commercial_Interruptible - Health_Existing_Water Heating_Natural Gas_Commercial Laundry - Alternative Dry-Cleaning Methods_A_Achievable Economic TRC Potential | F11 | Commercial | Interruptible - Health | Existing | Water Heating | Natural Gas | Commercial Laundry - Alternative Dry-Cleaning Methods | A | Purchases (Cumulative) | Achievable Economic TRC Potential | 0 | 0 | 0 | 0 | 0 | 0 | 0 | 0 | 0 | 0 | 0 | 0 | 0 | 0 | 0 | 0 | 0 | 0 | 0 | 0 | 0 | 0 | 0 | 0 | 0 | 0 | 0
F1_Commercial_Interruptible - Health_Existing_Space Heating_Natural Gas_Advanced Kitchen Ventilation Controls_A_Achievable Economic TRC Potential | F1 | Commercial | Interruptible - Health | Existing | Space Heating | Natural Gas | Advanced Kitchen Ventilation Controls | A | Integrated Unit Energy Savings (kWh or therms) | Achievable Economic TRC Potential | 0 | 0 | 0.040873 | 0.040662 | 0.04038 | 0.04006 | 0.0397 | 0.039296 | 0.038843 | 0.038339 | 0.037785 | 0.037187 | 0.036557 | 0.035913 | 0.035276 | 0.034668 | 0.034109 | 0.033626 | 0.033224 | 0.032873 | 0.032582 | 0.032309 | 0.032113 | 0.031923 | 0.031737 | 0.031555 | 0.031376
F2_Commercial_Interruptible - Health_Existing_Space Heating_Natural Gas_Advanced Kitchen Ventilation Controls_A_Achievable Economic TRC Potential | F2 | Commercial | Interruptible - Health | Existing | Space Heating | Natural Gas | Advanced Kitchen Ventilation Controls | A | Integrated Unit Summer Peak Savings (kW) | Achievable Economic TRC Potential | 0 | 0 | 0 | 0 | 0 | 0 | 0 | 0 | 0 | 0 | 0 | 0 | 0 | 0 | 0 | 0 | 0 | 0 | 0 | 0 | 0 | 0 | 0 | 0 | 0 | 0 | 0
F3_Commercial_Interruptible - Health_Existing_Space Heating_Natural Gas_Advanced Kitchen Ventilation Controls_A_Achievable Economic TRC Potential | F3 | Commercial | Interruptible - Health | Existing | Space Heating | Natural Gas | Advanced Kitchen Ventilation Controls | A | Integrated Unit Winter Peak Savings (kW) | Achievable Economic TRC Potential | 0 | 0 | 0 | 0 | 0 | 0 | 0 | 0 | 0 | 0 | 0 | 0 | 0 | 0 | 0 | 0 | 0 | 0 | 0 | 0 | 0 | 0 | 0 | 0 | 0 | 0 | 0
F4_Commercial_Interruptible - Health_Existing_Space Heating_Natural Gas_Advanced Kitchen Ventilation Controls_A_Achievable Economic TRC Potential | F4 | Commercial | Interruptible - Health | Existing | Space Heating | Natural Gas | Advanced Kitchen Ventilation Controls | A | Incremental Energy Savings (MWh or mTherms) | Achievable Economic TRC Potential | 0 | 0 | 0.10832 | 0.22118 | 0.21965 | 0.21791 | 0.21596 | 0.21375 | 0.21129 | 0.20855 | 0.20553 | 0.20228 | 0.19886 | 0.19535 | 0.19189 | 0.18858 | 0.18554 | 0.093801 | 0 | 3.5878e-16 | 0 | 0 | 0 | 0 | 0 | 0 | 0
F5_Commercial_Interruptible - Health_Existing_Space Heating_Natural Gas_Advanced Kitchen Ventilation Controls_A_Achievable Economic TRC Potential | F5 | Commercial | Interruptible - Health | Existing | Space Heating | Natural Gas | Advanced Kitchen Ventilation Controls | A | Incremental Summer Peak Savings (MW) | Achievable Economic TRC Potential | 0 | 0 | 0 | 0 | 0 | 0 | 0 | 0 | 0 | 0 | 0 | 0 | 0 | 0 | 0 | 0 | 0 | 0 | 0 | 0 | 0 | 0 | 0 | 0 | 0 | 0 | 0
F6_Commercial_Interruptible - Health_Existing_Space Heating_Natural Gas_Advanced Kitchen Ventilation Controls_A_Achievable Economic TRC Potential | F6 | Commercial | Interruptible - Health | Existing | Space Heating | Natural Gas | Advanced Kitchen Ventilation Controls | A | Incremental Winter Peak Savings (MW) | Achievable Economic TRC Potential | 0 | 0 | 0 | 0 | 0 | 0 | 0 | 0 | 0 | 0 | 0 | 0 | 0 | 0 | 0 | 0 | 0 | 0 | 0 | 0 | 0 | 0 | 0 | 0 | 0 | 0 | 0
F7_Commercial_Interruptible - Health_Existing_Space Heating_Natural Gas_Advanced Kitchen Ventilation Controls_A_Achievable Economic TRC Potential | F7 | Commercial | Interruptible - Health | Existing | Space Heating | Natural Gas | Advanced Kitchen Ventilation Controls | A | Cumulative Energy Savings (MWh or mTherms) | Achievable Economic TRC Potential | 0 | 0 | 0.10832 | 0.32894 | 0.54632 | 0.7599 | 0.96903 | 1.1729 | 1.3707 | 1.5614 | 1.7444 | 1.9191 | 2.0855 | 2.2441 | 2.3961 | 2.5434 | 2.6879 | 2.7437 | 2.7109 | 2.6823 | 2.6585 | 2.6362 | 2.6203 | 2.6047 | 2.5895 | 2.5747 | 2.5601
F8_Commercial_Interruptible - Health_Existing_Space Heating_Natural Gas_Advanced Kitchen Ventilation Controls_A_Achievable Economic TRC Potential | F8 | Commercial | Interruptible - Health | Existing | Space Heating | Natural Gas | Advanced Kitchen Ventilation Controls | A | Cumulative Summer Peak Savings (MW) | Achievable Economic TRC Potential | 0 | 0 | 0 | 0 | 0 | 0 | 0 | 0 | 0 | 0 | 0 | 0 | 0 | 0 | 0 | 0 | 0 | 0 | 0 | 0 | 0 | 0 | 0 | 0 | 0 | 0 | 0
F9_Commercial_Interruptible - Health_Existing_Space Heating_Natural Gas_Advanced Kitchen Ventilation Controls_A_Achievable Economic TRC Potential | F9 | Commercial | Interruptible - Health | Existing | Space Heating | Natural Gas | Advanced Kitchen Ventilation Controls | A | Cumulative Winter Peak Savings (MW) | Achievable Economic TRC Potential | 0 | 0 | 0 | 0 | 0 | 0 | 0 | 0 | 0 | 0 | 0 | 0 | 0 | 0 | 0 | 0 | 0 | 0 | 0 | 0 | 0 | 0 | 0 | 0 | 0 | 0 | 0
F10_Commercial_Interruptible - Health_Existing_Space Heating_Natural Gas_Advanced Kitchen Ventilation Controls_A_Achievable Economic TRC Potential | F10 | Commercial | Interruptible - Health | Existing | Space Heating | Natural Gas | Advanced Kitchen Ventilation Controls | A | Purchases (Incremental) | Achievable Economic TRC Potential | 0 | 0 | 2650.0699 | 5439.6172 | 5439.6172 | 5439.6172 | 5439.6172 | 5439.6172 | 5439.6172 | 5439.6172 | 5439.6172 | 5439.6172 | 5439.6172 | 5439.6172 | 5439.6172 | 5439.6172 | 5439.6172 | 2789.5473 | 0 | 1.0914e-11 | 0 | 0 | 0 | 0 | 0 | 0 | 0
F11_Commercial_Interruptible - Health_Existing_Space Heating_Natural Gas_Advanced Kitchen Ventilation Controls_A_Achievable Economic TRC Potential | F11 | Commercial | Interruptible - Health | Existing | Space Heating | Natural Gas | Advanced Kitchen Ventilation Controls | A | Purchases (Cumulative) | Achievable Economic TRC Potential | 0 | 0 | 2650.0699 | 8089.6871 | 13529.3043 | 18968.9215 | 24408.5387 | 29848.1558 | 35287.773 | 40727.3902 | 46167.0074 | 51606.6246 | 57046.2418 | 62485.859 | 67925.4762 | 73365.0933 | 78804.7105 | 81594.2578 | 81594.2578 | 81594.2578 | 81594.2578 | 81594.2578 | 81594.2578 | 81594.2578 | 81594.2578 | 81594.2578 | 81594.2578
F1_Commercial_Interruptible - Health_Existing_Space Heating_Natural Gas_Infiltration Control - Loading Dock Sealing_A_Achievable Economic TRC Potential | F1 | Commercial | Interruptible - Health | Existing | Space Heating | Natural Gas | Infiltration Control - Loading Dock Sealing | A | Integrated Unit Energy Savings (kWh or therms) | Achievable Economic TRC Potential | 0 | 0 | 213.1356 | 210.9656 | 208.2644 | 205.229 | 201.8223 | 197.9756 | 193.6702 | 188.9173 | 183.7675 | 178.3207 | 172.8146 | 167.3799 | 162.1535 | 157.2737 | 152.9002 | 149.3241 | 146.562 | 144.256 | 142.5185 | 140.9125 | 140.0592 | 139.2279 | 138.4161 | 137.6216 | 136.8424
F2_Commercial_Interruptible - Health_Existing_Space Heating_Natural Gas_Infiltration Control - Loading Dock Sealing_A_Achievable Economic TRC Potential | F2 | Commercial | Interruptible - Health | Existing | Space Heating | Natural Gas | Infiltration Control - Loading Dock Sealing | A | Integrated Unit Summer Peak Savings (kW) | Achievable Economic TRC Potential | 0 | 0 | 0 | 0 | 0 | 0 | 0 | 0 | 0 | 0 | 0 | 0 | 0 | 0 | 0 | 0 | 0 | 0 | 0 | 0 | 0 | 0 | 0 | 0 | 0 | 0 | 0
F3_Commercial_Interruptible - Health_Existing_Space Heating_Natural Gas_Infiltration Control - Loading Dock Sealing_A_Achievable Economic TRC Potential | F3 | Commercial | Interruptible - Health | Existing | Space Heating | Natural Gas | Infiltration Control - Loading Dock Sealing | A | Integrated Unit Winter Peak Savings (kW) | Achievable Economic TRC Potential | 0 | 0 | 0 | 0 | 0 | 0 | 0 | 0 | 0 | 0 | 0 | 0 | 0 | 0 | 0 | 0 | 0 | 0 | 0 | 0 | 0 | 0 | 0 | 0 | 0 | 0 | 0
F4_Commercial_Interruptible - Health_Existing_Space Heating_Natural Gas_Infiltration Control - Loading Dock Sealing_A_Achievable Economic TRC Potential | F4 | Commercial | Interruptible - Health | Existing | Space Heating | Natural Gas | Infiltration Control - Loading Dock Sealing | A | Incremental Energy Savings (MWh or mTherms) | Achievable Economic TRC Potential | 0 | 0 | 0 | 0 | 0 | 0 | 0 | 0 | 0 | 0 | 0 | 0 | 0 | 0 | 0 | 0 | 0 | 0 | 0 | 0 | 0 | 0 | 0 | 0 | 0 | 0 | 0
F5_Commercial_Interruptible - Health_Existing_Space Heating_Natural Gas_Infiltration Control - Loading Dock Sealing_A_Achievable Economic TRC Potential | F5 | Commercial | Interruptible - Health | Existing | Space Heating | Natural Gas | Infiltration Control - Loading Dock Sealing | A | Incremental Summer Peak Savings (MW) | Achievable Economic TRC Potential | 0 | 0 | 0 | 0 | 0 | 0 | 0 | 0 | 0 | 0 | 0 | 0 | 0 | 0 | 0 | 0 | 0 | 0 | 0 | 0 | 0 | 0 | 0 | 0 | 0 | 0 | 0
F6_Commercial_Interruptible - Health_Existing_Space Heating_Natural Gas_Infiltration Control - Loading Dock Sealing_A_Achievable Economic TRC Potential | F6 | Commercial | Interruptible - Health | Existing | Space Heating | Natural Gas | Infiltration Control - Loading Dock Sealing | A | Incremental Winter Peak Savings (MW) | Achievable Economic TRC Potential | 0 | 0 | 0 | 0 | 0 | 0 | 0 | 0 | 0 | 0 | 0 | 0 | 0 | 0 | 0 | 0 | 0 | 0 | 0 | 0 | 0 | 0 | 0 | 0 | 0 | 0 | 0
F7_Commercial_Interruptible - Health_Existing_Space Heating_Natural Gas_Infiltration Control - Loading Dock Sealing_A_Achievable Economic TRC Potential | F7 | Commercial | Interruptible - Health | Existing | Space Heating | Natural Gas | Infiltration Control - Loading Dock Sealing | A | Cumulative Energy Savings (MWh or mTherms) | Achievable Economic TRC Potential | 0 | 0 | 0 | 0 | 0 | 0 | 0 | 0 | 0 | 0 | 0 | 0 | 0 | 0 | 0 | 0 | 0 | 0 | 0 | 0 | 0 | 0 | 0 | 0 | 0 | 0 | 0
F8_Commercial_Interruptible - Health_Existing_Space Heating_Natural Gas_Infiltration Control - Loading Dock Sealing_A_Achievable Economic TRC Potential | F8 | Commercial | Interruptible - Health | Existing | Space Heating | Natural Gas | Infiltration Control - Loading Dock Sealing | A | Cumulative Summer Peak Savings (MW) | Achievable Economic TRC Potential | 0 | 0 | 0 | 0 | 0 | 0 | 0 | 0 | 0 | 0 | 0 | 0 | 0 | 0 | 0 | 0 | 0 | 0 | 0 | 0 | 0 | 0 | 0 | 0 | 0 | 0 | 0
F9_Commercial_Interruptible - Health_Existing_Space Heating_Natural Gas_Infiltration Control - Loading Dock Sealing_A_Achievable Economic TRC Potential | F9 | Commercial | Interruptible - Health | Existing | Space Heating | Natural Gas | Infiltration Control - Loading Dock Sealing | A | Cumulative Winter Peak Savings (MW) | Achievable Economic TRC Potential | 0 | 0 | 0 | 0 | 0 | 0 | 0 | 0 | 0 | 0 | 0 | 0 | 0 | 0 | 0 | 0 | 0 | 0 | 0 | 0 | 0 | 0 | 0 | 0 | 0 | 0 | 0
F10_Commercial_Interruptible - Health_Existing_Space Heating_Natural Gas_Infiltration Control - Loading Dock Sealing_A_Achievable Economic TRC Potential | F10 | Commercial | Interruptible - Health | Existing | Space Heating | Natural Gas | Infiltration Control - Loading Dock Sealing | A | Purchases (Incremental) | Achievable Economic TRC Potential | 0 | 0 | 0 | 0 | 0 | 0 | 0 | 0 | 0 | 0 | 0 | 0 | 0 | 0 | 0 | 0 | 0 | 0 | 0 | 0 | 0 | 0 | 0 | 0 | 0 | 0 | 0
F11_Commercial_Interruptible - Health_Existing_Space Heating_Natural Gas_Infiltration Control - Loading Dock Sealing_A_Achievable Economic TRC Potential | F11 | Commercial | Interruptible - Health | Existing | Space Heating | Natural Gas | Infiltration Control - Loading Dock Sealing | A | Purchases (Cumulative) | Achievable Economic TRC Potential | 0 | 0 | 0 | 0 | 0 | 0 | 0 | 0 | 0 | 0 | 0 | 0 | 0 | 0 | 0 | 0 | 0 | 0 | 0 | 0 | 0 | 0 | 0 | 0 | 0 | 0 | 0
F1_Commercial_Interruptible - Health_Existing_Space Heating_Natural Gas_Greenhouse Heat Curtain_A_Achievable Economic TRC Potential | F1 | Commercial | Interruptible - Health | Existing | Space Heating | Natural Gas | Greenhouse Heat Curtain | A | Integrated Unit Energy Savings (kWh or therms) | Achievable Economic TRC Potential | 0 | 0 | 186.3049 | 184.7044 | 182.679 | 180.3926 | 177.8113 | 174.8854 | 171.5787 | 167.8739 | 163.7845 | 159.3711 | 154.7441 | 150.0512 | 145.4716 | 141.1791 | 137.3164 | 134.1552 | 131.7108 | 129.6653 | 128.1147 | 126.6808 | 125.914 | 125.167 | 124.4375 | 123.7235 | 123.0232
F2_Commercial_Interruptible - Health_Existing_Space Heating_Natural Gas_Greenhouse Heat Curtain_A_Achievable Economic TRC Potential | F2 | Commercial | Interruptible - Health | Existing | Space Heating | Natural Gas | Greenhouse Heat Curtain | A | Integrated Unit Summer Peak Savings (kW) | Achievable Economic TRC Potential | 0 | 0 | 0 | 0 | 0 | 0 | 0 | 0 | 0 | 0 | 0 | 0 | 0 | 0 | 0 | 0 | 0 | 0 | 0 | 0 | 0 | 0 | 0 | 0 | 0 | 0 | 0
F3_Commercial_Interruptible - Health_Existing_Space Heating_Natural Gas_Greenhouse Heat Curtain_A_Achievable Economic TRC Potential | F3 | Commercial | Interruptible - Health | Existing | Space Heating | Natural Gas | Greenhouse Heat Curtain | A | Integrated Unit Winter Peak Savings (kW) | Achievable Economic TRC Potential | 0 | 0 | 0 | 0 | 0 | 0 | 0 | 0 | 0 | 0 | 0 | 0 | 0 | 0 | 0 | 0 | 0 | 0 | 0 | 0 | 0 | 0 | 0 | 0 | 0 | 0 | 0
F4_Commercial_Interruptible - Health_Existing_Space Heating_Natural Gas_Greenhouse Heat Curtain_A_Achievable Economic TRC Potential | F4 | Commercial | Interruptible - Health | Existing | Space Heating | Natural Gas | Greenhouse Heat Curtain | A | Incremental Energy Savings (MWh or mTherms) | Achievable Economic TRC Potential | 0 | 0 | 0 | 0 | 0 | 0 | 0 | 0 | 0 | 0 | 0 | 0 | 0 | 0 | 0 | 0 | 0 | 0 | 0 | 0 | 0 | 0 | 0 | 0 | 0 | 0 | 0
F5_Commercial_Interruptible - Health_Existing_Space Heating_Natural Gas_Greenhouse Heat Curtain_A_Achievable Economic TRC Potential | F5 | Commercial | Interruptible - Health | Existing | Space Heating | Natural Gas | Greenhouse Heat Curtain | A | Incremental Summer Peak Savings (MW) | Achievable Economic TRC Potential | 0 | 0 | 0 | 0 | 0 | 0 | 0 | 0 | 0 | 0 | 0 | 0 | 0 | 0 | 0 | 0 | 0 | 0 | 0 | 0 | 0 | 0 | 0 | 0 | 0 | 0 | 0
F6_Commercial_Interruptible - Health_Existing_Space Heating_Natural Gas_Greenhouse Heat Curtain_A_Achievable Economic TRC Potential | F6 | Commercial | Interruptible - Health | Existing | Space Heating | Natural Gas | Greenhouse Heat Curtain | A | Incremental Winter Peak Savings (MW) | Achievable Economic TRC Potential | 0 | 0 | 0 | 0 | 0 | 0 | 0 | 0 | 0 | 0 | 0 | 0 | 0 | 0 | 0 | 0 | 0 | 0 | 0 | 0 | 0 | 0 | 0 | 0 | 0 | 0 | 0
F7_Commercial_Interruptible - Health_Existing_Space Heating_Natural Gas_Greenhouse Heat Curtain_A_Achievable Economic TRC Potential | F7 | Commercial | Interruptible - Health | Existing | Space Heating | Natural Gas | Greenhouse Heat Curtain | A | Cumulative Energy Savings (MWh or mTherms) | Achievable Economic TRC Potential | 0 | 0 | 0 | 0 | 0 | 0 | 0 | 0 | 0 | 0 | 0 | 0 | 0 | 0 | 0 | 0 | 0 | 0 | 0 | 0 | 0 | 0 | 0 | 0 | 0 | 0 | 0
F8_Commercial_Interruptible - Health_Existing_Space Heating_Natural Gas_Greenhouse Heat Curtain_A_Achievable Economic TRC Potential | F8 | Commercial | Interruptible - Health | Existing | Space Heating | Natural Gas | Greenhouse Heat Curtain | A | Cumulative Summer Peak Savings (MW) | Achievable Economic TRC Potential | 0 | 0 | 0 | 0 | 0 | 0 | 0 | 0 | 0 | 0 | 0 | 0 | 0 | 0 | 0 | 0 | 0 | 0 | 0 | 0 | 0 | 0 | 0 | 0 | 0 | 0 | 0
F9_Commercial_Interruptible - Health_Existing_Space Heating_Natural Gas_Greenhouse Heat Curtain_A_Achievable Economic TRC Potential | F9 | Commercial | Interruptible - Health | Existing | Space Heating | Natural Gas | Greenhouse Heat Curtain | A | Cumulative Winter Peak Savings (MW) | Achievable Economic TRC Potential | 0 | 0 | 0 | 0 | 0 | 0 | 0 | 0 | 0 | 0 | 0 | 0 | 0 | 0 | 0 | 0 | 0 | 0 | 0 | 0 | 0 | 0 | 0 | 0 | 0 | 0 | 0
F10_Commercial_Interruptible - Health_Existing_Space Heating_Natural Gas_Greenhouse Heat Curtain_A_Achievable Economic TRC Potential | F10 | Commercial | Interruptible - Health | Existing | Space Heating | Natural Gas | Greenhouse Heat Curtain | A | Purchases (Incremental) | Achievable Economic TRC Potential | 0 | 0 | 0 | 0 | 0 | 0 | 0 | 0 | 0 | 0 | 0 | 0 | 0 | 0 | 0 | 0 | 0 | 0 | 0 | 0 | 0 | 0 | 0 | 0 | 0 | 0 | 0
F11_Commercial_Interruptible - Health_Existing_Space Heating_Natural Gas_Greenhouse Heat Curtain_A_Achievable Economic TRC Potential | F11 | Commercial | Interruptible - Health | Existing | Space Heating | Natural Gas | Greenhouse Heat Curtain | A | Purchases (Cumulative) | Achievable Economic TRC Potential | 0 | 0 | 0 | 0 | 0 | 0 | 0 | 0 | 0 | 0 | 0 | 0 | 0 | 0 | 0 | 0 | 0 | 0 | 0 | 0 | 0 | 0 | 0 | 0 | 0 | 0 | 0
F1_Commercial_Interruptible - Health_Existing_Space Heating_Natural Gas_Ventilation - Parking Garages, Demand Controlled_A_Achievable Economic TRC Potential | F1 | Commercial | Interruptible - Health | Existing | Space Heating | Natural Gas | Ventilation - Parking Garages, Demand Controlled | A | Integrated Unit Energy Savings (kWh or therms) | Achievable Economic TRC Potential | 0 | 0 | 0 | 0 | 0 | 0 | 0 | 0 | 0 | 0 | 0 | 0 | 0 | 0 | 0 | 0 | 0 | 0 | 0 | 0 | 0 | 0 | 0 | 0 | 0 | 0 | 0
F2_Commercial_Interruptible - Health_Existing_Space Heating_Natural Gas_Ventilation - Parking Garages, Demand Controlled_A_Achievable Economic TRC Potential | F2 | Commercial | Interruptible - Health | Existing | Space Heating | Natural Gas | Ventilation - Parking Garages, Demand Controlled | A | Integrated Unit Summer Peak Savings (kW) | Achievable Economic TRC Potential | 0 | 0 | 0 | 0 | 0 | 0 | 0 | 0 | 0 | 0 | 0 | 0 | 0 | 0 | 0 | 0 | 0 | 0 | 0 | 0 | 0 | 0 | 0 | 0 | 0 | 0 | 0
F3_Commercial_Interruptible - Health_Existing_Space Heating_Natural Gas_Ventilation - Parking Garages, Demand Controlled_A_Achievable Economic TRC Potential | F3 | Commercial | Interruptible - Health | Existing | Space Heating | Natural Gas | Ventilation - Parking Garages, Demand Controlled | A | Integrated Unit Winter Peak Savings (kW) | Achievable Economic TRC Potential | 0 | 0 | 0 | 0 | 0 | 0 | 0 | 0 | 0 | 0 | 0 | 0 | 0 | 0 | 0 | 0 | 0 | 0 | 0 | 0 | 0 | 0 | 0 | 0 | 0 | 0 | 0
F4_Commercial_Interruptible - Health_Existing_Space Heating_Natural Gas_Ventilation - Parking Garages, Demand Controlled_A_Achievable Economic TRC Potential | F4 | Commercial | Interruptible - Health | Existing | Space Heating | Natural Gas | Ventilation - Parking Garages, Demand Controlled | A | Incremental Energy Savings (MWh or mTherms) | Achievable Economic TRC Potential | 0 | 0 | 0 | 0 | 0 | 0 | 0 | 0 | 0 | 0 | 0 | 0 | 0 | 0 | 0 | 0 | 0 | 0 | 0 | 0 | 0 | 0 | 0 | 0 | 0 | 0 | 0
F5_Commercial_Interruptible - Health_Existing_Space Heating_Natural Gas_Ventilation - Parking Garages, Demand Controlled_A_Achievable Economic TRC Potential | F5 | Commercial | Interruptible - Health | Existing | Space Heating | Natural Gas | Ventilation - Parking Garages, Demand Controlled | A | Incremental Summer Peak Savings (MW) | Achievable Economic TRC Potential | 0 | 0 | 0 | 0 | 0 | 0 | 0 | 0 | 0 | 0 | 0 | 0 | 0 | 0 | 0 | 0 | 0 | 0 | 0 | 0 | 0 | 0 | 0 | 0 | 0 | 0 | 0
F6_Commercial_Interruptible - Health_Existing_Space Heating_Natural Gas_Ventilation - Parking Garages, Demand Controlled_A_Achievable Economic TRC Potential | F6 | Commercial | Interruptible - Health | Existing | Space Heating | Natural Gas | Ventilation - Parking Garages, Demand Controlled | A | Incremental Winter Peak Savings (MW) | Achievable Economic TRC Potential | 0 | 0 | 0 | 0 | 0 | 0 | 0 | 0 | 0 | 0 | 0 | 0 | 0 | 0 | 0 | 0 | 0 | 0 | 0 | 0 | 0 | 0 | 0 | 0 | 0 | 0 | 0
F7_Commercial_Interruptible - Health_Existing_Space Heating_Natural Gas_Ventilation - Parking Garages, Demand Controlled_A_Achievable Economic TRC Potential | F7 | Commercial | Interruptible - Health | Existing | Space Heating | Natural Gas | Ventilation - Parking Garages, Demand Controlled | A | Cumulative Energy Savings (MWh or mTherms) | Achievable Economic TRC Potential | 0 | 0 | 0 | 0 | 0 | 0 | 0 | 0 | 0 | 0 | 0 | 0 | 0 | 0 | 0 | 0 | 0 | 0 | 0 | 0 | 0 | 0 | 0 | 0 | 0 | 0 | 0
F8_Commercial_Interruptible - Health_Existing_Space Heating_Natural Gas_Ventilation - Parking Garages, Demand Controlled_A_Achievable Economic TRC Potential | F8 | Commercial | Interruptible - Health | Existing | Space Heating | Natural Gas | Ventilation - Parking Garages, Demand Controlled | A | Cumulative Summer Peak Savings (MW) | Achievable Economic TRC Potential | 0 | 0 | 0 | 0 | 0 | 0 | 0 | 0 | 0 | 0 | 0 | 0 | 0 | 0 | 0 | 0 | 0 | 0 | 0 | 0 | 0 | 0 | 0 | 0 | 0 | 0 | 0
F9_Commercial_Interruptible - Health_Existing_Space Heating_Natural Gas_Ventilation - Parking Garages, Demand Controlled_A_Achievable Economic TRC Potential | F9 | Commercial | Interruptible - Health | Existing | Space Heating | Natural Gas | Ventilation - Parking Garages, Demand Controlled | A | Cumulative Winter Peak Savings (MW) | Achievable Economic TRC Potential | 0 | 0 | 0 | 0 | 0 | 0 | 0 | 0 | 0 | 0 | 0 | 0 | 0 | 0 | 0 | 0 | 0 | 0 | 0 | 0 | 0 | 0 | 0 | 0 | 0 | 0 | 0
F10_Commercial_Interruptible - Health_Existing_Space Heating_Natural Gas_Ventilation - Parking Garages, Demand Controlled_A_Achievable Economic TRC Potential | F10 | Commercial | Interruptible - Health | Existing | Space Heating | Natural Gas | Ventilation - Parking Garages, Demand Controlled | A | Purchases (Incremental) | Achievable Economic TRC Potential | 0 | 0 | 0 | 0 | 0 | 0 | 0 | 0 | 0 | 0 | 0 | 0 | 0 | 0 | 0 | 0 | 0 | 0 | 0 | 0 | 0 | 0 | 0 | 0 | 0 | 0 | 0
F11_Commercial_Interruptible - Health_Existing_Space Heating_Natural Gas_Ventilation - Parking Garages, Demand Controlled_A_Achievable Economic TRC Potential | F11 | Commercial | Interruptible - Health | Existing | Space Heating | Natural Gas | Ventilation - Parking Garages, Demand Controlled | A | Purchases (Cumulative) | Achievable Economic TRC Potential | 0 | 0 | 0 | 0 | 0 | 0 | 0 | 0 | 0 | 0 | 0 | 0 | 0 | 0 | 0 | 0 | 0 | 0 | 0 | 0 | 0 | 0 | 0 | 0 | 0 | 0 | 0
F1_Commercial_Interruptible - Health_Existing_Miscellaneous_Natural Gas_Pool Heater - Night Covers_A_Achievable Economic TRC Potential | F1 | Commercial | Interruptible - Health | Existing | Miscellaneous | Natural Gas | Pool Heater - Night Covers | A | Integrated Unit Energy Savings (kWh or therms) | Achievable Economic TRC Potential | 0 | 0 | 0 | 0 | 0 | 0 | 0 | 0 | 0 | 0 | 0 | 0 | 0 | 0 | 0 | 0 | 0 | 0 | 0 | 0 | 0 | 0 | 0 | 0 | 0 | 0 | 0
F2_Commercial_Interruptible - Health_Existing_Miscellaneous_Natural Gas_Pool Heater - Night Covers_A_Achievable Economic TRC Potential | F2 | Commercial | Interruptible - Health | Existing | Miscellaneous | Natural Gas | Pool Heater - Night Covers | A | Integrated Unit Summer Peak Savings (kW) | Achievable Economic TRC Potential | 0 | 0 | 0 | 0 | 0 | 0 | 0 | 0 | 0 | 0 | 0 | 0 | 0 | 0 | 0 | 0 | 0 | 0 | 0 | 0 | 0 | 0 | 0 | 0 | 0 | 0 | 0
F3_Commercial_Interruptible - Health_Existing_Miscellaneous_Natural Gas_Pool Heater - Night Covers_A_Achievable Economic TRC Potential | F3 | Commercial | Interruptible - Health | Existing | Miscellaneous | Natural Gas | Pool Heater - Night Covers | A | Integrated Unit Winter Peak Savings (kW) | Achievable Economic TRC Potential | 0 | 0 | 0 | 0 | 0 | 0 | 0 | 0 | 0 | 0 | 0 | 0 | 0 | 0 | 0 | 0 | 0 | 0 | 0 | 0 | 0 | 0 | 0 | 0 | 0 | 0 | 0
F4_Commercial_Interruptible - Health_Existing_Miscellaneous_Natural Gas_Pool Heater - Night Covers_A_Achievable Economic TRC Potential | F4 | Commercial | Interruptible - Health | Existing | Miscellaneous | Natural Gas | Pool Heater - Night Covers | A | Incremental Energy Savings (MWh or mTherms) | Achievable Economic TRC Potential | 0 | 0 | 0 | 0 | 0 | 0 | 0 | 0 | 0 | 0 | 0 | 0 | 0 | 0 | 0 | 0 | 0 | 0 | 0 | 0 | 0 | 0 | 0 | 0 | 0 | 0 | 0
F5_Commercial_Interruptible - Health_Existing_Miscellaneous_Natural Gas_Pool Heater - Night Covers_A_Achievable Economic TRC Potential | F5 | Commercial | Interruptible - Health | Existing | Miscellaneous | Natural Gas | Pool Heater - Night Covers | A | Incremental Summer Peak Savings (MW) | Achievable Economic TRC Potential | 0 | 0 | 0 | 0 | 0 | 0 | 0 | 0 | 0 | 0 | 0 | 0 | 0 | 0 | 0 | 0 | 0 | 0 | 0 | 0 | 0 | 0 | 0 | 0 | 0 | 0 | 0
F6_Commercial_Interruptible - Health_Existing_Miscellaneous_Natural Gas_Pool Heater - Night Covers_A_Achievable Economic TRC Potential | F6 | Commercial | Interruptible - Health | Existing | Miscellaneous | Natural Gas | Pool Heater - Night Covers | A | Incremental Winter Peak Savings (MW) | Achievable Economic TRC Potential | 0 | 0 | 0 | 0 | 0 | 0 | 0 | 0 | 0 | 0 | 0 | 0 | 0 | 0 | 0 | 0 | 0 | 0 | 0 | 0 | 0 | 0 | 0 | 0 | 0 | 0 | 0
F7_Commercial_Interruptible - Health_Existing_Miscellaneous_Natural Gas_Pool Heater - Night Covers_A_Achievable Economic TRC Potential | F7 | Commercial | Interruptible - Health | Existing | Miscellaneous | Natural Gas | Pool Heater - Night Covers | A | Cumulative Energy Savings (MWh or mTherms) | Achievable Economic TRC Potential | 0 | 0 | 0 | 0 | 0 | 0 | 0 | 0 | 0 | 0 | 0 | 0 | 0 | 0 | 0 | 0 | 0 | 0 | 0 | 0 | 0 | 0 | 0 | 0 | 0 | 0 | 0
F8_Commercial_Interruptible - Health_Existing_Miscellaneous_Natural Gas_Pool Heater - Night Covers_A_Achievable Economic TRC Potential | F8 | Commercial | Interruptible - Health | Existing | Miscellaneous | Natural Gas | Pool Heater - Night Covers | A | Cumulative Summer Peak Savings (MW) | Achievable Economic TRC Potential | 0 | 0 | 0 | 0 | 0 | 0 | 0 | 0 | 0 | 0 | 0 | 0 | 0 | 0 | 0 | 0 | 0 | 0 | 0 | 0 | 0 | 0 | 0 | 0 | 0 | 0 | 0
F9_Commercial_Interruptible - Health_Existing_Miscellaneous_Natural Gas_Pool Heater - Night Covers_A_Achievable Economic TRC Potential | F9 | Commercial | Interruptible - Health | Existing | Miscellaneous | Natural Gas | Pool Heater - Night Covers | A | Cumulative Winter Peak Savings (MW) | Achievable Economic TRC Potential | 0 | 0 | 0 | 0 | 0 | 0 | 0 | 0 | 0 | 0 | 0 | 0 | 0 | 0 | 0 | 0 | 0 | 0 | 0 | 0 | 0 | 0 | 0 | 0 | 0 | 0 | 0
F10_Commercial_Interruptible - Health_Existing_Miscellaneous_Natural Gas_Pool Heater - Night Covers_A_Achievable Economic TRC Potential | F10 | Commercial | Interruptible - Health | Existing | Miscellaneous | Natural Gas | Pool Heater - Night Covers | A | Purchases (Incremental) | Achievable Economic TRC Potential | 0 | 0 | 0 | 0 | 0 | 0 | 0 | 0 | 0 | 0 | 0 | 0 | 0 | 0 | 0 | 0 | 0 | 0 | 0 | 0 | 0 | 0 | 0 | 0 | 0 | 0 | 0
F11_Commercial_Interruptible - Health_Existing_Miscellaneous_Natural Gas_Pool Heater - Night Covers_A_Achievable Economic TRC Potential | F11 | Commercial | Interruptible - Health | Existing | Miscellaneous | Natural Gas | Pool Heater - Night Covers | A | Purchases (Cumulative) | Achievable Economic TRC Potential | 0 | 0 | 0 | 0 | 0 | 0 | 0 | 0 | 0 | 0 | 0 | 0 | 0 | 0 | 0 | 0 | 0 | 0 | 0 | 0 | 0 | 0 | 0 | 0 | 0 | 0 | 0
F1_Commercial_Interruptible - Health_Existing_Space Heating_Natural Gas_Advanced New Construction Designs_A_Achievable Economic TRC Potential | F1 | Commercial | Interruptible - Health | Existing | Space Heating | Natural Gas | Advanced New Construction Designs | A | Integrated Unit Energy Savings (kWh or therms) | Achievable Economic TRC Potential | 0 | 0 | 0 | 0 | 0 | 0 | 0 | 0 | 0 | 0 | 0 | 0 | 0 | 0 | 0 | 0 | 0 | 0 | 0 | 0 | 0 | 0 | 0 | 0 | 0 | 0 | 0
F2_Commercial_Interruptible - Health_Existing_Space Heating_Natural Gas_Advanced New Construction Designs_A_Achievable Economic TRC Potential | F2 | Commercial | Interruptible - Health | Existing | Space Heating | Natural Gas | Advanced New Construction Designs | A | Integrated Unit Summer Peak Savings (kW) | Achievable Economic TRC Potential | 0 | 0 | 0 | 0 | 0 | 0 | 0 | 0 | 0 | 0 | 0 | 0 | 0 | 0 | 0 | 0 | 0 | 0 | 0 | 0 | 0 | 0 | 0 | 0 | 0 | 0 | 0
F3_Commercial_Interruptible - Health_Existing_Space Heating_Natural Gas_Advanced New Construction Designs_A_Achievable Economic TRC Potential | F3 | Commercial | Interruptible - Health | Existing | Space Heating | Natural Gas | Advanced New Construction Designs | A | Integrated Unit Winter Peak Savings (kW) | Achievable Economic TRC Potential | 0 | 0 | 0 | 0 | 0 | 0 | 0 | 0 | 0 | 0 | 0 | 0 | 0 | 0 | 0 | 0 | 0 | 0 | 0 | 0 | 0 | 0 | 0 | 0 | 0 | 0 | 0
F4_Commercial_Interruptible - Health_Existing_Space Heating_Natural Gas_Advanced New Construction Designs_A_Achievable Economic TRC Potential | F4 | Commercial | Interruptible - Health | Existing | Space Heating | Natural Gas | Advanced New Construction Designs | A | Incremental Energy Savings (MWh or mTherms) | Achievable Economic TRC Potential | 0 | 0 | 0 | 0 | 0 | 0 | 0 | 0 | 0 | 0 | 0 | 0 | 0 | 0 | 0 | 0 | 0 | 0 | 0 | 0 | 0 | 0 | 0 | 0 | 0 | 0 | 0
F5_Commercial_Interruptible - Health_Existing_Space Heating_Natural Gas_Advanced New Construction Designs_A_Achievable Economic TRC Potential | F5 | Commercial | Interruptible - Health | Existing | Space Heating | Natural Gas | Advanced New Construction Designs | A | Incremental Summer Peak Savings (MW) | Achievable Economic TRC Potential | 0 | 0 | 0 | 0 | 0 | 0 | 0 | 0 | 0 | 0 | 0 | 0 | 0 | 0 | 0 | 0 | 0 | 0 | 0 | 0 | 0 | 0 | 0 | 0 | 0 | 0 | 0
F6_Commercial_Interruptible - Health_Existing_Space Heating_Natural Gas_Advanced New Construction Designs_A_Achievable Economic TRC Potential | F6 | Commercial | Interruptible - Health | Existing | Space Heating | Natural Gas | Advanced New Construction Designs | A | Incremental Winter Peak Savings (MW) | Achievable Economic TRC Potential | 0 | 0 | 0 | 0 | 0 | 0 | 0 | 0 | 0 | 0 | 0 | 0 | 0 | 0 | 0 | 0 | 0 | 0 | 0 | 0 | 0 | 0 | 0 | 0 | 0 | 0 | 0
F7_Commercial_Interruptible - Health_Existing_Space Heating_Natural Gas_Advanced New Construction Designs_A_Achievable Economic TRC Potential | F7 | Commercial | Interruptible - Health | Existing | Space Heating | Natural Gas | Advanced New Construction Designs | A | Cumulative Energy Savings (MWh or mTherms) | Achievable Economic TRC Potential | 0 | 0 | 0 | 0 | 0 | 0 | 0 | 0 | 0 | 0 | 0 | 0 | 0 | 0 | 0 | 0 | 0 | 0 | 0 | 0 | 0 | 0 | 0 | 0 | 0 | 0 | 0
F8_Commercial_Interruptible - Health_Existing_Space Heating_Natural Gas_Advanced New Construction Designs_A_Achievable Economic TRC Potential | F8 | Commercial | Interruptible - Health | Existing | Space Heating | Natural Gas | Advanced New Construction Designs | A | Cumulative Summer Peak Savings (MW) | Achievable Economic TRC Potential | 0 | 0 | 0 | 0 | 0 | 0 | 0 | 0 | 0 | 0 | 0 | 0 | 0 | 0 | 0 | 0 | 0 | 0 | 0 | 0 | 0 | 0 | 0 | 0 | 0 | 0 | 0
F9_Commercial_Interruptible - Health_Existing_Space Heating_Natural Gas_Advanced New Construction Designs_A_Achievable Economic TRC Potential | F9 | Commercial | Interruptible - Health | Existing | Space Heating | Natural Gas | Advanced New Construction Designs | A | Cumulative Winter Peak Savings (MW) | Achievable Economic TRC Potential | 0 | 0 | 0 | 0 | 0 | 0 | 0 | 0 | 0 | 0 | 0 | 0 | 0 | 0 | 0 | 0 | 0 | 0 | 0 | 0 | 0 | 0 | 0 | 0 | 0 | 0 | 0
F10_Commercial_Interruptible - Health_Existing_Space Heating_Natural Gas_Advanced New Construction Designs_A_Achievable Economic TRC Potential | F10 | Commercial | Interruptible - Health | Existing | Space Heating | Natural Gas | Advanced New Construction Designs | A | Purchases (Incremental) | Achievable Economic TRC Potential | 0 | 0 | 0 | 0 | 0 | 0 | 0 | 0 | 0 | 0 | 0 | 0 | 0 | 0 | 0 | 0 | 0 | 0 | 0 | 0 | 0 | 0 | 0 | 0 | 0 | 0 | 0
F11_Commercial_Interruptible - Health_Existing_Space Heating_Natural Gas_Advanced New Construction Designs_A_Achievable Economic TRC Potential | F11 | Commercial | Interruptible - Health | Existing | Space Heating | Natural Gas | Advanced New Construction Designs | A | Purchases (Cumulative) | Achievable Economic TRC Potential | 0 | 0 | 0 | 0 | 0 | 0 | 0 | 0 | 0 | 0 | 0 | 0 | 0 | 0 | 0 | 0 | 0 | 0 | 0 | 0 | 0 | 0 | 0 | 0 | 0 | 0 | 0
F1_Commercial_Interruptible - Health_Existing_Water Heating_Natural Gas_Advanced New Construction Designs_A_Achievable Economic TRC Potential | F1 | Commercial | Interruptible - Health | Existing | Water Heating | Natural Gas | Advanced New Construction Designs | A | Integrated Unit Energy Savings (kWh or therms) | Achievable Economic TRC Potential | 0 | 0 | 0 | 0 | 0 | 0 | 0 | 0 | 0 | 0 | 0 | 0 | 0 | 0 | 0 | 0 | 0 | 0 | 0 | 0 | 0 | 0 | 0 | 0 | 0 | 0 | 0
F2_Commercial_Interruptible - Health_Existing_Water Heating_Natural Gas_Advanced New Construction Designs_A_Achievable Economic TRC Potential | F2 | Commercial | Interruptible - Health | Existing | Water Heating | Natural Gas | Advanced New Construction Designs | A | Integrated Unit Summer Peak Savings (kW) | Achievable Economic TRC Potential | 0 | 0 | 0 | 0 | 0 | 0 | 0 | 0 | 0 | 0 | 0 | 0 | 0 | 0 | 0 | 0 | 0 | 0 | 0 | 0 | 0 | 0 | 0 | 0 | 0 | 0 | 0
F3_Commercial_Interruptible - Health_Existing_Water Heating_Natural Gas_Advanced New Construction Designs_A_Achievable Economic TRC Potential | F3 | Commercial | Interruptible - Health | Existing | Water Heating | Natural Gas | Advanced New Construction Designs | A | Integrated Unit Winter Peak Savings (kW) | Achievable Economic TRC Potential | 0 | 0 | 0 | 0 | 0 | 0 | 0 | 0 | 0 | 0 | 0 | 0 | 0 | 0 | 0 | 0 | 0 | 0 | 0 | 0 | 0 | 0 | 0 | 0 | 0 | 0 | 0
F4_Commercial_Interruptible - Health_Existing_Water Heating_Natural Gas_Advanced New Construction Designs_A_Achievable Economic TRC Potential | F4 | Commercial | Interruptible - Health | Existing | Water Heating | Natural Gas | Advanced New Construction Designs | A | Incremental Energy Savings (MWh or mTherms) | Achievable Economic TRC Potential | 0 | 0 | 0 | 0 | 0 | 0 | 0 | 0 | 0 | 0 | 0 | 0 | 0 | 0 | 0 | 0 | 0 | 0 | 0 | 0 | 0 | 0 | 0 | 0 | 0 | 0 | 0
F5_Commercial_Interruptible - Health_Existing_Water Heating_Natural Gas_Advanced New Construction Designs_A_Achievable Economic TRC Potential | F5 | Commercial | Interruptible - Health | Existing | Water Heating | Natural Gas | Advanced New Construction Designs | A | Incremental Summer Peak Savings (MW) | Achievable Economic TRC Potential | 0 | 0 | 0 | 0 | 0 | 0 | 0 | 0 | 0 | 0 | 0 | 0 | 0 | 0 | 0 | 0 | 0 | 0 | 0 | 0 | 0 | 0 | 0 | 0 | 0 | 0 | 0
F6_Commercial_Interruptible - Health_Existing_Water Heating_Natural Gas_Advanced New Construction Designs_A_Achievable Economic TRC Potential | F6 | Commercial | Interruptible - Health | Existing | Water Heating | Natural Gas | Advanced New Construction Designs | A | Incremental Winter Peak Savings (MW) | Achievable Economic TRC Potential | 0 | 0 | 0 | 0 | 0 | 0 | 0 | 0 | 0 | 0 | 0 | 0 | 0 | 0 | 0 | 0 | 0 | 0 | 0 | 0 | 0 | 0 | 0 | 0 | 0 | 0 | 0
F7_Commercial_Interruptible - Health_Existing_Water Heating_Natural Gas_Advanced New Construction Designs_A_Achievable Economic TRC Potential | F7 | Commercial | Interruptible - Health | Existing | Water Heating | Natural Gas | Advanced New Construction Designs | A | Cumulative Energy Savings (MWh or mTherms) | Achievable Economic TRC Potential | 0 | 0 | 0 | 0 | 0 | 0 | 0 | 0 | 0 | 0 | 0 | 0 | 0 | 0 | 0 | 0 | 0 | 0 | 0 | 0 | 0 | 0 | 0 | 0 | 0 | 0 | 0
F8_Commercial_Interruptible - Health_Existing_Water Heating_Natural Gas_Advanced New Construction Designs_A_Achievable Economic TRC Potential | F8 | Commercial | Interruptible - Health | Existing | Water Heating | Natural Gas | Advanced New Construction Designs | A | Cumulative Summer Peak Savings (MW) | Achievable Economic TRC Potential | 0 | 0 | 0 | 0 | 0 | 0 | 0 | 0 | 0 | 0 | 0 | 0 | 0 | 0 | 0 | 0 | 0 | 0 | 0 | 0 | 0 | 0 | 0 | 0 | 0 | 0 | 0
F9_Commercial_Interruptible - Health_Existing_Water Heating_Natural Gas_Advanced New Construction Designs_A_Achievable Economic TRC Potential | F9 | Commercial | Interruptible - Health | Existing | Water Heating | Natural Gas | Advanced New Construction Designs | A | Cumulative Winter Peak Savings (MW) | Achievable Economic TRC Potential | 0 | 0 | 0 | 0 | 0 | 0 | 0 | 0 | 0 | 0 | 0 | 0 | 0 | 0 | 0 | 0 | 0 | 0 | 0 | 0 | 0 | 0 | 0 | 0 | 0 | 0 | 0
F10_Commercial_Interruptible - Health_Existing_Water Heating_Natural Gas_Advanced New Construction Designs_A_Achievable Economic TRC Potential | F10 | Commercial | Interruptible - Health | Existing | Water Heating | Natural Gas | Advanced New Construction Designs | A | Purchases (Incremental) | Achievable Economic TRC Potential | 0 | 0 | 0 | 0 | 0 | 0 | 0 | 0 | 0 | 0 | 0 | 0 | 0 | 0 | 0 | 0 | 0 | 0 | 0 | 0 | 0 | 0 | 0 | 0 | 0 | 0 | 0
F11_Commercial_Interruptible - Health_Existing_Water Heating_Natural Gas_Advanced New Construction Designs_A_Achievable Economic TRC Potential | F11 | Commercial | Interruptible - Health | Existing | Water Heating | Natural Gas | Advanced New Construction Designs | A | Purchases (Cumulative) | Achievable Economic TRC Potential | 0 | 0 | 0 | 0 | 0 | 0 | 0 | 0 | 0 | 0 | 0 | 0 | 0 | 0 | 0 | 0 | 0 | 0 | 0 | 0 | 0 | 0 | 0 | 0 | 0 | 0 | 0
F1_Commercial_Interruptible - Health_Existing_Space Heating_Natural Gas_Strategic Energy Management_A_Achievable Economic TRC Potential | F1 | Commercial | Interruptible - Health | Existing | Space Heating | Natural Gas | Strategic Energy Management | A | Integrated Unit Energy Savings (kWh or therms) | Achievable Economic TRC Potential | 0 | 0 | 0.024868 | 0.024577 | 0.024225 | 0.023829 | 0.023407 | 0.022931 | 0.022399 | 0.021817 | 0.021214 | 0.020584 | 0.019948 | 0.019321 | 0.018717 | 0.018154 | 0.017649 | 0.017237 | 0.016918 | 0.016652 | 0.016451 | 0.016266 | 0.016167 | 0.016071 | 0.015977 | 0.015886 | 0.015796
F2_Commercial_Interruptible - Health_Existing_Space Heating_Natural Gas_Strategic Energy Management_A_Achievable Economic TRC Potential | F2 | Commercial | Interruptible - Health | Existing | Space Heating | Natural Gas | Strategic Energy Management | A | Integrated Unit Summer Peak Savings (kW) | Achievable Economic TRC Potential | 0 | 0 | 0 | 0 | 0 | 0 | 0 | 0 | 0 | 0 | 0 | 0 | 0 | 0 | 0 | 0 | 0 | 0 | 0 | 0 | 0 | 0 | 0 | 0 | 0 | 0 | 0
F3_Commercial_Interruptible - Health_Existing_Space Heating_Natural Gas_Strategic Energy Management_A_Achievable Economic TRC Potential | F3 | Commercial | Interruptible - Health | Existing | Space Heating | Natural Gas | Strategic Energy Management | A | Integrated Unit Winter Peak Savings (kW) | Achievable Economic TRC Potential | 0 | 0 | 0 | 0 | 0 | 0 | 0 | 0 | 0 | 0 | 0 | 0 | 0 | 0 | 0 | 0 | 0 | 0 | 0 | 0 | 0 | 0 | 0 | 0 | 0 | 0 | 0
F4_Commercial_Interruptible - Health_Existing_Space Heating_Natural Gas_Strategic Energy Management_A_Achievable Economic TRC Potential | F4 | Commercial | Interruptible - Health | Existing | Space Heating | Natural Gas | Strategic Energy Management | A | Incremental Energy Savings (MWh or mTherms) | Achievable Economic TRC Potential | 0 | 0 | 0.20429 | 0.41443 | 0.4085 | 0.20607 | 0 | 0 | 0 | 7.9371e-17 | 0 | 0 | 0 | 0 | 0 | 0 | 0 | 0 | 0 | 0 | 0 | 0 | 0 | 0 | 0 | 0 | 0
F5_Commercial_Interruptible - Health_Existing_Space Heating_Natural Gas_Strategic Energy Management_A_Achievable Economic TRC Potential | F5 | Commercial | Interruptible - Health | Existing | Space Heating | Natural Gas | Strategic Energy Management | A | Incremental Summer Peak Savings (MW) | Achievable Economic TRC Potential | 0 | 0 | 0 | 0 | 0 | 0 | 0 | 0 | 0 | 0 | 0 | 0 | 0 | 0 | 0 | 0 | 0 | 0 | 0 | 0 | 0 | 0 | 0 | 0 | 0 | 0 | 0
F6_Commercial_Interruptible - Health_Existing_Space Heating_Natural Gas_Strategic Energy Management_A_Achievable Economic TRC Potential | F6 | Commercial | Interruptible - Health | Existing | Space Heating | Natural Gas | Strategic Energy Management | A | Incremental Winter Peak Savings (MW) | Achievable Economic TRC Potential | 0 | 0 | 0 | 0 | 0 | 0 | 0 | 0 | 0 | 0 | 0 | 0 | 0 | 0 | 0 | 0 | 0 | 0 | 0 | 0 | 0 | 0 | 0 | 0 | 0 | 0 | 0
F7_Commercial_Interruptible - Health_Existing_Space Heating_Natural Gas_Strategic Energy Management_A_Achievable Economic TRC Potential | F7 | Commercial | Interruptible - Health | Existing | Space Heating | Natural Gas | Strategic Energy Management | A | Cumulative Energy Savings (MWh or mTherms) | Achievable Economic TRC Potential | 0 | 0 | 0.20429 | 0.61634 | 1.016 | 1.2055 | 1.1841 | 1.16 | 1.1332 | 1.1037 | 1.0732 | 1.0413 | 1.0091 | 0.97741 | 0.94689 | 0.91839 | 0.89285 | 0.87197 | 0.85584 | 0.84238 | 0.83223 | 0.82285 | 0.81787 | 0.81301 | 0.80827 | 0.80363 | 0.79908
F8_Commercial_Interruptible - Health_Existing_Space Heating_Natural Gas_Strategic Energy Management_A_Achievable Economic TRC Potential | F8 | Commercial | Interruptible - Health | Existing | Space Heating | Natural Gas | Strategic Energy Management | A | Cumulative Summer Peak Savings (MW) | Achievable Economic TRC Potential | 0 | 0 | 0 | 0 | 0 | 0 | 0 | 0 | 0 | 0 | 0 | 0 | 0 | 0 | 0 | 0 | 0 | 0 | 0 | 0 | 0 | 0 | 0 | 0 | 0 | 0 | 0
F9_Commercial_Interruptible - Health_Existing_Space Heating_Natural Gas_Strategic Energy Management_A_Achievable Economic TRC Potential | F9 | Commercial | Interruptible - Health | Existing | Space Heating | Natural Gas | Strategic Energy Management | A | Cumulative Winter Peak Savings (MW) | Achievable Economic TRC Potential | 0 | 0 | 0 | 0 | 0 | 0 | 0 | 0 | 0 | 0 | 0 | 0 | 0 | 0 | 0 | 0 | 0 | 0 | 0 | 0 | 0 | 0 | 0 | 0 | 0 | 0 | 0
F10_Commercial_Interruptible - Health_Existing_Space Heating_Natural Gas_Strategic Energy Management_A_Achievable Economic TRC Potential | F10 | Commercial | Interruptible - Health | Existing | Space Heating | Natural Gas | Strategic Energy Management | A | Purchases (Incremental) | Achievable Economic TRC Potential | 0 | 0 | 8215.2167 | 16862.8133 | 16862.8133 | 8647.5966 | 0 | 0 | 0 | 3.638e-12 | 0 | 0 | 0 | 0 | 0 | 0 | 0 | 0 | 0 | 0 | 0 | 0 | 0 | 0 | 0 | 0 | 0
F11_Commercial_Interruptible - Health_Existing_Space Heating_Natural Gas_Strategic Energy Management_A_Achievable Economic TRC Potential | F11 | Commercial | Interruptible - Health | Existing | Space Heating | Natural Gas | Strategic Energy Management | A | Purchases (Cumulative) | Achievable Economic TRC Potential | 0 | 0 | 8215.2167 | 25078.03 | 41940.8433 | 50588.4398 | 50588.4398 | 50588.4398 | 50588.4398 | 50588.4398 | 50588.4398 | 50588.4398 | 50588.4398 | 50588.4398 | 50588.4398 | 50588.4398 | 50588.4398 | 50588.4398 | 50588.4398 | 50588.4398 | 50588.4398 | 50588.4398 | 50588.4398 | 50588.4398 | 50588.4398 | 50588.4398 | 50588.4398
F1_Commercial_Interruptible - Health_Existing_Water Heating_Natural Gas_Strategic Energy Management_A_Achievable Economic TRC Potential | F1 | Commercial | Interruptible - Health | Existing | Water Heating | Natural Gas | Strategic Energy Management | A | Integrated Unit Energy Savings (kWh or therms) | Achievable Economic TRC Potential | 0 | 0 | 0.022939 | 0.022377 | 0.021844 | 0.021344 | 0.020875 | 0.020407 | 0.019966 | 0.019553 | 0.019174 | 0.018843 | 0.018578 | 0.018377 | 0.018273 | 0.018168 | 0.018091 | 0.018029 | 0.017981 | 0.017942 | 0.017915 | 0.017895 | 0.017881 | 0.017871 | 0.017858 | 0.017854 | 0.017852
F2_Commercial_Interruptible - Health_Existing_Water Heating_Natural Gas_Strategic Energy Management_A_Achievable Economic TRC Potential | F2 | Commercial | Interruptible - Health | Existing | Water Heating | Natural Gas | Strategic Energy Management | A | Integrated Unit Summer Peak Savings (kW) | Achievable Economic TRC Potential | 0 | 0 | 0 | 0 | 0 | 0 | 0 | 0 | 0 | 0 | 0 | 0 | 0 | 0 | 0 | 0 | 0 | 0 | 0 | 0 | 0 | 0 | 0 | 0 | 0 | 0 | 0
F3_Commercial_Interruptible - Health_Existing_Water Heating_Natural Gas_Strategic Energy Management_A_Achievable Economic TRC Potential | F3 | Commercial | Interruptible - Health | Existing | Water Heating | Natural Gas | Strategic Energy Management | A | Integrated Unit Winter Peak Savings (kW) | Achievable Economic TRC Potential | 0 | 0 | 0 | 0 | 0 | 0 | 0 | 0 | 0 | 0 | 0 | 0 | 0 | 0 | 0 | 0 | 0 | 0 | 0 | 0 | 0 | 0 | 0 | 0 | 0 | 0 | 0
F4_Commercial_Interruptible - Health_Existing_Water Heating_Natural Gas_Strategic Energy Management_A_Achievable Economic TRC Potential | F4 | Commercial | Interruptible - Health | Existing | Water Heating | Natural Gas | Strategic Energy Management | A | Incremental Energy Savings (MWh or mTherms) | Achievable Economic TRC Potential | 0 | 0 | 0.17457 | 0.34953 | 0.34122 | 0.17098 | 0 | 0 | 0 | 0 | 0 | 0 | 0 | 0 | 0 | 0 | 0 | 0 | 0 | 0 | 0 | 0 | 0 | 0 | 0 | 0 | 0
F5_Commercial_Interruptible - Health_Existing_Water Heating_Natural Gas_Strategic Energy Management_A_Achievable Economic TRC Potential | F5 | Commercial | Interruptible - Health | Existing | Water Heating | Natural Gas | Strategic Energy Management | A | Incremental Summer Peak Savings (MW) | Achievable Economic TRC Potential | 0 | 0 | 0 | 0 | 0 | 0 | 0 | 0 | 0 | 0 | 0 | 0 | 0 | 0 | 0 | 0 | 0 | 0 | 0 | 0 | 0 | 0 | 0 | 0 | 0 | 0 | 0
F6_Commercial_Interruptible - Health_Existing_Water Heating_Natural Gas_Strategic Energy Management_A_Achievable Economic TRC Potential | F6 | Commercial | Interruptible - Health | Existing | Water Heating | Natural Gas | Strategic Energy Management | A | Incremental Winter Peak Savings (MW) | Achievable Economic TRC Potential | 0 | 0 | 0 | 0 | 0 | 0 | 0 | 0 | 0 | 0 | 0 | 0 | 0 | 0 | 0 | 0 | 0 | 0 | 0 | 0 | 0 | 0 | 0 | 0 | 0 | 0 | 0
F7_Commercial_Interruptible - Health_Existing_Water Heating_Natural Gas_Strategic Energy Management_A_Achievable Economic TRC Potential | F7 | Commercial | Interruptible - Health | Existing | Water Heating | Natural Gas | Strategic Energy Management | A | Cumulative Energy Savings (MWh or mTherms) | Achievable Economic TRC Potential | 0 | 0 | 0.17457 | 0.51982 | 0.84868 | 1.0002 | 0.97822 | 0.95632 | 0.93563 | 0.91629 | 0.89854 | 0.88302 | 0.87059 | 0.86118 | 0.85632 | 0.85139 | 0.84776 | 0.84488 | 0.84262 | 0.8408 | 0.83951 | 0.83859 | 0.83794 | 0.83748 | 0.83685 | 0.83669 | 0.83656
F8_Commercial_Interruptible - Health_Existing_Water Heating_Natural Gas_Strategic Energy Management_A_Achievable Economic TRC Potential | F8 | Commercial | Interruptible - Health | Existing | Water Heating | Natural Gas | Strategic Energy Management | A | Cumulative Summer Peak Savings (MW) | Achievable Economic TRC Potential | 0 | 0 | 0 | 0 | 0 | 0 | 0 | 0 | 0 | 0 | 0 | 0 | 0 | 0 | 0 | 0 | 0 | 0 | 0 | 0 | 0 | 0 | 0 | 0 | 0 | 0 | 0
F9_Commercial_Interruptible - Health_Existing_Water Heating_Natural Gas_Strategic Energy Management_A_Achievable Economic TRC Potential | F9 | Commercial | Interruptible - Health | Existing | Water Heating | Natural Gas | Strategic Energy Management | A | Cumulative Winter Peak Savings (MW) | Achievable Economic TRC Potential | 0 | 0 | 0 | 0 | 0 | 0 | 0 | 0 | 0 | 0 | 0 | 0 | 0 | 0 | 0 | 0 | 0 | 0 | 0 | 0 | 0 | 0 | 0 | 0 | 0 | 0 | 0
F10_Commercial_Interruptible - Health_Existing_Water Heating_Natural Gas_Strategic Energy Management_A_Achievable Economic TRC Potential | F10 | Commercial | Interruptible - Health | Existing | Water Heating | Natural Gas | Strategic Energy Management | A | Purchases (Incremental) | Achievable Economic TRC Potential | 0 | 0 | 7610.0309 | 15620.5898 | 15620.5898 | 8010.5589 | 0 | 0 | 0 | 0 | 0 | 0 | 0 | 0 | 0 | 0 | 0 | 0 | 0 | 0 | 0 | 0 | 0 | 0 | 0 | 0 | 0
F11_Commercial_Interruptible - Health_Existing_Water Heating_Natural Gas_Strategic Energy Management_A_Achievable Economic TRC Potential | F11 | Commercial | Interruptible - Health | Existing | Water Heating | Natural Gas | Strategic Energy Management | A | Purchases (Cumulative) | Achievable Economic TRC Potential | 0 | 0 | 7610.0309 | 23230.6208 | 38851.2106 | 46861.7695 | 46861.7695 | 46861.7695 | 46861.7695 | 46861.7695 | 46861.7695 | 46861.7695 | 46861.7695 | 46861.7695 | 46861.7695 | 46861.7695 | 46861.7695 | 46861.7695 | 46861.7695 | 46861.7695 | 46861.7695 | 46861.7695 | 46861.7695 | 46861.7695 | 46861.7695 | 46861.7695 | 46861.7695
F1_Commercial_Interruptible - Health_Existing_Space Heating_Natural Gas_Retrocommissioning_A_Achievable Economic TRC Potential | F1 | Commercial | Interruptible - Health | Existing | Space Heating | Natural Gas | Retrocommissioning | A | Integrated Unit Energy Savings (kWh or therms) | Achievable Economic TRC Potential | 0 | 0 | 0.030558 | 0.030247 | 0.029859 | 0.029395 | 0.028874 | 0.028286 | 0.027631 | 0.026913 | 0.026168 | 0.025391 | 0.024607 | 0.023833 | 0.023089 | 0.022394 | 0.021771 | 0.021262 | 0.020869 | 0.020541 | 0.020293 | 0.020065 | 0.019943 | 0.019825 | 0.019709 | 0.019596 | 0.019485
F2_Commercial_Interruptible - Health_Existing_Space Heating_Natural Gas_Retrocommissioning_A_Achievable Economic TRC Potential | F2 | Commercial | Interruptible - Health | Existing | Space Heating | Natural Gas | Retrocommissioning | A | Integrated Unit Summer Peak Savings (kW) | Achievable Economic TRC Potential | 0 | 0 | 0 | 0 | 0 | 0 | 0 | 0 | 0 | 0 | 0 | 0 | 0 | 0 | 0 | 0 | 0 | 0 | 0 | 0 | 0 | 0 | 0 | 0 | 0 | 0 | 0
F3_Commercial_Interruptible - Health_Existing_Space Heating_Natural Gas_Retrocommissioning_A_Achievable Economic TRC Potential | F3 | Commercial | Interruptible - Health | Existing | Space Heating | Natural Gas | Retrocommissioning | A | Integrated Unit Winter Peak Savings (kW) | Achievable Economic TRC Potential | 0 | 0 | 0 | 0 | 0 | 0 | 0 | 0 | 0 | 0 | 0 | 0 | 0 | 0 | 0 | 0 | 0 | 0 | 0 | 0 | 0 | 0 | 0 | 0 | 0 | 0 | 0
F4_Commercial_Interruptible - Health_Existing_Space Heating_Natural Gas_Retrocommissioning_A_Achievable Economic TRC Potential | F4 | Commercial | Interruptible - Health | Existing | Space Heating | Natural Gas | Retrocommissioning | A | Incremental Energy Savings (MWh or mTherms) | Achievable Economic TRC Potential | 0 | 0 | 0.47238 | 0.95976 | 0.94747 | 0.47833 | 0 | 0 | 0 | 1.9582e-16 | 0 | 0 | 0 | 0 | 0 | 0 | 0 | 0 | 0 | 0 | 0 | 0 | 0 | 0 | 0 | 0 | 0
F5_Commercial_Interruptible - Health_Existing_Space Heating_Natural Gas_Retrocommissioning_A_Achievable Economic TRC Potential | F5 | Commercial | Interruptible - Health | Existing | Space Heating | Natural Gas | Retrocommissioning | A | Incremental Summer Peak Savings (MW) | Achievable Economic TRC Potential | 0 | 0 | 0 | 0 | 0 | 0 | 0 | 0 | 0 | 0 | 0 | 0 | 0 | 0 | 0 | 0 | 0 | 0 | 0 | 0 | 0 | 0 | 0 | 0 | 0 | 0 | 0
F6_Commercial_Interruptible - Health_Existing_Space Heating_Natural Gas_Retrocommissioning_A_Achievable Economic TRC Potential | F6 | Commercial | Interruptible - Health | Existing | Space Heating | Natural Gas | Retrocommissioning | A | Incremental Winter Peak Savings (MW) | Achievable Economic TRC Potential | 0 | 0 | 0 | 0 | 0 | 0 | 0 | 0 | 0 | 0 | 0 | 0 | 0 | 0 | 0 | 0 | 0 | 0 | 0 | 0 | 0 | 0 | 0 | 0 | 0 | 0 | 0
F7_Commercial_Interruptible - Health_Existing_Space Heating_Natural Gas_Retrocommissioning_A_Achievable Economic TRC Potential | F7 | Commercial | Interruptible - Health | Existing | Space Heating | Natural Gas | Retrocommissioning | A | Cumulative Energy Savings (MWh or mTherms) | Achievable Economic TRC Potential | 0 | 0 | 0.47238 | 1.4273 | 2.3565 | 2.7982 | 2.7486 | 2.6927 | 2.6303 | 2.5619 | 2.4911 | 2.4171 | 2.3424 | 2.2688 | 2.1979 | 2.1318 | 2.0725 | 2.024 | 1.9866 | 1.9553 | 1.9318 | 1.91 | 1.8984 | 1.8872 | 1.8762 | 1.8654 | 1.8548
F8_Commercial_Interruptible - Health_Existing_Space Heating_Natural Gas_Retrocommissioning_A_Achievable Economic TRC Potential | F8 | Commercial | Interruptible - Health | Existing | Space Heating | Natural Gas | Retrocommissioning | A | Cumulative Summer Peak Savings (MW) | Achievable Economic TRC Potential | 0 | 0 | 0 | 0 | 0 | 0 | 0 | 0 | 0 | 0 | 0 | 0 | 0 | 0 | 0 | 0 | 0 | 0 | 0 | 0 | 0 | 0 | 0 | 0 | 0 | 0 | 0
F9_Commercial_Interruptible - Health_Existing_Space Heating_Natural Gas_Retrocommissioning_A_Achievable Economic TRC Potential | F9 | Commercial | Interruptible - Health | Existing | Space Heating | Natural Gas | Retrocommissioning | A | Cumulative Winter Peak Savings (MW) | Achievable Economic TRC Potential | 0 | 0 | 0 | 0 | 0 | 0 | 0 | 0 | 0 | 0 | 0 | 0 | 0 | 0 | 0 | 0 | 0 | 0 | 0 | 0 | 0 | 0 | 0 | 0 | 0 | 0 | 0
F10_Commercial_Interruptible - Health_Existing_Space Heating_Natural Gas_Retrocommissioning_A_Achievable Economic TRC Potential | F10 | Commercial | Interruptible - Health | Existing | Space Heating | Natural Gas | Retrocommissioning | A | Purchases (Incremental) | Achievable Economic TRC Potential | 0 | 0 | 15458.7412 | 31731.1003 | 31731.1003 | 16272.3591 | 0 | 0 | 0 | 7.276e-12 | 0 | 0 | 0 | 0 | 0 | 0 | 0 | 0 | 0 | 0 | 0 | 0 | 0 | 0 | 0 | 0 | 0
F11_Commercial_Interruptible - Health_Existing_Space Heating_Natural Gas_Retrocommissioning_A_Achievable Economic TRC Potential | F11 | Commercial | Interruptible - Health | Existing | Space Heating | Natural Gas | Retrocommissioning | A | Purchases (Cumulative) | Achievable Economic TRC Potential | 0 | 0 | 15458.7412 | 47189.8414 | 78920.9417 | 95193.3008 | 95193.3008 | 95193.3008 | 95193.3008 | 95193.3008 | 95193.3008 | 95193.3008 | 95193.3008 | 95193.3008 | 95193.3008 | 95193.3008 | 95193.3008 | 95193.3008 | 95193.3008 | 95193.3008 | 95193.3008 | 95193.3008 | 95193.3008 | 95193.3008 | 95193.3008 | 95193.3008 | 95193.3008
F1_Commercial_Interruptible - Health_Existing_Water Heating_Natural Gas_Retrocommissioning_A_Achievable Economic TRC Potential | F1 | Commercial | Interruptible - Health | Existing | Water Heating | Natural Gas | Retrocommissioning | A | Integrated Unit Energy Savings (kWh or therms) | Achievable Economic TRC Potential | 0 | 0 | 0.028189 | 0.027539 | 0.026925 | 0.026329 | 0.02575 | 0.025174 | 0.024629 | 0.02412 | 0.023652 | 0.023244 | 0.022917 | 0.022669 | 0.022541 | 0.022412 | 0.022316 | 0.02224 | 0.022181 | 0.022133 | 0.022099 | 0.022074 | 0.022057 | 0.022045 | 0.022029 | 0.022024 | 0.022021
F2_Commercial_Interruptible - Health_Existing_Water Heating_Natural Gas_Retrocommissioning_A_Achievable Economic TRC Potential | F2 | Commercial | Interruptible - Health | Existing | Water Heating | Natural Gas | Retrocommissioning | A | Integrated Unit Summer Peak Savings (kW) | Achievable Economic TRC Potential | 0 | 0 | 0 | 0 | 0 | 0 | 0 | 0 | 0 | 0 | 0 | 0 | 0 | 0 | 0 | 0 | 0 | 0 | 0 | 0 | 0 | 0 | 0 | 0 | 0 | 0 | 0
F3_Commercial_Interruptible - Health_Existing_Water Heating_Natural Gas_Retrocommissioning_A_Achievable Economic TRC Potential | F3 | Commercial | Interruptible - Health | Existing | Water Heating | Natural Gas | Retrocommissioning | A | Integrated Unit Winter Peak Savings (kW) | Achievable Economic TRC Potential | 0 | 0 | 0 | 0 | 0 | 0 | 0 | 0 | 0 | 0 | 0 | 0 | 0 | 0 | 0 | 0 | 0 | 0 | 0 | 0 | 0 | 0 | 0 | 0 | 0 | 0 | 0
F4_Commercial_Interruptible - Health_Existing_Water Heating_Natural Gas_Retrocommissioning_A_Achievable Economic TRC Potential | F4 | Commercial | Interruptible - Health | Existing | Water Heating | Natural Gas | Retrocommissioning | A | Incremental Energy Savings (MWh or mTherms) | Achievable Economic TRC Potential | 0 | 0 | 0.40366 | 0.80946 | 0.79142 | 0.39688 | 0 | 0 | 0 | 0 | 0 | 0 | 0 | 0 | 0 | 0 | 0 | 0 | 0 | 0 | 0 | 0 | 0 | 0 | 0 | 0 | 0
F5_Commercial_Interruptible - Health_Existing_Water Heating_Natural Gas_Retrocommissioning_A_Achievable Economic TRC Potential | F5 | Commercial | Interruptible - Health | Existing | Water Heating | Natural Gas | Retrocommissioning | A | Incremental Summer Peak Savings (MW) | Achievable Economic TRC Potential | 0 | 0 | 0 | 0 | 0 | 0 | 0 | 0 | 0 | 0 | 0 | 0 | 0 | 0 | 0 | 0 | 0 | 0 | 0 | 0 | 0 | 0 | 0 | 0 | 0 | 0 | 0
F6_Commercial_Interruptible - Health_Existing_Water Heating_Natural Gas_Retrocommissioning_A_Achievable Economic TRC Potential | F6 | Commercial | Interruptible - Health | Existing | Water Heating | Natural Gas | Retrocommissioning | A | Incremental Winter Peak Savings (MW) | Achievable Economic TRC Potential | 0 | 0 | 0 | 0 | 0 | 0 | 0 | 0 | 0 | 0 | 0 | 0 | 0 | 0 | 0 | 0 | 0 | 0 | 0 | 0 | 0 | 0 | 0 | 0 | 0 | 0 | 0
F7_Commercial_Interruptible - Health_Existing_Water Heating_Natural Gas_Retrocommissioning_A_Achievable Economic TRC Potential | F7 | Commercial | Interruptible - Health | Existing | Water Heating | Natural Gas | Retrocommissioning | A | Cumulative Energy Savings (MWh or mTherms) | Achievable Economic TRC Potential | 0 | 0 | 0.40366 | 1.2038 | 1.9684 | 2.3217 | 2.2707 | 2.2198 | 2.1718 | 2.1269 | 2.0857 | 2.0497 | 2.0208 | 1.999 | 1.9877 | 1.9763 | 1.9678 | 1.9611 | 1.9559 | 1.9517 | 1.9487 | 1.9465 | 1.945 | 1.944 | 1.9425 | 1.9421 | 1.9418
F8_Commercial_Interruptible - Health_Existing_Water Heating_Natural Gas_Retrocommissioning_A_Achievable Economic TRC Potential | F8 | Commercial | Interruptible - Health | Existing | Water Heating | Natural Gas | Retrocommissioning | A | Cumulative Summer Peak Savings (MW) | Achievable Economic TRC Potential | 0 | 0 | 0 | 0 | 0 | 0 | 0 | 0 | 0 | 0 | 0 | 0 | 0 | 0 | 0 | 0 | 0 | 0 | 0 | 0 | 0 | 0 | 0 | 0 | 0 | 0 | 0
F9_Commercial_Interruptible - Health_Existing_Water Heating_Natural Gas_Retrocommissioning_A_Achievable Economic TRC Potential | F9 | Commercial | Interruptible - Health | Existing | Water Heating | Natural Gas | Retrocommissioning | A | Cumulative Winter Peak Savings (MW) | Achievable Economic TRC Potential | 0 | 0 | 0 | 0 | 0 | 0 | 0 | 0 | 0 | 0 | 0 | 0 | 0 | 0 | 0 | 0 | 0 | 0 | 0 | 0 | 0 | 0 | 0 | 0 | 0 | 0 | 0
F10_Commercial_Interruptible - Health_Existing_Water Heating_Natural Gas_Retrocommissioning_A_Achievable Economic TRC Potential | F10 | Commercial | Interruptible - Health | Existing | Water Heating | Natural Gas | Retrocommissioning | A | Purchases (Incremental) | Achievable Economic TRC Potential | 0 | 0 | 14319.9507 | 29393.583 | 29393.583 | 15073.6323 | 0 | 0 | 0 | 0 | 0 | 0 | 0 | 0 | 0 | 0 | 0 | 0 | 0 | 0 | 0 | 0 | 0 | 0 | 0 | 0 | 0
F11_Commercial_Interruptible - Health_Existing_Water Heating_Natural Gas_Retrocommissioning_A_Achievable Economic TRC Potential | F11 | Commercial | Interruptible - Health | Existing | Water Heating | Natural Gas | Retrocommissioning | A | Purchases (Cumulative) | Achievable Economic TRC Potential | 0 | 0 | 14319.9507 | 43713.5337 | 73107.1167 | 88180.749 | 88180.749 | 88180.749 | 88180.749 | 88180.749 | 88180.749 | 88180.749 | 88180.749 | 88180.749 | 88180.749 | 88180.749 | 88180.749 | 88180.749 | 88180.749 | 88180.749 | 88180.749 | 88180.749 | 88180.749 | 88180.749 | 88180.749 | 88180.749 | 88180.749
F1_Commercial_Interruptible - Health_New_Space Heating_Natural Gas_Insulation - Ceiling_A_Achievable Economic TRC Potential | F1 | Commercial | Interruptible - Health | New | Space Heating | Natural Gas | Insulation - Ceiling | A | Integrated Unit Energy Savings (kWh or therms) | Achievable Economic TRC Potential | 0 | 0 | 0 | 0 | 0 | 0 | 0 | 0 | 0 | 0 | 0 | 0 | 0 | 0 | 0 | 0 | 0 | 0 | 0 | 0 | 0 | 0 | 0 | 0 | 0 | 0 | 0
F2_Commercial_Interruptible - Health_New_Space Heating_Natural Gas_Insulation - Ceiling_A_Achievable Economic TRC Potential | F2 | Commercial | Interruptible - Health | New | Space Heating | Natural Gas | Insulation - Ceiling | A | Integrated Unit Summer Peak Savings (kW) | Achievable Economic TRC Potential | 0 | 0 | 0 | 0 | 0 | 0 | 0 | 0 | 0 | 0 | 0 | 0 | 0 | 0 | 0 | 0 | 0 | 0 | 0 | 0 | 0 | 0 | 0 | 0 | 0 | 0 | 0
F3_Commercial_Interruptible - Health_New_Space Heating_Natural Gas_Insulation - Ceiling_A_Achievable Economic TRC Potential | F3 | Commercial | Interruptible - Health | New | Space Heating | Natural Gas | Insulation - Ceiling | A | Integrated Unit Winter Peak Savings (kW) | Achievable Economic TRC Potential | 0 | 0 | 0 | 0 | 0 | 0 | 0 | 0 | 0 | 0 | 0 | 0 | 0 | 0 | 0 | 0 | 0 | 0 | 0 | 0 | 0 | 0 | 0 | 0 | 0 | 0 | 0
F4_Commercial_Interruptible - Health_New_Space Heating_Natural Gas_Insulation - Ceiling_A_Achievable Economic TRC Potential | F4 | Commercial | Interruptible - Health | New | Space Heating | Natural Gas | Insulation - Ceiling | A | Incremental Energy Savings (MWh or mTherms) | Achievable Economic TRC Potential | 0 | 0 | 0 | 0 | 0 | 0 | 0 | 0 | 0 | 0 | 0 | 0 | 0 | 0 | 0 | 0 | 0 | 0 | 0 | 0 | 0 | 0 | 0 | 0 | 0 | 0 | 0
F5_Commercial_Interruptible - Health_New_Space Heating_Natural Gas_Insulation - Ceiling_A_Achievable Economic TRC Potential | F5 | Commercial | Interruptible - Health | New | Space Heating | Natural Gas | Insulation - Ceiling | A | Incremental Summer Peak Savings (MW) | Achievable Economic TRC Potential | 0 | 0 | 0 | 0 | 0 | 0 | 0 | 0 | 0 | 0 | 0 | 0 | 0 | 0 | 0 | 0 | 0 | 0 | 0 | 0 | 0 | 0 | 0 | 0 | 0 | 0 | 0
F6_Commercial_Interruptible - Health_New_Space Heating_Natural Gas_Insulation - Ceiling_A_Achievable Economic TRC Potential | F6 | Commercial | Interruptible - Health | New | Space Heating | Natural Gas | Insulation - Ceiling | A | Incremental Winter Peak Savings (MW) | Achievable Economic TRC Potential | 0 | 0 | 0 | 0 | 0 | 0 | 0 | 0 | 0 | 0 | 0 | 0 | 0 | 0 | 0 | 0 | 0 | 0 | 0 | 0 | 0 | 0 | 0 | 0 | 0 | 0 | 0
F7_Commercial_Interruptible - Health_New_Space Heating_Natural Gas_Insulation - Ceiling_A_Achievable Economic TRC Potential | F7 | Commercial | Interruptible - Health | New | Space Heating | Natural Gas | Insulation - Ceiling | A | Cumulative Energy Savings (MWh or mTherms) | Achievable Economic TRC Potential | 0 | 0 | 0 | 0 | 0 | 0 | 0 | 0 | 0 | 0 | 0 | 0 | 0 | 0 | 0 | 0 | 0 | 0 | 0 | 0 | 0 | 0 | 0 | 0 | 0 | 0 | 0
F8_Commercial_Interruptible - Health_New_Space Heating_Natural Gas_Insulation - Ceiling_A_Achievable Economic TRC Potential | F8 | Commercial | Interruptible - Health | New | Space Heating | Natural Gas | Insulation - Ceiling | A | Cumulative Summer Peak Savings (MW) | Achievable Economic TRC Potential | 0 | 0 | 0 | 0 | 0 | 0 | 0 | 0 | 0 | 0 | 0 | 0 | 0 | 0 | 0 | 0 | 0 | 0 | 0 | 0 | 0 | 0 | 0 | 0 | 0 | 0 | 0
F9_Commercial_Interruptible - Health_New_Space Heating_Natural Gas_Insulation - Ceiling_A_Achievable Economic TRC Potential | F9 | Commercial | Interruptible - Health | New | Space Heating | Natural Gas | Insulation - Ceiling | A | Cumulative Winter Peak Savings (MW) | Achievable Economic TRC Potential | 0 | 0 | 0 | 0 | 0 | 0 | 0 | 0 | 0 | 0 | 0 | 0 | 0 | 0 | 0 | 0 | 0 | 0 | 0 | 0 | 0 | 0 | 0 | 0 | 0 | 0 | 0
F10_Commercial_Interruptible - Health_New_Space Heating_Natural Gas_Insulation - Ceiling_A_Achievable Economic TRC Potential | F10 | Commercial | Interruptible - Health | New | Space Heating | Natural Gas | Insulation - Ceiling | A | Purchases (Incremental) | Achievable Economic TRC Potential | 0 | 0 | 0 | 0 | 0 | 0 | 0 | 0 | 0 | 0 | 0 | 0 | 0 | 0 | 0 | 0 | 0 | 0 | 0 | 0 | 0 | 0 | 0 | 0 | 0 | 0 | 0
F11_Commercial_Interruptible - Health_New_Space Heating_Natural Gas_Insulation - Ceiling_A_Achievable Economic TRC Potential | F11 | Commercial | Interruptible - Health | New | Space Heating | Natural Gas | Insulation - Ceiling | A | Purchases (Cumulative) | Achievable Economic TRC Potential | 0 | 0 | 0 | 0 | 0 | 0 | 0 | 0 | 0 | 0 | 0 | 0 | 0 | 0 | 0 | 0 | 0 | 0 | 0 | 0 | 0 | 0 | 0 | 0 | 0 | 0 | 0
F1_Commercial_Interruptible - Health_New_Space Heating_Natural Gas_Insulation - Ducting_A_Achievable Economic TRC Potential | F1 | Commercial | Interruptible - Health | New | Space Heating | Natural Gas | Insulation - Ducting | A | Integrated Unit Energy Savings (kWh or therms) | Achievable Economic TRC Potential | 0 | 0 | 0 | 0 | 0 | 0 | 0 | 0 | 0 | 0 | 0 | 0 | 0 | 0 | 0 | 0 | 0 | 0 | 0 | 0 | 0 | 0 | 0 | 0 | 0 | 0 | 0
F2_Commercial_Interruptible - Health_New_Space Heating_Natural Gas_Insulation - Ducting_A_Achievable Economic TRC Potential | F2 | Commercial | Interruptible - Health | New | Space Heating | Natural Gas | Insulation - Ducting | A | Integrated Unit Summer Peak Savings (kW) | Achievable Economic TRC Potential | 0 | 0 | 0 | 0 | 0 | 0 | 0 | 0 | 0 | 0 | 0 | 0 | 0 | 0 | 0 | 0 | 0 | 0 | 0 | 0 | 0 | 0 | 0 | 0 | 0 | 0 | 0
F3_Commercial_Interruptible - Health_New_Space Heating_Natural Gas_Insulation - Ducting_A_Achievable Economic TRC Potential | F3 | Commercial | Interruptible - Health | New | Space Heating | Natural Gas | Insulation - Ducting | A | Integrated Unit Winter Peak Savings (kW) | Achievable Economic TRC Potential | 0 | 0 | 0 | 0 | 0 | 0 | 0 | 0 | 0 | 0 | 0 | 0 | 0 | 0 | 0 | 0 | 0 | 0 | 0 | 0 | 0 | 0 | 0 | 0 | 0 | 0 | 0
F4_Commercial_Interruptible - Health_New_Space Heating_Natural Gas_Insulation - Ducting_A_Achievable Economic TRC Potential | F4 | Commercial | Interruptible - Health | New | Space Heating | Natural Gas | Insulation - Ducting | A | Incremental Energy Savings (MWh or mTherms) | Achievable Economic TRC Potential | 0 | 0 | 0 | 0 | 0 | 0 | 0 | 0 | 0 | 0 | 0 | 0 | 0 | 0 | 0 | 0 | 0 | 0 | 0 | 0 | 0 | 0 | 0 | 0 | 0 | 0 | 0
F5_Commercial_Interruptible - Health_New_Space Heating_Natural Gas_Insulation - Ducting_A_Achievable Economic TRC Potential | F5 | Commercial | Interruptible - Health | New | Space Heating | Natural Gas | Insulation - Ducting | A | Incremental Summer Peak Savings (MW) | Achievable Economic TRC Potential | 0 | 0 | 0 | 0 | 0 | 0 | 0 | 0 | 0 | 0 | 0 | 0 | 0 | 0 | 0 | 0 | 0 | 0 | 0 | 0 | 0 | 0 | 0 | 0 | 0 | 0 | 0
F6_Commercial_Interruptible - Health_New_Space Heating_Natural Gas_Insulation - Ducting_A_Achievable Economic TRC Potential | F6 | Commercial | Interruptible - Health | New | Space Heating | Natural Gas | Insulation - Ducting | A | Incremental Winter Peak Savings (MW) | Achievable Economic TRC Potential | 0 | 0 | 0 | 0 | 0 | 0 | 0 | 0 | 0 | 0 | 0 | 0 | 0 | 0 | 0 | 0 | 0 | 0 | 0 | 0 | 0 | 0 | 0 | 0 | 0 | 0 | 0
F7_Commercial_Interruptible - Health_New_Space Heating_Natural Gas_Insulation - Ducting_A_Achievable Economic TRC Potential | F7 | Commercial | Interruptible - Health | New | Space Heating | Natural Gas | Insulation - Ducting | A | Cumulative Energy Savings (MWh or mTherms) | Achievable Economic TRC Potential | 0 | 0 | 0 | 0 | 0 | 0 | 0 | 0 | 0 | 0 | 0 | 0 | 0 | 0 | 0 | 0 | 0 | 0 | 0 | 0 | 0 | 0 | 0 | 0 | 0 | 0 | 0
F8_Commercial_Interruptible - Health_New_Space Heating_Natural Gas_Insulation - Ducting_A_Achievable Economic TRC Potential | F8 | Commercial | Interruptible - Health | New | Space Heating | Natural Gas | Insulation - Ducting | A | Cumulative Summer Peak Savings (MW) | Achievable Economic TRC Potential | 0 | 0 | 0 | 0 | 0 | 0 | 0 | 0 | 0 | 0 | 0 | 0 | 0 | 0 | 0 | 0 | 0 | 0 | 0 | 0 | 0 | 0 | 0 | 0 | 0 | 0 | 0
F9_Commercial_Interruptible - Health_New_Space Heating_Natural Gas_Insulation - Ducting_A_Achievable Economic TRC Potential | F9 | Commercial | Interruptible - Health | New | Space Heating | Natural Gas | Insulation - Ducting | A | Cumulative Winter Peak Savings (MW) | Achievable Economic TRC Potential | 0 | 0 | 0 | 0 | 0 | 0 | 0 | 0 | 0 | 0 | 0 | 0 | 0 | 0 | 0 | 0 | 0 | 0 | 0 | 0 | 0 | 0 | 0 | 0 | 0 | 0 | 0
F10_Commercial_Interruptible - Health_New_Space Heating_Natural Gas_Insulation - Ducting_A_Achievable Economic TRC Potential | F10 | Commercial | Interruptible - Health | New | Space Heating | Natural Gas | Insulation - Ducting | A | Purchases (Incremental) | Achievable Economic TRC Potential | 0 | 0 | 0 | 0 | 0 | 0 | 0 | 0 | 0 | 0 | 0 | 0 | 0 | 0 | 0 | 0 | 0 | 0 | 0 | 0 | 0 | 0 | 0 | 0 | 0 | 0 | 0
F11_Commercial_Interruptible - Health_New_Space Heating_Natural Gas_Insulation - Ducting_A_Achievable Economic TRC Potential | F11 | Commercial | Interruptible - Health | New | Space Heating | Natural Gas | Insulation - Ducting | A | Purchases (Cumulative) | Achievable Economic TRC Potential | 0 | 0 | 0 | 0 | 0 | 0 | 0 | 0 | 0 | 0 | 0 | 0 | 0 | 0 | 0 | 0 | 0 | 0 | 0 | 0 | 0 | 0 | 0 | 0 | 0 | 0 | 0
F1_Commercial_Interruptible - Health_New_Space Heating_Natural Gas_Insulation - Wall Cavity_A_Achievable Economic TRC Potential | F1 | Commercial | Interruptible - Health | New | Space Heating | Natural Gas | Insulation - Wall Cavity | A | Integrated Unit Energy Savings (kWh or therms) | Achievable Economic TRC Potential | 0 | 0 | 0 | 0 | 0 | 0 | 0 | 0 | 0 | 0 | 0 | 0 | 0 | 0 | 0 | 0 | 0 | 0 | 0 | 0 | 0 | 0 | 0 | 0 | 0 | 0 | 0
F2_Commercial_Interruptible - Health_New_Space Heating_Natural Gas_Insulation - Wall Cavity_A_Achievable Economic TRC Potential | F2 | Commercial | Interruptible - Health | New | Space Heating | Natural Gas | Insulation - Wall Cavity | A | Integrated Unit Summer Peak Savings (kW) | Achievable Economic TRC Potential | 0 | 0 | 0 | 0 | 0 | 0 | 0 | 0 | 0 | 0 | 0 | 0 | 0 | 0 | 0 | 0 | 0 | 0 | 0 | 0 | 0 | 0 | 0 | 0 | 0 | 0 | 0
F3_Commercial_Interruptible - Health_New_Space Heating_Natural Gas_Insulation - Wall Cavity_A_Achievable Economic TRC Potential | F3 | Commercial | Interruptible - Health | New | Space Heating | Natural Gas | Insulation - Wall Cavity | A | Integrated Unit Winter Peak Savings (kW) | Achievable Economic TRC Potential | 0 | 0 | 0 | 0 | 0 | 0 | 0 | 0 | 0 | 0 | 0 | 0 | 0 | 0 | 0 | 0 | 0 | 0 | 0 | 0 | 0 | 0 | 0 | 0 | 0 | 0 | 0
F4_Commercial_Interruptible - Health_New_Space Heating_Natural Gas_Insulation - Wall Cavity_A_Achievable Economic TRC Potential | F4 | Commercial | Interruptible - Health | New | Space Heating | Natural Gas | Insulation - Wall Cavity | A | Incremental Energy Savings (MWh or mTherms) | Achievable Economic TRC Potential | 0 | 0 | 0 | 0 | 0 | 0 | 0 | 0 | 0 | 0 | 0 | 0 | 0 | 0 | 0 | 0 | 0 | 0 | 0 | 0 | 0 | 0 | 0 | 0 | 0 | 0 | 0
F5_Commercial_Interruptible - Health_New_Space Heating_Natural Gas_Insulation - Wall Cavity_A_Achievable Economic TRC Potential | F5 | Commercial | Interruptible - Health | New | Space Heating | Natural Gas | Insulation - Wall Cavity | A | Incremental Summer Peak Savings (MW) | Achievable Economic TRC Potential | 0 | 0 | 0 | 0 | 0 | 0 | 0 | 0 | 0 | 0 | 0 | 0 | 0 | 0 | 0 | 0 | 0 | 0 | 0 | 0 | 0 | 0 | 0 | 0 | 0 | 0 | 0
F6_Commercial_Interruptible - Health_New_Space Heating_Natural Gas_Insulation - Wall Cavity_A_Achievable Economic TRC Potential | F6 | Commercial | Interruptible - Health | New | Space Heating | Natural Gas | Insulation - Wall Cavity | A | Incremental Winter Peak Savings (MW) | Achievable Economic TRC Potential | 0 | 0 | 0 | 0 | 0 | 0 | 0 | 0 | 0 | 0 | 0 | 0 | 0 | 0 | 0 | 0 | 0 | 0 | 0 | 0 | 0 | 0 | 0 | 0 | 0 | 0 | 0
F7_Commercial_Interruptible - Health_New_Space Heating_Natural Gas_Insulation - Wall Cavity_A_Achievable Economic TRC Potential | F7 | Commercial | Interruptible - Health | New | Space Heating | Natural Gas | Insulation - Wall Cavity | A | Cumulative Energy Savings (MWh or mTherms) | Achievable Economic TRC Potential | 0 | 0 | 0 | 0 | 0 | 0 | 0 | 0 | 0 | 0 | 0 | 0 | 0 | 0 | 0 | 0 | 0 | 0 | 0 | 0 | 0 | 0 | 0 | 0 | 0 | 0 | 0
F8_Commercial_Interruptible - Health_New_Space Heating_Natural Gas_Insulation - Wall Cavity_A_Achievable Economic TRC Potential | F8 | Commercial | Interruptible - Health | New | Space Heating | Natural Gas | Insulation - Wall Cavity | A | Cumulative Summer Peak Savings (MW) | Achievable Economic TRC Potential | 0 | 0 | 0 | 0 | 0 | 0 | 0 | 0 | 0 | 0 | 0 | 0 | 0 | 0 | 0 | 0 | 0 | 0 | 0 | 0 | 0 | 0 | 0 | 0 | 0 | 0 | 0
F9_Commercial_Interruptible - Health_New_Space Heating_Natural Gas_Insulation - Wall Cavity_A_Achievable Economic TRC Potential | F9 | Commercial | Interruptible - Health | New | Space Heating | Natural Gas | Insulation - Wall Cavity | A | Cumulative Winter Peak Savings (MW) | Achievable Economic TRC Potential | 0 | 0 | 0 | 0 | 0 | 0 | 0 | 0 | 0 | 0 | 0 | 0 | 0 | 0 | 0 | 0 | 0 | 0 | 0 | 0 | 0 | 0 | 0 | 0 | 0 | 0 | 0
F10_Commercial_Interruptible - Health_New_Space Heating_Natural Gas_Insulation - Wall Cavity_A_Achievable Economic TRC Potential | F10 | Commercial | Interruptible - Health | New | Space Heating | Natural Gas | Insulation - Wall Cavity | A | Purchases (Incremental) | Achievable Economic TRC Potential | 0 | 0 | 0 | 0 | 0 | 0 | 0 | 0 | 0 | 0 | 0 | 0 | 0 | 0 | 0 | 0 | 0 | 0 | 0 | 0 | 0 | 0 | 0 | 0 | 0 | 0 | 0
F11_Commercial_Interruptible - Health_New_Space Heating_Natural Gas_Insulation - Wall Cavity_A_Achievable Economic TRC Potential | F11 | Commercial | Interruptible - Health | New | Space Heating | Natural Gas | Insulation - Wall Cavity | A | Purchases (Cumulative) | Achievable Economic TRC Potential | 0 | 0 | 0 | 0 | 0 | 0 | 0 | 0 | 0 | 0 | 0 | 0 | 0 | 0 | 0 | 0 | 0 | 0 | 0 | 0 | 0 | 0 | 0 | 0 | 0 | 0 | 0
F1_Commercial_Interruptible - Health_New_Space Heating_Natural Gas_Green Roof - Vegetated Rooftop_A_Achievable Economic TRC Potential | F1 | Commercial | Interruptible - Health | New | Space Heating | Natural Gas | Green Roof - Vegetated Rooftop | A | Integrated Unit Energy Savings (kWh or therms) | Achievable Economic TRC Potential | 0 | 0 | 0 | 0 | 0 | 0 | 0 | 0 | 0 | 0 | 0 | 0 | 0 | 0 | 0 | 0 | 0 | 0 | 0 | 0 | 0 | 0 | 0 | 0 | 0 | 0 | 0
F2_Commercial_Interruptible - Health_New_Space Heating_Natural Gas_Green Roof - Vegetated Rooftop_A_Achievable Economic TRC Potential | F2 | Commercial | Interruptible - Health | New | Space Heating | Natural Gas | Green Roof - Vegetated Rooftop | A | Integrated Unit Summer Peak Savings (kW) | Achievable Economic TRC Potential | 0 | 0 | 0 | 0 | 0 | 0 | 0 | 0 | 0 | 0 | 0 | 0 | 0 | 0 | 0 | 0 | 0 | 0 | 0 | 0 | 0 | 0 | 0 | 0 | 0 | 0 | 0
F3_Commercial_Interruptible - Health_New_Space Heating_Natural Gas_Green Roof - Vegetated Rooftop_A_Achievable Economic TRC Potential | F3 | Commercial | Interruptible - Health | New | Space Heating | Natural Gas | Green Roof - Vegetated Rooftop | A | Integrated Unit Winter Peak Savings (kW) | Achievable Economic TRC Potential | 0 | 0 | 0 | 0 | 0 | 0 | 0 | 0 | 0 | 0 | 0 | 0 | 0 | 0 | 0 | 0 | 0 | 0 | 0 | 0 | 0 | 0 | 0 | 0 | 0 | 0 | 0
F4_Commercial_Interruptible - Health_New_Space Heating_Natural Gas_Green Roof - Vegetated Rooftop_A_Achievable Economic TRC Potential | F4 | Commercial | Interruptible - Health | New | Space Heating | Natural Gas | Green Roof - Vegetated Rooftop | A | Incremental Energy Savings (MWh or mTherms) | Achievable Economic TRC Potential | 0 | 0 | 0 | 0 | 0 | 0 | 0 | 0 | 0 | 0 | 0 | 0 | 0 | 0 | 0 | 0 | 0 | 0 | 0 | 0 | 0 | 0 | 0 | 0 | 0 | 0 | 0
F5_Commercial_Interruptible - Health_New_Space Heating_Natural Gas_Green Roof - Vegetated Rooftop_A_Achievable Economic TRC Potential | F5 | Commercial | Interruptible - Health | New | Space Heating | Natural Gas | Green Roof - Vegetated Rooftop | A | Incremental Summer Peak Savings (MW) | Achievable Economic TRC Potential | 0 | 0 | 0 | 0 | 0 | 0 | 0 | 0 | 0 | 0 | 0 | 0 | 0 | 0 | 0 | 0 | 0 | 0 | 0 | 0 | 0 | 0 | 0 | 0 | 0 | 0 | 0
F6_Commercial_Interruptible - Health_New_Space Heating_Natural Gas_Green Roof - Vegetated Rooftop_A_Achievable Economic TRC Potential | F6 | Commercial | Interruptible - Health | New | Space Heating | Natural Gas | Green Roof - Vegetated Rooftop | A | Incremental Winter Peak Savings (MW) | Achievable Economic TRC Potential | 0 | 0 | 0 | 0 | 0 | 0 | 0 | 0 | 0 | 0 | 0 | 0 | 0 | 0 | 0 | 0 | 0 | 0 | 0 | 0 | 0 | 0 | 0 | 0 | 0 | 0 | 0
F7_Commercial_Interruptible - Health_New_Space Heating_Natural Gas_Green Roof - Vegetated Rooftop_A_Achievable Economic TRC Potential | F7 | Commercial | Interruptible - Health | New | Space Heating | Natural Gas | Green Roof - Vegetated Rooftop | A | Cumulative Energy Savings (MWh or mTherms) | Achievable Economic TRC Potential | 0 | 0 | 0 | 0 | 0 | 0 | 0 | 0 | 0 | 0 | 0 | 0 | 0 | 0 | 0 | 0 | 0 | 0 | 0 | 0 | 0 | 0 | 0 | 0 | 0 | 0 | 0
F8_Commercial_Interruptible - Health_New_Space Heating_Natural Gas_Green Roof - Vegetated Rooftop_A_Achievable Economic TRC Potential | F8 | Commercial | Interruptible - Health | New | Space Heating | Natural Gas | Green Roof - Vegetated Rooftop | A | Cumulative Summer Peak Savings (MW) | Achievable Economic TRC Potential | 0 | 0 | 0 | 0 | 0 | 0 | 0 | 0 | 0 | 0 | 0 | 0 | 0 | 0 | 0 | 0 | 0 | 0 | 0 | 0 | 0 | 0 | 0 | 0 | 0 | 0 | 0
F9_Commercial_Interruptible - Health_New_Space Heating_Natural Gas_Green Roof - Vegetated Rooftop_A_Achievable Economic TRC Potential | F9 | Commercial | Interruptible - Health | New | Space Heating | Natural Gas | Green Roof - Vegetated Rooftop | A | Cumulative Winter Peak Savings (MW) | Achievable Economic TRC Potential | 0 | 0 | 0 | 0 | 0 | 0 | 0 | 0 | 0 | 0 | 0 | 0 | 0 | 0 | 0 | 0 | 0 | 0 | 0 | 0 | 0 | 0 | 0 | 0 | 0 | 0 | 0
F10_Commercial_Interruptible - Health_New_Space Heating_Natural Gas_Green Roof - Vegetated Rooftop_A_Achievable Economic TRC Potential | F10 | Commercial | Interruptible - Health | New | Space Heating | Natural Gas | Green Roof - Vegetated Rooftop | A | Purchases (Incremental) | Achievable Economic TRC Potential | 0 | 0 | 0 | 0 | 0 | 0 | 0 | 0 | 0 | 0 | 0 | 0 | 0 | 0 | 0 | 0 | 0 | 0 | 0 | 0 | 0 | 0 | 0 | 0 | 0 | 0 | 0
F11_Commercial_Interruptible - Health_New_Space Heating_Natural Gas_Green Roof - Vegetated Rooftop_A_Achievable Economic TRC Potential | F11 | Commercial | Interruptible - Health | New | Space Heating | Natural Gas | Green Roof - Vegetated Rooftop | A | Purchases (Cumulative) | Achievable Economic TRC Potential | 0 | 0 | 0 | 0 | 0 | 0 | 0 | 0 | 0 | 0 | 0 | 0 | 0 | 0 | 0 | 0 | 0 | 0 | 0 | 0 | 0 | 0 | 0 | 0 | 0 | 0 | 0
F1_Commercial_Interruptible - Health_New_Space Heating_Natural Gas_Ducting - Repair and Sealing_A_Achievable Economic TRC Potential | F1 | Commercial | Interruptible - Health | New | Space Heating | Natural Gas | Ducting - Repair and Sealing | A | Integrated Unit Energy Savings (kWh or therms) | Achievable Economic TRC Potential | 0 | 0 | 0 | 0 | 0 | 0 | 0 | 0 | 0 | 0 | 0 | 0 | 0 | 0 | 0 | 0 | 0 | 0 | 0 | 0 | 0 | 0 | 0 | 0 | 0 | 0 | 0
F2_Commercial_Interruptible - Health_New_Space Heating_Natural Gas_Ducting - Repair and Sealing_A_Achievable Economic TRC Potential | F2 | Commercial | Interruptible - Health | New | Space Heating | Natural Gas | Ducting - Repair and Sealing | A | Integrated Unit Summer Peak Savings (kW) | Achievable Economic TRC Potential | 0 | 0 | 0 | 0 | 0 | 0 | 0 | 0 | 0 | 0 | 0 | 0 | 0 | 0 | 0 | 0 | 0 | 0 | 0 | 0 | 0 | 0 | 0 | 0 | 0 | 0 | 0
F3_Commercial_Interruptible - Health_New_Space Heating_Natural Gas_Ducting - Repair and Sealing_A_Achievable Economic TRC Potential | F3 | Commercial | Interruptible - Health | New | Space Heating | Natural Gas | Ducting - Repair and Sealing | A | Integrated Unit Winter Peak Savings (kW) | Achievable Economic TRC Potential | 0 | 0 | 0 | 0 | 0 | 0 | 0 | 0 | 0 | 0 | 0 | 0 | 0 | 0 | 0 | 0 | 0 | 0 | 0 | 0 | 0 | 0 | 0 | 0 | 0 | 0 | 0
F4_Commercial_Interruptible - Health_New_Space Heating_Natural Gas_Ducting - Repair and Sealing_A_Achievable Economic TRC Potential | F4 | Commercial | Interruptible - Health | New | Space Heating | Natural Gas | Ducting - Repair and Sealing | A | Incremental Energy Savings (MWh or mTherms) | Achievable Economic TRC Potential | 0 | 0 | 0 | 0 | 0 | 0 | 0 | 0 | 0 | 0 | 0 | 0 | 0 | 0 | 0 | 0 | 0 | 0 | 0 | 0 | 0 | 0 | 0 | 0 | 0 | 0 | 0
F5_Commercial_Interruptible - Health_New_Space Heating_Natural Gas_Ducting - Repair and Sealing_A_Achievable Economic TRC Potential | F5 | Commercial | Interruptible - Health | New | Space Heating | Natural Gas | Ducting - Repair and Sealing | A | Incremental Summer Peak Savings (MW) | Achievable Economic TRC Potential | 0 | 0 | 0 | 0 | 0 | 0 | 0 | 0 | 0 | 0 | 0 | 0 | 0 | 0 | 0 | 0 | 0 | 0 | 0 | 0 | 0 | 0 | 0 | 0 | 0 | 0 | 0
F6_Commercial_Interruptible - Health_New_Space Heating_Natural Gas_Ducting - Repair and Sealing_A_Achievable Economic TRC Potential | F6 | Commercial | Interruptible - Health | New | Space Heating | Natural Gas | Ducting - Repair and Sealing | A | Incremental Winter Peak Savings (MW) | Achievable Economic TRC Potential | 0 | 0 | 0 | 0 | 0 | 0 | 0 | 0 | 0 | 0 | 0 | 0 | 0 | 0 | 0 | 0 | 0 | 0 | 0 | 0 | 0 | 0 | 0 | 0 | 0 | 0 | 0
F7_Commercial_Interruptible - Health_New_Space Heating_Natural Gas_Ducting - Repair and Sealing_A_Achievable Economic TRC Potential | F7 | Commercial | Interruptible - Health | New | Space Heating | Natural Gas | Ducting - Repair and Sealing | A | Cumulative Energy Savings (MWh or mTherms) | Achievable Economic TRC Potential | 0 | 0 | 0 | 0 | 0 | 0 | 0 | 0 | 0 | 0 | 0 | 0 | 0 | 0 | 0 | 0 | 0 | 0 | 0 | 0 | 0 | 0 | 0 | 0 | 0 | 0 | 0
F8_Commercial_Interruptible - Health_New_Space Heating_Natural Gas_Ducting - Repair and Sealing_A_Achievable Economic TRC Potential | F8 | Commercial | Interruptible - Health | New | Space Heating | Natural Gas | Ducting - Repair and Sealing | A | Cumulative Summer Peak Savings (MW) | Achievable Economic TRC Potential | 0 | 0 | 0 | 0 | 0 | 0 | 0 | 0 | 0 | 0 | 0 | 0 | 0 | 0 | 0 | 0 | 0 | 0 | 0 | 0 | 0 | 0 | 0 | 0 | 0 | 0 | 0
F9_Commercial_Interruptible - Health_New_Space Heating_Natural Gas_Ducting - Repair and Sealing_A_Achievable Economic TRC Potential | F9 | Commercial | Interruptible - Health | New | Space Heating | Natural Gas | Ducting - Repair and Sealing | A | Cumulative Winter Peak Savings (MW) | Achievable Economic TRC Potential | 0 | 0 | 0 | 0 | 0 | 0 | 0 | 0 | 0 | 0 | 0 | 0 | 0 | 0 | 0 | 0 | 0 | 0 | 0 | 0 | 0 | 0 | 0 | 0 | 0 | 0 | 0
F10_Commercial_Interruptible - Health_New_Space Heating_Natural Gas_Ducting - Repair and Sealing_A_Achievable Economic TRC Potential | F10 | Commercial | Interruptible - Health | New | Space Heating | Natural Gas | Ducting - Repair and Sealing | A | Purchases (Incremental) | Achievable Economic TRC Potential | 0 | 0 | 0 | 0 | 0 | 0 | 0 | 0 | 0 | 0 | 0 | 0 | 0 | 0 | 0 | 0 | 0 | 0 | 0 | 0 | 0 | 0 | 0 | 0 | 0 | 0 | 0
F11_Commercial_Interruptible - Health_New_Space Heating_Natural Gas_Ducting - Repair and Sealing_A_Achievable Economic TRC Potential | F11 | Commercial | Interruptible - Health | New | Space Heating | Natural Gas | Ducting - Repair and Sealing | A | Purchases (Cumulative) | Achievable Economic TRC Potential | 0 | 0 | 0 | 0 | 0 | 0 | 0 | 0 | 0 | 0 | 0 | 0 | 0 | 0 | 0 | 0 | 0 | 0 | 0 | 0 | 0 | 0 | 0 | 0 | 0 | 0 | 0
F1_Commercial_Interruptible - Health_New_Space Heating_Natural Gas_Windows - High Efficiency Glazing_A_Achievable Economic TRC Potential | F1 | Commercial | Interruptible - Health | New | Space Heating | Natural Gas | Windows - High Efficiency Glazing | A | Integrated Unit Energy Savings (kWh or therms) | Achievable Economic TRC Potential | 0 | 0 | 0 | 0 | 0 | 0 | 0 | 0 | 0 | 0 | 0 | 0 | 0 | 0 | 0 | 0 | 0 | 0 | 0 | 0 | 0 | 0 | 0 | 0 | 0 | 0 | 0
F2_Commercial_Interruptible - Health_New_Space Heating_Natural Gas_Windows - High Efficiency Glazing_A_Achievable Economic TRC Potential | F2 | Commercial | Interruptible - Health | New | Space Heating | Natural Gas | Windows - High Efficiency Glazing | A | Integrated Unit Summer Peak Savings (kW) | Achievable Economic TRC Potential | 0 | 0 | 0 | 0 | 0 | 0 | 0 | 0 | 0 | 0 | 0 | 0 | 0 | 0 | 0 | 0 | 0 | 0 | 0 | 0 | 0 | 0 | 0 | 0 | 0 | 0 | 0
F3_Commercial_Interruptible - Health_New_Space Heating_Natural Gas_Windows - High Efficiency Glazing_A_Achievable Economic TRC Potential | F3 | Commercial | Interruptible - Health | New | Space Heating | Natural Gas | Windows - High Efficiency Glazing | A | Integrated Unit Winter Peak Savings (kW) | Achievable Economic TRC Potential | 0 | 0 | 0 | 0 | 0 | 0 | 0 | 0 | 0 | 0 | 0 | 0 | 0 | 0 | 0 | 0 | 0 | 0 | 0 | 0 | 0 | 0 | 0 | 0 | 0 | 0 | 0
F4_Commercial_Interruptible - Health_New_Space Heating_Natural Gas_Windows - High Efficiency Glazing_A_Achievable Economic TRC Potential | F4 | Commercial | Interruptible - Health | New | Space Heating | Natural Gas | Windows - High Efficiency Glazing | A | Incremental Energy Savings (MWh or mTherms) | Achievable Economic TRC Potential | 0 | 0 | 0 | 0 | 0 | 0 | 0 | 0 | 0 | 0 | 0 | 0 | 0 | 0 | 0 | 0 | 0 | 0 | 0 | 0 | 0 | 0 | 0 | 0 | 0 | 0 | 0
F5_Commercial_Interruptible - Health_New_Space Heating_Natural Gas_Windows - High Efficiency Glazing_A_Achievable Economic TRC Potential | F5 | Commercial | Interruptible - Health | New | Space Heating | Natural Gas | Windows - High Efficiency Glazing | A | Incremental Summer Peak Savings (MW) | Achievable Economic TRC Potential | 0 | 0 | 0 | 0 | 0 | 0 | 0 | 0 | 0 | 0 | 0 | 0 | 0 | 0 | 0 | 0 | 0 | 0 | 0 | 0 | 0 | 0 | 0 | 0 | 0 | 0 | 0
F6_Commercial_Interruptible - Health_New_Space Heating_Natural Gas_Windows - High Efficiency Glazing_A_Achievable Economic TRC Potential | F6 | Commercial | Interruptible - Health | New | Space Heating | Natural Gas | Windows - High Efficiency Glazing | A | Incremental Winter Peak Savings (MW) | Achievable Economic TRC Potential | 0 | 0 | 0 | 0 | 0 | 0 | 0 | 0 | 0 | 0 | 0 | 0 | 0 | 0 | 0 | 0 | 0 | 0 | 0 | 0 | 0 | 0 | 0 | 0 | 0 | 0 | 0
F7_Commercial_Interruptible - Health_New_Space Heating_Natural Gas_Windows - High Efficiency Glazing_A_Achievable Economic TRC Potential | F7 | Commercial | Interruptible - Health | New | Space Heating | Natural Gas | Windows - High Efficiency Glazing | A | Cumulative Energy Savings (MWh or mTherms) | Achievable Economic TRC Potential | 0 | 0 | 0 | 0 | 0 | 0 | 0 | 0 | 0 | 0 | 0 | 0 | 0 | 0 | 0 | 0 | 0 | 0 | 0 | 0 | 0 | 0 | 0 | 0 | 0 | 0 | 0
F8_Commercial_Interruptible - Health_New_Space Heating_Natural Gas_Windows - High Efficiency Glazing_A_Achievable Economic TRC Potential | F8 | Commercial | Interruptible - Health | New | Space Heating | Natural Gas | Windows - High Efficiency Glazing | A | Cumulative Summer Peak Savings (MW) | Achievable Economic TRC Potential | 0 | 0 | 0 | 0 | 0 | 0 | 0 | 0 | 0 | 0 | 0 | 0 | 0 | 0 | 0 | 0 | 0 | 0 | 0 | 0 | 0 | 0 | 0 | 0 | 0 | 0 | 0
F9_Commercial_Interruptible - Health_New_Space Heating_Natural Gas_Windows - High Efficiency Glazing_A_Achievable Economic TRC Potential | F9 | Commercial | Interruptible - Health | New | Space Heating | Natural Gas | Windows - High Efficiency Glazing | A | Cumulative Winter Peak Savings (MW) | Achievable Economic TRC Potential | 0 | 0 | 0 | 0 | 0 | 0 | 0 | 0 | 0 | 0 | 0 | 0 | 0 | 0 | 0 | 0 | 0 | 0 | 0 | 0 | 0 | 0 | 0 | 0 | 0 | 0 | 0
F10_Commercial_Interruptible - Health_New_Space Heating_Natural Gas_Windows - High Efficiency Glazing_A_Achievable Economic TRC Potential | F10 | Commercial | Interruptible - Health | New | Space Heating | Natural Gas | Windows - High Efficiency Glazing | A | Purchases (Incremental) | Achievable Economic TRC Potential | 0 | 0 | 0 | 0 | 0 | 0 | 0 | 0 | 0 | 0 | 0 | 0 | 0 | 0 | 0 | 0 | 0 | 0 | 0 | 0 | 0 | 0 | 0 | 0 | 0 | 0 | 0
F11_Commercial_Interruptible - Health_New_Space Heating_Natural Gas_Windows - High Efficiency Glazing_A_Achievable Economic TRC Potential | F11 | Commercial | Interruptible - Health | New | Space Heating | Natural Gas | Windows - High Efficiency Glazing | A | Purchases (Cumulative) | Achievable Economic TRC Potential | 0 | 0 | 0 | 0 | 0 | 0 | 0 | 0 | 0 | 0 | 0 | 0 | 0 | 0 | 0 | 0 | 0 | 0 | 0 | 0 | 0 | 0 | 0 | 0 | 0 | 0 | 0
F1_Commercial_Interruptible - Health_New_Space Heating_Natural Gas_Windows - Secondary Glazing Systems_A_Achievable Economic TRC Potential | F1 | Commercial | Interruptible - Health | New | Space Heating | Natural Gas | Windows - Secondary Glazing Systems | A | Integrated Unit Energy Savings (kWh or therms) | Achievable Economic TRC Potential | 0 | 0 | 0 | 0 | 0 | 0 | 0 | 0 | 0 | 0 | 0 | 0 | 0 | 0 | 0 | 0 | 0 | 0 | 0 | 0 | 0 | 0 | 0 | 0 | 0 | 0 | 0
F2_Commercial_Interruptible - Health_New_Space Heating_Natural Gas_Windows - Secondary Glazing Systems_A_Achievable Economic TRC Potential | F2 | Commercial | Interruptible - Health | New | Space Heating | Natural Gas | Windows - Secondary Glazing Systems | A | Integrated Unit Summer Peak Savings (kW) | Achievable Economic TRC Potential | 0 | 0 | 0 | 0 | 0 | 0 | 0 | 0 | 0 | 0 | 0 | 0 | 0 | 0 | 0 | 0 | 0 | 0 | 0 | 0 | 0 | 0 | 0 | 0 | 0 | 0 | 0
F3_Commercial_Interruptible - Health_New_Space Heating_Natural Gas_Windows - Secondary Glazing Systems_A_Achievable Economic TRC Potential | F3 | Commercial | Interruptible - Health | New | Space Heating | Natural Gas | Windows - Secondary Glazing Systems | A | Integrated Unit Winter Peak Savings (kW) | Achievable Economic TRC Potential | 0 | 0 | 0 | 0 | 0 | 0 | 0 | 0 | 0 | 0 | 0 | 0 | 0 | 0 | 0 | 0 | 0 | 0 | 0 | 0 | 0 | 0 | 0 | 0 | 0 | 0 | 0
F4_Commercial_Interruptible - Health_New_Space Heating_Natural Gas_Windows - Secondary Glazing Systems_A_Achievable Economic TRC Potential | F4 | Commercial | Interruptible - Health | New | Space Heating | Natural Gas | Windows - Secondary Glazing Systems | A | Incremental Energy Savings (MWh or mTherms) | Achievable Economic TRC Potential | 0 | 0 | 0 | 0 | 0 | 0 | 0 | 0 | 0 | 0 | 0 | 0 | 0 | 0 | 0 | 0 | 0 | 0 | 0 | 0 | 0 | 0 | 0 | 0 | 0 | 0 | 0
F5_Commercial_Interruptible - Health_New_Space Heating_Natural Gas_Windows - Secondary Glazing Systems_A_Achievable Economic TRC Potential | F5 | Commercial | Interruptible - Health | New | Space Heating | Natural Gas | Windows - Secondary Glazing Systems | A | Incremental Summer Peak Savings (MW) | Achievable Economic TRC Potential | 0 | 0 | 0 | 0 | 0 | 0 | 0 | 0 | 0 | 0 | 0 | 0 | 0 | 0 | 0 | 0 | 0 | 0 | 0 | 0 | 0 | 0 | 0 | 0 | 0 | 0 | 0
F6_Commercial_Interruptible - Health_New_Space Heating_Natural Gas_Windows - Secondary Glazing Systems_A_Achievable Economic TRC Potential | F6 | Commercial | Interruptible - Health | New | Space Heating | Natural Gas | Windows - Secondary Glazing Systems | A | Incremental Winter Peak Savings (MW) | Achievable Economic TRC Potential | 0 | 0 | 0 | 0 | 0 | 0 | 0 | 0 | 0 | 0 | 0 | 0 | 0 | 0 | 0 | 0 | 0 | 0 | 0 | 0 | 0 | 0 | 0 | 0 | 0 | 0 | 0
F7_Commercial_Interruptible - Health_New_Space Heating_Natural Gas_Windows - Secondary Glazing Systems_A_Achievable Economic TRC Potential | F7 | Commercial | Interruptible - Health | New | Space Heating | Natural Gas | Windows - Secondary Glazing Systems | A | Cumulative Energy Savings (MWh or mTherms) | Achievable Economic TRC Potential | 0 | 0 | 0 | 0 | 0 | 0 | 0 | 0 | 0 | 0 | 0 | 0 | 0 | 0 | 0 | 0 | 0 | 0 | 0 | 0 | 0 | 0 | 0 | 0 | 0 | 0 | 0
F8_Commercial_Interruptible - Health_New_Space Heating_Natural Gas_Windows - Secondary Glazing Systems_A_Achievable Economic TRC Potential | F8 | Commercial | Interruptible - Health | New | Space Heating | Natural Gas | Windows - Secondary Glazing Systems | A | Cumulative Summer Peak Savings (MW) | Achievable Economic TRC Potential | 0 | 0 | 0 | 0 | 0 | 0 | 0 | 0 | 0 | 0 | 0 | 0 | 0 | 0 | 0 | 0 | 0 | 0 | 0 | 0 | 0 | 0 | 0 | 0 | 0 | 0 | 0
F9_Commercial_Interruptible - Health_New_Space Heating_Natural Gas_Windows - Secondary Glazing Systems_A_Achievable Economic TRC Potential | F9 | Commercial | Interruptible - Health | New | Space Heating | Natural Gas | Windows - Secondary Glazing Systems | A | Cumulative Winter Peak Savings (MW) | Achievable Economic TRC Potential | 0 | 0 | 0 | 0 | 0 | 0 | 0 | 0 | 0 | 0 | 0 | 0 | 0 | 0 | 0 | 0 | 0 | 0 | 0 | 0 | 0 | 0 | 0 | 0 | 0 | 0 | 0
F10_Commercial_Interruptible - Health_New_Space Heating_Natural Gas_Windows - Secondary Glazing Systems_A_Achievable Economic TRC Potential | F10 | Commercial | Interruptible - Health | New | Space Heating | Natural Gas | Windows - Secondary Glazing Systems | A | Purchases (Incremental) | Achievable Economic TRC Potential | 0 | 0 | 0 | 0 | 0 | 0 | 0 | 0 | 0 | 0 | 0 | 0 | 0 | 0 | 0 | 0 | 0 | 0 | 0 | 0 | 0 | 0 | 0 | 0 | 0 | 0 | 0
F11_Commercial_Interruptible - Health_New_Space Heating_Natural Gas_Windows - Secondary Glazing Systems_A_Achievable Economic TRC Potential | F11 | Commercial | Interruptible - Health | New | Space Heating | Natural Gas | Windows - Secondary Glazing Systems | A | Purchases (Cumulative) | Achievable Economic TRC Potential | 0 | 0 | 0 | 0 | 0 | 0 | 0 | 0 | 0 | 0 | 0 | 0 | 0 | 0 | 0 | 0 | 0 | 0 | 0 | 0 | 0 | 0 | 0 | 0 | 0 | 0 | 0
F1_Commercial_Interruptible - Health_New_Space Heating_Natural Gas_HVAC - Energy Recovery Ventilator_A_Achievable Economic TRC Potential | F1 | Commercial | Interruptible - Health | New | Space Heating | Natural Gas | HVAC - Energy Recovery Ventilator | A | Integrated Unit Energy Savings (kWh or therms) | Achievable Economic TRC Potential | 0 | 0 | 0 | 0 | 0 | 0 | 0 | 0 | 0 | 0 | 0 | 0 | 0 | 0 | 0 | 0 | 0 | 0 | 0 | 0 | 0 | 0 | 0 | 0 | 0 | 0 | 0
F2_Commercial_Interruptible - Health_New_Space Heating_Natural Gas_HVAC - Energy Recovery Ventilator_A_Achievable Economic TRC Potential | F2 | Commercial | Interruptible - Health | New | Space Heating | Natural Gas | HVAC - Energy Recovery Ventilator | A | Integrated Unit Summer Peak Savings (kW) | Achievable Economic TRC Potential | 0 | 0 | 0 | 0 | 0 | 0 | 0 | 0 | 0 | 0 | 0 | 0 | 0 | 0 | 0 | 0 | 0 | 0 | 0 | 0 | 0 | 0 | 0 | 0 | 0 | 0 | 0
F3_Commercial_Interruptible - Health_New_Space Heating_Natural Gas_HVAC - Energy Recovery Ventilator_A_Achievable Economic TRC Potential | F3 | Commercial | Interruptible - Health | New | Space Heating | Natural Gas | HVAC - Energy Recovery Ventilator | A | Integrated Unit Winter Peak Savings (kW) | Achievable Economic TRC Potential | 0 | 0 | 0 | 0 | 0 | 0 | 0 | 0 | 0 | 0 | 0 | 0 | 0 | 0 | 0 | 0 | 0 | 0 | 0 | 0 | 0 | 0 | 0 | 0 | 0 | 0 | 0
F4_Commercial_Interruptible - Health_New_Space Heating_Natural Gas_HVAC - Energy Recovery Ventilator_A_Achievable Economic TRC Potential | F4 | Commercial | Interruptible - Health | New | Space Heating | Natural Gas | HVAC - Energy Recovery Ventilator | A | Incremental Energy Savings (MWh or mTherms) | Achievable Economic TRC Potential | 0 | 0 | 0 | 0 | 0 | 0 | 0 | 0 | 0 | 0 | 0 | 0 | 0 | 0 | 0 | 0 | 0 | 0 | 0 | 0 | 0 | 0 | 0 | 0 | 0 | 0 | 0
F5_Commercial_Interruptible - Health_New_Space Heating_Natural Gas_HVAC - Energy Recovery Ventilator_A_Achievable Economic TRC Potential | F5 | Commercial | Interruptible - Health | New | Space Heating | Natural Gas | HVAC - Energy Recovery Ventilator | A | Incremental Summer Peak Savings (MW) | Achievable Economic TRC Potential | 0 | 0 | 0 | 0 | 0 | 0 | 0 | 0 | 0 | 0 | 0 | 0 | 0 | 0 | 0 | 0 | 0 | 0 | 0 | 0 | 0 | 0 | 0 | 0 | 0 | 0 | 0
F6_Commercial_Interruptible - Health_New_Space Heating_Natural Gas_HVAC - Energy Recovery Ventilator_A_Achievable Economic TRC Potential | F6 | Commercial | Interruptible - Health | New | Space Heating | Natural Gas | HVAC - Energy Recovery Ventilator | A | Incremental Winter Peak Savings (MW) | Achievable Economic TRC Potential | 0 | 0 | 0 | 0 | 0 | 0 | 0 | 0 | 0 | 0 | 0 | 0 | 0 | 0 | 0 | 0 | 0 | 0 | 0 | 0 | 0 | 0 | 0 | 0 | 0 | 0 | 0
F7_Commercial_Interruptible - Health_New_Space Heating_Natural Gas_HVAC - Energy Recovery Ventilator_A_Achievable Economic TRC Potential | F7 | Commercial | Interruptible - Health | New | Space Heating | Natural Gas | HVAC - Energy Recovery Ventilator | A | Cumulative Energy Savings (MWh or mTherms) | Achievable Economic TRC Potential | 0 | 0 | 0 | 0 | 0 | 0 | 0 | 0 | 0 | 0 | 0 | 0 | 0 | 0 | 0 | 0 | 0 | 0 | 0 | 0 | 0 | 0 | 0 | 0 | 0 | 0 | 0
F8_Commercial_Interruptible - Health_New_Space Heating_Natural Gas_HVAC - Energy Recovery Ventilator_A_Achievable Economic TRC Potential | F8 | Commercial | Interruptible - Health | New | Space Heating | Natural Gas | HVAC - Energy Recovery Ventilator | A | Cumulative Summer Peak Savings (MW) | Achievable Economic TRC Potential | 0 | 0 | 0 | 0 | 0 | 0 | 0 | 0 | 0 | 0 | 0 | 0 | 0 | 0 | 0 | 0 | 0 | 0 | 0 | 0 | 0 | 0 | 0 | 0 | 0 | 0 | 0
F9_Commercial_Interruptible - Health_New_Space Heating_Natural Gas_HVAC - Energy Recovery Ventilator_A_Achievable Economic TRC Potential | F9 | Commercial | Interruptible - Health | New | Space Heating | Natural Gas | HVAC - Energy Recovery Ventilator | A | Cumulative Winter Peak Savings (MW) | Achievable Economic TRC Potential | 0 | 0 | 0 | 0 | 0 | 0 | 0 | 0 | 0 | 0 | 0 | 0 | 0 | 0 | 0 | 0 | 0 | 0 | 0 | 0 | 0 | 0 | 0 | 0 | 0 | 0 | 0
F10_Commercial_Interruptible - Health_New_Space Heating_Natural Gas_HVAC - Energy Recovery Ventilator_A_Achievable Economic TRC Potential | F10 | Commercial | Interruptible - Health | New | Space Heating | Natural Gas | HVAC - Energy Recovery Ventilator | A | Purchases (Incremental) | Achievable Economic TRC Potential | 0 | 0 | 0 | 0 | 0 | 0 | 0 | 0 | 0 | 0 | 0 | 0 | 0 | 0 | 0 | 0 | 0 | 0 | 0 | 0 | 0 | 0 | 0 | 0 | 0 | 0 | 0
F11_Commercial_Interruptible - Health_New_Space Heating_Natural Gas_HVAC - Energy Recovery Ventilator_A_Achievable Economic TRC Potential | F11 | Commercial | Interruptible - Health | New | Space Heating | Natural Gas | HVAC - Energy Recovery Ventilator | A | Purchases (Cumulative) | Achievable Economic TRC Potential | 0 | 0 | 0 | 0 | 0 | 0 | 0 | 0 | 0 | 0 | 0 | 0 | 0 | 0 | 0 | 0 | 0 | 0 | 0 | 0 | 0 | 0 | 0 | 0 | 0 | 0 | 0
F1_Commercial_Interruptible - Health_New_Space Heating_Natural Gas_Building Shell - Air Sealing (Infiltration Control)_A_Achievable Economic TRC Potential | F1 | Commercial | Interruptible - Health | New | Space Heating | Natural Gas | Building Shell - Air Sealing (Infiltration Control) | A | Integrated Unit Energy Savings (kWh or therms) | Achievable Economic TRC Potential | 0 | 0 | 0 | 0 | 0 | 0 | 0 | 0 | 0 | 0 | 0 | 0 | 0 | 0 | 0 | 0 | 0 | 0 | 0 | 0 | 0 | 0 | 0 | 0 | 0 | 0 | 0
F2_Commercial_Interruptible - Health_New_Space Heating_Natural Gas_Building Shell - Air Sealing (Infiltration Control)_A_Achievable Economic TRC Potential | F2 | Commercial | Interruptible - Health | New | Space Heating | Natural Gas | Building Shell - Air Sealing (Infiltration Control) | A | Integrated Unit Summer Peak Savings (kW) | Achievable Economic TRC Potential | 0 | 0 | 0 | 0 | 0 | 0 | 0 | 0 | 0 | 0 | 0 | 0 | 0 | 0 | 0 | 0 | 0 | 0 | 0 | 0 | 0 | 0 | 0 | 0 | 0 | 0 | 0
F3_Commercial_Interruptible - Health_New_Space Heating_Natural Gas_Building Shell - Air Sealing (Infiltration Control)_A_Achievable Economic TRC Potential | F3 | Commercial | Interruptible - Health | New | Space Heating | Natural Gas | Building Shell - Air Sealing (Infiltration Control) | A | Integrated Unit Winter Peak Savings (kW) | Achievable Economic TRC Potential | 0 | 0 | 0 | 0 | 0 | 0 | 0 | 0 | 0 | 0 | 0 | 0 | 0 | 0 | 0 | 0 | 0 | 0 | 0 | 0 | 0 | 0 | 0 | 0 | 0 | 0 | 0
F4_Commercial_Interruptible - Health_New_Space Heating_Natural Gas_Building Shell - Air Sealing (Infiltration Control)_A_Achievable Economic TRC Potential | F4 | Commercial | Interruptible - Health | New | Space Heating | Natural Gas | Building Shell - Air Sealing (Infiltration Control) | A | Incremental Energy Savings (MWh or mTherms) | Achievable Economic TRC Potential | 0 | 0 | 0 | 0 | 0 | 0 | 0 | 0 | 0 | 0 | 0 | 0 | 0 | 0 | 0 | 0 | 0 | 0 | 0 | 0 | 0 | 0 | 0 | 0 | 0 | 0 | 0
F5_Commercial_Interruptible - Health_New_Space Heating_Natural Gas_Building Shell - Air Sealing (Infiltration Control)_A_Achievable Economic TRC Potential | F5 | Commercial | Interruptible - Health | New | Space Heating | Natural Gas | Building Shell - Air Sealing (Infiltration Control) | A | Incremental Summer Peak Savings (MW) | Achievable Economic TRC Potential | 0 | 0 | 0 | 0 | 0 | 0 | 0 | 0 | 0 | 0 | 0 | 0 | 0 | 0 | 0 | 0 | 0 | 0 | 0 | 0 | 0 | 0 | 0 | 0 | 0 | 0 | 0
F6_Commercial_Interruptible - Health_New_Space Heating_Natural Gas_Building Shell - Air Sealing (Infiltration Control)_A_Achievable Economic TRC Potential | F6 | Commercial | Interruptible - Health | New | Space Heating | Natural Gas | Building Shell - Air Sealing (Infiltration Control) | A | Incremental Winter Peak Savings (MW) | Achievable Economic TRC Potential | 0 | 0 | 0 | 0 | 0 | 0 | 0 | 0 | 0 | 0 | 0 | 0 | 0 | 0 | 0 | 0 | 0 | 0 | 0 | 0 | 0 | 0 | 0 | 0 | 0 | 0 | 0
F7_Commercial_Interruptible - Health_New_Space Heating_Natural Gas_Building Shell - Air Sealing (Infiltration Control)_A_Achievable Economic TRC Potential | F7 | Commercial | Interruptible - Health | New | Space Heating | Natural Gas | Building Shell - Air Sealing (Infiltration Control) | A | Cumulative Energy Savings (MWh or mTherms) | Achievable Economic TRC Potential | 0 | 0 | 0 | 0 | 0 | 0 | 0 | 0 | 0 | 0 | 0 | 0 | 0 | 0 | 0 | 0 | 0 | 0 | 0 | 0 | 0 | 0 | 0 | 0 | 0 | 0 | 0
F8_Commercial_Interruptible - Health_New_Space Heating_Natural Gas_Building Shell - Air Sealing (Infiltration Control)_A_Achievable Economic TRC Potential | F8 | Commercial | Interruptible - Health | New | Space Heating | Natural Gas | Building Shell - Air Sealing (Infiltration Control) | A | Cumulative Summer Peak Savings (MW) | Achievable Economic TRC Potential | 0 | 0 | 0 | 0 | 0 | 0 | 0 | 0 | 0 | 0 | 0 | 0 | 0 | 0 | 0 | 0 | 0 | 0 | 0 | 0 | 0 | 0 | 0 | 0 | 0 | 0 | 0
F9_Commercial_Interruptible - Health_New_Space Heating_Natural Gas_Building Shell - Air Sealing (Infiltration Control)_A_Achievable Economic TRC Potential | F9 | Commercial | Interruptible - Health | New | Space Heating | Natural Gas | Building Shell - Air Sealing (Infiltration Control) | A | Cumulative Winter Peak Savings (MW) | Achievable Economic TRC Potential | 0 | 0 | 0 | 0 | 0 | 0 | 0 | 0 | 0 | 0 | 0 | 0 | 0 | 0 | 0 | 0 | 0 | 0 | 0 | 0 | 0 | 0 | 0 | 0 | 0 | 0 | 0
F10_Commercial_Interruptible - Health_New_Space Heating_Natural Gas_Building Shell - Air Sealing (Infiltration Control)_A_Achievable Economic TRC Potential | F10 | Commercial | Interruptible - Health | New | Space Heating | Natural Gas | Building Shell - Air Sealing (Infiltration Control) | A | Purchases (Incremental) | Achievable Economic TRC Potential | 0 | 0 | 0 | 0 | 0 | 0 | 0 | 0 | 0 | 0 | 0 | 0 | 0 | 0 | 0 | 0 | 0 | 0 | 0 | 0 | 0 | 0 | 0 | 0 | 0 | 0 | 0
F11_Commercial_Interruptible - Health_New_Space Heating_Natural Gas_Building Shell - Air Sealing (Infiltration Control)_A_Achievable Economic TRC Potential | F11 | Commercial | Interruptible - Health | New | Space Heating | Natural Gas | Building Shell - Air Sealing (Infiltration Control) | A | Purchases (Cumulative) | Achievable Economic TRC Potential | 0 | 0 | 0 | 0 | 0 | 0 | 0 | 0 | 0 | 0 | 0 | 0 | 0 | 0 | 0 | 0 | 0 | 0 | 0 | 0 | 0 | 0 | 0 | 0 | 0 | 0 | 0
F1_Commercial_Interruptible - Health_New_Space Heating_Natural Gas_Ventilation - Demand Controlled_A_Achievable Economic TRC Potential | F1 | Commercial | Interruptible - Health | New | Space Heating | Natural Gas | Ventilation - Demand Controlled | A | Integrated Unit Energy Savings (kWh or therms) | Achievable Economic TRC Potential | 0 | 0 | 0 | 0 | 0 | 0 | 0 | 0 | 0 | 0 | 0 | 0 | 0 | 0 | 0 | 0 | 0 | 0 | 0 | 0 | 0 | 0 | 0 | 0 | 0 | 0 | 0
F2_Commercial_Interruptible - Health_New_Space Heating_Natural Gas_Ventilation - Demand Controlled_A_Achievable Economic TRC Potential | F2 | Commercial | Interruptible - Health | New | Space Heating | Natural Gas | Ventilation - Demand Controlled | A | Integrated Unit Summer Peak Savings (kW) | Achievable Economic TRC Potential | 0 | 0 | 0 | 0 | 0 | 0 | 0 | 0 | 0 | 0 | 0 | 0 | 0 | 0 | 0 | 0 | 0 | 0 | 0 | 0 | 0 | 0 | 0 | 0 | 0 | 0 | 0
F3_Commercial_Interruptible - Health_New_Space Heating_Natural Gas_Ventilation - Demand Controlled_A_Achievable Economic TRC Potential | F3 | Commercial | Interruptible - Health | New | Space Heating | Natural Gas | Ventilation - Demand Controlled | A | Integrated Unit Winter Peak Savings (kW) | Achievable Economic TRC Potential | 0 | 0 | 0 | 0 | 0 | 0 | 0 | 0 | 0 | 0 | 0 | 0 | 0 | 0 | 0 | 0 | 0 | 0 | 0 | 0 | 0 | 0 | 0 | 0 | 0 | 0 | 0
F4_Commercial_Interruptible - Health_New_Space Heating_Natural Gas_Ventilation - Demand Controlled_A_Achievable Economic TRC Potential | F4 | Commercial | Interruptible - Health | New | Space Heating | Natural Gas | Ventilation - Demand Controlled | A | Incremental Energy Savings (MWh or mTherms) | Achievable Economic TRC Potential | 0 | 0 | 0 | 0 | 0 | 0 | 0 | 0 | 0 | 0 | 0 | 0 | 0 | 0 | 0 | 0 | 0 | 0 | 0 | 0 | 0 | 0 | 0 | 0 | 0 | 0 | 0
F5_Commercial_Interruptible - Health_New_Space Heating_Natural Gas_Ventilation - Demand Controlled_A_Achievable Economic TRC Potential | F5 | Commercial | Interruptible - Health | New | Space Heating | Natural Gas | Ventilation - Demand Controlled | A | Incremental Summer Peak Savings (MW) | Achievable Economic TRC Potential | 0 | 0 | 0 | 0 | 0 | 0 | 0 | 0 | 0 | 0 | 0 | 0 | 0 | 0 | 0 | 0 | 0 | 0 | 0 | 0 | 0 | 0 | 0 | 0 | 0 | 0 | 0
F6_Commercial_Interruptible - Health_New_Space Heating_Natural Gas_Ventilation - Demand Controlled_A_Achievable Economic TRC Potential | F6 | Commercial | Interruptible - Health | New | Space Heating | Natural Gas | Ventilation - Demand Controlled | A | Incremental Winter Peak Savings (MW) | Achievable Economic TRC Potential | 0 | 0 | 0 | 0 | 0 | 0 | 0 | 0 | 0 | 0 | 0 | 0 | 0 | 0 | 0 | 0 | 0 | 0 | 0 | 0 | 0 | 0 | 0 | 0 | 0 | 0 | 0
F7_Commercial_Interruptible - Health_New_Space Heating_Natural Gas_Ventilation - Demand Controlled_A_Achievable Economic TRC Potential | F7 | Commercial | Interruptible - Health | New | Space Heating | Natural Gas | Ventilation - Demand Controlled | A | Cumulative Energy Savings (MWh or mTherms) | Achievable Economic TRC Potential | 0 | 0 | 0 | 0 | 0 | 0 | 0 | 0 | 0 | 0 | 0 | 0 | 0 | 0 | 0 | 0 | 0 | 0 | 0 | 0 | 0 | 0 | 0 | 0 | 0 | 0 | 0
F8_Commercial_Interruptible - Health_New_Space Heating_Natural Gas_Ventilation - Demand Controlled_A_Achievable Economic TRC Potential | F8 | Commercial | Interruptible - Health | New | Space Heating | Natural Gas | Ventilation - Demand Controlled | A | Cumulative Summer Peak Savings (MW) | Achievable Economic TRC Potential | 0 | 0 | 0 | 0 | 0 | 0 | 0 | 0 | 0 | 0 | 0 | 0 | 0 | 0 | 0 | 0 | 0 | 0 | 0 | 0 | 0 | 0 | 0 | 0 | 0 | 0 | 0
F9_Commercial_Interruptible - Health_New_Space Heating_Natural Gas_Ventilation - Demand Controlled_A_Achievable Economic TRC Potential | F9 | Commercial | Interruptible - Health | New | Space Heating | Natural Gas | Ventilation - Demand Controlled | A | Cumulative Winter Peak Savings (MW) | Achievable Economic TRC Potential | 0 | 0 | 0 | 0 | 0 | 0 | 0 | 0 | 0 | 0 | 0 | 0 | 0 | 0 | 0 | 0 | 0 | 0 | 0 | 0 | 0 | 0 | 0 | 0 | 0 | 0 | 0
F10_Commercial_Interruptible - Health_New_Space Heating_Natural Gas_Ventilation - Demand Controlled_A_Achievable Economic TRC Potential | F10 | Commercial | Interruptible - Health | New | Space Heating | Natural Gas | Ventilation - Demand Controlled | A | Purchases (Incremental) | Achievable Economic TRC Potential | 0 | 0 | 0 | 0 | 0 | 0 | 0 | 0 | 0 | 0 | 0 | 0 | 0 | 0 | 0 | 0 | 0 | 0 | 0 | 0 | 0 | 0 | 0 | 0 | 0 | 0 | 0
F11_Commercial_Interruptible - Health_New_Space Heating_Natural Gas_Ventilation - Demand Controlled_A_Achievable Economic TRC Potential | F11 | Commercial | Interruptible - Health | New | Space Heating | Natural Gas | Ventilation - Demand Controlled | A | Purchases (Cumulative) | Achievable Economic TRC Potential | 0 | 0 | 0 | 0 | 0 | 0 | 0 | 0 | 0 | 0 | 0 | 0 | 0 | 0 | 0 | 0 | 0 | 0 | 0 | 0 | 0 | 0 | 0 | 0 | 0 | 0 | 0
F1_Commercial_Interruptible - Health_New_Space Heating_Natural Gas_HVAC - Dedicated Outdoor Air System (DOAS)_A_Achievable Economic TRC Potential | F1 | Commercial | Interruptible - Health | New | Space Heating | Natural Gas | HVAC - Dedicated Outdoor Air System (DOAS) | A | Integrated Unit Energy Savings (kWh or therms) | Achievable Economic TRC Potential | 0 | 0 | 0 | 0 | 0 | 0 | 0 | 0 | 0 | 0 | 0 | 0 | 0 | 0 | 0 | 0 | 0 | 0 | 0 | 0 | 0 | 0 | 0 | 0 | 0 | 0 | 0
F2_Commercial_Interruptible - Health_New_Space Heating_Natural Gas_HVAC - Dedicated Outdoor Air System (DOAS)_A_Achievable Economic TRC Potential | F2 | Commercial | Interruptible - Health | New | Space Heating | Natural Gas | HVAC - Dedicated Outdoor Air System (DOAS) | A | Integrated Unit Summer Peak Savings (kW) | Achievable Economic TRC Potential | 0 | 0 | 0 | 0 | 0 | 0 | 0 | 0 | 0 | 0 | 0 | 0 | 0 | 0 | 0 | 0 | 0 | 0 | 0 | 0 | 0 | 0 | 0 | 0 | 0 | 0 | 0
F3_Commercial_Interruptible - Health_New_Space Heating_Natural Gas_HVAC - Dedicated Outdoor Air System (DOAS)_A_Achievable Economic TRC Potential | F3 | Commercial | Interruptible - Health | New | Space Heating | Natural Gas | HVAC - Dedicated Outdoor Air System (DOAS) | A | Integrated Unit Winter Peak Savings (kW) | Achievable Economic TRC Potential | 0 | 0 | 0 | 0 | 0 | 0 | 0 | 0 | 0 | 0 | 0 | 0 | 0 | 0 | 0 | 0 | 0 | 0 | 0 | 0 | 0 | 0 | 0 | 0 | 0 | 0 | 0
F4_Commercial_Interruptible - Health_New_Space Heating_Natural Gas_HVAC - Dedicated Outdoor Air System (DOAS)_A_Achievable Economic TRC Potential | F4 | Commercial | Interruptible - Health | New | Space Heating | Natural Gas | HVAC - Dedicated Outdoor Air System (DOAS) | A | Incremental Energy Savings (MWh or mTherms) | Achievable Economic TRC Potential | 0 | 0 | 0 | 0 | 0 | 0 | 0 | 0 | 0 | 0 | 0 | 0 | 0 | 0 | 0 | 0 | 0 | 0 | 0 | 0 | 0 | 0 | 0 | 0 | 0 | 0 | 0
F5_Commercial_Interruptible - Health_New_Space Heating_Natural Gas_HVAC - Dedicated Outdoor Air System (DOAS)_A_Achievable Economic TRC Potential | F5 | Commercial | Interruptible - Health | New | Space Heating | Natural Gas | HVAC - Dedicated Outdoor Air System (DOAS) | A | Incremental Summer Peak Savings (MW) | Achievable Economic TRC Potential | 0 | 0 | 0 | 0 | 0 | 0 | 0 | 0 | 0 | 0 | 0 | 0 | 0 | 0 | 0 | 0 | 0 | 0 | 0 | 0 | 0 | 0 | 0 | 0 | 0 | 0 | 0
F6_Commercial_Interruptible - Health_New_Space Heating_Natural Gas_HVAC - Dedicated Outdoor Air System (DOAS)_A_Achievable Economic TRC Potential | F6 | Commercial | Interruptible - Health | New | Space Heating | Natural Gas | HVAC - Dedicated Outdoor Air System (DOAS) | A | Incremental Winter Peak Savings (MW) | Achievable Economic TRC Potential | 0 | 0 | 0 | 0 | 0 | 0 | 0 | 0 | 0 | 0 | 0 | 0 | 0 | 0 | 0 | 0 | 0 | 0 | 0 | 0 | 0 | 0 | 0 | 0 | 0 | 0 | 0
F7_Commercial_Interruptible - Health_New_Space Heating_Natural Gas_HVAC - Dedicated Outdoor Air System (DOAS)_A_Achievable Economic TRC Potential | F7 | Commercial | Interruptible - Health | New | Space Heating | Natural Gas | HVAC - Dedicated Outdoor Air System (DOAS) | A | Cumulative Energy Savings (MWh or mTherms) | Achievable Economic TRC Potential | 0 | 0 | 0 | 0 | 0 | 0 | 0 | 0 | 0 | 0 | 0 | 0 | 0 | 0 | 0 | 0 | 0 | 0 | 0 | 0 | 0 | 0 | 0 | 0 | 0 | 0 | 0
F8_Commercial_Interruptible - Health_New_Space Heating_Natural Gas_HVAC - Dedicated Outdoor Air System (DOAS)_A_Achievable Economic TRC Potential | F8 | Commercial | Interruptible - Health | New | Space Heating | Natural Gas | HVAC - Dedicated Outdoor Air System (DOAS) | A | Cumulative Summer Peak Savings (MW) | Achievable Economic TRC Potential | 0 | 0 | 0 | 0 | 0 | 0 | 0 | 0 | 0 | 0 | 0 | 0 | 0 | 0 | 0 | 0 | 0 | 0 | 0 | 0 | 0 | 0 | 0 | 0 | 0 | 0 | 0
F9_Commercial_Interruptible - Health_New_Space Heating_Natural Gas_HVAC - Dedicated Outdoor Air System (DOAS)_A_Achievable Economic TRC Potential | F9 | Commercial | Interruptible - Health | New | Space Heating | Natural Gas | HVAC - Dedicated Outdoor Air System (DOAS) | A | Cumulative Winter Peak Savings (MW) | Achievable Economic TRC Potential | 0 | 0 | 0 | 0 | 0 | 0 | 0 | 0 | 0 | 0 | 0 | 0 | 0 | 0 | 0 | 0 | 0 | 0 | 0 | 0 | 0 | 0 | 0 | 0 | 0 | 0 | 0
F10_Commercial_Interruptible - Health_New_Space Heating_Natural Gas_HVAC - Dedicated Outdoor Air System (DOAS)_A_Achievable Economic TRC Potential | F10 | Commercial | Interruptible - Health | New | Space Heating | Natural Gas | HVAC - Dedicated Outdoor Air System (DOAS) | A | Purchases (Incremental) | Achievable Economic TRC Potential | 0 | 0 | 0 | 0 | 0 | 0 | 0 | 0 | 0 | 0 | 0 | 0 | 0 | 0 | 0 | 0 | 0 | 0 | 0 | 0 | 0 | 0 | 0 | 0 | 0 | 0 | 0
F11_Commercial_Interruptible - Health_New_Space Heating_Natural Gas_HVAC - Dedicated Outdoor Air System (DOAS)_A_Achievable Economic TRC Potential | F11 | Commercial | Interruptible - Health | New | Space Heating | Natural Gas | HVAC - Dedicated Outdoor Air System (DOAS) | A | Purchases (Cumulative) | Achievable Economic TRC Potential | 0 | 0 | 0 | 0 | 0 | 0 | 0 | 0 | 0 | 0 | 0 | 0 | 0 | 0 | 0 | 0 | 0 | 0 | 0 | 0 | 0 | 0 | 0 | 0 | 0 | 0 | 0
F1_Commercial_Interruptible - Health_New_Space Heating_Natural Gas_Destratification Fans (HVLS)_A_Achievable Economic TRC Potential | F1 | Commercial | Interruptible - Health | New | Space Heating | Natural Gas | Destratification Fans (HVLS) | A | Integrated Unit Energy Savings (kWh or therms) | Achievable Economic TRC Potential | 0 | 0 | 0 | 0 | 0 | 0 | 0 | 0 | 0 | 0 | 0 | 0 | 0 | 0 | 0 | 0 | 0 | 0 | 0 | 0 | 0 | 0 | 0 | 0 | 0 | 0 | 0
F2_Commercial_Interruptible - Health_New_Space Heating_Natural Gas_Destratification Fans (HVLS)_A_Achievable Economic TRC Potential | F2 | Commercial | Interruptible - Health | New | Space Heating | Natural Gas | Destratification Fans (HVLS) | A | Integrated Unit Summer Peak Savings (kW) | Achievable Economic TRC Potential | 0 | 0 | 0 | 0 | 0 | 0 | 0 | 0 | 0 | 0 | 0 | 0 | 0 | 0 | 0 | 0 | 0 | 0 | 0 | 0 | 0 | 0 | 0 | 0 | 0 | 0 | 0
F3_Commercial_Interruptible - Health_New_Space Heating_Natural Gas_Destratification Fans (HVLS)_A_Achievable Economic TRC Potential | F3 | Commercial | Interruptible - Health | New | Space Heating | Natural Gas | Destratification Fans (HVLS) | A | Integrated Unit Winter Peak Savings (kW) | Achievable Economic TRC Potential | 0 | 0 | 0 | 0 | 0 | 0 | 0 | 0 | 0 | 0 | 0 | 0 | 0 | 0 | 0 | 0 | 0 | 0 | 0 | 0 | 0 | 0 | 0 | 0 | 0 | 0 | 0
F4_Commercial_Interruptible - Health_New_Space Heating_Natural Gas_Destratification Fans (HVLS)_A_Achievable Economic TRC Potential | F4 | Commercial | Interruptible - Health | New | Space Heating | Natural Gas | Destratification Fans (HVLS) | A | Incremental Energy Savings (MWh or mTherms) | Achievable Economic TRC Potential | 0 | 0 | 0 | 0 | 0 | 0 | 0 | 0 | 0 | 0 | 0 | 0 | 0 | 0 | 0 | 0 | 0 | 0 | 0 | 0 | 0 | 0 | 0 | 0 | 0 | 0 | 0
F5_Commercial_Interruptible - Health_New_Space Heating_Natural Gas_Destratification Fans (HVLS)_A_Achievable Economic TRC Potential | F5 | Commercial | Interruptible - Health | New | Space Heating | Natural Gas | Destratification Fans (HVLS) | A | Incremental Summer Peak Savings (MW) | Achievable Economic TRC Potential | 0 | 0 | 0 | 0 | 0 | 0 | 0 | 0 | 0 | 0 | 0 | 0 | 0 | 0 | 0 | 0 | 0 | 0 | 0 | 0 | 0 | 0 | 0 | 0 | 0 | 0 | 0
F6_Commercial_Interruptible - Health_New_Space Heating_Natural Gas_Destratification Fans (HVLS)_A_Achievable Economic TRC Potential | F6 | Commercial | Interruptible - Health | New | Space Heating | Natural Gas | Destratification Fans (HVLS) | A | Incremental Winter Peak Savings (MW) | Achievable Economic TRC Potential | 0 | 0 | 0 | 0 | 0 | 0 | 0 | 0 | 0 | 0 | 0 | 0 | 0 | 0 | 0 | 0 | 0 | 0 | 0 | 0 | 0 | 0 | 0 | 0 | 0 | 0 | 0
F7_Commercial_Interruptible - Health_New_Space Heating_Natural Gas_Destratification Fans (HVLS)_A_Achievable Economic TRC Potential | F7 | Commercial | Interruptible - Health | New | Space Heating | Natural Gas | Destratification Fans (HVLS) | A | Cumulative Energy Savings (MWh or mTherms) | Achievable Economic TRC Potential | 0 | 0 | 0 | 0 | 0 | 0 | 0 | 0 | 0 | 0 | 0 | 0 | 0 | 0 | 0 | 0 | 0 | 0 | 0 | 0 | 0 | 0 | 0 | 0 | 0 | 0 | 0
F8_Commercial_Interruptible - Health_New_Space Heating_Natural Gas_Destratification Fans (HVLS)_A_Achievable Economic TRC Potential | F8 | Commercial | Interruptible - Health | New | Space Heating | Natural Gas | Destratification Fans (HVLS) | A | Cumulative Summer Peak Savings (MW) | Achievable Economic TRC Potential | 0 | 0 | 0 | 0 | 0 | 0 | 0 | 0 | 0 | 0 | 0 | 0 | 0 | 0 | 0 | 0 | 0 | 0 | 0 | 0 | 0 | 0 | 0 | 0 | 0 | 0 | 0
F9_Commercial_Interruptible - Health_New_Space Heating_Natural Gas_Destratification Fans (HVLS)_A_Achievable Economic TRC Potential | F9 | Commercial | Interruptible - Health | New | Space Heating | Natural Gas | Destratification Fans (HVLS) | A | Cumulative Winter Peak Savings (MW) | Achievable Economic TRC Potential | 0 | 0 | 0 | 0 | 0 | 0 | 0 | 0 | 0 | 0 | 0 | 0 | 0 | 0 | 0 | 0 | 0 | 0 | 0 | 0 | 0 | 0 | 0 | 0 | 0 | 0 | 0
F10_Commercial_Interruptible - Health_New_Space Heating_Natural Gas_Destratification Fans (HVLS)_A_Achievable Economic TRC Potential | F10 | Commercial | Interruptible - Health | New | Space Heating | Natural Gas | Destratification Fans (HVLS) | A | Purchases (Incremental) | Achievable Economic TRC Potential | 0 | 0 | 0 | 0 | 0 | 0 | 0 | 0 | 0 | 0 | 0 | 0 | 0 | 0 | 0 | 0 | 0 | 0 | 0 | 0 | 0 | 0 | 0 | 0 | 0 | 0 | 0
F11_Commercial_Interruptible - Health_New_Space Heating_Natural Gas_Destratification Fans (HVLS)_A_Achievable Economic TRC Potential | F11 | Commercial | Interruptible - Health | New | Space Heating | Natural Gas | Destratification Fans (HVLS) | A | Purchases (Cumulative) | Achievable Economic TRC Potential | 0 | 0 | 0 | 0 | 0 | 0 | 0 | 0 | 0 | 0 | 0 | 0 | 0 | 0 | 0 | 0 | 0 | 0 | 0 | 0 | 0 | 0 | 0 | 0 | 0 | 0 | 0
F1_Commercial_Interruptible - Health_New_Space Heating_Natural Gas_Gas Boiler - Maintenance_A_Achievable Economic TRC Potential | F1 | Commercial | Interruptible - Health | New | Space Heating | Natural Gas | Gas Boiler - Maintenance | A | Integrated Unit Energy Savings (kWh or therms) | Achievable Economic TRC Potential | 0 | 0 | 0 | 0 | 0 | 0 | 0 | 0 | 0 | 0 | 0 | 0 | 0 | 0 | 0 | 0 | 0 | 0 | 0 | 0 | 0 | 0 | 0 | 0 | 0 | 0 | 0
F2_Commercial_Interruptible - Health_New_Space Heating_Natural Gas_Gas Boiler - Maintenance_A_Achievable Economic TRC Potential | F2 | Commercial | Interruptible - Health | New | Space Heating | Natural Gas | Gas Boiler - Maintenance | A | Integrated Unit Summer Peak Savings (kW) | Achievable Economic TRC Potential | 0 | 0 | 0 | 0 | 0 | 0 | 0 | 0 | 0 | 0 | 0 | 0 | 0 | 0 | 0 | 0 | 0 | 0 | 0 | 0 | 0 | 0 | 0 | 0 | 0 | 0 | 0
F3_Commercial_Interruptible - Health_New_Space Heating_Natural Gas_Gas Boiler - Maintenance_A_Achievable Economic TRC Potential | F3 | Commercial | Interruptible - Health | New | Space Heating | Natural Gas | Gas Boiler - Maintenance | A | Integrated Unit Winter Peak Savings (kW) | Achievable Economic TRC Potential | 0 | 0 | 0 | 0 | 0 | 0 | 0 | 0 | 0 | 0 | 0 | 0 | 0 | 0 | 0 | 0 | 0 | 0 | 0 | 0 | 0 | 0 | 0 | 0 | 0 | 0 | 0
F4_Commercial_Interruptible - Health_New_Space Heating_Natural Gas_Gas Boiler - Maintenance_A_Achievable Economic TRC Potential | F4 | Commercial | Interruptible - Health | New | Space Heating | Natural Gas | Gas Boiler - Maintenance | A | Incremental Energy Savings (MWh or mTherms) | Achievable Economic TRC Potential | 0 | 0 | 0 | 0 | 0 | 0 | 0 | 0 | 0 | 0 | 0 | 0 | 0 | 0 | 0 | 0 | 0 | 0 | 0 | 0 | 0 | 0 | 0 | 0 | 0 | 0 | 0
F5_Commercial_Interruptible - Health_New_Space Heating_Natural Gas_Gas Boiler - Maintenance_A_Achievable Economic TRC Potential | F5 | Commercial | Interruptible - Health | New | Space Heating | Natural Gas | Gas Boiler - Maintenance | A | Incremental Summer Peak Savings (MW) | Achievable Economic TRC Potential | 0 | 0 | 0 | 0 | 0 | 0 | 0 | 0 | 0 | 0 | 0 | 0 | 0 | 0 | 0 | 0 | 0 | 0 | 0 | 0 | 0 | 0 | 0 | 0 | 0 | 0 | 0
F6_Commercial_Interruptible - Health_New_Space Heating_Natural Gas_Gas Boiler - Maintenance_A_Achievable Economic TRC Potential | F6 | Commercial | Interruptible - Health | New | Space Heating | Natural Gas | Gas Boiler - Maintenance | A | Incremental Winter Peak Savings (MW) | Achievable Economic TRC Potential | 0 | 0 | 0 | 0 | 0 | 0 | 0 | 0 | 0 | 0 | 0 | 0 | 0 | 0 | 0 | 0 | 0 | 0 | 0 | 0 | 0 | 0 | 0 | 0 | 0 | 0 | 0
F7_Commercial_Interruptible - Health_New_Space Heating_Natural Gas_Gas Boiler - Maintenance_A_Achievable Economic TRC Potential | F7 | Commercial | Interruptible - Health | New | Space Heating | Natural Gas | Gas Boiler - Maintenance | A | Cumulative Energy Savings (MWh or mTherms) | Achievable Economic TRC Potential | 0 | 0 | 0 | 0 | 0 | 0 | 0 | 0 | 0 | 0 | 0 | 0 | 0 | 0 | 0 | 0 | 0 | 0 | 0 | 0 | 0 | 0 | 0 | 0 | 0 | 0 | 0
F8_Commercial_Interruptible - Health_New_Space Heating_Natural Gas_Gas Boiler - Maintenance_A_Achievable Economic TRC Potential | F8 | Commercial | Interruptible - Health | New | Space Heating | Natural Gas | Gas Boiler - Maintenance | A | Cumulative Summer Peak Savings (MW) | Achievable Economic TRC Potential | 0 | 0 | 0 | 0 | 0 | 0 | 0 | 0 | 0 | 0 | 0 | 0 | 0 | 0 | 0 | 0 | 0 | 0 | 0 | 0 | 0 | 0 | 0 | 0 | 0 | 0 | 0
F9_Commercial_Interruptible - Health_New_Space Heating_Natural Gas_Gas Boiler - Maintenance_A_Achievable Economic TRC Potential | F9 | Commercial | Interruptible - Health | New | Space Heating | Natural Gas | Gas Boiler - Maintenance | A | Cumulative Winter Peak Savings (MW) | Achievable Economic TRC Potential | 0 | 0 | 0 | 0 | 0 | 0 | 0 | 0 | 0 | 0 | 0 | 0 | 0 | 0 | 0 | 0 | 0 | 0 | 0 | 0 | 0 | 0 | 0 | 0 | 0 | 0 | 0
F10_Commercial_Interruptible - Health_New_Space Heating_Natural Gas_Gas Boiler - Maintenance_A_Achievable Economic TRC Potential | F10 | Commercial | Interruptible - Health | New | Space Heating | Natural Gas | Gas Boiler - Maintenance | A | Purchases (Incremental) | Achievable Economic TRC Potential | 0 | 0 | 0 | 0 | 0 | 0 | 0 | 0 | 0 | 0 | 0 | 0 | 0 | 0 | 0 | 0 | 0 | 0 | 0 | 0 | 0 | 0 | 0 | 0 | 0 | 0 | 0
F11_Commercial_Interruptible - Health_New_Space Heating_Natural Gas_Gas Boiler - Maintenance_A_Achievable Economic TRC Potential | F11 | Commercial | Interruptible - Health | New | Space Heating | Natural Gas | Gas Boiler - Maintenance | A | Purchases (Cumulative) | Achievable Economic TRC Potential | 0 | 0 | 0 | 0 | 0 | 0 | 0 | 0 | 0 | 0 | 0 | 0 | 0 | 0 | 0 | 0 | 0 | 0 | 0 | 0 | 0 | 0 | 0 | 0 | 0 | 0 | 0
F1_Commercial_Interruptible - Health_New_Space Heating_Natural Gas_Gas Furnace - Maintenance_A_Achievable Economic TRC Potential | F1 | Commercial | Interruptible - Health | New | Space Heating | Natural Gas | Gas Furnace - Maintenance | A | Integrated Unit Energy Savings (kWh or therms) | Achievable Economic TRC Potential | 0 | 0 | 0 | 0 | 0 | 0 | 0 | 0 | 0 | 0 | 0 | 0 | 0 | 0 | 0 | 0 | 0 | 0 | 0 | 0 | 0 | 0 | 0 | 0 | 0 | 0 | 0
F2_Commercial_Interruptible - Health_New_Space Heating_Natural Gas_Gas Furnace - Maintenance_A_Achievable Economic TRC Potential | F2 | Commercial | Interruptible - Health | New | Space Heating | Natural Gas | Gas Furnace - Maintenance | A | Integrated Unit Summer Peak Savings (kW) | Achievable Economic TRC Potential | 0 | 0 | 0 | 0 | 0 | 0 | 0 | 0 | 0 | 0 | 0 | 0 | 0 | 0 | 0 | 0 | 0 | 0 | 0 | 0 | 0 | 0 | 0 | 0 | 0 | 0 | 0
F3_Commercial_Interruptible - Health_New_Space Heating_Natural Gas_Gas Furnace - Maintenance_A_Achievable Economic TRC Potential | F3 | Commercial | Interruptible - Health | New | Space Heating | Natural Gas | Gas Furnace - Maintenance | A | Integrated Unit Winter Peak Savings (kW) | Achievable Economic TRC Potential | 0 | 0 | 0 | 0 | 0 | 0 | 0 | 0 | 0 | 0 | 0 | 0 | 0 | 0 | 0 | 0 | 0 | 0 | 0 | 0 | 0 | 0 | 0 | 0 | 0 | 0 | 0
F4_Commercial_Interruptible - Health_New_Space Heating_Natural Gas_Gas Furnace - Maintenance_A_Achievable Economic TRC Potential | F4 | Commercial | Interruptible - Health | New | Space Heating | Natural Gas | Gas Furnace - Maintenance | A | Incremental Energy Savings (MWh or mTherms) | Achievable Economic TRC Potential | 0 | 0 | 0 | 0 | 0 | 0 | 0 | 0 | 0 | 0 | 0 | 0 | 0 | 0 | 0 | 0 | 0 | 0 | 0 | 0 | 0 | 0 | 0 | 0 | 0 | 0 | 0
F5_Commercial_Interruptible - Health_New_Space Heating_Natural Gas_Gas Furnace - Maintenance_A_Achievable Economic TRC Potential | F5 | Commercial | Interruptible - Health | New | Space Heating | Natural Gas | Gas Furnace - Maintenance | A | Incremental Summer Peak Savings (MW) | Achievable Economic TRC Potential | 0 | 0 | 0 | 0 | 0 | 0 | 0 | 0 | 0 | 0 | 0 | 0 | 0 | 0 | 0 | 0 | 0 | 0 | 0 | 0 | 0 | 0 | 0 | 0 | 0 | 0 | 0
F6_Commercial_Interruptible - Health_New_Space Heating_Natural Gas_Gas Furnace - Maintenance_A_Achievable Economic TRC Potential | F6 | Commercial | Interruptible - Health | New | Space Heating | Natural Gas | Gas Furnace - Maintenance | A | Incremental Winter Peak Savings (MW) | Achievable Economic TRC Potential | 0 | 0 | 0 | 0 | 0 | 0 | 0 | 0 | 0 | 0 | 0 | 0 | 0 | 0 | 0 | 0 | 0 | 0 | 0 | 0 | 0 | 0 | 0 | 0 | 0 | 0 | 0
F7_Commercial_Interruptible - Health_New_Space Heating_Natural Gas_Gas Furnace - Maintenance_A_Achievable Economic TRC Potential | F7 | Commercial | Interruptible - Health | New | Space Heating | Natural Gas | Gas Furnace - Maintenance | A | Cumulative Energy Savings (MWh or mTherms) | Achievable Economic TRC Potential | 0 | 0 | 0 | 0 | 0 | 0 | 0 | 0 | 0 | 0 | 0 | 0 | 0 | 0 | 0 | 0 | 0 | 0 | 0 | 0 | 0 | 0 | 0 | 0 | 0 | 0 | 0
F8_Commercial_Interruptible - Health_New_Space Heating_Natural Gas_Gas Furnace - Maintenance_A_Achievable Economic TRC Potential | F8 | Commercial | Interruptible - Health | New | Space Heating | Natural Gas | Gas Furnace - Maintenance | A | Cumulative Summer Peak Savings (MW) | Achievable Economic TRC Potential | 0 | 0 | 0 | 0 | 0 | 0 | 0 | 0 | 0 | 0 | 0 | 0 | 0 | 0 | 0 | 0 | 0 | 0 | 0 | 0 | 0 | 0 | 0 | 0 | 0 | 0 | 0
F9_Commercial_Interruptible - Health_New_Space Heating_Natural Gas_Gas Furnace - Maintenance_A_Achievable Economic TRC Potential | F9 | Commercial | Interruptible - Health | New | Space Heating | Natural Gas | Gas Furnace - Maintenance | A | Cumulative Winter Peak Savings (MW) | Achievable Economic TRC Potential | 0 | 0 | 0 | 0 | 0 | 0 | 0 | 0 | 0 | 0 | 0 | 0 | 0 | 0 | 0 | 0 | 0 | 0 | 0 | 0 | 0 | 0 | 0 | 0 | 0 | 0 | 0
F10_Commercial_Interruptible - Health_New_Space Heating_Natural Gas_Gas Furnace - Maintenance_A_Achievable Economic TRC Potential | F10 | Commercial | Interruptible - Health | New | Space Heating | Natural Gas | Gas Furnace - Maintenance | A | Purchases (Incremental) | Achievable Economic TRC Potential | 0 | 0 | 0 | 0 | 0 | 0 | 0 | 0 | 0 | 0 | 0 | 0 | 0 | 0 | 0 | 0 | 0 | 0 | 0 | 0 | 0 | 0 | 0 | 0 | 0 | 0 | 0
F11_Commercial_Interruptible - Health_New_Space Heating_Natural Gas_Gas Furnace - Maintenance_A_Achievable Economic TRC Potential | F11 | Commercial | Interruptible - Health | New | Space Heating | Natural Gas | Gas Furnace - Maintenance | A | Purchases (Cumulative) | Achievable Economic TRC Potential | 0 | 0 | 0 | 0 | 0 | 0 | 0 | 0 | 0 | 0 | 0 | 0 | 0 | 0 | 0 | 0 | 0 | 0 | 0 | 0 | 0 | 0 | 0 | 0 | 0 | 0 | 0
F1_Commercial_Interruptible - Health_New_Space Heating_Natural Gas_Gas Boiler - Hot Water Reset_A_Achievable Economic TRC Potential | F1 | Commercial | Interruptible - Health | New | Space Heating | Natural Gas | Gas Boiler - Hot Water Reset | A | Integrated Unit Energy Savings (kWh or therms) | Achievable Economic TRC Potential | 0 | 0 | 0 | 0 | 0 | 0 | 0 | 0 | 0 | 0 | 0 | 0 | 0 | 0 | 0 | 0 | 0 | 0 | 0 | 0 | 0 | 0 | 0 | 0 | 0 | 0 | 0
F2_Commercial_Interruptible - Health_New_Space Heating_Natural Gas_Gas Boiler - Hot Water Reset_A_Achievable Economic TRC Potential | F2 | Commercial | Interruptible - Health | New | Space Heating | Natural Gas | Gas Boiler - Hot Water Reset | A | Integrated Unit Summer Peak Savings (kW) | Achievable Economic TRC Potential | 0 | 0 | 0 | 0 | 0 | 0 | 0 | 0 | 0 | 0 | 0 | 0 | 0 | 0 | 0 | 0 | 0 | 0 | 0 | 0 | 0 | 0 | 0 | 0 | 0 | 0 | 0
F3_Commercial_Interruptible - Health_New_Space Heating_Natural Gas_Gas Boiler - Hot Water Reset_A_Achievable Economic TRC Potential | F3 | Commercial | Interruptible - Health | New | Space Heating | Natural Gas | Gas Boiler - Hot Water Reset | A | Integrated Unit Winter Peak Savings (kW) | Achievable Economic TRC Potential | 0 | 0 | 0 | 0 | 0 | 0 | 0 | 0 | 0 | 0 | 0 | 0 | 0 | 0 | 0 | 0 | 0 | 0 | 0 | 0 | 0 | 0 | 0 | 0 | 0 | 0 | 0
F4_Commercial_Interruptible - Health_New_Space Heating_Natural Gas_Gas Boiler - Hot Water Reset_A_Achievable Economic TRC Potential | F4 | Commercial | Interruptible - Health | New | Space Heating | Natural Gas | Gas Boiler - Hot Water Reset | A | Incremental Energy Savings (MWh or mTherms) | Achievable Economic TRC Potential | 0 | 0 | 0 | 0 | 0 | 0 | 0 | 0 | 0 | 0 | 0 | 0 | 0 | 0 | 0 | 0 | 0 | 0 | 0 | 0 | 0 | 0 | 0 | 0 | 0 | 0 | 0
F5_Commercial_Interruptible - Health_New_Space Heating_Natural Gas_Gas Boiler - Hot Water Reset_A_Achievable Economic TRC Potential | F5 | Commercial | Interruptible - Health | New | Space Heating | Natural Gas | Gas Boiler - Hot Water Reset | A | Incremental Summer Peak Savings (MW) | Achievable Economic TRC Potential | 0 | 0 | 0 | 0 | 0 | 0 | 0 | 0 | 0 | 0 | 0 | 0 | 0 | 0 | 0 | 0 | 0 | 0 | 0 | 0 | 0 | 0 | 0 | 0 | 0 | 0 | 0
F6_Commercial_Interruptible - Health_New_Space Heating_Natural Gas_Gas Boiler - Hot Water Reset_A_Achievable Economic TRC Potential | F6 | Commercial | Interruptible - Health | New | Space Heating | Natural Gas | Gas Boiler - Hot Water Reset | A | Incremental Winter Peak Savings (MW) | Achievable Economic TRC Potential | 0 | 0 | 0 | 0 | 0 | 0 | 0 | 0 | 0 | 0 | 0 | 0 | 0 | 0 | 0 | 0 | 0 | 0 | 0 | 0 | 0 | 0 | 0 | 0 | 0 | 0 | 0
F7_Commercial_Interruptible - Health_New_Space Heating_Natural Gas_Gas Boiler - Hot Water Reset_A_Achievable Economic TRC Potential | F7 | Commercial | Interruptible - Health | New | Space Heating | Natural Gas | Gas Boiler - Hot Water Reset | A | Cumulative Energy Savings (MWh or mTherms) | Achievable Economic TRC Potential | 0 | 0 | 0 | 0 | 0 | 0 | 0 | 0 | 0 | 0 | 0 | 0 | 0 | 0 | 0 | 0 | 0 | 0 | 0 | 0 | 0 | 0 | 0 | 0 | 0 | 0 | 0
F8_Commercial_Interruptible - Health_New_Space Heating_Natural Gas_Gas Boiler - Hot Water Reset_A_Achievable Economic TRC Potential | F8 | Commercial | Interruptible - Health | New | Space Heating | Natural Gas | Gas Boiler - Hot Water Reset | A | Cumulative Summer Peak Savings (MW) | Achievable Economic TRC Potential | 0 | 0 | 0 | 0 | 0 | 0 | 0 | 0 | 0 | 0 | 0 | 0 | 0 | 0 | 0 | 0 | 0 | 0 | 0 | 0 | 0 | 0 | 0 | 0 | 0 | 0 | 0
F9_Commercial_Interruptible - Health_New_Space Heating_Natural Gas_Gas Boiler - Hot Water Reset_A_Achievable Economic TRC Potential | F9 | Commercial | Interruptible - Health | New | Space Heating | Natural Gas | Gas Boiler - Hot Water Reset | A | Cumulative Winter Peak Savings (MW) | Achievable Economic TRC Potential | 0 | 0 | 0 | 0 | 0 | 0 | 0 | 0 | 0 | 0 | 0 | 0 | 0 | 0 | 0 | 0 | 0 | 0 | 0 | 0 | 0 | 0 | 0 | 0 | 0 | 0 | 0
F10_Commercial_Interruptible - Health_New_Space Heating_Natural Gas_Gas Boiler - Hot Water Reset_A_Achievable Economic TRC Potential | F10 | Commercial | Interruptible - Health | New | Space Heating | Natural Gas | Gas Boiler - Hot Water Reset | A | Purchases (Incremental) | Achievable Economic TRC Potential | 0 | 0 | 0 | 0 | 0 | 0 | 0 | 0 | 0 | 0 | 0 | 0 | 0 | 0 | 0 | 0 | 0 | 0 | 0 | 0 | 0 | 0 | 0 | 0 | 0 | 0 | 0
F11_Commercial_Interruptible - Health_New_Space Heating_Natural Gas_Gas Boiler - Hot Water Reset_A_Achievable Economic TRC Potential | F11 | Commercial | Interruptible - Health | New | Space Heating | Natural Gas | Gas Boiler - Hot Water Reset | A | Purchases (Cumulative) | Achievable Economic TRC Potential | 0 | 0 | 0 | 0 | 0 | 0 | 0 | 0 | 0 | 0 | 0 | 0 | 0 | 0 | 0 | 0 | 0 | 0 | 0 | 0 | 0 | 0 | 0 | 0 | 0 | 0 | 0
F1_Commercial_Interruptible - Health_New_Space Heating_Natural Gas_Gas Boiler - Steam Trap Replacement_A_Achievable Economic TRC Potential | F1 | Commercial | Interruptible - Health | New | Space Heating | Natural Gas | Gas Boiler - Steam Trap Replacement | A | Integrated Unit Energy Savings (kWh or therms) | Achievable Economic TRC Potential | 0 | 0 | 0 | 0 | 0 | 0 | 0 | 0 | 0 | 0 | 0 | 0 | 0 | 0 | 0 | 0 | 0 | 0 | 0 | 0 | 0 | 0 | 0 | 0 | 0 | 0 | 0
F2_Commercial_Interruptible - Health_New_Space Heating_Natural Gas_Gas Boiler - Steam Trap Replacement_A_Achievable Economic TRC Potential | F2 | Commercial | Interruptible - Health | New | Space Heating | Natural Gas | Gas Boiler - Steam Trap Replacement | A | Integrated Unit Summer Peak Savings (kW) | Achievable Economic TRC Potential | 0 | 0 | 0 | 0 | 0 | 0 | 0 | 0 | 0 | 0 | 0 | 0 | 0 | 0 | 0 | 0 | 0 | 0 | 0 | 0 | 0 | 0 | 0 | 0 | 0 | 0 | 0
F3_Commercial_Interruptible - Health_New_Space Heating_Natural Gas_Gas Boiler - Steam Trap Replacement_A_Achievable Economic TRC Potential | F3 | Commercial | Interruptible - Health | New | Space Heating | Natural Gas | Gas Boiler - Steam Trap Replacement | A | Integrated Unit Winter Peak Savings (kW) | Achievable Economic TRC Potential | 0 | 0 | 0 | 0 | 0 | 0 | 0 | 0 | 0 | 0 | 0 | 0 | 0 | 0 | 0 | 0 | 0 | 0 | 0 | 0 | 0 | 0 | 0 | 0 | 0 | 0 | 0
F4_Commercial_Interruptible - Health_New_Space Heating_Natural Gas_Gas Boiler - Steam Trap Replacement_A_Achievable Economic TRC Potential | F4 | Commercial | Interruptible - Health | New | Space Heating | Natural Gas | Gas Boiler - Steam Trap Replacement | A | Incremental Energy Savings (MWh or mTherms) | Achievable Economic TRC Potential | 0 | 0 | 0 | 0 | 0 | 0 | 0 | 0 | 0 | 0 | 0 | 0 | 0 | 0 | 0 | 0 | 0 | 0 | 0 | 0 | 0 | 0 | 0 | 0 | 0 | 0 | 0
F5_Commercial_Interruptible - Health_New_Space Heating_Natural Gas_Gas Boiler - Steam Trap Replacement_A_Achievable Economic TRC Potential | F5 | Commercial | Interruptible - Health | New | Space Heating | Natural Gas | Gas Boiler - Steam Trap Replacement | A | Incremental Summer Peak Savings (MW) | Achievable Economic TRC Potential | 0 | 0 | 0 | 0 | 0 | 0 | 0 | 0 | 0 | 0 | 0 | 0 | 0 | 0 | 0 | 0 | 0 | 0 | 0 | 0 | 0 | 0 | 0 | 0 | 0 | 0 | 0
F6_Commercial_Interruptible - Health_New_Space Heating_Natural Gas_Gas Boiler - Steam Trap Replacement_A_Achievable Economic TRC Potential | F6 | Commercial | Interruptible - Health | New | Space Heating | Natural Gas | Gas Boiler - Steam Trap Replacement | A | Incremental Winter Peak Savings (MW) | Achievable Economic TRC Potential | 0 | 0 | 0 | 0 | 0 | 0 | 0 | 0 | 0 | 0 | 0 | 0 | 0 | 0 | 0 | 0 | 0 | 0 | 0 | 0 | 0 | 0 | 0 | 0 | 0 | 0 | 0
F7_Commercial_Interruptible - Health_New_Space Heating_Natural Gas_Gas Boiler - Steam Trap Replacement_A_Achievable Economic TRC Potential | F7 | Commercial | Interruptible - Health | New | Space Heating | Natural Gas | Gas Boiler - Steam Trap Replacement | A | Cumulative Energy Savings (MWh or mTherms) | Achievable Economic TRC Potential | 0 | 0 | 0 | 0 | 0 | 0 | 0 | 0 | 0 | 0 | 0 | 0 | 0 | 0 | 0 | 0 | 0 | 0 | 0 | 0 | 0 | 0 | 0 | 0 | 0 | 0 | 0
F8_Commercial_Interruptible - Health_New_Space Heating_Natural Gas_Gas Boiler - Steam Trap Replacement_A_Achievable Economic TRC Potential | F8 | Commercial | Interruptible - Health | New | Space Heating | Natural Gas | Gas Boiler - Steam Trap Replacement | A | Cumulative Summer Peak Savings (MW) | Achievable Economic TRC Potential | 0 | 0 | 0 | 0 | 0 | 0 | 0 | 0 | 0 | 0 | 0 | 0 | 0 | 0 | 0 | 0 | 0 | 0 | 0 | 0 | 0 | 0 | 0 | 0 | 0 | 0 | 0
F9_Commercial_Interruptible - Health_New_Space Heating_Natural Gas_Gas Boiler - Steam Trap Replacement_A_Achievable Economic TRC Potential | F9 | Commercial | Interruptible - Health | New | Space Heating | Natural Gas | Gas Boiler - Steam Trap Replacement | A | Cumulative Winter Peak Savings (MW) | Achievable Economic TRC Potential | 0 | 0 | 0 | 0 | 0 | 0 | 0 | 0 | 0 | 0 | 0 | 0 | 0 | 0 | 0 | 0 | 0 | 0 | 0 | 0 | 0 | 0 | 0 | 0 | 0 | 0 | 0
F10_Commercial_Interruptible - Health_New_Space Heating_Natural Gas_Gas Boiler - Steam Trap Replacement_A_Achievable Economic TRC Potential | F10 | Commercial | Interruptible - Health | New | Space Heating | Natural Gas | Gas Boiler - Steam Trap Replacement | A | Purchases (Incremental) | Achievable Economic TRC Potential | 0 | 0 | 0 | 0 | 0 | 0 | 0 | 0 | 0 | 0 | 0 | 0 | 0 | 0 | 0 | 0 | 0 | 0 | 0 | 0 | 0 | 0 | 0 | 0 | 0 | 0 | 0
F11_Commercial_Interruptible - Health_New_Space Heating_Natural Gas_Gas Boiler - Steam Trap Replacement_A_Achievable Economic TRC Potential | F11 | Commercial | Interruptible - Health | New | Space Heating | Natural Gas | Gas Boiler - Steam Trap Replacement | A | Purchases (Cumulative) | Achievable Economic TRC Potential | 0 | 0 | 0 | 0 | 0 | 0 | 0 | 0 | 0 | 0 | 0 | 0 | 0 | 0 | 0 | 0 | 0 | 0 | 0 | 0 | 0 | 0 | 0 | 0 | 0 | 0 | 0
F1_Commercial_Interruptible - Health_New_Space Heating_Natural Gas_Gas Boiler - High Turndown Burner_A_Achievable Economic TRC Potential | F1 | Commercial | Interruptible - Health | New | Space Heating | Natural Gas | Gas Boiler - High Turndown Burner | A | Integrated Unit Energy Savings (kWh or therms) | Achievable Economic TRC Potential | 0 | 0 | 0 | 0 | 0 | 0 | 0 | 0 | 0 | 0 | 0 | 0 | 0 | 0 | 0 | 0 | 0 | 0 | 0 | 0 | 0 | 0 | 0 | 0 | 0 | 0 | 0
F2_Commercial_Interruptible - Health_New_Space Heating_Natural Gas_Gas Boiler - High Turndown Burner_A_Achievable Economic TRC Potential | F2 | Commercial | Interruptible - Health | New | Space Heating | Natural Gas | Gas Boiler - High Turndown Burner | A | Integrated Unit Summer Peak Savings (kW) | Achievable Economic TRC Potential | 0 | 0 | 0 | 0 | 0 | 0 | 0 | 0 | 0 | 0 | 0 | 0 | 0 | 0 | 0 | 0 | 0 | 0 | 0 | 0 | 0 | 0 | 0 | 0 | 0 | 0 | 0
F3_Commercial_Interruptible - Health_New_Space Heating_Natural Gas_Gas Boiler - High Turndown Burner_A_Achievable Economic TRC Potential | F3 | Commercial | Interruptible - Health | New | Space Heating | Natural Gas | Gas Boiler - High Turndown Burner | A | Integrated Unit Winter Peak Savings (kW) | Achievable Economic TRC Potential | 0 | 0 | 0 | 0 | 0 | 0 | 0 | 0 | 0 | 0 | 0 | 0 | 0 | 0 | 0 | 0 | 0 | 0 | 0 | 0 | 0 | 0 | 0 | 0 | 0 | 0 | 0
F4_Commercial_Interruptible - Health_New_Space Heating_Natural Gas_Gas Boiler - High Turndown Burner_A_Achievable Economic TRC Potential | F4 | Commercial | Interruptible - Health | New | Space Heating | Natural Gas | Gas Boiler - High Turndown Burner | A | Incremental Energy Savings (MWh or mTherms) | Achievable Economic TRC Potential | 0 | 0 | 0 | 0 | 0 | 0 | 0 | 0 | 0 | 0 | 0 | 0 | 0 | 0 | 0 | 0 | 0 | 0 | 0 | 0 | 0 | 0 | 0 | 0 | 0 | 0 | 0
F5_Commercial_Interruptible - Health_New_Space Heating_Natural Gas_Gas Boiler - High Turndown Burner_A_Achievable Economic TRC Potential | F5 | Commercial | Interruptible - Health | New | Space Heating | Natural Gas | Gas Boiler - High Turndown Burner | A | Incremental Summer Peak Savings (MW) | Achievable Economic TRC Potential | 0 | 0 | 0 | 0 | 0 | 0 | 0 | 0 | 0 | 0 | 0 | 0 | 0 | 0 | 0 | 0 | 0 | 0 | 0 | 0 | 0 | 0 | 0 | 0 | 0 | 0 | 0
F6_Commercial_Interruptible - Health_New_Space Heating_Natural Gas_Gas Boiler - High Turndown Burner_A_Achievable Economic TRC Potential | F6 | Commercial | Interruptible - Health | New | Space Heating | Natural Gas | Gas Boiler - High Turndown Burner | A | Incremental Winter Peak Savings (MW) | Achievable Economic TRC Potential | 0 | 0 | 0 | 0 | 0 | 0 | 0 | 0 | 0 | 0 | 0 | 0 | 0 | 0 | 0 | 0 | 0 | 0 | 0 | 0 | 0 | 0 | 0 | 0 | 0 | 0 | 0
F7_Commercial_Interruptible - Health_New_Space Heating_Natural Gas_Gas Boiler - High Turndown Burner_A_Achievable Economic TRC Potential | F7 | Commercial | Interruptible - Health | New | Space Heating | Natural Gas | Gas Boiler - High Turndown Burner | A | Cumulative Energy Savings (MWh or mTherms) | Achievable Economic TRC Potential | 0 | 0 | 0 | 0 | 0 | 0 | 0 | 0 | 0 | 0 | 0 | 0 | 0 | 0 | 0 | 0 | 0 | 0 | 0 | 0 | 0 | 0 | 0 | 0 | 0 | 0 | 0
F8_Commercial_Interruptible - Health_New_Space Heating_Natural Gas_Gas Boiler - High Turndown Burner_A_Achievable Economic TRC Potential | F8 | Commercial | Interruptible - Health | New | Space Heating | Natural Gas | Gas Boiler - High Turndown Burner | A | Cumulative Summer Peak Savings (MW) | Achievable Economic TRC Potential | 0 | 0 | 0 | 0 | 0 | 0 | 0 | 0 | 0 | 0 | 0 | 0 | 0 | 0 | 0 | 0 | 0 | 0 | 0 | 0 | 0 | 0 | 0 | 0 | 0 | 0 | 0
F9_Commercial_Interruptible - Health_New_Space Heating_Natural Gas_Gas Boiler - High Turndown Burner_A_Achievable Economic TRC Potential | F9 | Commercial | Interruptible - Health | New | Space Heating | Natural Gas | Gas Boiler - High Turndown Burner | A | Cumulative Winter Peak Savings (MW) | Achievable Economic TRC Potential | 0 | 0 | 0 | 0 | 0 | 0 | 0 | 0 | 0 | 0 | 0 | 0 | 0 | 0 | 0 | 0 | 0 | 0 | 0 | 0 | 0 | 0 | 0 | 0 | 0 | 0 | 0
F10_Commercial_Interruptible - Health_New_Space Heating_Natural Gas_Gas Boiler - High Turndown Burner_A_Achievable Economic TRC Potential | F10 | Commercial | Interruptible - Health | New | Space Heating | Natural Gas | Gas Boiler - High Turndown Burner | A | Purchases (Incremental) | Achievable Economic TRC Potential | 0 | 0 | 0 | 0 | 0 | 0 | 0 | 0 | 0 | 0 | 0 | 0 | 0 | 0 | 0 | 0 | 0 | 0 | 0 | 0 | 0 | 0 | 0 | 0 | 0 | 0 | 0
F11_Commercial_Interruptible - Health_New_Space Heating_Natural Gas_Gas Boiler - High Turndown Burner_A_Achievable Economic TRC Potential | F11 | Commercial | Interruptible - Health | New | Space Heating | Natural Gas | Gas Boiler - High Turndown Burner | A | Purchases (Cumulative) | Achievable Economic TRC Potential | 0 | 0 | 0 | 0 | 0 | 0 | 0 | 0 | 0 | 0 | 0 | 0 | 0 | 0 | 0 | 0 | 0 | 0 | 0 | 0 | 0 | 0 | 0 | 0 | 0 | 0 | 0
F1_Commercial_Interruptible - Health_New_Space Heating_Natural Gas_Gas Boiler - Burner Control Optimization_A_Achievable Economic TRC Potential | F1 | Commercial | Interruptible - Health | New | Space Heating | Natural Gas | Gas Boiler - Burner Control Optimization | A | Integrated Unit Energy Savings (kWh or therms) | Achievable Economic TRC Potential | 0 | 0 | 0 | 0 | 0 | 0 | 0 | 0 | 0 | 0 | 0 | 0 | 0 | 0 | 0 | 0 | 0 | 0 | 0 | 0 | 0 | 0 | 0 | 0 | 0 | 0 | 0
F2_Commercial_Interruptible - Health_New_Space Heating_Natural Gas_Gas Boiler - Burner Control Optimization_A_Achievable Economic TRC Potential | F2 | Commercial | Interruptible - Health | New | Space Heating | Natural Gas | Gas Boiler - Burner Control Optimization | A | Integrated Unit Summer Peak Savings (kW) | Achievable Economic TRC Potential | 0 | 0 | 0 | 0 | 0 | 0 | 0 | 0 | 0 | 0 | 0 | 0 | 0 | 0 | 0 | 0 | 0 | 0 | 0 | 0 | 0 | 0 | 0 | 0 | 0 | 0 | 0
F3_Commercial_Interruptible - Health_New_Space Heating_Natural Gas_Gas Boiler - Burner Control Optimization_A_Achievable Economic TRC Potential | F3 | Commercial | Interruptible - Health | New | Space Heating | Natural Gas | Gas Boiler - Burner Control Optimization | A | Integrated Unit Winter Peak Savings (kW) | Achievable Economic TRC Potential | 0 | 0 | 0 | 0 | 0 | 0 | 0 | 0 | 0 | 0 | 0 | 0 | 0 | 0 | 0 | 0 | 0 | 0 | 0 | 0 | 0 | 0 | 0 | 0 | 0 | 0 | 0
F4_Commercial_Interruptible - Health_New_Space Heating_Natural Gas_Gas Boiler - Burner Control Optimization_A_Achievable Economic TRC Potential | F4 | Commercial | Interruptible - Health | New | Space Heating | Natural Gas | Gas Boiler - Burner Control Optimization | A | Incremental Energy Savings (MWh or mTherms) | Achievable Economic TRC Potential | 0 | 0 | 0 | 0 | 0 | 0 | 0 | 0 | 0 | 0 | 0 | 0 | 0 | 0 | 0 | 0 | 0 | 0 | 0 | 0 | 0 | 0 | 0 | 0 | 0 | 0 | 0
F5_Commercial_Interruptible - Health_New_Space Heating_Natural Gas_Gas Boiler - Burner Control Optimization_A_Achievable Economic TRC Potential | F5 | Commercial | Interruptible - Health | New | Space Heating | Natural Gas | Gas Boiler - Burner Control Optimization | A | Incremental Summer Peak Savings (MW) | Achievable Economic TRC Potential | 0 | 0 | 0 | 0 | 0 | 0 | 0 | 0 | 0 | 0 | 0 | 0 | 0 | 0 | 0 | 0 | 0 | 0 | 0 | 0 | 0 | 0 | 0 | 0 | 0 | 0 | 0
F6_Commercial_Interruptible - Health_New_Space Heating_Natural Gas_Gas Boiler - Burner Control Optimization_A_Achievable Economic TRC Potential | F6 | Commercial | Interruptible - Health | New | Space Heating | Natural Gas | Gas Boiler - Burner Control Optimization | A | Incremental Winter Peak Savings (MW) | Achievable Economic TRC Potential | 0 | 0 | 0 | 0 | 0 | 0 | 0 | 0 | 0 | 0 | 0 | 0 | 0 | 0 | 0 | 0 | 0 | 0 | 0 | 0 | 0 | 0 | 0 | 0 | 0 | 0 | 0
F7_Commercial_Interruptible - Health_New_Space Heating_Natural Gas_Gas Boiler - Burner Control Optimization_A_Achievable Economic TRC Potential | F7 | Commercial | Interruptible - Health | New | Space Heating | Natural Gas | Gas Boiler - Burner Control Optimization | A | Cumulative Energy Savings (MWh or mTherms) | Achievable Economic TRC Potential | 0 | 0 | 0 | 0 | 0 | 0 | 0 | 0 | 0 | 0 | 0 | 0 | 0 | 0 | 0 | 0 | 0 | 0 | 0 | 0 | 0 | 0 | 0 | 0 | 0 | 0 | 0
F8_Commercial_Interruptible - Health_New_Space Heating_Natural Gas_Gas Boiler - Burner Control Optimization_A_Achievable Economic TRC Potential | F8 | Commercial | Interruptible - Health | New | Space Heating | Natural Gas | Gas Boiler - Burner Control Optimization | A | Cumulative Summer Peak Savings (MW) | Achievable Economic TRC Potential | 0 | 0 | 0 | 0 | 0 | 0 | 0 | 0 | 0 | 0 | 0 | 0 | 0 | 0 | 0 | 0 | 0 | 0 | 0 | 0 | 0 | 0 | 0 | 0 | 0 | 0 | 0
F9_Commercial_Interruptible - Health_New_Space Heating_Natural Gas_Gas Boiler - Burner Control Optimization_A_Achievable Economic TRC Potential | F9 | Commercial | Interruptible - Health | New | Space Heating | Natural Gas | Gas Boiler - Burner Control Optimization | A | Cumulative Winter Peak Savings (MW) | Achievable Economic TRC Potential | 0 | 0 | 0 | 0 | 0 | 0 | 0 | 0 | 0 | 0 | 0 | 0 | 0 | 0 | 0 | 0 | 0 | 0 | 0 | 0 | 0 | 0 | 0 | 0 | 0 | 0 | 0
F10_Commercial_Interruptible - Health_New_Space Heating_Natural Gas_Gas Boiler - Burner Control Optimization_A_Achievable Economic TRC Potential | F10 | Commercial | Interruptible - Health | New | Space Heating | Natural Gas | Gas Boiler - Burner Control Optimization | A | Purchases (Incremental) | Achievable Economic TRC Potential | 0 | 0 | 0 | 0 | 0 | 0 | 0 | 0 | 0 | 0 | 0 | 0 | 0 | 0 | 0 | 0 | 0 | 0 | 0 | 0 | 0 | 0 | 0 | 0 | 0 | 0 | 0
F11_Commercial_Interruptible - Health_New_Space Heating_Natural Gas_Gas Boiler - Burner Control Optimization_A_Achievable Economic TRC Potential | F11 | Commercial | Interruptible - Health | New | Space Heating | Natural Gas | Gas Boiler - Burner Control Optimization | A | Purchases (Cumulative) | Achievable Economic TRC Potential | 0 | 0 | 0 | 0 | 0 | 0 | 0 | 0 | 0 | 0 | 0 | 0 | 0 | 0 | 0 | 0 | 0 | 0 | 0 | 0 | 0 | 0 | 0 | 0 | 0 | 0 | 0
F1_Commercial_Interruptible - Health_New_Space Heating_Natural Gas_Gas Boiler - Stack Economizer_A_Achievable Economic TRC Potential | F1 | Commercial | Interruptible - Health | New | Space Heating | Natural Gas | Gas Boiler - Stack Economizer | A | Integrated Unit Energy Savings (kWh or therms) | Achievable Economic TRC Potential | 0 | 0 | 0 | 0 | 0 | 0 | 0 | 0 | 0 | 0 | 0 | 0 | 0 | 0 | 0 | 0 | 0 | 0 | 0 | 0 | 0 | 0 | 0 | 0 | 0 | 0 | 0
F2_Commercial_Interruptible - Health_New_Space Heating_Natural Gas_Gas Boiler - Stack Economizer_A_Achievable Economic TRC Potential | F2 | Commercial | Interruptible - Health | New | Space Heating | Natural Gas | Gas Boiler - Stack Economizer | A | Integrated Unit Summer Peak Savings (kW) | Achievable Economic TRC Potential | 0 | 0 | 0 | 0 | 0 | 0 | 0 | 0 | 0 | 0 | 0 | 0 | 0 | 0 | 0 | 0 | 0 | 0 | 0 | 0 | 0 | 0 | 0 | 0 | 0 | 0 | 0
F3_Commercial_Interruptible - Health_New_Space Heating_Natural Gas_Gas Boiler - Stack Economizer_A_Achievable Economic TRC Potential | F3 | Commercial | Interruptible - Health | New | Space Heating | Natural Gas | Gas Boiler - Stack Economizer | A | Integrated Unit Winter Peak Savings (kW) | Achievable Economic TRC Potential | 0 | 0 | 0 | 0 | 0 | 0 | 0 | 0 | 0 | 0 | 0 | 0 | 0 | 0 | 0 | 0 | 0 | 0 | 0 | 0 | 0 | 0 | 0 | 0 | 0 | 0 | 0
F4_Commercial_Interruptible - Health_New_Space Heating_Natural Gas_Gas Boiler - Stack Economizer_A_Achievable Economic TRC Potential | F4 | Commercial | Interruptible - Health | New | Space Heating | Natural Gas | Gas Boiler - Stack Economizer | A | Incremental Energy Savings (MWh or mTherms) | Achievable Economic TRC Potential | 0 | 0 | 0 | 0 | 0 | 0 | 0 | 0 | 0 | 0 | 0 | 0 | 0 | 0 | 0 | 0 | 0 | 0 | 0 | 0 | 0 | 0 | 0 | 0 | 0 | 0 | 0
F5_Commercial_Interruptible - Health_New_Space Heating_Natural Gas_Gas Boiler - Stack Economizer_A_Achievable Economic TRC Potential | F5 | Commercial | Interruptible - Health | New | Space Heating | Natural Gas | Gas Boiler - Stack Economizer | A | Incremental Summer Peak Savings (MW) | Achievable Economic TRC Potential | 0 | 0 | 0 | 0 | 0 | 0 | 0 | 0 | 0 | 0 | 0 | 0 | 0 | 0 | 0 | 0 | 0 | 0 | 0 | 0 | 0 | 0 | 0 | 0 | 0 | 0 | 0
F6_Commercial_Interruptible - Health_New_Space Heating_Natural Gas_Gas Boiler - Stack Economizer_A_Achievable Economic TRC Potential | F6 | Commercial | Interruptible - Health | New | Space Heating | Natural Gas | Gas Boiler - Stack Economizer | A | Incremental Winter Peak Savings (MW) | Achievable Economic TRC Potential | 0 | 0 | 0 | 0 | 0 | 0 | 0 | 0 | 0 | 0 | 0 | 0 | 0 | 0 | 0 | 0 | 0 | 0 | 0 | 0 | 0 | 0 | 0 | 0 | 0 | 0 | 0
F7_Commercial_Interruptible - Health_New_Space Heating_Natural Gas_Gas Boiler - Stack Economizer_A_Achievable Economic TRC Potential | F7 | Commercial | Interruptible - Health | New | Space Heating | Natural Gas | Gas Boiler - Stack Economizer | A | Cumulative Energy Savings (MWh or mTherms) | Achievable Economic TRC Potential | 0 | 0 | 0 | 0 | 0 | 0 | 0 | 0 | 0 | 0 | 0 | 0 | 0 | 0 | 0 | 0 | 0 | 0 | 0 | 0 | 0 | 0 | 0 | 0 | 0 | 0 | 0
F8_Commercial_Interruptible - Health_New_Space Heating_Natural Gas_Gas Boiler - Stack Economizer_A_Achievable Economic TRC Potential | F8 | Commercial | Interruptible - Health | New | Space Heating | Natural Gas | Gas Boiler - Stack Economizer | A | Cumulative Summer Peak Savings (MW) | Achievable Economic TRC Potential | 0 | 0 | 0 | 0 | 0 | 0 | 0 | 0 | 0 | 0 | 0 | 0 | 0 | 0 | 0 | 0 | 0 | 0 | 0 | 0 | 0 | 0 | 0 | 0 | 0 | 0 | 0
F9_Commercial_Interruptible - Health_New_Space Heating_Natural Gas_Gas Boiler - Stack Economizer_A_Achievable Economic TRC Potential | F9 | Commercial | Interruptible - Health | New | Space Heating | Natural Gas | Gas Boiler - Stack Economizer | A | Cumulative Winter Peak Savings (MW) | Achievable Economic TRC Potential | 0 | 0 | 0 | 0 | 0 | 0 | 0 | 0 | 0 | 0 | 0 | 0 | 0 | 0 | 0 | 0 | 0 | 0 | 0 | 0 | 0 | 0 | 0 | 0 | 0 | 0 | 0
F10_Commercial_Interruptible - Health_New_Space Heating_Natural Gas_Gas Boiler - Stack Economizer_A_Achievable Economic TRC Potential | F10 | Commercial | Interruptible - Health | New | Space Heating | Natural Gas | Gas Boiler - Stack Economizer | A | Purchases (Incremental) | Achievable Economic TRC Potential | 0 | 0 | 0 | 0 | 0 | 0 | 0 | 0 | 0 | 0 | 0 | 0 | 0 | 0 | 0 | 0 | 0 | 0 | 0 | 0 | 0 | 0 | 0 | 0 | 0 | 0 | 0
F11_Commercial_Interruptible - Health_New_Space Heating_Natural Gas_Gas Boiler - Stack Economizer_A_Achievable Economic TRC Potential | F11 | Commercial | Interruptible - Health | New | Space Heating | Natural Gas | Gas Boiler - Stack Economizer | A | Purchases (Cumulative) | Achievable Economic TRC Potential | 0 | 0 | 0 | 0 | 0 | 0 | 0 | 0 | 0 | 0 | 0 | 0 | 0 | 0 | 0 | 0 | 0 | 0 | 0 | 0 | 0 | 0 | 0 | 0 | 0 | 0 | 0
F1_Commercial_Interruptible - Health_New_Space Heating_Natural Gas_Gas Boiler - Thermostatic Radiator Valves_A_Achievable Economic TRC Potential | F1 | Commercial | Interruptible - Health | New | Space Heating | Natural Gas | Gas Boiler - Thermostatic Radiator Valves | A | Integrated Unit Energy Savings (kWh or therms) | Achievable Economic TRC Potential | 0 | 0 | 0 | 0 | 0 | 0 | 0 | 0 | 0 | 0 | 0 | 0 | 0 | 0 | 0 | 0 | 0 | 0 | 0 | 0 | 0 | 0 | 0 | 0 | 0 | 0 | 0
F2_Commercial_Interruptible - Health_New_Space Heating_Natural Gas_Gas Boiler - Thermostatic Radiator Valves_A_Achievable Economic TRC Potential | F2 | Commercial | Interruptible - Health | New | Space Heating | Natural Gas | Gas Boiler - Thermostatic Radiator Valves | A | Integrated Unit Summer Peak Savings (kW) | Achievable Economic TRC Potential | 0 | 0 | 0 | 0 | 0 | 0 | 0 | 0 | 0 | 0 | 0 | 0 | 0 | 0 | 0 | 0 | 0 | 0 | 0 | 0 | 0 | 0 | 0 | 0 | 0 | 0 | 0
F3_Commercial_Interruptible - Health_New_Space Heating_Natural Gas_Gas Boiler - Thermostatic Radiator Valves_A_Achievable Economic TRC Potential | F3 | Commercial | Interruptible - Health | New | Space Heating | Natural Gas | Gas Boiler - Thermostatic Radiator Valves | A | Integrated Unit Winter Peak Savings (kW) | Achievable Economic TRC Potential | 0 | 0 | 0 | 0 | 0 | 0 | 0 | 0 | 0 | 0 | 0 | 0 | 0 | 0 | 0 | 0 | 0 | 0 | 0 | 0 | 0 | 0 | 0 | 0 | 0 | 0 | 0
F4_Commercial_Interruptible - Health_New_Space Heating_Natural Gas_Gas Boiler - Thermostatic Radiator Valves_A_Achievable Economic TRC Potential | F4 | Commercial | Interruptible - Health | New | Space Heating | Natural Gas | Gas Boiler - Thermostatic Radiator Valves | A | Incremental Energy Savings (MWh or mTherms) | Achievable Economic TRC Potential | 0 | 0 | 0 | 0 | 0 | 0 | 0 | 0 | 0 | 0 | 0 | 0 | 0 | 0 | 0 | 0 | 0 | 0 | 0 | 0 | 0 | 0 | 0 | 0 | 0 | 0 | 0
F5_Commercial_Interruptible - Health_New_Space Heating_Natural Gas_Gas Boiler - Thermostatic Radiator Valves_A_Achievable Economic TRC Potential | F5 | Commercial | Interruptible - Health | New | Space Heating | Natural Gas | Gas Boiler - Thermostatic Radiator Valves | A | Incremental Summer Peak Savings (MW) | Achievable Economic TRC Potential | 0 | 0 | 0 | 0 | 0 | 0 | 0 | 0 | 0 | 0 | 0 | 0 | 0 | 0 | 0 | 0 | 0 | 0 | 0 | 0 | 0 | 0 | 0 | 0 | 0 | 0 | 0
F6_Commercial_Interruptible - Health_New_Space Heating_Natural Gas_Gas Boiler - Thermostatic Radiator Valves_A_Achievable Economic TRC Potential | F6 | Commercial | Interruptible - Health | New | Space Heating | Natural Gas | Gas Boiler - Thermostatic Radiator Valves | A | Incremental Winter Peak Savings (MW) | Achievable Economic TRC Potential | 0 | 0 | 0 | 0 | 0 | 0 | 0 | 0 | 0 | 0 | 0 | 0 | 0 | 0 | 0 | 0 | 0 | 0 | 0 | 0 | 0 | 0 | 0 | 0 | 0 | 0 | 0
F7_Commercial_Interruptible - Health_New_Space Heating_Natural Gas_Gas Boiler - Thermostatic Radiator Valves_A_Achievable Economic TRC Potential | F7 | Commercial | Interruptible - Health | New | Space Heating | Natural Gas | Gas Boiler - Thermostatic Radiator Valves | A | Cumulative Energy Savings (MWh or mTherms) | Achievable Economic TRC Potential | 0 | 0 | 0 | 0 | 0 | 0 | 0 | 0 | 0 | 0 | 0 | 0 | 0 | 0 | 0 | 0 | 0 | 0 | 0 | 0 | 0 | 0 | 0 | 0 | 0 | 0 | 0
F8_Commercial_Interruptible - Health_New_Space Heating_Natural Gas_Gas Boiler - Thermostatic Radiator Valves_A_Achievable Economic TRC Potential | F8 | Commercial | Interruptible - Health | New | Space Heating | Natural Gas | Gas Boiler - Thermostatic Radiator Valves | A | Cumulative Summer Peak Savings (MW) | Achievable Economic TRC Potential | 0 | 0 | 0 | 0 | 0 | 0 | 0 | 0 | 0 | 0 | 0 | 0 | 0 | 0 | 0 | 0 | 0 | 0 | 0 | 0 | 0 | 0 | 0 | 0 | 0 | 0 | 0
F9_Commercial_Interruptible - Health_New_Space Heating_Natural Gas_Gas Boiler - Thermostatic Radiator Valves_A_Achievable Economic TRC Potential | F9 | Commercial | Interruptible - Health | New | Space Heating | Natural Gas | Gas Boiler - Thermostatic Radiator Valves | A | Cumulative Winter Peak Savings (MW) | Achievable Economic TRC Potential | 0 | 0 | 0 | 0 | 0 | 0 | 0 | 0 | 0 | 0 | 0 | 0 | 0 | 0 | 0 | 0 | 0 | 0 | 0 | 0 | 0 | 0 | 0 | 0 | 0 | 0 | 0
F10_Commercial_Interruptible - Health_New_Space Heating_Natural Gas_Gas Boiler - Thermostatic Radiator Valves_A_Achievable Economic TRC Potential | F10 | Commercial | Interruptible - Health | New | Space Heating | Natural Gas | Gas Boiler - Thermostatic Radiator Valves | A | Purchases (Incremental) | Achievable Economic TRC Potential | 0 | 0 | 0 | 0 | 0 | 0 | 0 | 0 | 0 | 0 | 0 | 0 | 0 | 0 | 0 | 0 | 0 | 0 | 0 | 0 | 0 | 0 | 0 | 0 | 0 | 0 | 0
F11_Commercial_Interruptible - Health_New_Space Heating_Natural Gas_Gas Boiler - Thermostatic Radiator Valves_A_Achievable Economic TRC Potential | F11 | Commercial | Interruptible - Health | New | Space Heating | Natural Gas | Gas Boiler - Thermostatic Radiator Valves | A | Purchases (Cumulative) | Achievable Economic TRC Potential | 0 | 0 | 0 | 0 | 0 | 0 | 0 | 0 | 0 | 0 | 0 | 0 | 0 | 0 | 0 | 0 | 0 | 0 | 0 | 0 | 0 | 0 | 0 | 0 | 0 | 0 | 0
F1_Commercial_Interruptible - Health_New_Space Heating_Natural Gas_HVAC - Shut Off Damper_A_Achievable Economic TRC Potential | F1 | Commercial | Interruptible - Health | New | Space Heating | Natural Gas | HVAC - Shut Off Damper | A | Integrated Unit Energy Savings (kWh or therms) | Achievable Economic TRC Potential | 0 | 0 | 0 | 0 | 0 | 0 | 0 | 0 | 0 | 0 | 0 | 0 | 0 | 0 | 0 | 0 | 0 | 0 | 0 | 0 | 0 | 0 | 0 | 0 | 0 | 0 | 0
F2_Commercial_Interruptible - Health_New_Space Heating_Natural Gas_HVAC - Shut Off Damper_A_Achievable Economic TRC Potential | F2 | Commercial | Interruptible - Health | New | Space Heating | Natural Gas | HVAC - Shut Off Damper | A | Integrated Unit Summer Peak Savings (kW) | Achievable Economic TRC Potential | 0 | 0 | 0 | 0 | 0 | 0 | 0 | 0 | 0 | 0 | 0 | 0 | 0 | 0 | 0 | 0 | 0 | 0 | 0 | 0 | 0 | 0 | 0 | 0 | 0 | 0 | 0
F3_Commercial_Interruptible - Health_New_Space Heating_Natural Gas_HVAC - Shut Off Damper_A_Achievable Economic TRC Potential | F3 | Commercial | Interruptible - Health | New | Space Heating | Natural Gas | HVAC - Shut Off Damper | A | Integrated Unit Winter Peak Savings (kW) | Achievable Economic TRC Potential | 0 | 0 | 0 | 0 | 0 | 0 | 0 | 0 | 0 | 0 | 0 | 0 | 0 | 0 | 0 | 0 | 0 | 0 | 0 | 0 | 0 | 0 | 0 | 0 | 0 | 0 | 0
F4_Commercial_Interruptible - Health_New_Space Heating_Natural Gas_HVAC - Shut Off Damper_A_Achievable Economic TRC Potential | F4 | Commercial | Interruptible - Health | New | Space Heating | Natural Gas | HVAC - Shut Off Damper | A | Incremental Energy Savings (MWh or mTherms) | Achievable Economic TRC Potential | 0 | 0 | 0 | 0 | 0 | 0 | 0 | 0 | 0 | 0 | 0 | 0 | 0 | 0 | 0 | 0 | 0 | 0 | 0 | 0 | 0 | 0 | 0 | 0 | 0 | 0 | 0
F5_Commercial_Interruptible - Health_New_Space Heating_Natural Gas_HVAC - Shut Off Damper_A_Achievable Economic TRC Potential | F5 | Commercial | Interruptible - Health | New | Space Heating | Natural Gas | HVAC - Shut Off Damper | A | Incremental Summer Peak Savings (MW) | Achievable Economic TRC Potential | 0 | 0 | 0 | 0 | 0 | 0 | 0 | 0 | 0 | 0 | 0 | 0 | 0 | 0 | 0 | 0 | 0 | 0 | 0 | 0 | 0 | 0 | 0 | 0 | 0 | 0 | 0
F6_Commercial_Interruptible - Health_New_Space Heating_Natural Gas_HVAC - Shut Off Damper_A_Achievable Economic TRC Potential | F6 | Commercial | Interruptible - Health | New | Space Heating | Natural Gas | HVAC - Shut Off Damper | A | Incremental Winter Peak Savings (MW) | Achievable Economic TRC Potential | 0 | 0 | 0 | 0 | 0 | 0 | 0 | 0 | 0 | 0 | 0 | 0 | 0 | 0 | 0 | 0 | 0 | 0 | 0 | 0 | 0 | 0 | 0 | 0 | 0 | 0 | 0
F7_Commercial_Interruptible - Health_New_Space Heating_Natural Gas_HVAC - Shut Off Damper_A_Achievable Economic TRC Potential | F7 | Commercial | Interruptible - Health | New | Space Heating | Natural Gas | HVAC - Shut Off Damper | A | Cumulative Energy Savings (MWh or mTherms) | Achievable Economic TRC Potential | 0 | 0 | 0 | 0 | 0 | 0 | 0 | 0 | 0 | 0 | 0 | 0 | 0 | 0 | 0 | 0 | 0 | 0 | 0 | 0 | 0 | 0 | 0 | 0 | 0 | 0 | 0
F8_Commercial_Interruptible - Health_New_Space Heating_Natural Gas_HVAC - Shut Off Damper_A_Achievable Economic TRC Potential | F8 | Commercial | Interruptible - Health | New | Space Heating | Natural Gas | HVAC - Shut Off Damper | A | Cumulative Summer Peak Savings (MW) | Achievable Economic TRC Potential | 0 | 0 | 0 | 0 | 0 | 0 | 0 | 0 | 0 | 0 | 0 | 0 | 0 | 0 | 0 | 0 | 0 | 0 | 0 | 0 | 0 | 0 | 0 | 0 | 0 | 0 | 0
F9_Commercial_Interruptible - Health_New_Space Heating_Natural Gas_HVAC - Shut Off Damper_A_Achievable Economic TRC Potential | F9 | Commercial | Interruptible - Health | New | Space Heating | Natural Gas | HVAC - Shut Off Damper | A | Cumulative Winter Peak Savings (MW) | Achievable Economic TRC Potential | 0 | 0 | 0 | 0 | 0 | 0 | 0 | 0 | 0 | 0 | 0 | 0 | 0 | 0 | 0 | 0 | 0 | 0 | 0 | 0 | 0 | 0 | 0 | 0 | 0 | 0 | 0
F10_Commercial_Interruptible - Health_New_Space Heating_Natural Gas_HVAC - Shut Off Damper_A_Achievable Economic TRC Potential | F10 | Commercial | Interruptible - Health | New | Space Heating | Natural Gas | HVAC - Shut Off Damper | A | Purchases (Incremental) | Achievable Economic TRC Potential | 0 | 0 | 0 | 0 | 0 | 0 | 0 | 0 | 0 | 0 | 0 | 0 | 0 | 0 | 0 | 0 | 0 | 0 | 0 | 0 | 0 | 0 | 0 | 0 | 0 | 0 | 0
F11_Commercial_Interruptible - Health_New_Space Heating_Natural Gas_HVAC - Shut Off Damper_A_Achievable Economic TRC Potential | F11 | Commercial | Interruptible - Health | New | Space Heating | Natural Gas | HVAC - Shut Off Damper | A | Purchases (Cumulative) | Achievable Economic TRC Potential | 0 | 0 | 0 | 0 | 0 | 0 | 0 | 0 | 0 | 0 | 0 | 0 | 0 | 0 | 0 | 0 | 0 | 0 | 0 | 0 | 0 | 0 | 0 | 0 | 0 | 0 | 0
F1_Commercial_Interruptible - Health_New_Space Heating_Natural Gas_Gas Furnace - Tube Inserts_A_Achievable Economic TRC Potential | F1 | Commercial | Interruptible - Health | New | Space Heating | Natural Gas | Gas Furnace - Tube Inserts | A | Integrated Unit Energy Savings (kWh or therms) | Achievable Economic TRC Potential | 0 | 0 | 0 | 0 | 0 | 0 | 0 | 0 | 0 | 0 | 0 | 0 | 0 | 0 | 0 | 0 | 0 | 0 | 0 | 0 | 0 | 0 | 0 | 0 | 0 | 0 | 0
F2_Commercial_Interruptible - Health_New_Space Heating_Natural Gas_Gas Furnace - Tube Inserts_A_Achievable Economic TRC Potential | F2 | Commercial | Interruptible - Health | New | Space Heating | Natural Gas | Gas Furnace - Tube Inserts | A | Integrated Unit Summer Peak Savings (kW) | Achievable Economic TRC Potential | 0 | 0 | 0 | 0 | 0 | 0 | 0 | 0 | 0 | 0 | 0 | 0 | 0 | 0 | 0 | 0 | 0 | 0 | 0 | 0 | 0 | 0 | 0 | 0 | 0 | 0 | 0
F3_Commercial_Interruptible - Health_New_Space Heating_Natural Gas_Gas Furnace - Tube Inserts_A_Achievable Economic TRC Potential | F3 | Commercial | Interruptible - Health | New | Space Heating | Natural Gas | Gas Furnace - Tube Inserts | A | Integrated Unit Winter Peak Savings (kW) | Achievable Economic TRC Potential | 0 | 0 | 0 | 0 | 0 | 0 | 0 | 0 | 0 | 0 | 0 | 0 | 0 | 0 | 0 | 0 | 0 | 0 | 0 | 0 | 0 | 0 | 0 | 0 | 0 | 0 | 0
F4_Commercial_Interruptible - Health_New_Space Heating_Natural Gas_Gas Furnace - Tube Inserts_A_Achievable Economic TRC Potential | F4 | Commercial | Interruptible - Health | New | Space Heating | Natural Gas | Gas Furnace - Tube Inserts | A | Incremental Energy Savings (MWh or mTherms) | Achievable Economic TRC Potential | 0 | 0 | 0 | 0 | 0 | 0 | 0 | 0 | 0 | 0 | 0 | 0 | 0 | 0 | 0 | 0 | 0 | 0 | 0 | 0 | 0 | 0 | 0 | 0 | 0 | 0 | 0
F5_Commercial_Interruptible - Health_New_Space Heating_Natural Gas_Gas Furnace - Tube Inserts_A_Achievable Economic TRC Potential | F5 | Commercial | Interruptible - Health | New | Space Heating | Natural Gas | Gas Furnace - Tube Inserts | A | Incremental Summer Peak Savings (MW) | Achievable Economic TRC Potential | 0 | 0 | 0 | 0 | 0 | 0 | 0 | 0 | 0 | 0 | 0 | 0 | 0 | 0 | 0 | 0 | 0 | 0 | 0 | 0 | 0 | 0 | 0 | 0 | 0 | 0 | 0
F6_Commercial_Interruptible - Health_New_Space Heating_Natural Gas_Gas Furnace - Tube Inserts_A_Achievable Economic TRC Potential | F6 | Commercial | Interruptible - Health | New | Space Heating | Natural Gas | Gas Furnace - Tube Inserts | A | Incremental Winter Peak Savings (MW) | Achievable Economic TRC Potential | 0 | 0 | 0 | 0 | 0 | 0 | 0 | 0 | 0 | 0 | 0 | 0 | 0 | 0 | 0 | 0 | 0 | 0 | 0 | 0 | 0 | 0 | 0 | 0 | 0 | 0 | 0
F7_Commercial_Interruptible - Health_New_Space Heating_Natural Gas_Gas Furnace - Tube Inserts_A_Achievable Economic TRC Potential | F7 | Commercial | Interruptible - Health | New | Space Heating | Natural Gas | Gas Furnace - Tube Inserts | A | Cumulative Energy Savings (MWh or mTherms) | Achievable Economic TRC Potential | 0 | 0 | 0 | 0 | 0 | 0 | 0 | 0 | 0 | 0 | 0 | 0 | 0 | 0 | 0 | 0 | 0 | 0 | 0 | 0 | 0 | 0 | 0 | 0 | 0 | 0 | 0
F8_Commercial_Interruptible - Health_New_Space Heating_Natural Gas_Gas Furnace - Tube Inserts_A_Achievable Economic TRC Potential | F8 | Commercial | Interruptible - Health | New | Space Heating | Natural Gas | Gas Furnace - Tube Inserts | A | Cumulative Summer Peak Savings (MW) | Achievable Economic TRC Potential | 0 | 0 | 0 | 0 | 0 | 0 | 0 | 0 | 0 | 0 | 0 | 0 | 0 | 0 | 0 | 0 | 0 | 0 | 0 | 0 | 0 | 0 | 0 | 0 | 0 | 0 | 0
F9_Commercial_Interruptible - Health_New_Space Heating_Natural Gas_Gas Furnace - Tube Inserts_A_Achievable Economic TRC Potential | F9 | Commercial | Interruptible - Health | New | Space Heating | Natural Gas | Gas Furnace - Tube Inserts | A | Cumulative Winter Peak Savings (MW) | Achievable Economic TRC Potential | 0 | 0 | 0 | 0 | 0 | 0 | 0 | 0 | 0 | 0 | 0 | 0 | 0 | 0 | 0 | 0 | 0 | 0 | 0 | 0 | 0 | 0 | 0 | 0 | 0 | 0 | 0
F10_Commercial_Interruptible - Health_New_Space Heating_Natural Gas_Gas Furnace - Tube Inserts_A_Achievable Economic TRC Potential | F10 | Commercial | Interruptible - Health | New | Space Heating | Natural Gas | Gas Furnace - Tube Inserts | A | Purchases (Incremental) | Achievable Economic TRC Potential | 0 | 0 | 0 | 0 | 0 | 0 | 0 | 0 | 0 | 0 | 0 | 0 | 0 | 0 | 0 | 0 | 0 | 0 | 0 | 0 | 0 | 0 | 0 | 0 | 0 | 0 | 0
F11_Commercial_Interruptible - Health_New_Space Heating_Natural Gas_Gas Furnace - Tube Inserts_A_Achievable Economic TRC Potential | F11 | Commercial | Interruptible - Health | New | Space Heating | Natural Gas | Gas Furnace - Tube Inserts | A | Purchases (Cumulative) | Achievable Economic TRC Potential | 0 | 0 | 0 | 0 | 0 | 0 | 0 | 0 | 0 | 0 | 0 | 0 | 0 | 0 | 0 | 0 | 0 | 0 | 0 | 0 | 0 | 0 | 0 | 0 | 0 | 0 | 0
F1_Commercial_Interruptible - Health_New_Space Heating_Natural Gas_Gas Boiler - Insulate Steam Lines/Condensate Tank_A_Achievable Economic TRC Potential | F1 | Commercial | Interruptible - Health | New | Space Heating | Natural Gas | Gas Boiler - Insulate Steam Lines/Condensate Tank | A | Integrated Unit Energy Savings (kWh or therms) | Achievable Economic TRC Potential | 0 | 0 | 0 | 0 | 0 | 0 | 0 | 0 | 0 | 0 | 0 | 0 | 0 | 0 | 0 | 0 | 0 | 0 | 0 | 0 | 0 | 0 | 0 | 0 | 0 | 0 | 0
F2_Commercial_Interruptible - Health_New_Space Heating_Natural Gas_Gas Boiler - Insulate Steam Lines/Condensate Tank_A_Achievable Economic TRC Potential | F2 | Commercial | Interruptible - Health | New | Space Heating | Natural Gas | Gas Boiler - Insulate Steam Lines/Condensate Tank | A | Integrated Unit Summer Peak Savings (kW) | Achievable Economic TRC Potential | 0 | 0 | 0 | 0 | 0 | 0 | 0 | 0 | 0 | 0 | 0 | 0 | 0 | 0 | 0 | 0 | 0 | 0 | 0 | 0 | 0 | 0 | 0 | 0 | 0 | 0 | 0
F3_Commercial_Interruptible - Health_New_Space Heating_Natural Gas_Gas Boiler - Insulate Steam Lines/Condensate Tank_A_Achievable Economic TRC Potential | F3 | Commercial | Interruptible - Health | New | Space Heating | Natural Gas | Gas Boiler - Insulate Steam Lines/Condensate Tank | A | Integrated Unit Winter Peak Savings (kW) | Achievable Economic TRC Potential | 0 | 0 | 0 | 0 | 0 | 0 | 0 | 0 | 0 | 0 | 0 | 0 | 0 | 0 | 0 | 0 | 0 | 0 | 0 | 0 | 0 | 0 | 0 | 0 | 0 | 0 | 0
F4_Commercial_Interruptible - Health_New_Space Heating_Natural Gas_Gas Boiler - Insulate Steam Lines/Condensate Tank_A_Achievable Economic TRC Potential | F4 | Commercial | Interruptible - Health | New | Space Heating | Natural Gas | Gas Boiler - Insulate Steam Lines/Condensate Tank | A | Incremental Energy Savings (MWh or mTherms) | Achievable Economic TRC Potential | 0 | 0 | 0 | 0 | 0 | 0 | 0 | 0 | 0 | 0 | 0 | 0 | 0 | 0 | 0 | 0 | 0 | 0 | 0 | 0 | 0 | 0 | 0 | 0 | 0 | 0 | 0
F5_Commercial_Interruptible - Health_New_Space Heating_Natural Gas_Gas Boiler - Insulate Steam Lines/Condensate Tank_A_Achievable Economic TRC Potential | F5 | Commercial | Interruptible - Health | New | Space Heating | Natural Gas | Gas Boiler - Insulate Steam Lines/Condensate Tank | A | Incremental Summer Peak Savings (MW) | Achievable Economic TRC Potential | 0 | 0 | 0 | 0 | 0 | 0 | 0 | 0 | 0 | 0 | 0 | 0 | 0 | 0 | 0 | 0 | 0 | 0 | 0 | 0 | 0 | 0 | 0 | 0 | 0 | 0 | 0
F6_Commercial_Interruptible - Health_New_Space Heating_Natural Gas_Gas Boiler - Insulate Steam Lines/Condensate Tank_A_Achievable Economic TRC Potential | F6 | Commercial | Interruptible - Health | New | Space Heating | Natural Gas | Gas Boiler - Insulate Steam Lines/Condensate Tank | A | Incremental Winter Peak Savings (MW) | Achievable Economic TRC Potential | 0 | 0 | 0 | 0 | 0 | 0 | 0 | 0 | 0 | 0 | 0 | 0 | 0 | 0 | 0 | 0 | 0 | 0 | 0 | 0 | 0 | 0 | 0 | 0 | 0 | 0 | 0
F7_Commercial_Interruptible - Health_New_Space Heating_Natural Gas_Gas Boiler - Insulate Steam Lines/Condensate Tank_A_Achievable Economic TRC Potential | F7 | Commercial | Interruptible - Health | New | Space Heating | Natural Gas | Gas Boiler - Insulate Steam Lines/Condensate Tank | A | Cumulative Energy Savings (MWh or mTherms) | Achievable Economic TRC Potential | 0 | 0 | 0 | 0 | 0 | 0 | 0 | 0 | 0 | 0 | 0 | 0 | 0 | 0 | 0 | 0 | 0 | 0 | 0 | 0 | 0 | 0 | 0 | 0 | 0 | 0 | 0
F8_Commercial_Interruptible - Health_New_Space Heating_Natural Gas_Gas Boiler - Insulate Steam Lines/Condensate Tank_A_Achievable Economic TRC Potential | F8 | Commercial | Interruptible - Health | New | Space Heating | Natural Gas | Gas Boiler - Insulate Steam Lines/Condensate Tank | A | Cumulative Summer Peak Savings (MW) | Achievable Economic TRC Potential | 0 | 0 | 0 | 0 | 0 | 0 | 0 | 0 | 0 | 0 | 0 | 0 | 0 | 0 | 0 | 0 | 0 | 0 | 0 | 0 | 0 | 0 | 0 | 0 | 0 | 0 | 0
F9_Commercial_Interruptible - Health_New_Space Heating_Natural Gas_Gas Boiler - Insulate Steam Lines/Condensate Tank_A_Achievable Economic TRC Potential | F9 | Commercial | Interruptible - Health | New | Space Heating | Natural Gas | Gas Boiler - Insulate Steam Lines/Condensate Tank | A | Cumulative Winter Peak Savings (MW) | Achievable Economic TRC Potential | 0 | 0 | 0 | 0 | 0 | 0 | 0 | 0 | 0 | 0 | 0 | 0 | 0 | 0 | 0 | 0 | 0 | 0 | 0 | 0 | 0 | 0 | 0 | 0 | 0 | 0 | 0
F10_Commercial_Interruptible - Health_New_Space Heating_Natural Gas_Gas Boiler - Insulate Steam Lines/Condensate Tank_A_Achievable Economic TRC Potential | F10 | Commercial | Interruptible - Health | New | Space Heating | Natural Gas | Gas Boiler - Insulate Steam Lines/Condensate Tank | A | Purchases (Incremental) | Achievable Economic TRC Potential | 0 | 0 | 0 | 0 | 0 | 0 | 0 | 0 | 0 | 0 | 0 | 0 | 0 | 0 | 0 | 0 | 0 | 0 | 0 | 0 | 0 | 0 | 0 | 0 | 0 | 0 | 0
F11_Commercial_Interruptible - Health_New_Space Heating_Natural Gas_Gas Boiler - Insulate Steam Lines/Condensate Tank_A_Achievable Economic TRC Potential | F11 | Commercial | Interruptible - Health | New | Space Heating | Natural Gas | Gas Boiler - Insulate Steam Lines/Condensate Tank | A | Purchases (Cumulative) | Achievable Economic TRC Potential | 0 | 0 | 0 | 0 | 0 | 0 | 0 | 0 | 0 | 0 | 0 | 0 | 0 | 0 | 0 | 0 | 0 | 0 | 0 | 0 | 0 | 0 | 0 | 0 | 0 | 0 | 0
F1_Commercial_Interruptible - Health_New_Space Heating_Natural Gas_Gas Boiler - Insulate Hot Water Lines_A_Achievable Economic TRC Potential | F1 | Commercial | Interruptible - Health | New | Space Heating | Natural Gas | Gas Boiler - Insulate Hot Water Lines | A | Integrated Unit Energy Savings (kWh or therms) | Achievable Economic TRC Potential | 0 | 0 | 0 | 0 | 0 | 0 | 0 | 0 | 0 | 0 | 0 | 0 | 0 | 0 | 0 | 0 | 0 | 0 | 0 | 0 | 0 | 0 | 0 | 0 | 0 | 0 | 0
F2_Commercial_Interruptible - Health_New_Space Heating_Natural Gas_Gas Boiler - Insulate Hot Water Lines_A_Achievable Economic TRC Potential | F2 | Commercial | Interruptible - Health | New | Space Heating | Natural Gas | Gas Boiler - Insulate Hot Water Lines | A | Integrated Unit Summer Peak Savings (kW) | Achievable Economic TRC Potential | 0 | 0 | 0 | 0 | 0 | 0 | 0 | 0 | 0 | 0 | 0 | 0 | 0 | 0 | 0 | 0 | 0 | 0 | 0 | 0 | 0 | 0 | 0 | 0 | 0 | 0 | 0
F3_Commercial_Interruptible - Health_New_Space Heating_Natural Gas_Gas Boiler - Insulate Hot Water Lines_A_Achievable Economic TRC Potential | F3 | Commercial | Interruptible - Health | New | Space Heating | Natural Gas | Gas Boiler - Insulate Hot Water Lines | A | Integrated Unit Winter Peak Savings (kW) | Achievable Economic TRC Potential | 0 | 0 | 0 | 0 | 0 | 0 | 0 | 0 | 0 | 0 | 0 | 0 | 0 | 0 | 0 | 0 | 0 | 0 | 0 | 0 | 0 | 0 | 0 | 0 | 0 | 0 | 0
F4_Commercial_Interruptible - Health_New_Space Heating_Natural Gas_Gas Boiler - Insulate Hot Water Lines_A_Achievable Economic TRC Potential | F4 | Commercial | Interruptible - Health | New | Space Heating | Natural Gas | Gas Boiler - Insulate Hot Water Lines | A | Incremental Energy Savings (MWh or mTherms) | Achievable Economic TRC Potential | 0 | 0 | 0 | 0 | 0 | 0 | 0 | 0 | 0 | 0 | 0 | 0 | 0 | 0 | 0 | 0 | 0 | 0 | 0 | 0 | 0 | 0 | 0 | 0 | 0 | 0 | 0
F5_Commercial_Interruptible - Health_New_Space Heating_Natural Gas_Gas Boiler - Insulate Hot Water Lines_A_Achievable Economic TRC Potential | F5 | Commercial | Interruptible - Health | New | Space Heating | Natural Gas | Gas Boiler - Insulate Hot Water Lines | A | Incremental Summer Peak Savings (MW) | Achievable Economic TRC Potential | 0 | 0 | 0 | 0 | 0 | 0 | 0 | 0 | 0 | 0 | 0 | 0 | 0 | 0 | 0 | 0 | 0 | 0 | 0 | 0 | 0 | 0 | 0 | 0 | 0 | 0 | 0
F6_Commercial_Interruptible - Health_New_Space Heating_Natural Gas_Gas Boiler - Insulate Hot Water Lines_A_Achievable Economic TRC Potential | F6 | Commercial | Interruptible - Health | New | Space Heating | Natural Gas | Gas Boiler - Insulate Hot Water Lines | A | Incremental Winter Peak Savings (MW) | Achievable Economic TRC Potential | 0 | 0 | 0 | 0 | 0 | 0 | 0 | 0 | 0 | 0 | 0 | 0 | 0 | 0 | 0 | 0 | 0 | 0 | 0 | 0 | 0 | 0 | 0 | 0 | 0 | 0 | 0
F7_Commercial_Interruptible - Health_New_Space Heating_Natural Gas_Gas Boiler - Insulate Hot Water Lines_A_Achievable Economic TRC Potential | F7 | Commercial | Interruptible - Health | New | Space Heating | Natural Gas | Gas Boiler - Insulate Hot Water Lines | A | Cumulative Energy Savings (MWh or mTherms) | Achievable Economic TRC Potential | 0 | 0 | 0 | 0 | 0 | 0 | 0 | 0 | 0 | 0 | 0 | 0 | 0 | 0 | 0 | 0 | 0 | 0 | 0 | 0 | 0 | 0 | 0 | 0 | 0 | 0 | 0
F8_Commercial_Interruptible - Health_New_Space Heating_Natural Gas_Gas Boiler - Insulate Hot Water Lines_A_Achievable Economic TRC Potential | F8 | Commercial | Interruptible - Health | New | Space Heating | Natural Gas | Gas Boiler - Insulate Hot Water Lines | A | Cumulative Summer Peak Savings (MW) | Achievable Economic TRC Potential | 0 | 0 | 0 | 0 | 0 | 0 | 0 | 0 | 0 | 0 | 0 | 0 | 0 | 0 | 0 | 0 | 0 | 0 | 0 | 0 | 0 | 0 | 0 | 0 | 0 | 0 | 0
F9_Commercial_Interruptible - Health_New_Space Heating_Natural Gas_Gas Boiler - Insulate Hot Water Lines_A_Achievable Economic TRC Potential | F9 | Commercial | Interruptible - Health | New | Space Heating | Natural Gas | Gas Boiler - Insulate Hot Water Lines | A | Cumulative Winter Peak Savings (MW) | Achievable Economic TRC Potential | 0 | 0 | 0 | 0 | 0 | 0 | 0 | 0 | 0 | 0 | 0 | 0 | 0 | 0 | 0 | 0 | 0 | 0 | 0 | 0 | 0 | 0 | 0 | 0 | 0 | 0 | 0
F10_Commercial_Interruptible - Health_New_Space Heating_Natural Gas_Gas Boiler - Insulate Hot Water Lines_A_Achievable Economic TRC Potential | F10 | Commercial | Interruptible - Health | New | Space Heating | Natural Gas | Gas Boiler - Insulate Hot Water Lines | A | Purchases (Incremental) | Achievable Economic TRC Potential | 0 | 0 | 0 | 0 | 0 | 0 | 0 | 0 | 0 | 0 | 0 | 0 | 0 | 0 | 0 | 0 | 0 | 0 | 0 | 0 | 0 | 0 | 0 | 0 | 0 | 0 | 0
F11_Commercial_Interruptible - Health_New_Space Heating_Natural Gas_Gas Boiler - Insulate Hot Water Lines_A_Achievable Economic TRC Potential | F11 | Commercial | Interruptible - Health | New | Space Heating | Natural Gas | Gas Boiler - Insulate Hot Water Lines | A | Purchases (Cumulative) | Achievable Economic TRC Potential | 0 | 0 | 0 | 0 | 0 | 0 | 0 | 0 | 0 | 0 | 0 | 0 | 0 | 0 | 0 | 0 | 0 | 0 | 0 | 0 | 0 | 0 | 0 | 0 | 0 | 0 | 0
F1_Commercial_Interruptible - Health_New_Space Heating_Natural Gas_Condensing RTU_A_Achievable Economic TRC Potential | F1 | Commercial | Interruptible - Health | New | Space Heating | Natural Gas | Condensing RTU | A | Integrated Unit Energy Savings (kWh or therms) | Achievable Economic TRC Potential | 0 | 0 | 0 | 0 | 0 | 0 | 0 | 0 | 0 | 0 | 0 | 0 | 0 | 0 | 0 | 0 | 0 | 0 | 0 | 0 | 0 | 0 | 0 | 0 | 0 | 0 | 0
F2_Commercial_Interruptible - Health_New_Space Heating_Natural Gas_Condensing RTU_A_Achievable Economic TRC Potential | F2 | Commercial | Interruptible - Health | New | Space Heating | Natural Gas | Condensing RTU | A | Integrated Unit Summer Peak Savings (kW) | Achievable Economic TRC Potential | 0 | 0 | 0 | 0 | 0 | 0 | 0 | 0 | 0 | 0 | 0 | 0 | 0 | 0 | 0 | 0 | 0 | 0 | 0 | 0 | 0 | 0 | 0 | 0 | 0 | 0 | 0
F3_Commercial_Interruptible - Health_New_Space Heating_Natural Gas_Condensing RTU_A_Achievable Economic TRC Potential | F3 | Commercial | Interruptible - Health | New | Space Heating | Natural Gas | Condensing RTU | A | Integrated Unit Winter Peak Savings (kW) | Achievable Economic TRC Potential | 0 | 0 | 0 | 0 | 0 | 0 | 0 | 0 | 0 | 0 | 0 | 0 | 0 | 0 | 0 | 0 | 0 | 0 | 0 | 0 | 0 | 0 | 0 | 0 | 0 | 0 | 0
F4_Commercial_Interruptible - Health_New_Space Heating_Natural Gas_Condensing RTU_A_Achievable Economic TRC Potential | F4 | Commercial | Interruptible - Health | New | Space Heating | Natural Gas | Condensing RTU | A | Incremental Energy Savings (MWh or mTherms) | Achievable Economic TRC Potential | 0 | 0 | 0 | 0 | 0 | 0 | 0 | 0 | 0 | 0 | 0 | 0 | 0 | 0 | 0 | 0 | 0 | 0 | 0 | 0 | 0 | 0 | 0 | 0 | 0 | 0 | 0
F5_Commercial_Interruptible - Health_New_Space Heating_Natural Gas_Condensing RTU_A_Achievable Economic TRC Potential | F5 | Commercial | Interruptible - Health | New | Space Heating | Natural Gas | Condensing RTU | A | Incremental Summer Peak Savings (MW) | Achievable Economic TRC Potential | 0 | 0 | 0 | 0 | 0 | 0 | 0 | 0 | 0 | 0 | 0 | 0 | 0 | 0 | 0 | 0 | 0 | 0 | 0 | 0 | 0 | 0 | 0 | 0 | 0 | 0 | 0
F6_Commercial_Interruptible - Health_New_Space Heating_Natural Gas_Condensing RTU_A_Achievable Economic TRC Potential | F6 | Commercial | Interruptible - Health | New | Space Heating | Natural Gas | Condensing RTU | A | Incremental Winter Peak Savings (MW) | Achievable Economic TRC Potential | 0 | 0 | 0 | 0 | 0 | 0 | 0 | 0 | 0 | 0 | 0 | 0 | 0 | 0 | 0 | 0 | 0 | 0 | 0 | 0 | 0 | 0 | 0 | 0 | 0 | 0 | 0
F7_Commercial_Interruptible - Health_New_Space Heating_Natural Gas_Condensing RTU_A_Achievable Economic TRC Potential | F7 | Commercial | Interruptible - Health | New | Space Heating | Natural Gas | Condensing RTU | A | Cumulative Energy Savings (MWh or mTherms) | Achievable Economic TRC Potential | 0 | 0 | 0 | 0 | 0 | 0 | 0 | 0 | 0 | 0 | 0 | 0 | 0 | 0 | 0 | 0 | 0 | 0 | 0 | 0 | 0 | 0 | 0 | 0 | 0 | 0 | 0
F8_Commercial_Interruptible - Health_New_Space Heating_Natural Gas_Condensing RTU_A_Achievable Economic TRC Potential | F8 | Commercial | Interruptible - Health | New | Space Heating | Natural Gas | Condensing RTU | A | Cumulative Summer Peak Savings (MW) | Achievable Economic TRC Potential | 0 | 0 | 0 | 0 | 0 | 0 | 0 | 0 | 0 | 0 | 0 | 0 | 0 | 0 | 0 | 0 | 0 | 0 | 0 | 0 | 0 | 0 | 0 | 0 | 0 | 0 | 0
F9_Commercial_Interruptible - Health_New_Space Heating_Natural Gas_Condensing RTU_A_Achievable Economic TRC Potential | F9 | Commercial | Interruptible - Health | New | Space Heating | Natural Gas | Condensing RTU | A | Cumulative Winter Peak Savings (MW) | Achievable Economic TRC Potential | 0 | 0 | 0 | 0 | 0 | 0 | 0 | 0 | 0 | 0 | 0 | 0 | 0 | 0 | 0 | 0 | 0 | 0 | 0 | 0 | 0 | 0 | 0 | 0 | 0 | 0 | 0
F10_Commercial_Interruptible - Health_New_Space Heating_Natural Gas_Condensing RTU_A_Achievable Economic TRC Potential | F10 | Commercial | Interruptible - Health | New | Space Heating | Natural Gas | Condensing RTU | A | Purchases (Incremental) | Achievable Economic TRC Potential | 0 | 0 | 0 | 0 | 0 | 0 | 0 | 0 | 0 | 0 | 0 | 0 | 0 | 0 | 0 | 0 | 0 | 0 | 0 | 0 | 0 | 0 | 0 | 0 | 0 | 0 | 0
F11_Commercial_Interruptible - Health_New_Space Heating_Natural Gas_Condensing RTU_A_Achievable Economic TRC Potential | F11 | Commercial | Interruptible - Health | New | Space Heating | Natural Gas | Condensing RTU | A | Purchases (Cumulative) | Achievable Economic TRC Potential | 0 | 0 | 0 | 0 | 0 | 0 | 0 | 0 | 0 | 0 | 0 | 0 | 0 | 0 | 0 | 0 | 0 | 0 | 0 | 0 | 0 | 0 | 0 | 0 | 0 | 0 | 0
F1_Commercial_Interruptible - Health_New_Space Heating_Natural Gas_Hydronic Heating Radiator Replacement_A_Achievable Economic TRC Potential | F1 | Commercial | Interruptible - Health | New | Space Heating | Natural Gas | Hydronic Heating Radiator Replacement | A | Integrated Unit Energy Savings (kWh or therms) | Achievable Economic TRC Potential | 0 | 0 | 0 | 0 | 0 | 0 | 0 | 0 | 0 | 0 | 0 | 0 | 0 | 0 | 0 | 0 | 0 | 0 | 0 | 0 | 0 | 0 | 0 | 0 | 0 | 0 | 0
F2_Commercial_Interruptible - Health_New_Space Heating_Natural Gas_Hydronic Heating Radiator Replacement_A_Achievable Economic TRC Potential | F2 | Commercial | Interruptible - Health | New | Space Heating | Natural Gas | Hydronic Heating Radiator Replacement | A | Integrated Unit Summer Peak Savings (kW) | Achievable Economic TRC Potential | 0 | 0 | 0 | 0 | 0 | 0 | 0 | 0 | 0 | 0 | 0 | 0 | 0 | 0 | 0 | 0 | 0 | 0 | 0 | 0 | 0 | 0 | 0 | 0 | 0 | 0 | 0
F3_Commercial_Interruptible - Health_New_Space Heating_Natural Gas_Hydronic Heating Radiator Replacement_A_Achievable Economic TRC Potential | F3 | Commercial | Interruptible - Health | New | Space Heating | Natural Gas | Hydronic Heating Radiator Replacement | A | Integrated Unit Winter Peak Savings (kW) | Achievable Economic TRC Potential | 0 | 0 | 0 | 0 | 0 | 0 | 0 | 0 | 0 | 0 | 0 | 0 | 0 | 0 | 0 | 0 | 0 | 0 | 0 | 0 | 0 | 0 | 0 | 0 | 0 | 0 | 0
F4_Commercial_Interruptible - Health_New_Space Heating_Natural Gas_Hydronic Heating Radiator Replacement_A_Achievable Economic TRC Potential | F4 | Commercial | Interruptible - Health | New | Space Heating | Natural Gas | Hydronic Heating Radiator Replacement | A | Incremental Energy Savings (MWh or mTherms) | Achievable Economic TRC Potential | 0 | 0 | 0 | 0 | 0 | 0 | 0 | 0 | 0 | 0 | 0 | 0 | 0 | 0 | 0 | 0 | 0 | 0 | 0 | 0 | 0 | 0 | 0 | 0 | 0 | 0 | 0
F5_Commercial_Interruptible - Health_New_Space Heating_Natural Gas_Hydronic Heating Radiator Replacement_A_Achievable Economic TRC Potential | F5 | Commercial | Interruptible - Health | New | Space Heating | Natural Gas | Hydronic Heating Radiator Replacement | A | Incremental Summer Peak Savings (MW) | Achievable Economic TRC Potential | 0 | 0 | 0 | 0 | 0 | 0 | 0 | 0 | 0 | 0 | 0 | 0 | 0 | 0 | 0 | 0 | 0 | 0 | 0 | 0 | 0 | 0 | 0 | 0 | 0 | 0 | 0
F6_Commercial_Interruptible - Health_New_Space Heating_Natural Gas_Hydronic Heating Radiator Replacement_A_Achievable Economic TRC Potential | F6 | Commercial | Interruptible - Health | New | Space Heating | Natural Gas | Hydronic Heating Radiator Replacement | A | Incremental Winter Peak Savings (MW) | Achievable Economic TRC Potential | 0 | 0 | 0 | 0 | 0 | 0 | 0 | 0 | 0 | 0 | 0 | 0 | 0 | 0 | 0 | 0 | 0 | 0 | 0 | 0 | 0 | 0 | 0 | 0 | 0 | 0 | 0
F7_Commercial_Interruptible - Health_New_Space Heating_Natural Gas_Hydronic Heating Radiator Replacement_A_Achievable Economic TRC Potential | F7 | Commercial | Interruptible - Health | New | Space Heating | Natural Gas | Hydronic Heating Radiator Replacement | A | Cumulative Energy Savings (MWh or mTherms) | Achievable Economic TRC Potential | 0 | 0 | 0 | 0 | 0 | 0 | 0 | 0 | 0 | 0 | 0 | 0 | 0 | 0 | 0 | 0 | 0 | 0 | 0 | 0 | 0 | 0 | 0 | 0 | 0 | 0 | 0
F8_Commercial_Interruptible - Health_New_Space Heating_Natural Gas_Hydronic Heating Radiator Replacement_A_Achievable Economic TRC Potential | F8 | Commercial | Interruptible - Health | New | Space Heating | Natural Gas | Hydronic Heating Radiator Replacement | A | Cumulative Summer Peak Savings (MW) | Achievable Economic TRC Potential | 0 | 0 | 0 | 0 | 0 | 0 | 0 | 0 | 0 | 0 | 0 | 0 | 0 | 0 | 0 | 0 | 0 | 0 | 0 | 0 | 0 | 0 | 0 | 0 | 0 | 0 | 0
F9_Commercial_Interruptible - Health_New_Space Heating_Natural Gas_Hydronic Heating Radiator Replacement_A_Achievable Economic TRC Potential | F9 | Commercial | Interruptible - Health | New | Space Heating | Natural Gas | Hydronic Heating Radiator Replacement | A | Cumulative Winter Peak Savings (MW) | Achievable Economic TRC Potential | 0 | 0 | 0 | 0 | 0 | 0 | 0 | 0 | 0 | 0 | 0 | 0 | 0 | 0 | 0 | 0 | 0 | 0 | 0 | 0 | 0 | 0 | 0 | 0 | 0 | 0 | 0
F10_Commercial_Interruptible - Health_New_Space Heating_Natural Gas_Hydronic Heating Radiator Replacement_A_Achievable Economic TRC Potential | F10 | Commercial | Interruptible - Health | New | Space Heating | Natural Gas | Hydronic Heating Radiator Replacement | A | Purchases (Incremental) | Achievable Economic TRC Potential | 0 | 0 | 0 | 0 | 0 | 0 | 0 | 0 | 0 | 0 | 0 | 0 | 0 | 0 | 0 | 0 | 0 | 0 | 0 | 0 | 0 | 0 | 0 | 0 | 0 | 0 | 0
F11_Commercial_Interruptible - Health_New_Space Heating_Natural Gas_Hydronic Heating Radiator Replacement_A_Achievable Economic TRC Potential | F11 | Commercial | Interruptible - Health | New | Space Heating | Natural Gas | Hydronic Heating Radiator Replacement | A | Purchases (Cumulative) | Achievable Economic TRC Potential | 0 | 0 | 0 | 0 | 0 | 0 | 0 | 0 | 0 | 0 | 0 | 0 | 0 | 0 | 0 | 0 | 0 | 0 | 0 | 0 | 0 | 0 | 0 | 0 | 0 | 0 | 0
F1_Commercial_Interruptible - Health_New_Space Heating_Natural Gas_Thermostat - Connected_A_Achievable Economic TRC Potential | F1 | Commercial | Interruptible - Health | New | Space Heating | Natural Gas | Thermostat - Connected | A | Integrated Unit Energy Savings (kWh or therms) | Achievable Economic TRC Potential | 0 | 0 | 0 | 0 | 0 | 0 | 0 | 0 | 0 | 0 | 0 | 0 | 0 | 0 | 0 | 0 | 0 | 0 | 0 | 0 | 0 | 0 | 0 | 0 | 0 | 0 | 0
F2_Commercial_Interruptible - Health_New_Space Heating_Natural Gas_Thermostat - Connected_A_Achievable Economic TRC Potential | F2 | Commercial | Interruptible - Health | New | Space Heating | Natural Gas | Thermostat - Connected | A | Integrated Unit Summer Peak Savings (kW) | Achievable Economic TRC Potential | 0 | 0 | 0 | 0 | 0 | 0 | 0 | 0 | 0 | 0 | 0 | 0 | 0 | 0 | 0 | 0 | 0 | 0 | 0 | 0 | 0 | 0 | 0 | 0 | 0 | 0 | 0
F3_Commercial_Interruptible - Health_New_Space Heating_Natural Gas_Thermostat - Connected_A_Achievable Economic TRC Potential | F3 | Commercial | Interruptible - Health | New | Space Heating | Natural Gas | Thermostat - Connected | A | Integrated Unit Winter Peak Savings (kW) | Achievable Economic TRC Potential | 0 | 0 | 0 | 0 | 0 | 0 | 0 | 0 | 0 | 0 | 0 | 0 | 0 | 0 | 0 | 0 | 0 | 0 | 0 | 0 | 0 | 0 | 0 | 0 | 0 | 0 | 0
F4_Commercial_Interruptible - Health_New_Space Heating_Natural Gas_Thermostat - Connected_A_Achievable Economic TRC Potential | F4 | Commercial | Interruptible - Health | New | Space Heating | Natural Gas | Thermostat - Connected | A | Incremental Energy Savings (MWh or mTherms) | Achievable Economic TRC Potential | 0 | 0 | 0 | 0 | 0 | 0 | 0 | 0 | 0 | 0 | 0 | 0 | 0 | 0 | 0 | 0 | 0 | 0 | 0 | 0 | 0 | 0 | 0 | 0 | 0 | 0 | 0
F5_Commercial_Interruptible - Health_New_Space Heating_Natural Gas_Thermostat - Connected_A_Achievable Economic TRC Potential | F5 | Commercial | Interruptible - Health | New | Space Heating | Natural Gas | Thermostat - Connected | A | Incremental Summer Peak Savings (MW) | Achievable Economic TRC Potential | 0 | 0 | 0 | 0 | 0 | 0 | 0 | 0 | 0 | 0 | 0 | 0 | 0 | 0 | 0 | 0 | 0 | 0 | 0 | 0 | 0 | 0 | 0 | 0 | 0 | 0 | 0
F6_Commercial_Interruptible - Health_New_Space Heating_Natural Gas_Thermostat - Connected_A_Achievable Economic TRC Potential | F6 | Commercial | Interruptible - Health | New | Space Heating | Natural Gas | Thermostat - Connected | A | Incremental Winter Peak Savings (MW) | Achievable Economic TRC Potential | 0 | 0 | 0 | 0 | 0 | 0 | 0 | 0 | 0 | 0 | 0 | 0 | 0 | 0 | 0 | 0 | 0 | 0 | 0 | 0 | 0 | 0 | 0 | 0 | 0 | 0 | 0
F7_Commercial_Interruptible - Health_New_Space Heating_Natural Gas_Thermostat - Connected_A_Achievable Economic TRC Potential | F7 | Commercial | Interruptible - Health | New | Space Heating | Natural Gas | Thermostat - Connected | A | Cumulative Energy Savings (MWh or mTherms) | Achievable Economic TRC Potential | 0 | 0 | 0 | 0 | 0 | 0 | 0 | 0 | 0 | 0 | 0 | 0 | 0 | 0 | 0 | 0 | 0 | 0 | 0 | 0 | 0 | 0 | 0 | 0 | 0 | 0 | 0
F8_Commercial_Interruptible - Health_New_Space Heating_Natural Gas_Thermostat - Connected_A_Achievable Economic TRC Potential | F8 | Commercial | Interruptible - Health | New | Space Heating | Natural Gas | Thermostat - Connected | A | Cumulative Summer Peak Savings (MW) | Achievable Economic TRC Potential | 0 | 0 | 0 | 0 | 0 | 0 | 0 | 0 | 0 | 0 | 0 | 0 | 0 | 0 | 0 | 0 | 0 | 0 | 0 | 0 | 0 | 0 | 0 | 0 | 0 | 0 | 0
F9_Commercial_Interruptible - Health_New_Space Heating_Natural Gas_Thermostat - Connected_A_Achievable Economic TRC Potential | F9 | Commercial | Interruptible - Health | New | Space Heating | Natural Gas | Thermostat - Connected | A | Cumulative Winter Peak Savings (MW) | Achievable Economic TRC Potential | 0 | 0 | 0 | 0 | 0 | 0 | 0 | 0 | 0 | 0 | 0 | 0 | 0 | 0 | 0 | 0 | 0 | 0 | 0 | 0 | 0 | 0 | 0 | 0 | 0 | 0 | 0
F10_Commercial_Interruptible - Health_New_Space Heating_Natural Gas_Thermostat - Connected_A_Achievable Economic TRC Potential | F10 | Commercial | Interruptible - Health | New | Space Heating | Natural Gas | Thermostat - Connected | A | Purchases (Incremental) | Achievable Economic TRC Potential | 0 | 0 | 0 | 0 | 0 | 0 | 0 | 0 | 0 | 0 | 0 | 0 | 0 | 0 | 0 | 0 | 0 | 0 | 0 | 0 | 0 | 0 | 0 | 0 | 0 | 0 | 0
F11_Commercial_Interruptible - Health_New_Space Heating_Natural Gas_Thermostat - Connected_A_Achievable Economic TRC Potential | F11 | Commercial | Interruptible - Health | New | Space Heating | Natural Gas | Thermostat - Connected | A | Purchases (Cumulative) | Achievable Economic TRC Potential | 0 | 0 | 0 | 0 | 0 | 0 | 0 | 0 | 0 | 0 | 0 | 0 | 0 | 0 | 0 | 0 | 0 | 0 | 0 | 0 | 0 | 0 | 0 | 0 | 0 | 0 | 0
F1_Commercial_Interruptible - Health_New_Water Heating_Natural Gas_Water Heater - Thermostatic Shower Restriction Valve_A_Achievable Economic TRC Potential | F1 | Commercial | Interruptible - Health | New | Water Heating | Natural Gas | Water Heater - Thermostatic Shower Restriction Valve | A | Integrated Unit Energy Savings (kWh or therms) | Achievable Economic TRC Potential | 0 | 0 | 0 | 0 | 0 | 0 | 0 | 0 | 0 | 0 | 0 | 0 | 0 | 0 | 0 | 0 | 0 | 0 | 0 | 0 | 0 | 0 | 0 | 0 | 0 | 0 | 0
F2_Commercial_Interruptible - Health_New_Water Heating_Natural Gas_Water Heater - Thermostatic Shower Restriction Valve_A_Achievable Economic TRC Potential | F2 | Commercial | Interruptible - Health | New | Water Heating | Natural Gas | Water Heater - Thermostatic Shower Restriction Valve | A | Integrated Unit Summer Peak Savings (kW) | Achievable Economic TRC Potential | 0 | 0 | 0 | 0 | 0 | 0 | 0 | 0 | 0 | 0 | 0 | 0 | 0 | 0 | 0 | 0 | 0 | 0 | 0 | 0 | 0 | 0 | 0 | 0 | 0 | 0 | 0
F3_Commercial_Interruptible - Health_New_Water Heating_Natural Gas_Water Heater - Thermostatic Shower Restriction Valve_A_Achievable Economic TRC Potential | F3 | Commercial | Interruptible - Health | New | Water Heating | Natural Gas | Water Heater - Thermostatic Shower Restriction Valve | A | Integrated Unit Winter Peak Savings (kW) | Achievable Economic TRC Potential | 0 | 0 | 0 | 0 | 0 | 0 | 0 | 0 | 0 | 0 | 0 | 0 | 0 | 0 | 0 | 0 | 0 | 0 | 0 | 0 | 0 | 0 | 0 | 0 | 0 | 0 | 0
F4_Commercial_Interruptible - Health_New_Water Heating_Natural Gas_Water Heater - Thermostatic Shower Restriction Valve_A_Achievable Economic TRC Potential | F4 | Commercial | Interruptible - Health | New | Water Heating | Natural Gas | Water Heater - Thermostatic Shower Restriction Valve | A | Incremental Energy Savings (MWh or mTherms) | Achievable Economic TRC Potential | 0 | 0 | 0 | 0 | 0 | 0 | 0 | 0 | 0 | 0 | 0 | 0 | 0 | 0 | 0 | 0 | 0 | 0 | 0 | 0 | 0 | 0 | 0 | 0 | 0 | 0 | 0
F5_Commercial_Interruptible - Health_New_Water Heating_Natural Gas_Water Heater - Thermostatic Shower Restriction Valve_A_Achievable Economic TRC Potential | F5 | Commercial | Interruptible - Health | New | Water Heating | Natural Gas | Water Heater - Thermostatic Shower Restriction Valve | A | Incremental Summer Peak Savings (MW) | Achievable Economic TRC Potential | 0 | 0 | 0 | 0 | 0 | 0 | 0 | 0 | 0 | 0 | 0 | 0 | 0 | 0 | 0 | 0 | 0 | 0 | 0 | 0 | 0 | 0 | 0 | 0 | 0 | 0 | 0
F6_Commercial_Interruptible - Health_New_Water Heating_Natural Gas_Water Heater - Thermostatic Shower Restriction Valve_A_Achievable Economic TRC Potential | F6 | Commercial | Interruptible - Health | New | Water Heating | Natural Gas | Water Heater - Thermostatic Shower Restriction Valve | A | Incremental Winter Peak Savings (MW) | Achievable Economic TRC Potential | 0 | 0 | 0 | 0 | 0 | 0 | 0 | 0 | 0 | 0 | 0 | 0 | 0 | 0 | 0 | 0 | 0 | 0 | 0 | 0 | 0 | 0 | 0 | 0 | 0 | 0 | 0
F7_Commercial_Interruptible - Health_New_Water Heating_Natural Gas_Water Heater - Thermostatic Shower Restriction Valve_A_Achievable Economic TRC Potential | F7 | Commercial | Interruptible - Health | New | Water Heating | Natural Gas | Water Heater - Thermostatic Shower Restriction Valve | A | Cumulative Energy Savings (MWh or mTherms) | Achievable Economic TRC Potential | 0 | 0 | 0 | 0 | 0 | 0 | 0 | 0 | 0 | 0 | 0 | 0 | 0 | 0 | 0 | 0 | 0 | 0 | 0 | 0 | 0 | 0 | 0 | 0 | 0 | 0 | 0
F8_Commercial_Interruptible - Health_New_Water Heating_Natural Gas_Water Heater - Thermostatic Shower Restriction Valve_A_Achievable Economic TRC Potential | F8 | Commercial | Interruptible - Health | New | Water Heating | Natural Gas | Water Heater - Thermostatic Shower Restriction Valve | A | Cumulative Summer Peak Savings (MW) | Achievable Economic TRC Potential | 0 | 0 | 0 | 0 | 0 | 0 | 0 | 0 | 0 | 0 | 0 | 0 | 0 | 0 | 0 | 0 | 0 | 0 | 0 | 0 | 0 | 0 | 0 | 0 | 0 | 0 | 0
F9_Commercial_Interruptible - Health_New_Water Heating_Natural Gas_Water Heater - Thermostatic Shower Restriction Valve_A_Achievable Economic TRC Potential | F9 | Commercial | Interruptible - Health | New | Water Heating | Natural Gas | Water Heater - Thermostatic Shower Restriction Valve | A | Cumulative Winter Peak Savings (MW) | Achievable Economic TRC Potential | 0 | 0 | 0 | 0 | 0 | 0 | 0 | 0 | 0 | 0 | 0 | 0 | 0 | 0 | 0 | 0 | 0 | 0 | 0 | 0 | 0 | 0 | 0 | 0 | 0 | 0 | 0
F10_Commercial_Interruptible - Health_New_Water Heating_Natural Gas_Water Heater - Thermostatic Shower Restriction Valve_A_Achievable Economic TRC Potential | F10 | Commercial | Interruptible - Health | New | Water Heating | Natural Gas | Water Heater - Thermostatic Shower Restriction Valve | A | Purchases (Incremental) | Achievable Economic TRC Potential | 0 | 0 | 0 | 0 | 0 | 0 | 0 | 0 | 0 | 0 | 0 | 0 | 0 | 0 | 0 | 0 | 0 | 0 | 0 | 0 | 0 | 0 | 0 | 0 | 0 | 0 | 0
F11_Commercial_Interruptible - Health_New_Water Heating_Natural Gas_Water Heater - Thermostatic Shower Restriction Valve_A_Achievable Economic TRC Potential | F11 | Commercial | Interruptible - Health | New | Water Heating | Natural Gas | Water Heater - Thermostatic Shower Restriction Valve | A | Purchases (Cumulative) | Achievable Economic TRC Potential | 0 | 0 | 0 | 0 | 0 | 0 | 0 | 0 | 0 | 0 | 0 | 0 | 0 | 0 | 0 | 0 | 0 | 0 | 0 | 0 | 0 | 0 | 0 | 0 | 0 | 0 | 0
F1_Commercial_Interruptible - Health_New_Water Heating_Natural Gas_Water Heater - Pre-Rinse Spray Valve_A_Achievable Economic TRC Potential | F1 | Commercial | Interruptible - Health | New | Water Heating | Natural Gas | Water Heater - Pre-Rinse Spray Valve | A | Integrated Unit Energy Savings (kWh or therms) | Achievable Economic TRC Potential | 0 | 0 | 0 | 0 | 0 | 0 | 0 | 0 | 0 | 0 | 0 | 0 | 0 | 0 | 0 | 0 | 0 | 0 | 0 | 0 | 0 | 0 | 0 | 0 | 0 | 0 | 0
F2_Commercial_Interruptible - Health_New_Water Heating_Natural Gas_Water Heater - Pre-Rinse Spray Valve_A_Achievable Economic TRC Potential | F2 | Commercial | Interruptible - Health | New | Water Heating | Natural Gas | Water Heater - Pre-Rinse Spray Valve | A | Integrated Unit Summer Peak Savings (kW) | Achievable Economic TRC Potential | 0 | 0 | 0 | 0 | 0 | 0 | 0 | 0 | 0 | 0 | 0 | 0 | 0 | 0 | 0 | 0 | 0 | 0 | 0 | 0 | 0 | 0 | 0 | 0 | 0 | 0 | 0
F3_Commercial_Interruptible - Health_New_Water Heating_Natural Gas_Water Heater - Pre-Rinse Spray Valve_A_Achievable Economic TRC Potential | F3 | Commercial | Interruptible - Health | New | Water Heating | Natural Gas | Water Heater - Pre-Rinse Spray Valve | A | Integrated Unit Winter Peak Savings (kW) | Achievable Economic TRC Potential | 0 | 0 | 0 | 0 | 0 | 0 | 0 | 0 | 0 | 0 | 0 | 0 | 0 | 0 | 0 | 0 | 0 | 0 | 0 | 0 | 0 | 0 | 0 | 0 | 0 | 0 | 0
F4_Commercial_Interruptible - Health_New_Water Heating_Natural Gas_Water Heater - Pre-Rinse Spray Valve_A_Achievable Economic TRC Potential | F4 | Commercial | Interruptible - Health | New | Water Heating | Natural Gas | Water Heater - Pre-Rinse Spray Valve | A | Incremental Energy Savings (MWh or mTherms) | Achievable Economic TRC Potential | 0 | 0 | 0 | 0 | 0 | 0 | 0 | 0 | 0 | 0 | 0 | 0 | 0 | 0 | 0 | 0 | 0 | 0 | 0 | 0 | 0 | 0 | 0 | 0 | 0 | 0 | 0
F5_Commercial_Interruptible - Health_New_Water Heating_Natural Gas_Water Heater - Pre-Rinse Spray Valve_A_Achievable Economic TRC Potential | F5 | Commercial | Interruptible - Health | New | Water Heating | Natural Gas | Water Heater - Pre-Rinse Spray Valve | A | Incremental Summer Peak Savings (MW) | Achievable Economic TRC Potential | 0 | 0 | 0 | 0 | 0 | 0 | 0 | 0 | 0 | 0 | 0 | 0 | 0 | 0 | 0 | 0 | 0 | 0 | 0 | 0 | 0 | 0 | 0 | 0 | 0 | 0 | 0
F6_Commercial_Interruptible - Health_New_Water Heating_Natural Gas_Water Heater - Pre-Rinse Spray Valve_A_Achievable Economic TRC Potential | F6 | Commercial | Interruptible - Health | New | Water Heating | Natural Gas | Water Heater - Pre-Rinse Spray Valve | A | Incremental Winter Peak Savings (MW) | Achievable Economic TRC Potential | 0 | 0 | 0 | 0 | 0 | 0 | 0 | 0 | 0 | 0 | 0 | 0 | 0 | 0 | 0 | 0 | 0 | 0 | 0 | 0 | 0 | 0 | 0 | 0 | 0 | 0 | 0
F7_Commercial_Interruptible - Health_New_Water Heating_Natural Gas_Water Heater - Pre-Rinse Spray Valve_A_Achievable Economic TRC Potential | F7 | Commercial | Interruptible - Health | New | Water Heating | Natural Gas | Water Heater - Pre-Rinse Spray Valve | A | Cumulative Energy Savings (MWh or mTherms) | Achievable Economic TRC Potential | 0 | 0 | 0 | 0 | 0 | 0 | 0 | 0 | 0 | 0 | 0 | 0 | 0 | 0 | 0 | 0 | 0 | 0 | 0 | 0 | 0 | 0 | 0 | 0 | 0 | 0 | 0
F8_Commercial_Interruptible - Health_New_Water Heating_Natural Gas_Water Heater - Pre-Rinse Spray Valve_A_Achievable Economic TRC Potential | F8 | Commercial | Interruptible - Health | New | Water Heating | Natural Gas | Water Heater - Pre-Rinse Spray Valve | A | Cumulative Summer Peak Savings (MW) | Achievable Economic TRC Potential | 0 | 0 | 0 | 0 | 0 | 0 | 0 | 0 | 0 | 0 | 0 | 0 | 0 | 0 | 0 | 0 | 0 | 0 | 0 | 0 | 0 | 0 | 0 | 0 | 0 | 0 | 0
F9_Commercial_Interruptible - Health_New_Water Heating_Natural Gas_Water Heater - Pre-Rinse Spray Valve_A_Achievable Economic TRC Potential | F9 | Commercial | Interruptible - Health | New | Water Heating | Natural Gas | Water Heater - Pre-Rinse Spray Valve | A | Cumulative Winter Peak Savings (MW) | Achievable Economic TRC Potential | 0 | 0 | 0 | 0 | 0 | 0 | 0 | 0 | 0 | 0 | 0 | 0 | 0 | 0 | 0 | 0 | 0 | 0 | 0 | 0 | 0 | 0 | 0 | 0 | 0 | 0 | 0
F10_Commercial_Interruptible - Health_New_Water Heating_Natural Gas_Water Heater - Pre-Rinse Spray Valve_A_Achievable Economic TRC Potential | F10 | Commercial | Interruptible - Health | New | Water Heating | Natural Gas | Water Heater - Pre-Rinse Spray Valve | A | Purchases (Incremental) | Achievable Economic TRC Potential | 0 | 0 | 0 | 0 | 0 | 0 | 0 | 0 | 0 | 0 | 0 | 0 | 0 | 0 | 0 | 0 | 0 | 0 | 0 | 0 | 0 | 0 | 0 | 0 | 0 | 0 | 0
F11_Commercial_Interruptible - Health_New_Water Heating_Natural Gas_Water Heater - Pre-Rinse Spray Valve_A_Achievable Economic TRC Potential | F11 | Commercial | Interruptible - Health | New | Water Heating | Natural Gas | Water Heater - Pre-Rinse Spray Valve | A | Purchases (Cumulative) | Achievable Economic TRC Potential | 0 | 0 | 0 | 0 | 0 | 0 | 0 | 0 | 0 | 0 | 0 | 0 | 0 | 0 | 0 | 0 | 0 | 0 | 0 | 0 | 0 | 0 | 0 | 0 | 0 | 0 | 0
F1_Commercial_Interruptible - Health_New_Water Heating_Natural Gas_Water Heater - Temperature Setback_A_Achievable Economic TRC Potential | F1 | Commercial | Interruptible - Health | New | Water Heating | Natural Gas | Water Heater - Temperature Setback | A | Integrated Unit Energy Savings (kWh or therms) | Achievable Economic TRC Potential | 0 | 0 | 0 | 0 | 0 | 0 | 0 | 0 | 0 | 0 | 0 | 0 | 0 | 0 | 0 | 0 | 0 | 0 | 0 | 0 | 0 | 0 | 0 | 0 | 0 | 0 | 0
F2_Commercial_Interruptible - Health_New_Water Heating_Natural Gas_Water Heater - Temperature Setback_A_Achievable Economic TRC Potential | F2 | Commercial | Interruptible - Health | New | Water Heating | Natural Gas | Water Heater - Temperature Setback | A | Integrated Unit Summer Peak Savings (kW) | Achievable Economic TRC Potential | 0 | 0 | 0 | 0 | 0 | 0 | 0 | 0 | 0 | 0 | 0 | 0 | 0 | 0 | 0 | 0 | 0 | 0 | 0 | 0 | 0 | 0 | 0 | 0 | 0 | 0 | 0
F3_Commercial_Interruptible - Health_New_Water Heating_Natural Gas_Water Heater - Temperature Setback_A_Achievable Economic TRC Potential | F3 | Commercial | Interruptible - Health | New | Water Heating | Natural Gas | Water Heater - Temperature Setback | A | Integrated Unit Winter Peak Savings (kW) | Achievable Economic TRC Potential | 0 | 0 | 0 | 0 | 0 | 0 | 0 | 0 | 0 | 0 | 0 | 0 | 0 | 0 | 0 | 0 | 0 | 0 | 0 | 0 | 0 | 0 | 0 | 0 | 0 | 0 | 0
F4_Commercial_Interruptible - Health_New_Water Heating_Natural Gas_Water Heater - Temperature Setback_A_Achievable Economic TRC Potential | F4 | Commercial | Interruptible - Health | New | Water Heating | Natural Gas | Water Heater - Temperature Setback | A | Incremental Energy Savings (MWh or mTherms) | Achievable Economic TRC Potential | 0 | 0 | 0 | 0 | 0 | 0 | 0 | 0 | 0 | 0 | 0 | 0 | 0 | 0 | 0 | 0 | 0 | 0 | 0 | 0 | 0 | 0 | 0 | 0 | 0 | 0 | 0
F5_Commercial_Interruptible - Health_New_Water Heating_Natural Gas_Water Heater - Temperature Setback_A_Achievable Economic TRC Potential | F5 | Commercial | Interruptible - Health | New | Water Heating | Natural Gas | Water Heater - Temperature Setback | A | Incremental Summer Peak Savings (MW) | Achievable Economic TRC Potential | 0 | 0 | 0 | 0 | 0 | 0 | 0 | 0 | 0 | 0 | 0 | 0 | 0 | 0 | 0 | 0 | 0 | 0 | 0 | 0 | 0 | 0 | 0 | 0 | 0 | 0 | 0
F6_Commercial_Interruptible - Health_New_Water Heating_Natural Gas_Water Heater - Temperature Setback_A_Achievable Economic TRC Potential | F6 | Commercial | Interruptible - Health | New | Water Heating | Natural Gas | Water Heater - Temperature Setback | A | Incremental Winter Peak Savings (MW) | Achievable Economic TRC Potential | 0 | 0 | 0 | 0 | 0 | 0 | 0 | 0 | 0 | 0 | 0 | 0 | 0 | 0 | 0 | 0 | 0 | 0 | 0 | 0 | 0 | 0 | 0 | 0 | 0 | 0 | 0
F7_Commercial_Interruptible - Health_New_Water Heating_Natural Gas_Water Heater - Temperature Setback_A_Achievable Economic TRC Potential | F7 | Commercial | Interruptible - Health | New | Water Heating | Natural Gas | Water Heater - Temperature Setback | A | Cumulative Energy Savings (MWh or mTherms) | Achievable Economic TRC Potential | 0 | 0 | 0 | 0 | 0 | 0 | 0 | 0 | 0 | 0 | 0 | 0 | 0 | 0 | 0 | 0 | 0 | 0 | 0 | 0 | 0 | 0 | 0 | 0 | 0 | 0 | 0
F8_Commercial_Interruptible - Health_New_Water Heating_Natural Gas_Water Heater - Temperature Setback_A_Achievable Economic TRC Potential | F8 | Commercial | Interruptible - Health | New | Water Heating | Natural Gas | Water Heater - Temperature Setback | A | Cumulative Summer Peak Savings (MW) | Achievable Economic TRC Potential | 0 | 0 | 0 | 0 | 0 | 0 | 0 | 0 | 0 | 0 | 0 | 0 | 0 | 0 | 0 | 0 | 0 | 0 | 0 | 0 | 0 | 0 | 0 | 0 | 0 | 0 | 0
F9_Commercial_Interruptible - Health_New_Water Heating_Natural Gas_Water Heater - Temperature Setback_A_Achievable Economic TRC Potential | F9 | Commercial | Interruptible - Health | New | Water Heating | Natural Gas | Water Heater - Temperature Setback | A | Cumulative Winter Peak Savings (MW) | Achievable Economic TRC Potential | 0 | 0 | 0 | 0 | 0 | 0 | 0 | 0 | 0 | 0 | 0 | 0 | 0 | 0 | 0 | 0 | 0 | 0 | 0 | 0 | 0 | 0 | 0 | 0 | 0 | 0 | 0
F10_Commercial_Interruptible - Health_New_Water Heating_Natural Gas_Water Heater - Temperature Setback_A_Achievable Economic TRC Potential | F10 | Commercial | Interruptible - Health | New | Water Heating | Natural Gas | Water Heater - Temperature Setback | A | Purchases (Incremental) | Achievable Economic TRC Potential | 0 | 0 | 0 | 0 | 0 | 0 | 0 | 0 | 0 | 0 | 0 | 0 | 0 | 0 | 0 | 0 | 0 | 0 | 0 | 0 | 0 | 0 | 0 | 0 | 0 | 0 | 0
F11_Commercial_Interruptible - Health_New_Water Heating_Natural Gas_Water Heater - Temperature Setback_A_Achievable Economic TRC Potential | F11 | Commercial | Interruptible - Health | New | Water Heating | Natural Gas | Water Heater - Temperature Setback | A | Purchases (Cumulative) | Achievable Economic TRC Potential | 0 | 0 | 0 | 0 | 0 | 0 | 0 | 0 | 0 | 0 | 0 | 0 | 0 | 0 | 0 | 0 | 0 | 0 | 0 | 0 | 0 | 0 | 0 | 0 | 0 | 0 | 0
F1_Commercial_Interruptible - Health_New_Water Heating_Natural Gas_Water Heater - Faucet Aerators_A_Achievable Economic TRC Potential | F1 | Commercial | Interruptible - Health | New | Water Heating | Natural Gas | Water Heater - Faucet Aerators | A | Integrated Unit Energy Savings (kWh or therms) | Achievable Economic TRC Potential | 0 | 0 | 0 | 0 | 0 | 0 | 0 | 0 | 0 | 0 | 0 | 0 | 0 | 0 | 0 | 0 | 0 | 0 | 0 | 0 | 0 | 0 | 0 | 0 | 0 | 0 | 0
F2_Commercial_Interruptible - Health_New_Water Heating_Natural Gas_Water Heater - Faucet Aerators_A_Achievable Economic TRC Potential | F2 | Commercial | Interruptible - Health | New | Water Heating | Natural Gas | Water Heater - Faucet Aerators | A | Integrated Unit Summer Peak Savings (kW) | Achievable Economic TRC Potential | 0 | 0 | 0 | 0 | 0 | 0 | 0 | 0 | 0 | 0 | 0 | 0 | 0 | 0 | 0 | 0 | 0 | 0 | 0 | 0 | 0 | 0 | 0 | 0 | 0 | 0 | 0
F3_Commercial_Interruptible - Health_New_Water Heating_Natural Gas_Water Heater - Faucet Aerators_A_Achievable Economic TRC Potential | F3 | Commercial | Interruptible - Health | New | Water Heating | Natural Gas | Water Heater - Faucet Aerators | A | Integrated Unit Winter Peak Savings (kW) | Achievable Economic TRC Potential | 0 | 0 | 0 | 0 | 0 | 0 | 0 | 0 | 0 | 0 | 0 | 0 | 0 | 0 | 0 | 0 | 0 | 0 | 0 | 0 | 0 | 0 | 0 | 0 | 0 | 0 | 0
F4_Commercial_Interruptible - Health_New_Water Heating_Natural Gas_Water Heater - Faucet Aerators_A_Achievable Economic TRC Potential | F4 | Commercial | Interruptible - Health | New | Water Heating | Natural Gas | Water Heater - Faucet Aerators | A | Incremental Energy Savings (MWh or mTherms) | Achievable Economic TRC Potential | 0 | 0 | 0 | 0 | 0 | 0 | 0 | 0 | 0 | 0 | 0 | 0 | 0 | 0 | 0 | 0 | 0 | 0 | 0 | 0 | 0 | 0 | 0 | 0 | 0 | 0 | 0
F5_Commercial_Interruptible - Health_New_Water Heating_Natural Gas_Water Heater - Faucet Aerators_A_Achievable Economic TRC Potential | F5 | Commercial | Interruptible - Health | New | Water Heating | Natural Gas | Water Heater - Faucet Aerators | A | Incremental Summer Peak Savings (MW) | Achievable Economic TRC Potential | 0 | 0 | 0 | 0 | 0 | 0 | 0 | 0 | 0 | 0 | 0 | 0 | 0 | 0 | 0 | 0 | 0 | 0 | 0 | 0 | 0 | 0 | 0 | 0 | 0 | 0 | 0
F6_Commercial_Interruptible - Health_New_Water Heating_Natural Gas_Water Heater - Faucet Aerators_A_Achievable Economic TRC Potential | F6 | Commercial | Interruptible - Health | New | Water Heating | Natural Gas | Water Heater - Faucet Aerators | A | Incremental Winter Peak Savings (MW) | Achievable Economic TRC Potential | 0 | 0 | 0 | 0 | 0 | 0 | 0 | 0 | 0 | 0 | 0 | 0 | 0 | 0 | 0 | 0 | 0 | 0 | 0 | 0 | 0 | 0 | 0 | 0 | 0 | 0 | 0
F7_Commercial_Interruptible - Health_New_Water Heating_Natural Gas_Water Heater - Faucet Aerators_A_Achievable Economic TRC Potential | F7 | Commercial | Interruptible - Health | New | Water Heating | Natural Gas | Water Heater - Faucet Aerators | A | Cumulative Energy Savings (MWh or mTherms) | Achievable Economic TRC Potential | 0 | 0 | 0 | 0 | 0 | 0 | 0 | 0 | 0 | 0 | 0 | 0 | 0 | 0 | 0 | 0 | 0 | 0 | 0 | 0 | 0 | 0 | 0 | 0 | 0 | 0 | 0
F8_Commercial_Interruptible - Health_New_Water Heating_Natural Gas_Water Heater - Faucet Aerators_A_Achievable Economic TRC Potential | F8 | Commercial | Interruptible - Health | New | Water Heating | Natural Gas | Water Heater - Faucet Aerators | A | Cumulative Summer Peak Savings (MW) | Achievable Economic TRC Potential | 0 | 0 | 0 | 0 | 0 | 0 | 0 | 0 | 0 | 0 | 0 | 0 | 0 | 0 | 0 | 0 | 0 | 0 | 0 | 0 | 0 | 0 | 0 | 0 | 0 | 0 | 0
F9_Commercial_Interruptible - Health_New_Water Heating_Natural Gas_Water Heater - Faucet Aerators_A_Achievable Economic TRC Potential | F9 | Commercial | Interruptible - Health | New | Water Heating | Natural Gas | Water Heater - Faucet Aerators | A | Cumulative Winter Peak Savings (MW) | Achievable Economic TRC Potential | 0 | 0 | 0 | 0 | 0 | 0 | 0 | 0 | 0 | 0 | 0 | 0 | 0 | 0 | 0 | 0 | 0 | 0 | 0 | 0 | 0 | 0 | 0 | 0 | 0 | 0 | 0
F10_Commercial_Interruptible - Health_New_Water Heating_Natural Gas_Water Heater - Faucet Aerators_A_Achievable Economic TRC Potential | F10 | Commercial | Interruptible - Health | New | Water Heating | Natural Gas | Water Heater - Faucet Aerators | A | Purchases (Incremental) | Achievable Economic TRC Potential | 0 | 0 | 0 | 0 | 0 | 0 | 0 | 0 | 0 | 0 | 0 | 0 | 0 | 0 | 0 | 0 | 0 | 0 | 0 | 0 | 0 | 0 | 0 | 0 | 0 | 0 | 0
F11_Commercial_Interruptible - Health_New_Water Heating_Natural Gas_Water Heater - Faucet Aerators_A_Achievable Economic TRC Potential | F11 | Commercial | Interruptible - Health | New | Water Heating | Natural Gas | Water Heater - Faucet Aerators | A | Purchases (Cumulative) | Achievable Economic TRC Potential | 0 | 0 | 0 | 0 | 0 | 0 | 0 | 0 | 0 | 0 | 0 | 0 | 0 | 0 | 0 | 0 | 0 | 0 | 0 | 0 | 0 | 0 | 0 | 0 | 0 | 0 | 0
F1_Commercial_Interruptible - Health_New_Water Heating_Natural Gas_Water Heater - Low-Flow Showerheads_A_Achievable Economic TRC Potential | F1 | Commercial | Interruptible - Health | New | Water Heating | Natural Gas | Water Heater - Low-Flow Showerheads | A | Integrated Unit Energy Savings (kWh or therms) | Achievable Economic TRC Potential | 0 | 0 | 0 | 0 | 0 | 0 | 0 | 0 | 0 | 0 | 0 | 0 | 0 | 0 | 0 | 0 | 0 | 0 | 0 | 0 | 0 | 0 | 0 | 0 | 0 | 0 | 0
F2_Commercial_Interruptible - Health_New_Water Heating_Natural Gas_Water Heater - Low-Flow Showerheads_A_Achievable Economic TRC Potential | F2 | Commercial | Interruptible - Health | New | Water Heating | Natural Gas | Water Heater - Low-Flow Showerheads | A | Integrated Unit Summer Peak Savings (kW) | Achievable Economic TRC Potential | 0 | 0 | 0 | 0 | 0 | 0 | 0 | 0 | 0 | 0 | 0 | 0 | 0 | 0 | 0 | 0 | 0 | 0 | 0 | 0 | 0 | 0 | 0 | 0 | 0 | 0 | 0
F3_Commercial_Interruptible - Health_New_Water Heating_Natural Gas_Water Heater - Low-Flow Showerheads_A_Achievable Economic TRC Potential | F3 | Commercial | Interruptible - Health | New | Water Heating | Natural Gas | Water Heater - Low-Flow Showerheads | A | Integrated Unit Winter Peak Savings (kW) | Achievable Economic TRC Potential | 0 | 0 | 0 | 0 | 0 | 0 | 0 | 0 | 0 | 0 | 0 | 0 | 0 | 0 | 0 | 0 | 0 | 0 | 0 | 0 | 0 | 0 | 0 | 0 | 0 | 0 | 0
F4_Commercial_Interruptible - Health_New_Water Heating_Natural Gas_Water Heater - Low-Flow Showerheads_A_Achievable Economic TRC Potential | F4 | Commercial | Interruptible - Health | New | Water Heating | Natural Gas | Water Heater - Low-Flow Showerheads | A | Incremental Energy Savings (MWh or mTherms) | Achievable Economic TRC Potential | 0 | 0 | 0 | 0 | 0 | 0 | 0 | 0 | 0 | 0 | 0 | 0 | 0 | 0 | 0 | 0 | 0 | 0 | 0 | 0 | 0 | 0 | 0 | 0 | 0 | 0 | 0
F5_Commercial_Interruptible - Health_New_Water Heating_Natural Gas_Water Heater - Low-Flow Showerheads_A_Achievable Economic TRC Potential | F5 | Commercial | Interruptible - Health | New | Water Heating | Natural Gas | Water Heater - Low-Flow Showerheads | A | Incremental Summer Peak Savings (MW) | Achievable Economic TRC Potential | 0 | 0 | 0 | 0 | 0 | 0 | 0 | 0 | 0 | 0 | 0 | 0 | 0 | 0 | 0 | 0 | 0 | 0 | 0 | 0 | 0 | 0 | 0 | 0 | 0 | 0 | 0
F6_Commercial_Interruptible - Health_New_Water Heating_Natural Gas_Water Heater - Low-Flow Showerheads_A_Achievable Economic TRC Potential | F6 | Commercial | Interruptible - Health | New | Water Heating | Natural Gas | Water Heater - Low-Flow Showerheads | A | Incremental Winter Peak Savings (MW) | Achievable Economic TRC Potential | 0 | 0 | 0 | 0 | 0 | 0 | 0 | 0 | 0 | 0 | 0 | 0 | 0 | 0 | 0 | 0 | 0 | 0 | 0 | 0 | 0 | 0 | 0 | 0 | 0 | 0 | 0
F7_Commercial_Interruptible - Health_New_Water Heating_Natural Gas_Water Heater - Low-Flow Showerheads_A_Achievable Economic TRC Potential | F7 | Commercial | Interruptible - Health | New | Water Heating | Natural Gas | Water Heater - Low-Flow Showerheads | A | Cumulative Energy Savings (MWh or mTherms) | Achievable Economic TRC Potential | 0 | 0 | 0 | 0 | 0 | 0 | 0 | 0 | 0 | 0 | 0 | 0 | 0 | 0 | 0 | 0 | 0 | 0 | 0 | 0 | 0 | 0 | 0 | 0 | 0 | 0 | 0
F8_Commercial_Interruptible - Health_New_Water Heating_Natural Gas_Water Heater - Low-Flow Showerheads_A_Achievable Economic TRC Potential | F8 | Commercial | Interruptible - Health | New | Water Heating | Natural Gas | Water Heater - Low-Flow Showerheads | A | Cumulative Summer Peak Savings (MW) | Achievable Economic TRC Potential | 0 | 0 | 0 | 0 | 0 | 0 | 0 | 0 | 0 | 0 | 0 | 0 | 0 | 0 | 0 | 0 | 0 | 0 | 0 | 0 | 0 | 0 | 0 | 0 | 0 | 0 | 0
F9_Commercial_Interruptible - Health_New_Water Heating_Natural Gas_Water Heater - Low-Flow Showerheads_A_Achievable Economic TRC Potential | F9 | Commercial | Interruptible - Health | New | Water Heating | Natural Gas | Water Heater - Low-Flow Showerheads | A | Cumulative Winter Peak Savings (MW) | Achievable Economic TRC Potential | 0 | 0 | 0 | 0 | 0 | 0 | 0 | 0 | 0 | 0 | 0 | 0 | 0 | 0 | 0 | 0 | 0 | 0 | 0 | 0 | 0 | 0 | 0 | 0 | 0 | 0 | 0
F10_Commercial_Interruptible - Health_New_Water Heating_Natural Gas_Water Heater - Low-Flow Showerheads_A_Achievable Economic TRC Potential | F10 | Commercial | Interruptible - Health | New | Water Heating | Natural Gas | Water Heater - Low-Flow Showerheads | A | Purchases (Incremental) | Achievable Economic TRC Potential | 0 | 0 | 0 | 0 | 0 | 0 | 0 | 0 | 0 | 0 | 0 | 0 | 0 | 0 | 0 | 0 | 0 | 0 | 0 | 0 | 0 | 0 | 0 | 0 | 0 | 0 | 0
F11_Commercial_Interruptible - Health_New_Water Heating_Natural Gas_Water Heater - Low-Flow Showerheads_A_Achievable Economic TRC Potential | F11 | Commercial | Interruptible - Health | New | Water Heating | Natural Gas | Water Heater - Low-Flow Showerheads | A | Purchases (Cumulative) | Achievable Economic TRC Potential | 0 | 0 | 0 | 0 | 0 | 0 | 0 | 0 | 0 | 0 | 0 | 0 | 0 | 0 | 0 | 0 | 0 | 0 | 0 | 0 | 0 | 0 | 0 | 0 | 0 | 0 | 0
F1_Commercial_Interruptible - Health_New_Water Heating_Natural Gas_Water Heater - Tank Blanket/Insulation_A_Achievable Economic TRC Potential | F1 | Commercial | Interruptible - Health | New | Water Heating | Natural Gas | Water Heater - Tank Blanket/Insulation | A | Integrated Unit Energy Savings (kWh or therms) | Achievable Economic TRC Potential | 0 | 0 | 0 | 0 | 0 | 0 | 0 | 0 | 0 | 0 | 0 | 0 | 0 | 0 | 0 | 0 | 0 | 0 | 0 | 0 | 0 | 0 | 0 | 0 | 0 | 0 | 0
F2_Commercial_Interruptible - Health_New_Water Heating_Natural Gas_Water Heater - Tank Blanket/Insulation_A_Achievable Economic TRC Potential | F2 | Commercial | Interruptible - Health | New | Water Heating | Natural Gas | Water Heater - Tank Blanket/Insulation | A | Integrated Unit Summer Peak Savings (kW) | Achievable Economic TRC Potential | 0 | 0 | 0 | 0 | 0 | 0 | 0 | 0 | 0 | 0 | 0 | 0 | 0 | 0 | 0 | 0 | 0 | 0 | 0 | 0 | 0 | 0 | 0 | 0 | 0 | 0 | 0
F3_Commercial_Interruptible - Health_New_Water Heating_Natural Gas_Water Heater - Tank Blanket/Insulation_A_Achievable Economic TRC Potential | F3 | Commercial | Interruptible - Health | New | Water Heating | Natural Gas | Water Heater - Tank Blanket/Insulation | A | Integrated Unit Winter Peak Savings (kW) | Achievable Economic TRC Potential | 0 | 0 | 0 | 0 | 0 | 0 | 0 | 0 | 0 | 0 | 0 | 0 | 0 | 0 | 0 | 0 | 0 | 0 | 0 | 0 | 0 | 0 | 0 | 0 | 0 | 0 | 0
F4_Commercial_Interruptible - Health_New_Water Heating_Natural Gas_Water Heater - Tank Blanket/Insulation_A_Achievable Economic TRC Potential | F4 | Commercial | Interruptible - Health | New | Water Heating | Natural Gas | Water Heater - Tank Blanket/Insulation | A | Incremental Energy Savings (MWh or mTherms) | Achievable Economic TRC Potential | 0 | 0 | 0 | 0 | 0 | 0 | 0 | 0 | 0 | 0 | 0 | 0 | 0 | 0 | 0 | 0 | 0 | 0 | 0 | 0 | 0 | 0 | 0 | 0 | 0 | 0 | 0
F5_Commercial_Interruptible - Health_New_Water Heating_Natural Gas_Water Heater - Tank Blanket/Insulation_A_Achievable Economic TRC Potential | F5 | Commercial | Interruptible - Health | New | Water Heating | Natural Gas | Water Heater - Tank Blanket/Insulation | A | Incremental Summer Peak Savings (MW) | Achievable Economic TRC Potential | 0 | 0 | 0 | 0 | 0 | 0 | 0 | 0 | 0 | 0 | 0 | 0 | 0 | 0 | 0 | 0 | 0 | 0 | 0 | 0 | 0 | 0 | 0 | 0 | 0 | 0 | 0
F6_Commercial_Interruptible - Health_New_Water Heating_Natural Gas_Water Heater - Tank Blanket/Insulation_A_Achievable Economic TRC Potential | F6 | Commercial | Interruptible - Health | New | Water Heating | Natural Gas | Water Heater - Tank Blanket/Insulation | A | Incremental Winter Peak Savings (MW) | Achievable Economic TRC Potential | 0 | 0 | 0 | 0 | 0 | 0 | 0 | 0 | 0 | 0 | 0 | 0 | 0 | 0 | 0 | 0 | 0 | 0 | 0 | 0 | 0 | 0 | 0 | 0 | 0 | 0 | 0
F7_Commercial_Interruptible - Health_New_Water Heating_Natural Gas_Water Heater - Tank Blanket/Insulation_A_Achievable Economic TRC Potential | F7 | Commercial | Interruptible - Health | New | Water Heating | Natural Gas | Water Heater - Tank Blanket/Insulation | A | Cumulative Energy Savings (MWh or mTherms) | Achievable Economic TRC Potential | 0 | 0 | 0 | 0 | 0 | 0 | 0 | 0 | 0 | 0 | 0 | 0 | 0 | 0 | 0 | 0 | 0 | 0 | 0 | 0 | 0 | 0 | 0 | 0 | 0 | 0 | 0
F8_Commercial_Interruptible - Health_New_Water Heating_Natural Gas_Water Heater - Tank Blanket/Insulation_A_Achievable Economic TRC Potential | F8 | Commercial | Interruptible - Health | New | Water Heating | Natural Gas | Water Heater - Tank Blanket/Insulation | A | Cumulative Summer Peak Savings (MW) | Achievable Economic TRC Potential | 0 | 0 | 0 | 0 | 0 | 0 | 0 | 0 | 0 | 0 | 0 | 0 | 0 | 0 | 0 | 0 | 0 | 0 | 0 | 0 | 0 | 0 | 0 | 0 | 0 | 0 | 0
F9_Commercial_Interruptible - Health_New_Water Heating_Natural Gas_Water Heater - Tank Blanket/Insulation_A_Achievable Economic TRC Potential | F9 | Commercial | Interruptible - Health | New | Water Heating | Natural Gas | Water Heater - Tank Blanket/Insulation | A | Cumulative Winter Peak Savings (MW) | Achievable Economic TRC Potential | 0 | 0 | 0 | 0 | 0 | 0 | 0 | 0 | 0 | 0 | 0 | 0 | 0 | 0 | 0 | 0 | 0 | 0 | 0 | 0 | 0 | 0 | 0 | 0 | 0 | 0 | 0
F10_Commercial_Interruptible - Health_New_Water Heating_Natural Gas_Water Heater - Tank Blanket/Insulation_A_Achievable Economic TRC Potential | F10 | Commercial | Interruptible - Health | New | Water Heating | Natural Gas | Water Heater - Tank Blanket/Insulation | A | Purchases (Incremental) | Achievable Economic TRC Potential | 0 | 0 | 0 | 0 | 0 | 0 | 0 | 0 | 0 | 0 | 0 | 0 | 0 | 0 | 0 | 0 | 0 | 0 | 0 | 0 | 0 | 0 | 0 | 0 | 0 | 0 | 0
F11_Commercial_Interruptible - Health_New_Water Heating_Natural Gas_Water Heater - Tank Blanket/Insulation_A_Achievable Economic TRC Potential | F11 | Commercial | Interruptible - Health | New | Water Heating | Natural Gas | Water Heater - Tank Blanket/Insulation | A | Purchases (Cumulative) | Achievable Economic TRC Potential | 0 | 0 | 0 | 0 | 0 | 0 | 0 | 0 | 0 | 0 | 0 | 0 | 0 | 0 | 0 | 0 | 0 | 0 | 0 | 0 | 0 | 0 | 0 | 0 | 0 | 0 | 0
F1_Commercial_Interruptible - Health_New_Water Heating_Natural Gas_Water Heater - Drainwater Heat Recovery_A_Achievable Economic TRC Potential | F1 | Commercial | Interruptible - Health | New | Water Heating | Natural Gas | Water Heater - Drainwater Heat Recovery | A | Integrated Unit Energy Savings (kWh or therms) | Achievable Economic TRC Potential | 0 | 0 | 0 | 0 | 0 | 0 | 0 | 0 | 0 | 0 | 0 | 0 | 0 | 0 | 0 | 0 | 0 | 0 | 0 | 0 | 0 | 0 | 0 | 0 | 0 | 0 | 0
F2_Commercial_Interruptible - Health_New_Water Heating_Natural Gas_Water Heater - Drainwater Heat Recovery_A_Achievable Economic TRC Potential | F2 | Commercial | Interruptible - Health | New | Water Heating | Natural Gas | Water Heater - Drainwater Heat Recovery | A | Integrated Unit Summer Peak Savings (kW) | Achievable Economic TRC Potential | 0 | 0 | 0 | 0 | 0 | 0 | 0 | 0 | 0 | 0 | 0 | 0 | 0 | 0 | 0 | 0 | 0 | 0 | 0 | 0 | 0 | 0 | 0 | 0 | 0 | 0 | 0
F3_Commercial_Interruptible - Health_New_Water Heating_Natural Gas_Water Heater - Drainwater Heat Recovery_A_Achievable Economic TRC Potential | F3 | Commercial | Interruptible - Health | New | Water Heating | Natural Gas | Water Heater - Drainwater Heat Recovery | A | Integrated Unit Winter Peak Savings (kW) | Achievable Economic TRC Potential | 0 | 0 | 0 | 0 | 0 | 0 | 0 | 0 | 0 | 0 | 0 | 0 | 0 | 0 | 0 | 0 | 0 | 0 | 0 | 0 | 0 | 0 | 0 | 0 | 0 | 0 | 0
F4_Commercial_Interruptible - Health_New_Water Heating_Natural Gas_Water Heater - Drainwater Heat Recovery_A_Achievable Economic TRC Potential | F4 | Commercial | Interruptible - Health | New | Water Heating | Natural Gas | Water Heater - Drainwater Heat Recovery | A | Incremental Energy Savings (MWh or mTherms) | Achievable Economic TRC Potential | 0 | 0 | 0 | 0 | 0 | 0 | 0 | 0 | 0 | 0 | 0 | 0 | 0 | 0 | 0 | 0 | 0 | 0 | 0 | 0 | 0 | 0 | 0 | 0 | 0 | 0 | 0
F5_Commercial_Interruptible - Health_New_Water Heating_Natural Gas_Water Heater - Drainwater Heat Recovery_A_Achievable Economic TRC Potential | F5 | Commercial | Interruptible - Health | New | Water Heating | Natural Gas | Water Heater - Drainwater Heat Recovery | A | Incremental Summer Peak Savings (MW) | Achievable Economic TRC Potential | 0 | 0 | 0 | 0 | 0 | 0 | 0 | 0 | 0 | 0 | 0 | 0 | 0 | 0 | 0 | 0 | 0 | 0 | 0 | 0 | 0 | 0 | 0 | 0 | 0 | 0 | 0
F6_Commercial_Interruptible - Health_New_Water Heating_Natural Gas_Water Heater - Drainwater Heat Recovery_A_Achievable Economic TRC Potential | F6 | Commercial | Interruptible - Health | New | Water Heating | Natural Gas | Water Heater - Drainwater Heat Recovery | A | Incremental Winter Peak Savings (MW) | Achievable Economic TRC Potential | 0 | 0 | 0 | 0 | 0 | 0 | 0 | 0 | 0 | 0 | 0 | 0 | 0 | 0 | 0 | 0 | 0 | 0 | 0 | 0 | 0 | 0 | 0 | 0 | 0 | 0 | 0
F7_Commercial_Interruptible - Health_New_Water Heating_Natural Gas_Water Heater - Drainwater Heat Recovery_A_Achievable Economic TRC Potential | F7 | Commercial | Interruptible - Health | New | Water Heating | Natural Gas | Water Heater - Drainwater Heat Recovery | A | Cumulative Energy Savings (MWh or mTherms) | Achievable Economic TRC Potential | 0 | 0 | 0 | 0 | 0 | 0 | 0 | 0 | 0 | 0 | 0 | 0 | 0 | 0 | 0 | 0 | 0 | 0 | 0 | 0 | 0 | 0 | 0 | 0 | 0 | 0 | 0
F8_Commercial_Interruptible - Health_New_Water Heating_Natural Gas_Water Heater - Drainwater Heat Recovery_A_Achievable Economic TRC Potential | F8 | Commercial | Interruptible - Health | New | Water Heating | Natural Gas | Water Heater - Drainwater Heat Recovery | A | Cumulative Summer Peak Savings (MW) | Achievable Economic TRC Potential | 0 | 0 | 0 | 0 | 0 | 0 | 0 | 0 | 0 | 0 | 0 | 0 | 0 | 0 | 0 | 0 | 0 | 0 | 0 | 0 | 0 | 0 | 0 | 0 | 0 | 0 | 0
F9_Commercial_Interruptible - Health_New_Water Heating_Natural Gas_Water Heater - Drainwater Heat Recovery_A_Achievable Economic TRC Potential | F9 | Commercial | Interruptible - Health | New | Water Heating | Natural Gas | Water Heater - Drainwater Heat Recovery | A | Cumulative Winter Peak Savings (MW) | Achievable Economic TRC Potential | 0 | 0 | 0 | 0 | 0 | 0 | 0 | 0 | 0 | 0 | 0 | 0 | 0 | 0 | 0 | 0 | 0 | 0 | 0 | 0 | 0 | 0 | 0 | 0 | 0 | 0 | 0
F10_Commercial_Interruptible - Health_New_Water Heating_Natural Gas_Water Heater - Drainwater Heat Recovery_A_Achievable Economic TRC Potential | F10 | Commercial | Interruptible - Health | New | Water Heating | Natural Gas | Water Heater - Drainwater Heat Recovery | A | Purchases (Incremental) | Achievable Economic TRC Potential | 0 | 0 | 0 | 0 | 0 | 0 | 0 | 0 | 0 | 0 | 0 | 0 | 0 | 0 | 0 | 0 | 0 | 0 | 0 | 0 | 0 | 0 | 0 | 0 | 0 | 0 | 0
F11_Commercial_Interruptible - Health_New_Water Heating_Natural Gas_Water Heater - Drainwater Heat Recovery_A_Achievable Economic TRC Potential | F11 | Commercial | Interruptible - Health | New | Water Heating | Natural Gas | Water Heater - Drainwater Heat Recovery | A | Purchases (Cumulative) | Achievable Economic TRC Potential | 0 | 0 | 0 | 0 | 0 | 0 | 0 | 0 | 0 | 0 | 0 | 0 | 0 | 0 | 0 | 0 | 0 | 0 | 0 | 0 | 0 | 0 | 0 | 0 | 0 | 0 | 0
F1_Commercial_Interruptible - Health_New_Water Heating_Natural Gas_Water Heater - Circulation Pump Controls_A_Achievable Economic TRC Potential | F1 | Commercial | Interruptible - Health | New | Water Heating | Natural Gas | Water Heater - Circulation Pump Controls | A | Integrated Unit Energy Savings (kWh or therms) | Achievable Economic TRC Potential | 0 | 0 | 0 | 0 | 0 | 0 | 0 | 0 | 0 | 0 | 0 | 0 | 0 | 0 | 0 | 0 | 0 | 0 | 0 | 0 | 0 | 0 | 0 | 0 | 0 | 0 | 0
F2_Commercial_Interruptible - Health_New_Water Heating_Natural Gas_Water Heater - Circulation Pump Controls_A_Achievable Economic TRC Potential | F2 | Commercial | Interruptible - Health | New | Water Heating | Natural Gas | Water Heater - Circulation Pump Controls | A | Integrated Unit Summer Peak Savings (kW) | Achievable Economic TRC Potential | 0 | 0 | 0 | 0 | 0 | 0 | 0 | 0 | 0 | 0 | 0 | 0 | 0 | 0 | 0 | 0 | 0 | 0 | 0 | 0 | 0 | 0 | 0 | 0 | 0 | 0 | 0
F3_Commercial_Interruptible - Health_New_Water Heating_Natural Gas_Water Heater - Circulation Pump Controls_A_Achievable Economic TRC Potential | F3 | Commercial | Interruptible - Health | New | Water Heating | Natural Gas | Water Heater - Circulation Pump Controls | A | Integrated Unit Winter Peak Savings (kW) | Achievable Economic TRC Potential | 0 | 0 | 0 | 0 | 0 | 0 | 0 | 0 | 0 | 0 | 0 | 0 | 0 | 0 | 0 | 0 | 0 | 0 | 0 | 0 | 0 | 0 | 0 | 0 | 0 | 0 | 0
F4_Commercial_Interruptible - Health_New_Water Heating_Natural Gas_Water Heater - Circulation Pump Controls_A_Achievable Economic TRC Potential | F4 | Commercial | Interruptible - Health | New | Water Heating | Natural Gas | Water Heater - Circulation Pump Controls | A | Incremental Energy Savings (MWh or mTherms) | Achievable Economic TRC Potential | 0 | 0 | 0 | 0 | 0 | 0 | 0 | 0 | 0 | 0 | 0 | 0 | 0 | 0 | 0 | 0 | 0 | 0 | 0 | 0 | 0 | 0 | 0 | 0 | 0 | 0 | 0
F5_Commercial_Interruptible - Health_New_Water Heating_Natural Gas_Water Heater - Circulation Pump Controls_A_Achievable Economic TRC Potential | F5 | Commercial | Interruptible - Health | New | Water Heating | Natural Gas | Water Heater - Circulation Pump Controls | A | Incremental Summer Peak Savings (MW) | Achievable Economic TRC Potential | 0 | 0 | 0 | 0 | 0 | 0 | 0 | 0 | 0 | 0 | 0 | 0 | 0 | 0 | 0 | 0 | 0 | 0 | 0 | 0 | 0 | 0 | 0 | 0 | 0 | 0 | 0
F6_Commercial_Interruptible - Health_New_Water Heating_Natural Gas_Water Heater - Circulation Pump Controls_A_Achievable Economic TRC Potential | F6 | Commercial | Interruptible - Health | New | Water Heating | Natural Gas | Water Heater - Circulation Pump Controls | A | Incremental Winter Peak Savings (MW) | Achievable Economic TRC Potential | 0 | 0 | 0 | 0 | 0 | 0 | 0 | 0 | 0 | 0 | 0 | 0 | 0 | 0 | 0 | 0 | 0 | 0 | 0 | 0 | 0 | 0 | 0 | 0 | 0 | 0 | 0
F7_Commercial_Interruptible - Health_New_Water Heating_Natural Gas_Water Heater - Circulation Pump Controls_A_Achievable Economic TRC Potential | F7 | Commercial | Interruptible - Health | New | Water Heating | Natural Gas | Water Heater - Circulation Pump Controls | A | Cumulative Energy Savings (MWh or mTherms) | Achievable Economic TRC Potential | 0 | 0 | 0 | 0 | 0 | 0 | 0 | 0 | 0 | 0 | 0 | 0 | 0 | 0 | 0 | 0 | 0 | 0 | 0 | 0 | 0 | 0 | 0 | 0 | 0 | 0 | 0
F8_Commercial_Interruptible - Health_New_Water Heating_Natural Gas_Water Heater - Circulation Pump Controls_A_Achievable Economic TRC Potential | F8 | Commercial | Interruptible - Health | New | Water Heating | Natural Gas | Water Heater - Circulation Pump Controls | A | Cumulative Summer Peak Savings (MW) | Achievable Economic TRC Potential | 0 | 0 | 0 | 0 | 0 | 0 | 0 | 0 | 0 | 0 | 0 | 0 | 0 | 0 | 0 | 0 | 0 | 0 | 0 | 0 | 0 | 0 | 0 | 0 | 0 | 0 | 0
F9_Commercial_Interruptible - Health_New_Water Heating_Natural Gas_Water Heater - Circulation Pump Controls_A_Achievable Economic TRC Potential | F9 | Commercial | Interruptible - Health | New | Water Heating | Natural Gas | Water Heater - Circulation Pump Controls | A | Cumulative Winter Peak Savings (MW) | Achievable Economic TRC Potential | 0 | 0 | 0 | 0 | 0 | 0 | 0 | 0 | 0 | 0 | 0 | 0 | 0 | 0 | 0 | 0 | 0 | 0 | 0 | 0 | 0 | 0 | 0 | 0 | 0 | 0 | 0
F10_Commercial_Interruptible - Health_New_Water Heating_Natural Gas_Water Heater - Circulation Pump Controls_A_Achievable Economic TRC Potential | F10 | Commercial | Interruptible - Health | New | Water Heating | Natural Gas | Water Heater - Circulation Pump Controls | A | Purchases (Incremental) | Achievable Economic TRC Potential | 0 | 0 | 0 | 0 | 0 | 0 | 0 | 0 | 0 | 0 | 0 | 0 | 0 | 0 | 0 | 0 | 0 | 0 | 0 | 0 | 0 | 0 | 0 | 0 | 0 | 0 | 0
F11_Commercial_Interruptible - Health_New_Water Heating_Natural Gas_Water Heater - Circulation Pump Controls_A_Achievable Economic TRC Potential | F11 | Commercial | Interruptible - Health | New | Water Heating | Natural Gas | Water Heater - Circulation Pump Controls | A | Purchases (Cumulative) | Achievable Economic TRC Potential | 0 | 0 | 0 | 0 | 0 | 0 | 0 | 0 | 0 | 0 | 0 | 0 | 0 | 0 | 0 | 0 | 0 | 0 | 0 | 0 | 0 | 0 | 0 | 0 | 0 | 0 | 0
F1_Commercial_Interruptible - Health_New_Water Heating_Natural Gas_Water Heater - Pipe Insulation_A_Achievable Economic TRC Potential | F1 | Commercial | Interruptible - Health | New | Water Heating | Natural Gas | Water Heater - Pipe Insulation | A | Integrated Unit Energy Savings (kWh or therms) | Achievable Economic TRC Potential | 0 | 0 | 0 | 0 | 0 | 0 | 0 | 0 | 0 | 0 | 0 | 0 | 0 | 0 | 0 | 0 | 0 | 0 | 0 | 0 | 0 | 0 | 0 | 0 | 0 | 0 | 0
F2_Commercial_Interruptible - Health_New_Water Heating_Natural Gas_Water Heater - Pipe Insulation_A_Achievable Economic TRC Potential | F2 | Commercial | Interruptible - Health | New | Water Heating | Natural Gas | Water Heater - Pipe Insulation | A | Integrated Unit Summer Peak Savings (kW) | Achievable Economic TRC Potential | 0 | 0 | 0 | 0 | 0 | 0 | 0 | 0 | 0 | 0 | 0 | 0 | 0 | 0 | 0 | 0 | 0 | 0 | 0 | 0 | 0 | 0 | 0 | 0 | 0 | 0 | 0
F3_Commercial_Interruptible - Health_New_Water Heating_Natural Gas_Water Heater - Pipe Insulation_A_Achievable Economic TRC Potential | F3 | Commercial | Interruptible - Health | New | Water Heating | Natural Gas | Water Heater - Pipe Insulation | A | Integrated Unit Winter Peak Savings (kW) | Achievable Economic TRC Potential | 0 | 0 | 0 | 0 | 0 | 0 | 0 | 0 | 0 | 0 | 0 | 0 | 0 | 0 | 0 | 0 | 0 | 0 | 0 | 0 | 0 | 0 | 0 | 0 | 0 | 0 | 0
F4_Commercial_Interruptible - Health_New_Water Heating_Natural Gas_Water Heater - Pipe Insulation_A_Achievable Economic TRC Potential | F4 | Commercial | Interruptible - Health | New | Water Heating | Natural Gas | Water Heater - Pipe Insulation | A | Incremental Energy Savings (MWh or mTherms) | Achievable Economic TRC Potential | 0 | 0 | 0 | 0 | 0 | 0 | 0 | 0 | 0 | 0 | 0 | 0 | 0 | 0 | 0 | 0 | 0 | 0 | 0 | 0 | 0 | 0 | 0 | 0 | 0 | 0 | 0
F5_Commercial_Interruptible - Health_New_Water Heating_Natural Gas_Water Heater - Pipe Insulation_A_Achievable Economic TRC Potential | F5 | Commercial | Interruptible - Health | New | Water Heating | Natural Gas | Water Heater - Pipe Insulation | A | Incremental Summer Peak Savings (MW) | Achievable Economic TRC Potential | 0 | 0 | 0 | 0 | 0 | 0 | 0 | 0 | 0 | 0 | 0 | 0 | 0 | 0 | 0 | 0 | 0 | 0 | 0 | 0 | 0 | 0 | 0 | 0 | 0 | 0 | 0
F6_Commercial_Interruptible - Health_New_Water Heating_Natural Gas_Water Heater - Pipe Insulation_A_Achievable Economic TRC Potential | F6 | Commercial | Interruptible - Health | New | Water Heating | Natural Gas | Water Heater - Pipe Insulation | A | Incremental Winter Peak Savings (MW) | Achievable Economic TRC Potential | 0 | 0 | 0 | 0 | 0 | 0 | 0 | 0 | 0 | 0 | 0 | 0 | 0 | 0 | 0 | 0 | 0 | 0 | 0 | 0 | 0 | 0 | 0 | 0 | 0 | 0 | 0
F7_Commercial_Interruptible - Health_New_Water Heating_Natural Gas_Water Heater - Pipe Insulation_A_Achievable Economic TRC Potential | F7 | Commercial | Interruptible - Health | New | Water Heating | Natural Gas | Water Heater - Pipe Insulation | A | Cumulative Energy Savings (MWh or mTherms) | Achievable Economic TRC Potential | 0 | 0 | 0 | 0 | 0 | 0 | 0 | 0 | 0 | 0 | 0 | 0 | 0 | 0 | 0 | 0 | 0 | 0 | 0 | 0 | 0 | 0 | 0 | 0 | 0 | 0 | 0
F8_Commercial_Interruptible - Health_New_Water Heating_Natural Gas_Water Heater - Pipe Insulation_A_Achievable Economic TRC Potential | F8 | Commercial | Interruptible - Health | New | Water Heating | Natural Gas | Water Heater - Pipe Insulation | A | Cumulative Summer Peak Savings (MW) | Achievable Economic TRC Potential | 0 | 0 | 0 | 0 | 0 | 0 | 0 | 0 | 0 | 0 | 0 | 0 | 0 | 0 | 0 | 0 | 0 | 0 | 0 | 0 | 0 | 0 | 0 | 0 | 0 | 0 | 0
F9_Commercial_Interruptible - Health_New_Water Heating_Natural Gas_Water Heater - Pipe Insulation_A_Achievable Economic TRC Potential | F9 | Commercial | Interruptible - Health | New | Water Heating | Natural Gas | Water Heater - Pipe Insulation | A | Cumulative Winter Peak Savings (MW) | Achievable Economic TRC Potential | 0 | 0 | 0 | 0 | 0 | 0 | 0 | 0 | 0 | 0 | 0 | 0 | 0 | 0 | 0 | 0 | 0 | 0 | 0 | 0 | 0 | 0 | 0 | 0 | 0 | 0 | 0
F10_Commercial_Interruptible - Health_New_Water Heating_Natural Gas_Water Heater - Pipe Insulation_A_Achievable Economic TRC Potential | F10 | Commercial | Interruptible - Health | New | Water Heating | Natural Gas | Water Heater - Pipe Insulation | A | Purchases (Incremental) | Achievable Economic TRC Potential | 0 | 0 | 0 | 0 | 0 | 0 | 0 | 0 | 0 | 0 | 0 | 0 | 0 | 0 | 0 | 0 | 0 | 0 | 0 | 0 | 0 | 0 | 0 | 0 | 0 | 0 | 0
F11_Commercial_Interruptible - Health_New_Water Heating_Natural Gas_Water Heater - Pipe Insulation_A_Achievable Economic TRC Potential | F11 | Commercial | Interruptible - Health | New | Water Heating | Natural Gas | Water Heater - Pipe Insulation | A | Purchases (Cumulative) | Achievable Economic TRC Potential | 0 | 0 | 0 | 0 | 0 | 0 | 0 | 0 | 0 | 0 | 0 | 0 | 0 | 0 | 0 | 0 | 0 | 0 | 0 | 0 | 0 | 0 | 0 | 0 | 0 | 0 | 0
F1_Commercial_Interruptible - Health_New_Water Heating_Natural Gas_Water Heater - Motion Control Faucet_A_Achievable Economic TRC Potential | F1 | Commercial | Interruptible - Health | New | Water Heating | Natural Gas | Water Heater - Motion Control Faucet | A | Integrated Unit Energy Savings (kWh or therms) | Achievable Economic TRC Potential | 0 | 0 | 0 | 0 | 0 | 0 | 0 | 0 | 0 | 0 | 0 | 0 | 0 | 0 | 0 | 0 | 0 | 0 | 0 | 0 | 0 | 0 | 0 | 0 | 0 | 0 | 0
F2_Commercial_Interruptible - Health_New_Water Heating_Natural Gas_Water Heater - Motion Control Faucet_A_Achievable Economic TRC Potential | F2 | Commercial | Interruptible - Health | New | Water Heating | Natural Gas | Water Heater - Motion Control Faucet | A | Integrated Unit Summer Peak Savings (kW) | Achievable Economic TRC Potential | 0 | 0 | 0 | 0 | 0 | 0 | 0 | 0 | 0 | 0 | 0 | 0 | 0 | 0 | 0 | 0 | 0 | 0 | 0 | 0 | 0 | 0 | 0 | 0 | 0 | 0 | 0
F3_Commercial_Interruptible - Health_New_Water Heating_Natural Gas_Water Heater - Motion Control Faucet_A_Achievable Economic TRC Potential | F3 | Commercial | Interruptible - Health | New | Water Heating | Natural Gas | Water Heater - Motion Control Faucet | A | Integrated Unit Winter Peak Savings (kW) | Achievable Economic TRC Potential | 0 | 0 | 0 | 0 | 0 | 0 | 0 | 0 | 0 | 0 | 0 | 0 | 0 | 0 | 0 | 0 | 0 | 0 | 0 | 0 | 0 | 0 | 0 | 0 | 0 | 0 | 0
F4_Commercial_Interruptible - Health_New_Water Heating_Natural Gas_Water Heater - Motion Control Faucet_A_Achievable Economic TRC Potential | F4 | Commercial | Interruptible - Health | New | Water Heating | Natural Gas | Water Heater - Motion Control Faucet | A | Incremental Energy Savings (MWh or mTherms) | Achievable Economic TRC Potential | 0 | 0 | 0 | 0 | 0 | 0 | 0 | 0 | 0 | 0 | 0 | 0 | 0 | 0 | 0 | 0 | 0 | 0 | 0 | 0 | 0 | 0 | 0 | 0 | 0 | 0 | 0
F5_Commercial_Interruptible - Health_New_Water Heating_Natural Gas_Water Heater - Motion Control Faucet_A_Achievable Economic TRC Potential | F5 | Commercial | Interruptible - Health | New | Water Heating | Natural Gas | Water Heater - Motion Control Faucet | A | Incremental Summer Peak Savings (MW) | Achievable Economic TRC Potential | 0 | 0 | 0 | 0 | 0 | 0 | 0 | 0 | 0 | 0 | 0 | 0 | 0 | 0 | 0 | 0 | 0 | 0 | 0 | 0 | 0 | 0 | 0 | 0 | 0 | 0 | 0
F6_Commercial_Interruptible - Health_New_Water Heating_Natural Gas_Water Heater - Motion Control Faucet_A_Achievable Economic TRC Potential | F6 | Commercial | Interruptible - Health | New | Water Heating | Natural Gas | Water Heater - Motion Control Faucet | A | Incremental Winter Peak Savings (MW) | Achievable Economic TRC Potential | 0 | 0 | 0 | 0 | 0 | 0 | 0 | 0 | 0 | 0 | 0 | 0 | 0 | 0 | 0 | 0 | 0 | 0 | 0 | 0 | 0 | 0 | 0 | 0 | 0 | 0 | 0
F7_Commercial_Interruptible - Health_New_Water Heating_Natural Gas_Water Heater - Motion Control Faucet_A_Achievable Economic TRC Potential | F7 | Commercial | Interruptible - Health | New | Water Heating | Natural Gas | Water Heater - Motion Control Faucet | A | Cumulative Energy Savings (MWh or mTherms) | Achievable Economic TRC Potential | 0 | 0 | 0 | 0 | 0 | 0 | 0 | 0 | 0 | 0 | 0 | 0 | 0 | 0 | 0 | 0 | 0 | 0 | 0 | 0 | 0 | 0 | 0 | 0 | 0 | 0 | 0
F8_Commercial_Interruptible - Health_New_Water Heating_Natural Gas_Water Heater - Motion Control Faucet_A_Achievable Economic TRC Potential | F8 | Commercial | Interruptible - Health | New | Water Heating | Natural Gas | Water Heater - Motion Control Faucet | A | Cumulative Summer Peak Savings (MW) | Achievable Economic TRC Potential | 0 | 0 | 0 | 0 | 0 | 0 | 0 | 0 | 0 | 0 | 0 | 0 | 0 | 0 | 0 | 0 | 0 | 0 | 0 | 0 | 0 | 0 | 0 | 0 | 0 | 0 | 0
F9_Commercial_Interruptible - Health_New_Water Heating_Natural Gas_Water Heater - Motion Control Faucet_A_Achievable Economic TRC Potential | F9 | Commercial | Interruptible - Health | New | Water Heating | Natural Gas | Water Heater - Motion Control Faucet | A | Cumulative Winter Peak Savings (MW) | Achievable Economic TRC Potential | 0 | 0 | 0 | 0 | 0 | 0 | 0 | 0 | 0 | 0 | 0 | 0 | 0 | 0 | 0 | 0 | 0 | 0 | 0 | 0 | 0 | 0 | 0 | 0 | 0 | 0 | 0
F10_Commercial_Interruptible - Health_New_Water Heating_Natural Gas_Water Heater - Motion Control Faucet_A_Achievable Economic TRC Potential | F10 | Commercial | Interruptible - Health | New | Water Heating | Natural Gas | Water Heater - Motion Control Faucet | A | Purchases (Incremental) | Achievable Economic TRC Potential | 0 | 0 | 0 | 0 | 0 | 0 | 0 | 0 | 0 | 0 | 0 | 0 | 0 | 0 | 0 | 0 | 0 | 0 | 0 | 0 | 0 | 0 | 0 | 0 | 0 | 0 | 0
F11_Commercial_Interruptible - Health_New_Water Heating_Natural Gas_Water Heater - Motion Control Faucet_A_Achievable Economic TRC Potential | F11 | Commercial | Interruptible - Health | New | Water Heating | Natural Gas | Water Heater - Motion Control Faucet | A | Purchases (Cumulative) | Achievable Economic TRC Potential | 0 | 0 | 0 | 0 | 0 | 0 | 0 | 0 | 0 | 0 | 0 | 0 | 0 | 0 | 0 | 0 | 0 | 0 | 0 | 0 | 0 | 0 | 0 | 0 | 0 | 0 | 0
F1_Commercial_Interruptible - Health_New_Water Heating_Natural Gas_Water Heater - Solar System_A_Achievable Economic TRC Potential | F1 | Commercial | Interruptible - Health | New | Water Heating | Natural Gas | Water Heater - Solar System | A | Integrated Unit Energy Savings (kWh or therms) | Achievable Economic TRC Potential | 0 | 0 | 0 | 0 | 0 | 0 | 0 | 0 | 0 | 0 | 0 | 0 | 0 | 0 | 0 | 0 | 0 | 0 | 0 | 0 | 0 | 0 | 0 | 0 | 0 | 0 | 0
F2_Commercial_Interruptible - Health_New_Water Heating_Natural Gas_Water Heater - Solar System_A_Achievable Economic TRC Potential | F2 | Commercial | Interruptible - Health | New | Water Heating | Natural Gas | Water Heater - Solar System | A | Integrated Unit Summer Peak Savings (kW) | Achievable Economic TRC Potential | 0 | 0 | 0 | 0 | 0 | 0 | 0 | 0 | 0 | 0 | 0 | 0 | 0 | 0 | 0 | 0 | 0 | 0 | 0 | 0 | 0 | 0 | 0 | 0 | 0 | 0 | 0
F3_Commercial_Interruptible - Health_New_Water Heating_Natural Gas_Water Heater - Solar System_A_Achievable Economic TRC Potential | F3 | Commercial | Interruptible - Health | New | Water Heating | Natural Gas | Water Heater - Solar System | A | Integrated Unit Winter Peak Savings (kW) | Achievable Economic TRC Potential | 0 | 0 | 0 | 0 | 0 | 0 | 0 | 0 | 0 | 0 | 0 | 0 | 0 | 0 | 0 | 0 | 0 | 0 | 0 | 0 | 0 | 0 | 0 | 0 | 0 | 0 | 0
F4_Commercial_Interruptible - Health_New_Water Heating_Natural Gas_Water Heater - Solar System_A_Achievable Economic TRC Potential | F4 | Commercial | Interruptible - Health | New | Water Heating | Natural Gas | Water Heater - Solar System | A | Incremental Energy Savings (MWh or mTherms) | Achievable Economic TRC Potential | 0 | 0 | 0 | 0 | 0 | 0 | 0 | 0 | 0 | 0 | 0 | 0 | 0 | 0 | 0 | 0 | 0 | 0 | 0 | 0 | 0 | 0 | 0 | 0 | 0 | 0 | 0
F5_Commercial_Interruptible - Health_New_Water Heating_Natural Gas_Water Heater - Solar System_A_Achievable Economic TRC Potential | F5 | Commercial | Interruptible - Health | New | Water Heating | Natural Gas | Water Heater - Solar System | A | Incremental Summer Peak Savings (MW) | Achievable Economic TRC Potential | 0 | 0 | 0 | 0 | 0 | 0 | 0 | 0 | 0 | 0 | 0 | 0 | 0 | 0 | 0 | 0 | 0 | 0 | 0 | 0 | 0 | 0 | 0 | 0 | 0 | 0 | 0
F6_Commercial_Interruptible - Health_New_Water Heating_Natural Gas_Water Heater - Solar System_A_Achievable Economic TRC Potential | F6 | Commercial | Interruptible - Health | New | Water Heating | Natural Gas | Water Heater - Solar System | A | Incremental Winter Peak Savings (MW) | Achievable Economic TRC Potential | 0 | 0 | 0 | 0 | 0 | 0 | 0 | 0 | 0 | 0 | 0 | 0 | 0 | 0 | 0 | 0 | 0 | 0 | 0 | 0 | 0 | 0 | 0 | 0 | 0 | 0 | 0
F7_Commercial_Interruptible - Health_New_Water Heating_Natural Gas_Water Heater - Solar System_A_Achievable Economic TRC Potential | F7 | Commercial | Interruptible - Health | New | Water Heating | Natural Gas | Water Heater - Solar System | A | Cumulative Energy Savings (MWh or mTherms) | Achievable Economic TRC Potential | 0 | 0 | 0 | 0 | 0 | 0 | 0 | 0 | 0 | 0 | 0 | 0 | 0 | 0 | 0 | 0 | 0 | 0 | 0 | 0 | 0 | 0 | 0 | 0 | 0 | 0 | 0
F8_Commercial_Interruptible - Health_New_Water Heating_Natural Gas_Water Heater - Solar System_A_Achievable Economic TRC Potential | F8 | Commercial | Interruptible - Health | New | Water Heating | Natural Gas | Water Heater - Solar System | A | Cumulative Summer Peak Savings (MW) | Achievable Economic TRC Potential | 0 | 0 | 0 | 0 | 0 | 0 | 0 | 0 | 0 | 0 | 0 | 0 | 0 | 0 | 0 | 0 | 0 | 0 | 0 | 0 | 0 | 0 | 0 | 0 | 0 | 0 | 0
F9_Commercial_Interruptible - Health_New_Water Heating_Natural Gas_Water Heater - Solar System_A_Achievable Economic TRC Potential | F9 | Commercial | Interruptible - Health | New | Water Heating | Natural Gas | Water Heater - Solar System | A | Cumulative Winter Peak Savings (MW) | Achievable Economic TRC Potential | 0 | 0 | 0 | 0 | 0 | 0 | 0 | 0 | 0 | 0 | 0 | 0 | 0 | 0 | 0 | 0 | 0 | 0 | 0 | 0 | 0 | 0 | 0 | 0 | 0 | 0 | 0
F10_Commercial_Interruptible - Health_New_Water Heating_Natural Gas_Water Heater - Solar System_A_Achievable Economic TRC Potential | F10 | Commercial | Interruptible - Health | New | Water Heating | Natural Gas | Water Heater - Solar System | A | Purchases (Incremental) | Achievable Economic TRC Potential | 0 | 0 | 0 | 0 | 0 | 0 | 0 | 0 | 0 | 0 | 0 | 0 | 0 | 0 | 0 | 0 | 0 | 0 | 0 | 0 | 0 | 0 | 0 | 0 | 0 | 0 | 0
F11_Commercial_Interruptible - Health_New_Water Heating_Natural Gas_Water Heater - Solar System_A_Achievable Economic TRC Potential | F11 | Commercial | Interruptible - Health | New | Water Heating | Natural Gas | Water Heater - Solar System | A | Purchases (Cumulative) | Achievable Economic TRC Potential | 0 | 0 | 0 | 0 | 0 | 0 | 0 | 0 | 0 | 0 | 0 | 0 | 0 | 0 | 0 | 0 | 0 | 0 | 0 | 0 | 0 | 0 | 0 | 0 | 0 | 0 | 0
F1_Commercial_Interruptible - Health_New_Water Heating_Natural Gas_Commercial Laundry - Ozone Treatment_A_Achievable Economic TRC Potential | F1 | Commercial | Interruptible - Health | New | Water Heating | Natural Gas | Commercial Laundry - Ozone Treatment | A | Integrated Unit Energy Savings (kWh or therms) | Achievable Economic TRC Potential | 0 | 0 | 0 | 0 | 0 | 0 | 0 | 0 | 0 | 0 | 0 | 0 | 0 | 0 | 0 | 0 | 0 | 0 | 0 | 0 | 0 | 0 | 0 | 0 | 0 | 0 | 0
F2_Commercial_Interruptible - Health_New_Water Heating_Natural Gas_Commercial Laundry - Ozone Treatment_A_Achievable Economic TRC Potential | F2 | Commercial | Interruptible - Health | New | Water Heating | Natural Gas | Commercial Laundry - Ozone Treatment | A | Integrated Unit Summer Peak Savings (kW) | Achievable Economic TRC Potential | 0 | 0 | 0 | 0 | 0 | 0 | 0 | 0 | 0 | 0 | 0 | 0 | 0 | 0 | 0 | 0 | 0 | 0 | 0 | 0 | 0 | 0 | 0 | 0 | 0 | 0 | 0
F3_Commercial_Interruptible - Health_New_Water Heating_Natural Gas_Commercial Laundry - Ozone Treatment_A_Achievable Economic TRC Potential | F3 | Commercial | Interruptible - Health | New | Water Heating | Natural Gas | Commercial Laundry - Ozone Treatment | A | Integrated Unit Winter Peak Savings (kW) | Achievable Economic TRC Potential | 0 | 0 | 0 | 0 | 0 | 0 | 0 | 0 | 0 | 0 | 0 | 0 | 0 | 0 | 0 | 0 | 0 | 0 | 0 | 0 | 0 | 0 | 0 | 0 | 0 | 0 | 0
F4_Commercial_Interruptible - Health_New_Water Heating_Natural Gas_Commercial Laundry - Ozone Treatment_A_Achievable Economic TRC Potential | F4 | Commercial | Interruptible - Health | New | Water Heating | Natural Gas | Commercial Laundry - Ozone Treatment | A | Incremental Energy Savings (MWh or mTherms) | Achievable Economic TRC Potential | 0 | 0 | 0 | 0 | 0 | 0 | 0 | 0 | 0 | 0 | 0 | 0 | 0 | 0 | 0 | 0 | 0 | 0 | 0 | 0 | 0 | 0 | 0 | 0 | 0 | 0 | 0
F5_Commercial_Interruptible - Health_New_Water Heating_Natural Gas_Commercial Laundry - Ozone Treatment_A_Achievable Economic TRC Potential | F5 | Commercial | Interruptible - Health | New | Water Heating | Natural Gas | Commercial Laundry - Ozone Treatment | A | Incremental Summer Peak Savings (MW) | Achievable Economic TRC Potential | 0 | 0 | 0 | 0 | 0 | 0 | 0 | 0 | 0 | 0 | 0 | 0 | 0 | 0 | 0 | 0 | 0 | 0 | 0 | 0 | 0 | 0 | 0 | 0 | 0 | 0 | 0
F6_Commercial_Interruptible - Health_New_Water Heating_Natural Gas_Commercial Laundry - Ozone Treatment_A_Achievable Economic TRC Potential | F6 | Commercial | Interruptible - Health | New | Water Heating | Natural Gas | Commercial Laundry - Ozone Treatment | A | Incremental Winter Peak Savings (MW) | Achievable Economic TRC Potential | 0 | 0 | 0 | 0 | 0 | 0 | 0 | 0 | 0 | 0 | 0 | 0 | 0 | 0 | 0 | 0 | 0 | 0 | 0 | 0 | 0 | 0 | 0 | 0 | 0 | 0 | 0
F7_Commercial_Interruptible - Health_New_Water Heating_Natural Gas_Commercial Laundry - Ozone Treatment_A_Achievable Economic TRC Potential | F7 | Commercial | Interruptible - Health | New | Water Heating | Natural Gas | Commercial Laundry - Ozone Treatment | A | Cumulative Energy Savings (MWh or mTherms) | Achievable Economic TRC Potential | 0 | 0 | 0 | 0 | 0 | 0 | 0 | 0 | 0 | 0 | 0 | 0 | 0 | 0 | 0 | 0 | 0 | 0 | 0 | 0 | 0 | 0 | 0 | 0 | 0 | 0 | 0
F8_Commercial_Interruptible - Health_New_Water Heating_Natural Gas_Commercial Laundry - Ozone Treatment_A_Achievable Economic TRC Potential | F8 | Commercial | Interruptible - Health | New | Water Heating | Natural Gas | Commercial Laundry - Ozone Treatment | A | Cumulative Summer Peak Savings (MW) | Achievable Economic TRC Potential | 0 | 0 | 0 | 0 | 0 | 0 | 0 | 0 | 0 | 0 | 0 | 0 | 0 | 0 | 0 | 0 | 0 | 0 | 0 | 0 | 0 | 0 | 0 | 0 | 0 | 0 | 0
F9_Commercial_Interruptible - Health_New_Water Heating_Natural Gas_Commercial Laundry - Ozone Treatment_A_Achievable Economic TRC Potential | F9 | Commercial | Interruptible - Health | New | Water Heating | Natural Gas | Commercial Laundry - Ozone Treatment | A | Cumulative Winter Peak Savings (MW) | Achievable Economic TRC Potential | 0 | 0 | 0 | 0 | 0 | 0 | 0 | 0 | 0 | 0 | 0 | 0 | 0 | 0 | 0 | 0 | 0 | 0 | 0 | 0 | 0 | 0 | 0 | 0 | 0 | 0 | 0
F10_Commercial_Interruptible - Health_New_Water Heating_Natural Gas_Commercial Laundry - Ozone Treatment_A_Achievable Economic TRC Potential | F10 | Commercial | Interruptible - Health | New | Water Heating | Natural Gas | Commercial Laundry - Ozone Treatment | A | Purchases (Incremental) | Achievable Economic TRC Potential | 0 | 0 | 0 | 0 | 0 | 0 | 0 | 0 | 0 | 0 | 0 | 0 | 0 | 0 | 0 | 0 | 0 | 0 | 0 | 0 | 0 | 0 | 0 | 0 | 0 | 0 | 0
F11_Commercial_Interruptible - Health_New_Water Heating_Natural Gas_Commercial Laundry - Ozone Treatment_A_Achievable Economic TRC Potential | F11 | Commercial | Interruptible - Health | New | Water Heating | Natural Gas | Commercial Laundry - Ozone Treatment | A | Purchases (Cumulative) | Achievable Economic TRC Potential | 0 | 0 | 0 | 0 | 0 | 0 | 0 | 0 | 0 | 0 | 0 | 0 | 0 | 0 | 0 | 0 | 0 | 0 | 0 | 0 | 0 | 0 | 0 | 0 | 0 | 0 | 0
F1_Commercial_Interruptible - Health_New_Water Heating_Natural Gas_Commercial Laundry - ENERGY STAR Washer_A_Achievable Economic TRC Potential | F1 | Commercial | Interruptible - Health | New | Water Heating | Natural Gas | Commercial Laundry - ENERGY STAR Washer | A | Integrated Unit Energy Savings (kWh or therms) | Achievable Economic TRC Potential | 0 | 0 | 0 | 0 | 0 | 0 | 0 | 0 | 0 | 0 | 0 | 0 | 0 | 0 | 0 | 0 | 0 | 0 | 0 | 0 | 0 | 0 | 0 | 0 | 0 | 0 | 0
F2_Commercial_Interruptible - Health_New_Water Heating_Natural Gas_Commercial Laundry - ENERGY STAR Washer_A_Achievable Economic TRC Potential | F2 | Commercial | Interruptible - Health | New | Water Heating | Natural Gas | Commercial Laundry - ENERGY STAR Washer | A | Integrated Unit Summer Peak Savings (kW) | Achievable Economic TRC Potential | 0 | 0 | 0 | 0 | 0 | 0 | 0 | 0 | 0 | 0 | 0 | 0 | 0 | 0 | 0 | 0 | 0 | 0 | 0 | 0 | 0 | 0 | 0 | 0 | 0 | 0 | 0
F3_Commercial_Interruptible - Health_New_Water Heating_Natural Gas_Commercial Laundry - ENERGY STAR Washer_A_Achievable Economic TRC Potential | F3 | Commercial | Interruptible - Health | New | Water Heating | Natural Gas | Commercial Laundry - ENERGY STAR Washer | A | Integrated Unit Winter Peak Savings (kW) | Achievable Economic TRC Potential | 0 | 0 | 0 | 0 | 0 | 0 | 0 | 0 | 0 | 0 | 0 | 0 | 0 | 0 | 0 | 0 | 0 | 0 | 0 | 0 | 0 | 0 | 0 | 0 | 0 | 0 | 0
F4_Commercial_Interruptible - Health_New_Water Heating_Natural Gas_Commercial Laundry - ENERGY STAR Washer_A_Achievable Economic TRC Potential | F4 | Commercial | Interruptible - Health | New | Water Heating | Natural Gas | Commercial Laundry - ENERGY STAR Washer | A | Incremental Energy Savings (MWh or mTherms) | Achievable Economic TRC Potential | 0 | 0 | 0 | 0 | 0 | 0 | 0 | 0 | 0 | 0 | 0 | 0 | 0 | 0 | 0 | 0 | 0 | 0 | 0 | 0 | 0 | 0 | 0 | 0 | 0 | 0 | 0
F5_Commercial_Interruptible - Health_New_Water Heating_Natural Gas_Commercial Laundry - ENERGY STAR Washer_A_Achievable Economic TRC Potential | F5 | Commercial | Interruptible - Health | New | Water Heating | Natural Gas | Commercial Laundry - ENERGY STAR Washer | A | Incremental Summer Peak Savings (MW) | Achievable Economic TRC Potential | 0 | 0 | 0 | 0 | 0 | 0 | 0 | 0 | 0 | 0 | 0 | 0 | 0 | 0 | 0 | 0 | 0 | 0 | 0 | 0 | 0 | 0 | 0 | 0 | 0 | 0 | 0
F6_Commercial_Interruptible - Health_New_Water Heating_Natural Gas_Commercial Laundry - ENERGY STAR Washer_A_Achievable Economic TRC Potential | F6 | Commercial | Interruptible - Health | New | Water Heating | Natural Gas | Commercial Laundry - ENERGY STAR Washer | A | Incremental Winter Peak Savings (MW) | Achievable Economic TRC Potential | 0 | 0 | 0 | 0 | 0 | 0 | 0 | 0 | 0 | 0 | 0 | 0 | 0 | 0 | 0 | 0 | 0 | 0 | 0 | 0 | 0 | 0 | 0 | 0 | 0 | 0 | 0
F7_Commercial_Interruptible - Health_New_Water Heating_Natural Gas_Commercial Laundry - ENERGY STAR Washer_A_Achievable Economic TRC Potential | F7 | Commercial | Interruptible - Health | New | Water Heating | Natural Gas | Commercial Laundry - ENERGY STAR Washer | A | Cumulative Energy Savings (MWh or mTherms) | Achievable Economic TRC Potential | 0 | 0 | 0 | 0 | 0 | 0 | 0 | 0 | 0 | 0 | 0 | 0 | 0 | 0 | 0 | 0 | 0 | 0 | 0 | 0 | 0 | 0 | 0 | 0 | 0 | 0 | 0
F8_Commercial_Interruptible - Health_New_Water Heating_Natural Gas_Commercial Laundry - ENERGY STAR Washer_A_Achievable Economic TRC Potential | F8 | Commercial | Interruptible - Health | New | Water Heating | Natural Gas | Commercial Laundry - ENERGY STAR Washer | A | Cumulative Summer Peak Savings (MW) | Achievable Economic TRC Potential | 0 | 0 | 0 | 0 | 0 | 0 | 0 | 0 | 0 | 0 | 0 | 0 | 0 | 0 | 0 | 0 | 0 | 0 | 0 | 0 | 0 | 0 | 0 | 0 | 0 | 0 | 0
F9_Commercial_Interruptible - Health_New_Water Heating_Natural Gas_Commercial Laundry - ENERGY STAR Washer_A_Achievable Economic TRC Potential | F9 | Commercial | Interruptible - Health | New | Water Heating | Natural Gas | Commercial Laundry - ENERGY STAR Washer | A | Cumulative Winter Peak Savings (MW) | Achievable Economic TRC Potential | 0 | 0 | 0 | 0 | 0 | 0 | 0 | 0 | 0 | 0 | 0 | 0 | 0 | 0 | 0 | 0 | 0 | 0 | 0 | 0 | 0 | 0 | 0 | 0 | 0 | 0 | 0
F10_Commercial_Interruptible - Health_New_Water Heating_Natural Gas_Commercial Laundry - ENERGY STAR Washer_A_Achievable Economic TRC Potential | F10 | Commercial | Interruptible - Health | New | Water Heating | Natural Gas | Commercial Laundry - ENERGY STAR Washer | A | Purchases (Incremental) | Achievable Economic TRC Potential | 0 | 0 | 0 | 0 | 0 | 0 | 0 | 0 | 0 | 0 | 0 | 0 | 0 | 0 | 0 | 0 | 0 | 0 | 0 | 0 | 0 | 0 | 0 | 0 | 0 | 0 | 0
F11_Commercial_Interruptible - Health_New_Water Heating_Natural Gas_Commercial Laundry - ENERGY STAR Washer_A_Achievable Economic TRC Potential | F11 | Commercial | Interruptible - Health | New | Water Heating | Natural Gas | Commercial Laundry - ENERGY STAR Washer | A | Purchases (Cumulative) | Achievable Economic TRC Potential | 0 | 0 | 0 | 0 | 0 | 0 | 0 | 0 | 0 | 0 | 0 | 0 | 0 | 0 | 0 | 0 | 0 | 0 | 0 | 0 | 0 | 0 | 0 | 0 | 0 | 0 | 0
F1_Commercial_Interruptible - Health_New_Water Heating_Natural Gas_Water Heater - Efficient Dishwasher_A_Achievable Economic TRC Potential | F1 | Commercial | Interruptible - Health | New | Water Heating | Natural Gas | Water Heater - Efficient Dishwasher | A | Integrated Unit Energy Savings (kWh or therms) | Achievable Economic TRC Potential | 0 | 0 | 0 | 0 | 0 | 0 | 0 | 0 | 0 | 0 | 0 | 0 | 0 | 0 | 0 | 0 | 0 | 0 | 0 | 0 | 0 | 0 | 0 | 0 | 0 | 0 | 0
F2_Commercial_Interruptible - Health_New_Water Heating_Natural Gas_Water Heater - Efficient Dishwasher_A_Achievable Economic TRC Potential | F2 | Commercial | Interruptible - Health | New | Water Heating | Natural Gas | Water Heater - Efficient Dishwasher | A | Integrated Unit Summer Peak Savings (kW) | Achievable Economic TRC Potential | 0 | 0 | 0 | 0 | 0 | 0 | 0 | 0 | 0 | 0 | 0 | 0 | 0 | 0 | 0 | 0 | 0 | 0 | 0 | 0 | 0 | 0 | 0 | 0 | 0 | 0 | 0
F3_Commercial_Interruptible - Health_New_Water Heating_Natural Gas_Water Heater - Efficient Dishwasher_A_Achievable Economic TRC Potential | F3 | Commercial | Interruptible - Health | New | Water Heating | Natural Gas | Water Heater - Efficient Dishwasher | A | Integrated Unit Winter Peak Savings (kW) | Achievable Economic TRC Potential | 0 | 0 | 0 | 0 | 0 | 0 | 0 | 0 | 0 | 0 | 0 | 0 | 0 | 0 | 0 | 0 | 0 | 0 | 0 | 0 | 0 | 0 | 0 | 0 | 0 | 0 | 0
F4_Commercial_Interruptible - Health_New_Water Heating_Natural Gas_Water Heater - Efficient Dishwasher_A_Achievable Economic TRC Potential | F4 | Commercial | Interruptible - Health | New | Water Heating | Natural Gas | Water Heater - Efficient Dishwasher | A | Incremental Energy Savings (MWh or mTherms) | Achievable Economic TRC Potential | 0 | 0 | 0 | 0 | 0 | 0 | 0 | 0 | 0 | 0 | 0 | 0 | 0 | 0 | 0 | 0 | 0 | 0 | 0 | 0 | 0 | 0 | 0 | 0 | 0 | 0 | 0
F5_Commercial_Interruptible - Health_New_Water Heating_Natural Gas_Water Heater - Efficient Dishwasher_A_Achievable Economic TRC Potential | F5 | Commercial | Interruptible - Health | New | Water Heating | Natural Gas | Water Heater - Efficient Dishwasher | A | Incremental Summer Peak Savings (MW) | Achievable Economic TRC Potential | 0 | 0 | 0 | 0 | 0 | 0 | 0 | 0 | 0 | 0 | 0 | 0 | 0 | 0 | 0 | 0 | 0 | 0 | 0 | 0 | 0 | 0 | 0 | 0 | 0 | 0 | 0
F6_Commercial_Interruptible - Health_New_Water Heating_Natural Gas_Water Heater - Efficient Dishwasher_A_Achievable Economic TRC Potential | F6 | Commercial | Interruptible - Health | New | Water Heating | Natural Gas | Water Heater - Efficient Dishwasher | A | Incremental Winter Peak Savings (MW) | Achievable Economic TRC Potential | 0 | 0 | 0 | 0 | 0 | 0 | 0 | 0 | 0 | 0 | 0 | 0 | 0 | 0 | 0 | 0 | 0 | 0 | 0 | 0 | 0 | 0 | 0 | 0 | 0 | 0 | 0
F7_Commercial_Interruptible - Health_New_Water Heating_Natural Gas_Water Heater - Efficient Dishwasher_A_Achievable Economic TRC Potential | F7 | Commercial | Interruptible - Health | New | Water Heating | Natural Gas | Water Heater - Efficient Dishwasher | A | Cumulative Energy Savings (MWh or mTherms) | Achievable Economic TRC Potential | 0 | 0 | 0 | 0 | 0 | 0 | 0 | 0 | 0 | 0 | 0 | 0 | 0 | 0 | 0 | 0 | 0 | 0 | 0 | 0 | 0 | 0 | 0 | 0 | 0 | 0 | 0
F8_Commercial_Interruptible - Health_New_Water Heating_Natural Gas_Water Heater - Efficient Dishwasher_A_Achievable Economic TRC Potential | F8 | Commercial | Interruptible - Health | New | Water Heating | Natural Gas | Water Heater - Efficient Dishwasher | A | Cumulative Summer Peak Savings (MW) | Achievable Economic TRC Potential | 0 | 0 | 0 | 0 | 0 | 0 | 0 | 0 | 0 | 0 | 0 | 0 | 0 | 0 | 0 | 0 | 0 | 0 | 0 | 0 | 0 | 0 | 0 | 0 | 0 | 0 | 0
F9_Commercial_Interruptible - Health_New_Water Heating_Natural Gas_Water Heater - Efficient Dishwasher_A_Achievable Economic TRC Potential | F9 | Commercial | Interruptible - Health | New | Water Heating | Natural Gas | Water Heater - Efficient Dishwasher | A | Cumulative Winter Peak Savings (MW) | Achievable Economic TRC Potential | 0 | 0 | 0 | 0 | 0 | 0 | 0 | 0 | 0 | 0 | 0 | 0 | 0 | 0 | 0 | 0 | 0 | 0 | 0 | 0 | 0 | 0 | 0 | 0 | 0 | 0 | 0
F10_Commercial_Interruptible - Health_New_Water Heating_Natural Gas_Water Heater - Efficient Dishwasher_A_Achievable Economic TRC Potential | F10 | Commercial | Interruptible - Health | New | Water Heating | Natural Gas | Water Heater - Efficient Dishwasher | A | Purchases (Incremental) | Achievable Economic TRC Potential | 0 | 0 | 0 | 0 | 0 | 0 | 0 | 0 | 0 | 0 | 0 | 0 | 0 | 0 | 0 | 0 | 0 | 0 | 0 | 0 | 0 | 0 | 0 | 0 | 0 | 0 | 0
F11_Commercial_Interruptible - Health_New_Water Heating_Natural Gas_Water Heater - Efficient Dishwasher_A_Achievable Economic TRC Potential | F11 | Commercial | Interruptible - Health | New | Water Heating | Natural Gas | Water Heater - Efficient Dishwasher | A | Purchases (Cumulative) | Achievable Economic TRC Potential | 0 | 0 | 0 | 0 | 0 | 0 | 0 | 0 | 0 | 0 | 0 | 0 | 0 | 0 | 0 | 0 | 0 | 0 | 0 | 0 | 0 | 0 | 0 | 0 | 0 | 0 | 0
F1_Commercial_Interruptible - Health_New_Water Heating_Natural Gas_Commercial Laundry - Alternative Dry-Cleaning Methods_A_Achievable Economic TRC Potential | F1 | Commercial | Interruptible - Health | New | Water Heating | Natural Gas | Commercial Laundry - Alternative Dry-Cleaning Methods | A | Integrated Unit Energy Savings (kWh or therms) | Achievable Economic TRC Potential | 0 | 0 | 0 | 0 | 0 | 0 | 0 | 0 | 0 | 0 | 0 | 0 | 0 | 0 | 0 | 0 | 0 | 0 | 0 | 0 | 0 | 0 | 0 | 0 | 0 | 0 | 0
F2_Commercial_Interruptible - Health_New_Water Heating_Natural Gas_Commercial Laundry - Alternative Dry-Cleaning Methods_A_Achievable Economic TRC Potential | F2 | Commercial | Interruptible - Health | New | Water Heating | Natural Gas | Commercial Laundry - Alternative Dry-Cleaning Methods | A | Integrated Unit Summer Peak Savings (kW) | Achievable Economic TRC Potential | 0 | 0 | 0 | 0 | 0 | 0 | 0 | 0 | 0 | 0 | 0 | 0 | 0 | 0 | 0 | 0 | 0 | 0 | 0 | 0 | 0 | 0 | 0 | 0 | 0 | 0 | 0
F3_Commercial_Interruptible - Health_New_Water Heating_Natural Gas_Commercial Laundry - Alternative Dry-Cleaning Methods_A_Achievable Economic TRC Potential | F3 | Commercial | Interruptible - Health | New | Water Heating | Natural Gas | Commercial Laundry - Alternative Dry-Cleaning Methods | A | Integrated Unit Winter Peak Savings (kW) | Achievable Economic TRC Potential | 0 | 0 | 0 | 0 | 0 | 0 | 0 | 0 | 0 | 0 | 0 | 0 | 0 | 0 | 0 | 0 | 0 | 0 | 0 | 0 | 0 | 0 | 0 | 0 | 0 | 0 | 0
F4_Commercial_Interruptible - Health_New_Water Heating_Natural Gas_Commercial Laundry - Alternative Dry-Cleaning Methods_A_Achievable Economic TRC Potential | F4 | Commercial | Interruptible - Health | New | Water Heating | Natural Gas | Commercial Laundry - Alternative Dry-Cleaning Methods | A | Incremental Energy Savings (MWh or mTherms) | Achievable Economic TRC Potential | 0 | 0 | 0 | 0 | 0 | 0 | 0 | 0 | 0 | 0 | 0 | 0 | 0 | 0 | 0 | 0 | 0 | 0 | 0 | 0 | 0 | 0 | 0 | 0 | 0 | 0 | 0
F5_Commercial_Interruptible - Health_New_Water Heating_Natural Gas_Commercial Laundry - Alternative Dry-Cleaning Methods_A_Achievable Economic TRC Potential | F5 | Commercial | Interruptible - Health | New | Water Heating | Natural Gas | Commercial Laundry - Alternative Dry-Cleaning Methods | A | Incremental Summer Peak Savings (MW) | Achievable Economic TRC Potential | 0 | 0 | 0 | 0 | 0 | 0 | 0 | 0 | 0 | 0 | 0 | 0 | 0 | 0 | 0 | 0 | 0 | 0 | 0 | 0 | 0 | 0 | 0 | 0 | 0 | 0 | 0
F6_Commercial_Interruptible - Health_New_Water Heating_Natural Gas_Commercial Laundry - Alternative Dry-Cleaning Methods_A_Achievable Economic TRC Potential | F6 | Commercial | Interruptible - Health | New | Water Heating | Natural Gas | Commercial Laundry - Alternative Dry-Cleaning Methods | A | Incremental Winter Peak Savings (MW) | Achievable Economic TRC Potential | 0 | 0 | 0 | 0 | 0 | 0 | 0 | 0 | 0 | 0 | 0 | 0 | 0 | 0 | 0 | 0 | 0 | 0 | 0 | 0 | 0 | 0 | 0 | 0 | 0 | 0 | 0
F7_Commercial_Interruptible - Health_New_Water Heating_Natural Gas_Commercial Laundry - Alternative Dry-Cleaning Methods_A_Achievable Economic TRC Potential | F7 | Commercial | Interruptible - Health | New | Water Heating | Natural Gas | Commercial Laundry - Alternative Dry-Cleaning Methods | A | Cumulative Energy Savings (MWh or mTherms) | Achievable Economic TRC Potential | 0 | 0 | 0 | 0 | 0 | 0 | 0 | 0 | 0 | 0 | 0 | 0 | 0 | 0 | 0 | 0 | 0 | 0 | 0 | 0 | 0 | 0 | 0 | 0 | 0 | 0 | 0
F8_Commercial_Interruptible - Health_New_Water Heating_Natural Gas_Commercial Laundry - Alternative Dry-Cleaning Methods_A_Achievable Economic TRC Potential | F8 | Commercial | Interruptible - Health | New | Water Heating | Natural Gas | Commercial Laundry - Alternative Dry-Cleaning Methods | A | Cumulative Summer Peak Savings (MW) | Achievable Economic TRC Potential | 0 | 0 | 0 | 0 | 0 | 0 | 0 | 0 | 0 | 0 | 0 | 0 | 0 | 0 | 0 | 0 | 0 | 0 | 0 | 0 | 0 | 0 | 0 | 0 | 0 | 0 | 0
F9_Commercial_Interruptible - Health_New_Water Heating_Natural Gas_Commercial Laundry - Alternative Dry-Cleaning Methods_A_Achievable Economic TRC Potential | F9 | Commercial | Interruptible - Health | New | Water Heating | Natural Gas | Commercial Laundry - Alternative Dry-Cleaning Methods | A | Cumulative Winter Peak Savings (MW) | Achievable Economic TRC Potential | 0 | 0 | 0 | 0 | 0 | 0 | 0 | 0 | 0 | 0 | 0 | 0 | 0 | 0 | 0 | 0 | 0 | 0 | 0 | 0 | 0 | 0 | 0 | 0 | 0 | 0 | 0
F10_Commercial_Interruptible - Health_New_Water Heating_Natural Gas_Commercial Laundry - Alternative Dry-Cleaning Methods_A_Achievable Economic TRC Potential | F10 | Commercial | Interruptible - Health | New | Water Heating | Natural Gas | Commercial Laundry - Alternative Dry-Cleaning Methods | A | Purchases (Incremental) | Achievable Economic TRC Potential | 0 | 0 | 0 | 0 | 0 | 0 | 0 | 0 | 0 | 0 | 0 | 0 | 0 | 0 | 0 | 0 | 0 | 0 | 0 | 0 | 0 | 0 | 0 | 0 | 0 | 0 | 0
F11_Commercial_Interruptible - Health_New_Water Heating_Natural Gas_Commercial Laundry - Alternative Dry-Cleaning Methods_A_Achievable Economic TRC Potential | F11 | Commercial | Interruptible - Health | New | Water Heating | Natural Gas | Commercial Laundry - Alternative Dry-Cleaning Methods | A | Purchases (Cumulative) | Achievable Economic TRC Potential | 0 | 0 | 0 | 0 | 0 | 0 | 0 | 0 | 0 | 0 | 0 | 0 | 0 | 0 | 0 | 0 | 0 | 0 | 0 | 0 | 0 | 0 | 0 | 0 | 0 | 0 | 0
F1_Commercial_Interruptible - Health_New_Space Heating_Natural Gas_Advanced Kitchen Ventilation Controls_A_Achievable Economic TRC Potential | F1 | Commercial | Interruptible - Health | New | Space Heating | Natural Gas | Advanced Kitchen Ventilation Controls | A | Integrated Unit Energy Savings (kWh or therms) | Achievable Economic TRC Potential | 0 | 0 | 0 | 0 | 0 | 0 | 0 | 0 | 0 | 0 | 0 | 0 | 0 | 0 | 0 | 0 | 0 | 0 | 0 | 0 | 0 | 0 | 0 | 0 | 0 | 0 | 0
F2_Commercial_Interruptible - Health_New_Space Heating_Natural Gas_Advanced Kitchen Ventilation Controls_A_Achievable Economic TRC Potential | F2 | Commercial | Interruptible - Health | New | Space Heating | Natural Gas | Advanced Kitchen Ventilation Controls | A | Integrated Unit Summer Peak Savings (kW) | Achievable Economic TRC Potential | 0 | 0 | 0 | 0 | 0 | 0 | 0 | 0 | 0 | 0 | 0 | 0 | 0 | 0 | 0 | 0 | 0 | 0 | 0 | 0 | 0 | 0 | 0 | 0 | 0 | 0 | 0
F3_Commercial_Interruptible - Health_New_Space Heating_Natural Gas_Advanced Kitchen Ventilation Controls_A_Achievable Economic TRC Potential | F3 | Commercial | Interruptible - Health | New | Space Heating | Natural Gas | Advanced Kitchen Ventilation Controls | A | Integrated Unit Winter Peak Savings (kW) | Achievable Economic TRC Potential | 0 | 0 | 0 | 0 | 0 | 0 | 0 | 0 | 0 | 0 | 0 | 0 | 0 | 0 | 0 | 0 | 0 | 0 | 0 | 0 | 0 | 0 | 0 | 0 | 0 | 0 | 0
F4_Commercial_Interruptible - Health_New_Space Heating_Natural Gas_Advanced Kitchen Ventilation Controls_A_Achievable Economic TRC Potential | F4 | Commercial | Interruptible - Health | New | Space Heating | Natural Gas | Advanced Kitchen Ventilation Controls | A | Incremental Energy Savings (MWh or mTherms) | Achievable Economic TRC Potential | 0 | 0 | 0 | 0 | 0 | 0 | 0 | 0 | 0 | 0 | 0 | 0 | 0 | 0 | 0 | 0 | 0 | 0 | 0 | 0 | 0 | 0 | 0 | 0 | 0 | 0 | 0
F5_Commercial_Interruptible - Health_New_Space Heating_Natural Gas_Advanced Kitchen Ventilation Controls_A_Achievable Economic TRC Potential | F5 | Commercial | Interruptible - Health | New | Space Heating | Natural Gas | Advanced Kitchen Ventilation Controls | A | Incremental Summer Peak Savings (MW) | Achievable Economic TRC Potential | 0 | 0 | 0 | 0 | 0 | 0 | 0 | 0 | 0 | 0 | 0 | 0 | 0 | 0 | 0 | 0 | 0 | 0 | 0 | 0 | 0 | 0 | 0 | 0 | 0 | 0 | 0
F6_Commercial_Interruptible - Health_New_Space Heating_Natural Gas_Advanced Kitchen Ventilation Controls_A_Achievable Economic TRC Potential | F6 | Commercial | Interruptible - Health | New | Space Heating | Natural Gas | Advanced Kitchen Ventilation Controls | A | Incremental Winter Peak Savings (MW) | Achievable Economic TRC Potential | 0 | 0 | 0 | 0 | 0 | 0 | 0 | 0 | 0 | 0 | 0 | 0 | 0 | 0 | 0 | 0 | 0 | 0 | 0 | 0 | 0 | 0 | 0 | 0 | 0 | 0 | 0
F7_Commercial_Interruptible - Health_New_Space Heating_Natural Gas_Advanced Kitchen Ventilation Controls_A_Achievable Economic TRC Potential | F7 | Commercial | Interruptible - Health | New | Space Heating | Natural Gas | Advanced Kitchen Ventilation Controls | A | Cumulative Energy Savings (MWh or mTherms) | Achievable Economic TRC Potential | 0 | 0 | 0 | 0 | 0 | 0 | 0 | 0 | 0 | 0 | 0 | 0 | 0 | 0 | 0 | 0 | 0 | 0 | 0 | 0 | 0 | 0 | 0 | 0 | 0 | 0 | 0
F8_Commercial_Interruptible - Health_New_Space Heating_Natural Gas_Advanced Kitchen Ventilation Controls_A_Achievable Economic TRC Potential | F8 | Commercial | Interruptible - Health | New | Space Heating | Natural Gas | Advanced Kitchen Ventilation Controls | A | Cumulative Summer Peak Savings (MW) | Achievable Economic TRC Potential | 0 | 0 | 0 | 0 | 0 | 0 | 0 | 0 | 0 | 0 | 0 | 0 | 0 | 0 | 0 | 0 | 0 | 0 | 0 | 0 | 0 | 0 | 0 | 0 | 0 | 0 | 0
F9_Commercial_Interruptible - Health_New_Space Heating_Natural Gas_Advanced Kitchen Ventilation Controls_A_Achievable Economic TRC Potential | F9 | Commercial | Interruptible - Health | New | Space Heating | Natural Gas | Advanced Kitchen Ventilation Controls | A | Cumulative Winter Peak Savings (MW) | Achievable Economic TRC Potential | 0 | 0 | 0 | 0 | 0 | 0 | 0 | 0 | 0 | 0 | 0 | 0 | 0 | 0 | 0 | 0 | 0 | 0 | 0 | 0 | 0 | 0 | 0 | 0 | 0 | 0 | 0
F10_Commercial_Interruptible - Health_New_Space Heating_Natural Gas_Advanced Kitchen Ventilation Controls_A_Achievable Economic TRC Potential | F10 | Commercial | Interruptible - Health | New | Space Heating | Natural Gas | Advanced Kitchen Ventilation Controls | A | Purchases (Incremental) | Achievable Economic TRC Potential | 0 | 0 | 0 | 0 | 0 | 0 | 0 | 0 | 0 | 0 | 0 | 0 | 0 | 0 | 0 | 0 | 0 | 0 | 0 | 0 | 0 | 0 | 0 | 0 | 0 | 0 | 0
F11_Commercial_Interruptible - Health_New_Space Heating_Natural Gas_Advanced Kitchen Ventilation Controls_A_Achievable Economic TRC Potential | F11 | Commercial | Interruptible - Health | New | Space Heating | Natural Gas | Advanced Kitchen Ventilation Controls | A | Purchases (Cumulative) | Achievable Economic TRC Potential | 0 | 0 | 0 | 0 | 0 | 0 | 0 | 0 | 0 | 0 | 0 | 0 | 0 | 0 | 0 | 0 | 0 | 0 | 0 | 0 | 0 | 0 | 0 | 0 | 0 | 0 | 0
F1_Commercial_Interruptible - Health_New_Space Heating_Natural Gas_Infiltration Control - Loading Dock Sealing_A_Achievable Economic TRC Potential | F1 | Commercial | Interruptible - Health | New | Space Heating | Natural Gas | Infiltration Control - Loading Dock Sealing | A | Integrated Unit Energy Savings (kWh or therms) | Achievable Economic TRC Potential | 0 | 0 | 0 | 0 | 0 | 0 | 0 | 0 | 0 | 0 | 0 | 0 | 0 | 0 | 0 | 0 | 0 | 0 | 0 | 0 | 0 | 0 | 0 | 0 | 0 | 0 | 0
F2_Commercial_Interruptible - Health_New_Space Heating_Natural Gas_Infiltration Control - Loading Dock Sealing_A_Achievable Economic TRC Potential | F2 | Commercial | Interruptible - Health | New | Space Heating | Natural Gas | Infiltration Control - Loading Dock Sealing | A | Integrated Unit Summer Peak Savings (kW) | Achievable Economic TRC Potential | 0 | 0 | 0 | 0 | 0 | 0 | 0 | 0 | 0 | 0 | 0 | 0 | 0 | 0 | 0 | 0 | 0 | 0 | 0 | 0 | 0 | 0 | 0 | 0 | 0 | 0 | 0
F3_Commercial_Interruptible - Health_New_Space Heating_Natural Gas_Infiltration Control - Loading Dock Sealing_A_Achievable Economic TRC Potential | F3 | Commercial | Interruptible - Health | New | Space Heating | Natural Gas | Infiltration Control - Loading Dock Sealing | A | Integrated Unit Winter Peak Savings (kW) | Achievable Economic TRC Potential | 0 | 0 | 0 | 0 | 0 | 0 | 0 | 0 | 0 | 0 | 0 | 0 | 0 | 0 | 0 | 0 | 0 | 0 | 0 | 0 | 0 | 0 | 0 | 0 | 0 | 0 | 0
F4_Commercial_Interruptible - Health_New_Space Heating_Natural Gas_Infiltration Control - Loading Dock Sealing_A_Achievable Economic TRC Potential | F4 | Commercial | Interruptible - Health | New | Space Heating | Natural Gas | Infiltration Control - Loading Dock Sealing | A | Incremental Energy Savings (MWh or mTherms) | Achievable Economic TRC Potential | 0 | 0 | 0 | 0 | 0 | 0 | 0 | 0 | 0 | 0 | 0 | 0 | 0 | 0 | 0 | 0 | 0 | 0 | 0 | 0 | 0 | 0 | 0 | 0 | 0 | 0 | 0
F5_Commercial_Interruptible - Health_New_Space Heating_Natural Gas_Infiltration Control - Loading Dock Sealing_A_Achievable Economic TRC Potential | F5 | Commercial | Interruptible - Health | New | Space Heating | Natural Gas | Infiltration Control - Loading Dock Sealing | A | Incremental Summer Peak Savings (MW) | Achievable Economic TRC Potential | 0 | 0 | 0 | 0 | 0 | 0 | 0 | 0 | 0 | 0 | 0 | 0 | 0 | 0 | 0 | 0 | 0 | 0 | 0 | 0 | 0 | 0 | 0 | 0 | 0 | 0 | 0
F6_Commercial_Interruptible - Health_New_Space Heating_Natural Gas_Infiltration Control - Loading Dock Sealing_A_Achievable Economic TRC Potential | F6 | Commercial | Interruptible - Health | New | Space Heating | Natural Gas | Infiltration Control - Loading Dock Sealing | A | Incremental Winter Peak Savings (MW) | Achievable Economic TRC Potential | 0 | 0 | 0 | 0 | 0 | 0 | 0 | 0 | 0 | 0 | 0 | 0 | 0 | 0 | 0 | 0 | 0 | 0 | 0 | 0 | 0 | 0 | 0 | 0 | 0 | 0 | 0
F7_Commercial_Interruptible - Health_New_Space Heating_Natural Gas_Infiltration Control - Loading Dock Sealing_A_Achievable Economic TRC Potential | F7 | Commercial | Interruptible - Health | New | Space Heating | Natural Gas | Infiltration Control - Loading Dock Sealing | A | Cumulative Energy Savings (MWh or mTherms) | Achievable Economic TRC Potential | 0 | 0 | 0 | 0 | 0 | 0 | 0 | 0 | 0 | 0 | 0 | 0 | 0 | 0 | 0 | 0 | 0 | 0 | 0 | 0 | 0 | 0 | 0 | 0 | 0 | 0 | 0
F8_Commercial_Interruptible - Health_New_Space Heating_Natural Gas_Infiltration Control - Loading Dock Sealing_A_Achievable Economic TRC Potential | F8 | Commercial | Interruptible - Health | New | Space Heating | Natural Gas | Infiltration Control - Loading Dock Sealing | A | Cumulative Summer Peak Savings (MW) | Achievable Economic TRC Potential | 0 | 0 | 0 | 0 | 0 | 0 | 0 | 0 | 0 | 0 | 0 | 0 | 0 | 0 | 0 | 0 | 0 | 0 | 0 | 0 | 0 | 0 | 0 | 0 | 0 | 0 | 0
F9_Commercial_Interruptible - Health_New_Space Heating_Natural Gas_Infiltration Control - Loading Dock Sealing_A_Achievable Economic TRC Potential | F9 | Commercial | Interruptible - Health | New | Space Heating | Natural Gas | Infiltration Control - Loading Dock Sealing | A | Cumulative Winter Peak Savings (MW) | Achievable Economic TRC Potential | 0 | 0 | 0 | 0 | 0 | 0 | 0 | 0 | 0 | 0 | 0 | 0 | 0 | 0 | 0 | 0 | 0 | 0 | 0 | 0 | 0 | 0 | 0 | 0 | 0 | 0 | 0
F10_Commercial_Interruptible - Health_New_Space Heating_Natural Gas_Infiltration Control - Loading Dock Sealing_A_Achievable Economic TRC Potential | F10 | Commercial | Interruptible - Health | New | Space Heating | Natural Gas | Infiltration Control - Loading Dock Sealing | A | Purchases (Incremental) | Achievable Economic TRC Potential | 0 | 0 | 0 | 0 | 0 | 0 | 0 | 0 | 0 | 0 | 0 | 0 | 0 | 0 | 0 | 0 | 0 | 0 | 0 | 0 | 0 | 0 | 0 | 0 | 0 | 0 | 0
F11_Commercial_Interruptible - Health_New_Space Heating_Natural Gas_Infiltration Control - Loading Dock Sealing_A_Achievable Economic TRC Potential | F11 | Commercial | Interruptible - Health | New | Space Heating | Natural Gas | Infiltration Control - Loading Dock Sealing | A | Purchases (Cumulative) | Achievable Economic TRC Potential | 0 | 0 | 0 | 0 | 0 | 0 | 0 | 0 | 0 | 0 | 0 | 0 | 0 | 0 | 0 | 0 | 0 | 0 | 0 | 0 | 0 | 0 | 0 | 0 | 0 | 0 | 0
F1_Commercial_Interruptible - Health_New_Space Heating_Natural Gas_Greenhouse Heat Curtain_A_Achievable Economic TRC Potential | F1 | Commercial | Interruptible - Health | New | Space Heating | Natural Gas | Greenhouse Heat Curtain | A | Integrated Unit Energy Savings (kWh or therms) | Achievable Economic TRC Potential | 0 | 0 | 0 | 0 | 0 | 0 | 0 | 0 | 0 | 0 | 0 | 0 | 0 | 0 | 0 | 0 | 0 | 0 | 0 | 0 | 0 | 0 | 0 | 0 | 0 | 0 | 0
F2_Commercial_Interruptible - Health_New_Space Heating_Natural Gas_Greenhouse Heat Curtain_A_Achievable Economic TRC Potential | F2 | Commercial | Interruptible - Health | New | Space Heating | Natural Gas | Greenhouse Heat Curtain | A | Integrated Unit Summer Peak Savings (kW) | Achievable Economic TRC Potential | 0 | 0 | 0 | 0 | 0 | 0 | 0 | 0 | 0 | 0 | 0 | 0 | 0 | 0 | 0 | 0 | 0 | 0 | 0 | 0 | 0 | 0 | 0 | 0 | 0 | 0 | 0
F3_Commercial_Interruptible - Health_New_Space Heating_Natural Gas_Greenhouse Heat Curtain_A_Achievable Economic TRC Potential | F3 | Commercial | Interruptible - Health | New | Space Heating | Natural Gas | Greenhouse Heat Curtain | A | Integrated Unit Winter Peak Savings (kW) | Achievable Economic TRC Potential | 0 | 0 | 0 | 0 | 0 | 0 | 0 | 0 | 0 | 0 | 0 | 0 | 0 | 0 | 0 | 0 | 0 | 0 | 0 | 0 | 0 | 0 | 0 | 0 | 0 | 0 | 0
F4_Commercial_Interruptible - Health_New_Space Heating_Natural Gas_Greenhouse Heat Curtain_A_Achievable Economic TRC Potential | F4 | Commercial | Interruptible - Health | New | Space Heating | Natural Gas | Greenhouse Heat Curtain | A | Incremental Energy Savings (MWh or mTherms) | Achievable Economic TRC Potential | 0 | 0 | 0 | 0 | 0 | 0 | 0 | 0 | 0 | 0 | 0 | 0 | 0 | 0 | 0 | 0 | 0 | 0 | 0 | 0 | 0 | 0 | 0 | 0 | 0 | 0 | 0
F5_Commercial_Interruptible - Health_New_Space Heating_Natural Gas_Greenhouse Heat Curtain_A_Achievable Economic TRC Potential | F5 | Commercial | Interruptible - Health | New | Space Heating | Natural Gas | Greenhouse Heat Curtain | A | Incremental Summer Peak Savings (MW) | Achievable Economic TRC Potential | 0 | 0 | 0 | 0 | 0 | 0 | 0 | 0 | 0 | 0 | 0 | 0 | 0 | 0 | 0 | 0 | 0 | 0 | 0 | 0 | 0 | 0 | 0 | 0 | 0 | 0 | 0
F6_Commercial_Interruptible - Health_New_Space Heating_Natural Gas_Greenhouse Heat Curtain_A_Achievable Economic TRC Potential | F6 | Commercial | Interruptible - Health | New | Space Heating | Natural Gas | Greenhouse Heat Curtain | A | Incremental Winter Peak Savings (MW) | Achievable Economic TRC Potential | 0 | 0 | 0 | 0 | 0 | 0 | 0 | 0 | 0 | 0 | 0 | 0 | 0 | 0 | 0 | 0 | 0 | 0 | 0 | 0 | 0 | 0 | 0 | 0 | 0 | 0 | 0
F7_Commercial_Interruptible - Health_New_Space Heating_Natural Gas_Greenhouse Heat Curtain_A_Achievable Economic TRC Potential | F7 | Commercial | Interruptible - Health | New | Space Heating | Natural Gas | Greenhouse Heat Curtain | A | Cumulative Energy Savings (MWh or mTherms) | Achievable Economic TRC Potential | 0 | 0 | 0 | 0 | 0 | 0 | 0 | 0 | 0 | 0 | 0 | 0 | 0 | 0 | 0 | 0 | 0 | 0 | 0 | 0 | 0 | 0 | 0 | 0 | 0 | 0 | 0
F8_Commercial_Interruptible - Health_New_Space Heating_Natural Gas_Greenhouse Heat Curtain_A_Achievable Economic TRC Potential | F8 | Commercial | Interruptible - Health | New | Space Heating | Natural Gas | Greenhouse Heat Curtain | A | Cumulative Summer Peak Savings (MW) | Achievable Economic TRC Potential | 0 | 0 | 0 | 0 | 0 | 0 | 0 | 0 | 0 | 0 | 0 | 0 | 0 | 0 | 0 | 0 | 0 | 0 | 0 | 0 | 0 | 0 | 0 | 0 | 0 | 0 | 0
F9_Commercial_Interruptible - Health_New_Space Heating_Natural Gas_Greenhouse Heat Curtain_A_Achievable Economic TRC Potential | F9 | Commercial | Interruptible - Health | New | Space Heating | Natural Gas | Greenhouse Heat Curtain | A | Cumulative Winter Peak Savings (MW) | Achievable Economic TRC Potential | 0 | 0 | 0 | 0 | 0 | 0 | 0 | 0 | 0 | 0 | 0 | 0 | 0 | 0 | 0 | 0 | 0 | 0 | 0 | 0 | 0 | 0 | 0 | 0 | 0 | 0 | 0
F10_Commercial_Interruptible - Health_New_Space Heating_Natural Gas_Greenhouse Heat Curtain_A_Achievable Economic TRC Potential | F10 | Commercial | Interruptible - Health | New | Space Heating | Natural Gas | Greenhouse Heat Curtain | A | Purchases (Incremental) | Achievable Economic TRC Potential | 0 | 0 | 0 | 0 | 0 | 0 | 0 | 0 | 0 | 0 | 0 | 0 | 0 | 0 | 0 | 0 | 0 | 0 | 0 | 0 | 0 | 0 | 0 | 0 | 0 | 0 | 0
F11_Commercial_Interruptible - Health_New_Space Heating_Natural Gas_Greenhouse Heat Curtain_A_Achievable Economic TRC Potential | F11 | Commercial | Interruptible - Health | New | Space Heating | Natural Gas | Greenhouse Heat Curtain | A | Purchases (Cumulative) | Achievable Economic TRC Potential | 0 | 0 | 0 | 0 | 0 | 0 | 0 | 0 | 0 | 0 | 0 | 0 | 0 | 0 | 0 | 0 | 0 | 0 | 0 | 0 | 0 | 0 | 0 | 0 | 0 | 0 | 0
F1_Commercial_Interruptible - Health_New_Space Heating_Natural Gas_Ventilation - Parking Garages, Demand Controlled_A_Achievable Economic TRC Potential | F1 | Commercial | Interruptible - Health | New | Space Heating | Natural Gas | Ventilation - Parking Garages, Demand Controlled | A | Integrated Unit Energy Savings (kWh or therms) | Achievable Economic TRC Potential | 0 | 0 | 0 | 0 | 0 | 0 | 0 | 0 | 0 | 0 | 0 | 0 | 0 | 0 | 0 | 0 | 0 | 0 | 0 | 0 | 0 | 0 | 0 | 0 | 0 | 0 | 0
F2_Commercial_Interruptible - Health_New_Space Heating_Natural Gas_Ventilation - Parking Garages, Demand Controlled_A_Achievable Economic TRC Potential | F2 | Commercial | Interruptible - Health | New | Space Heating | Natural Gas | Ventilation - Parking Garages, Demand Controlled | A | Integrated Unit Summer Peak Savings (kW) | Achievable Economic TRC Potential | 0 | 0 | 0 | 0 | 0 | 0 | 0 | 0 | 0 | 0 | 0 | 0 | 0 | 0 | 0 | 0 | 0 | 0 | 0 | 0 | 0 | 0 | 0 | 0 | 0 | 0 | 0
F3_Commercial_Interruptible - Health_New_Space Heating_Natural Gas_Ventilation - Parking Garages, Demand Controlled_A_Achievable Economic TRC Potential | F3 | Commercial | Interruptible - Health | New | Space Heating | Natural Gas | Ventilation - Parking Garages, Demand Controlled | A | Integrated Unit Winter Peak Savings (kW) | Achievable Economic TRC Potential | 0 | 0 | 0 | 0 | 0 | 0 | 0 | 0 | 0 | 0 | 0 | 0 | 0 | 0 | 0 | 0 | 0 | 0 | 0 | 0 | 0 | 0 | 0 | 0 | 0 | 0 | 0
F4_Commercial_Interruptible - Health_New_Space Heating_Natural Gas_Ventilation - Parking Garages, Demand Controlled_A_Achievable Economic TRC Potential | F4 | Commercial | Interruptible - Health | New | Space Heating | Natural Gas | Ventilation - Parking Garages, Demand Controlled | A | Incremental Energy Savings (MWh or mTherms) | Achievable Economic TRC Potential | 0 | 0 | 0 | 0 | 0 | 0 | 0 | 0 | 0 | 0 | 0 | 0 | 0 | 0 | 0 | 0 | 0 | 0 | 0 | 0 | 0 | 0 | 0 | 0 | 0 | 0 | 0
F5_Commercial_Interruptible - Health_New_Space Heating_Natural Gas_Ventilation - Parking Garages, Demand Controlled_A_Achievable Economic TRC Potential | F5 | Commercial | Interruptible - Health | New | Space Heating | Natural Gas | Ventilation - Parking Garages, Demand Controlled | A | Incremental Summer Peak Savings (MW) | Achievable Economic TRC Potential | 0 | 0 | 0 | 0 | 0 | 0 | 0 | 0 | 0 | 0 | 0 | 0 | 0 | 0 | 0 | 0 | 0 | 0 | 0 | 0 | 0 | 0 | 0 | 0 | 0 | 0 | 0
F6_Commercial_Interruptible - Health_New_Space Heating_Natural Gas_Ventilation - Parking Garages, Demand Controlled_A_Achievable Economic TRC Potential | F6 | Commercial | Interruptible - Health | New | Space Heating | Natural Gas | Ventilation - Parking Garages, Demand Controlled | A | Incremental Winter Peak Savings (MW) | Achievable Economic TRC Potential | 0 | 0 | 0 | 0 | 0 | 0 | 0 | 0 | 0 | 0 | 0 | 0 | 0 | 0 | 0 | 0 | 0 | 0 | 0 | 0 | 0 | 0 | 0 | 0 | 0 | 0 | 0
F7_Commercial_Interruptible - Health_New_Space Heating_Natural Gas_Ventilation - Parking Garages, Demand Controlled_A_Achievable Economic TRC Potential | F7 | Commercial | Interruptible - Health | New | Space Heating | Natural Gas | Ventilation - Parking Garages, Demand Controlled | A | Cumulative Energy Savings (MWh or mTherms) | Achievable Economic TRC Potential | 0 | 0 | 0 | 0 | 0 | 0 | 0 | 0 | 0 | 0 | 0 | 0 | 0 | 0 | 0 | 0 | 0 | 0 | 0 | 0 | 0 | 0 | 0 | 0 | 0 | 0 | 0
F8_Commercial_Interruptible - Health_New_Space Heating_Natural Gas_Ventilation - Parking Garages, Demand Controlled_A_Achievable Economic TRC Potential | F8 | Commercial | Interruptible - Health | New | Space Heating | Natural Gas | Ventilation - Parking Garages, Demand Controlled | A | Cumulative Summer Peak Savings (MW) | Achievable Economic TRC Potential | 0 | 0 | 0 | 0 | 0 | 0 | 0 | 0 | 0 | 0 | 0 | 0 | 0 | 0 | 0 | 0 | 0 | 0 | 0 | 0 | 0 | 0 | 0 | 0 | 0 | 0 | 0
F9_Commercial_Interruptible - Health_New_Space Heating_Natural Gas_Ventilation - Parking Garages, Demand Controlled_A_Achievable Economic TRC Potential | F9 | Commercial | Interruptible - Health | New | Space Heating | Natural Gas | Ventilation - Parking Garages, Demand Controlled | A | Cumulative Winter Peak Savings (MW) | Achievable Economic TRC Potential | 0 | 0 | 0 | 0 | 0 | 0 | 0 | 0 | 0 | 0 | 0 | 0 | 0 | 0 | 0 | 0 | 0 | 0 | 0 | 0 | 0 | 0 | 0 | 0 | 0 | 0 | 0
F10_Commercial_Interruptible - Health_New_Space Heating_Natural Gas_Ventilation - Parking Garages, Demand Controlled_A_Achievable Economic TRC Potential | F10 | Commercial | Interruptible - Health | New | Space Heating | Natural Gas | Ventilation - Parking Garages, Demand Controlled | A | Purchases (Incremental) | Achievable Economic TRC Potential | 0 | 0 | 0 | 0 | 0 | 0 | 0 | 0 | 0 | 0 | 0 | 0 | 0 | 0 | 0 | 0 | 0 | 0 | 0 | 0 | 0 | 0 | 0 | 0 | 0 | 0 | 0
F11_Commercial_Interruptible - Health_New_Space Heating_Natural Gas_Ventilation - Parking Garages, Demand Controlled_A_Achievable Economic TRC Potential | F11 | Commercial | Interruptible - Health | New | Space Heating | Natural Gas | Ventilation - Parking Garages, Demand Controlled | A | Purchases (Cumulative) | Achievable Economic TRC Potential | 0 | 0 | 0 | 0 | 0 | 0 | 0 | 0 | 0 | 0 | 0 | 0 | 0 | 0 | 0 | 0 | 0 | 0 | 0 | 0 | 0 | 0 | 0 | 0 | 0 | 0 | 0
F1_Commercial_Interruptible - Health_New_Miscellaneous_Natural Gas_Pool Heater - Night Covers_A_Achievable Economic TRC Potential | F1 | Commercial | Interruptible - Health | New | Miscellaneous | Natural Gas | Pool Heater - Night Covers | A | Integrated Unit Energy Savings (kWh or therms) | Achievable Economic TRC Potential | 0 | 0 | 0 | 0 | 0 | 0 | 0 | 0 | 0 | 0 | 0 | 0 | 0 | 0 | 0 | 0 | 0 | 0 | 0 | 0 | 0 | 0 | 0 | 0 | 0 | 0 | 0
F2_Commercial_Interruptible - Health_New_Miscellaneous_Natural Gas_Pool Heater - Night Covers_A_Achievable Economic TRC Potential | F2 | Commercial | Interruptible - Health | New | Miscellaneous | Natural Gas | Pool Heater - Night Covers | A | Integrated Unit Summer Peak Savings (kW) | Achievable Economic TRC Potential | 0 | 0 | 0 | 0 | 0 | 0 | 0 | 0 | 0 | 0 | 0 | 0 | 0 | 0 | 0 | 0 | 0 | 0 | 0 | 0 | 0 | 0 | 0 | 0 | 0 | 0 | 0
F3_Commercial_Interruptible - Health_New_Miscellaneous_Natural Gas_Pool Heater - Night Covers_A_Achievable Economic TRC Potential | F3 | Commercial | Interruptible - Health | New | Miscellaneous | Natural Gas | Pool Heater - Night Covers | A | Integrated Unit Winter Peak Savings (kW) | Achievable Economic TRC Potential | 0 | 0 | 0 | 0 | 0 | 0 | 0 | 0 | 0 | 0 | 0 | 0 | 0 | 0 | 0 | 0 | 0 | 0 | 0 | 0 | 0 | 0 | 0 | 0 | 0 | 0 | 0
F4_Commercial_Interruptible - Health_New_Miscellaneous_Natural Gas_Pool Heater - Night Covers_A_Achievable Economic TRC Potential | F4 | Commercial | Interruptible - Health | New | Miscellaneous | Natural Gas | Pool Heater - Night Covers | A | Incremental Energy Savings (MWh or mTherms) | Achievable Economic TRC Potential | 0 | 0 | 0 | 0 | 0 | 0 | 0 | 0 | 0 | 0 | 0 | 0 | 0 | 0 | 0 | 0 | 0 | 0 | 0 | 0 | 0 | 0 | 0 | 0 | 0 | 0 | 0
F5_Commercial_Interruptible - Health_New_Miscellaneous_Natural Gas_Pool Heater - Night Covers_A_Achievable Economic TRC Potential | F5 | Commercial | Interruptible - Health | New | Miscellaneous | Natural Gas | Pool Heater - Night Covers | A | Incremental Summer Peak Savings (MW) | Achievable Economic TRC Potential | 0 | 0 | 0 | 0 | 0 | 0 | 0 | 0 | 0 | 0 | 0 | 0 | 0 | 0 | 0 | 0 | 0 | 0 | 0 | 0 | 0 | 0 | 0 | 0 | 0 | 0 | 0
F6_Commercial_Interruptible - Health_New_Miscellaneous_Natural Gas_Pool Heater - Night Covers_A_Achievable Economic TRC Potential | F6 | Commercial | Interruptible - Health | New | Miscellaneous | Natural Gas | Pool Heater - Night Covers | A | Incremental Winter Peak Savings (MW) | Achievable Economic TRC Potential | 0 | 0 | 0 | 0 | 0 | 0 | 0 | 0 | 0 | 0 | 0 | 0 | 0 | 0 | 0 | 0 | 0 | 0 | 0 | 0 | 0 | 0 | 0 | 0 | 0 | 0 | 0
F7_Commercial_Interruptible - Health_New_Miscellaneous_Natural Gas_Pool Heater - Night Covers_A_Achievable Economic TRC Potential | F7 | Commercial | Interruptible - Health | New | Miscellaneous | Natural Gas | Pool Heater - Night Covers | A | Cumulative Energy Savings (MWh or mTherms) | Achievable Economic TRC Potential | 0 | 0 | 0 | 0 | 0 | 0 | 0 | 0 | 0 | 0 | 0 | 0 | 0 | 0 | 0 | 0 | 0 | 0 | 0 | 0 | 0 | 0 | 0 | 0 | 0 | 0 | 0
F8_Commercial_Interruptible - Health_New_Miscellaneous_Natural Gas_Pool Heater - Night Covers_A_Achievable Economic TRC Potential | F8 | Commercial | Interruptible - Health | New | Miscellaneous | Natural Gas | Pool Heater - Night Covers | A | Cumulative Summer Peak Savings (MW) | Achievable Economic TRC Potential | 0 | 0 | 0 | 0 | 0 | 0 | 0 | 0 | 0 | 0 | 0 | 0 | 0 | 0 | 0 | 0 | 0 | 0 | 0 | 0 | 0 | 0 | 0 | 0 | 0 | 0 | 0
F9_Commercial_Interruptible - Health_New_Miscellaneous_Natural Gas_Pool Heater - Night Covers_A_Achievable Economic TRC Potential | F9 | Commercial | Interruptible - Health | New | Miscellaneous | Natural Gas | Pool Heater - Night Covers | A | Cumulative Winter Peak Savings (MW) | Achievable Economic TRC Potential | 0 | 0 | 0 | 0 | 0 | 0 | 0 | 0 | 0 | 0 | 0 | 0 | 0 | 0 | 0 | 0 | 0 | 0 | 0 | 0 | 0 | 0 | 0 | 0 | 0 | 0 | 0
F10_Commercial_Interruptible - Health_New_Miscellaneous_Natural Gas_Pool Heater - Night Covers_A_Achievable Economic TRC Potential | F10 | Commercial | Interruptible - Health | New | Miscellaneous | Natural Gas | Pool Heater - Night Covers | A | Purchases (Incremental) | Achievable Economic TRC Potential | 0 | 0 | 0 | 0 | 0 | 0 | 0 | 0 | 0 | 0 | 0 | 0 | 0 | 0 | 0 | 0 | 0 | 0 | 0 | 0 | 0 | 0 | 0 | 0 | 0 | 0 | 0
F11_Commercial_Interruptible - Health_New_Miscellaneous_Natural Gas_Pool Heater - Night Covers_A_Achievable Economic TRC Potential | F11 | Commercial | Interruptible - Health | New | Miscellaneous | Natural Gas | Pool Heater - Night Covers | A | Purchases (Cumulative) | Achievable Economic TRC Potential | 0 | 0 | 0 | 0 | 0 | 0 | 0 | 0 | 0 | 0 | 0 | 0 | 0 | 0 | 0 | 0 | 0 | 0 | 0 | 0 | 0 | 0 | 0 | 0 | 0 | 0 | 0
F1_Commercial_Interruptible - Health_New_Space Heating_Natural Gas_Advanced New Construction Designs_A_Achievable Economic TRC Potential | F1 | Commercial | Interruptible - Health | New | Space Heating | Natural Gas | Advanced New Construction Designs | A | Integrated Unit Energy Savings (kWh or therms) | Achievable Economic TRC Potential | 0 | 0 | 0 | 0 | 0 | 0 | 0 | 0 | 0 | 0 | 0 | 0 | 0 | 0 | 0 | 0 | 0 | 0 | 0 | 0 | 0 | 0 | 0 | 0 | 0 | 0 | 0
F2_Commercial_Interruptible - Health_New_Space Heating_Natural Gas_Advanced New Construction Designs_A_Achievable Economic TRC Potential | F2 | Commercial | Interruptible - Health | New | Space Heating | Natural Gas | Advanced New Construction Designs | A | Integrated Unit Summer Peak Savings (kW) | Achievable Economic TRC Potential | 0 | 0 | 0 | 0 | 0 | 0 | 0 | 0 | 0 | 0 | 0 | 0 | 0 | 0 | 0 | 0 | 0 | 0 | 0 | 0 | 0 | 0 | 0 | 0 | 0 | 0 | 0
F3_Commercial_Interruptible - Health_New_Space Heating_Natural Gas_Advanced New Construction Designs_A_Achievable Economic TRC Potential | F3 | Commercial | Interruptible - Health | New | Space Heating | Natural Gas | Advanced New Construction Designs | A | Integrated Unit Winter Peak Savings (kW) | Achievable Economic TRC Potential | 0 | 0 | 0 | 0 | 0 | 0 | 0 | 0 | 0 | 0 | 0 | 0 | 0 | 0 | 0 | 0 | 0 | 0 | 0 | 0 | 0 | 0 | 0 | 0 | 0 | 0 | 0
F4_Commercial_Interruptible - Health_New_Space Heating_Natural Gas_Advanced New Construction Designs_A_Achievable Economic TRC Potential | F4 | Commercial | Interruptible - Health | New | Space Heating | Natural Gas | Advanced New Construction Designs | A | Incremental Energy Savings (MWh or mTherms) | Achievable Economic TRC Potential | 0 | 0 | 0 | 0 | 0 | 0 | 0 | 0 | 0 | 0 | 0 | 0 | 0 | 0 | 0 | 0 | 0 | 0 | 0 | 0 | 0 | 0 | 0 | 0 | 0 | 0 | 0
F5_Commercial_Interruptible - Health_New_Space Heating_Natural Gas_Advanced New Construction Designs_A_Achievable Economic TRC Potential | F5 | Commercial | Interruptible - Health | New | Space Heating | Natural Gas | Advanced New Construction Designs | A | Incremental Summer Peak Savings (MW) | Achievable Economic TRC Potential | 0 | 0 | 0 | 0 | 0 | 0 | 0 | 0 | 0 | 0 | 0 | 0 | 0 | 0 | 0 | 0 | 0 | 0 | 0 | 0 | 0 | 0 | 0 | 0 | 0 | 0 | 0
F6_Commercial_Interruptible - Health_New_Space Heating_Natural Gas_Advanced New Construction Designs_A_Achievable Economic TRC Potential | F6 | Commercial | Interruptible - Health | New | Space Heating | Natural Gas | Advanced New Construction Designs | A | Incremental Winter Peak Savings (MW) | Achievable Economic TRC Potential | 0 | 0 | 0 | 0 | 0 | 0 | 0 | 0 | 0 | 0 | 0 | 0 | 0 | 0 | 0 | 0 | 0 | 0 | 0 | 0 | 0 | 0 | 0 | 0 | 0 | 0 | 0
F7_Commercial_Interruptible - Health_New_Space Heating_Natural Gas_Advanced New Construction Designs_A_Achievable Economic TRC Potential | F7 | Commercial | Interruptible - Health | New | Space Heating | Natural Gas | Advanced New Construction Designs | A | Cumulative Energy Savings (MWh or mTherms) | Achievable Economic TRC Potential | 0 | 0 | 0 | 0 | 0 | 0 | 0 | 0 | 0 | 0 | 0 | 0 | 0 | 0 | 0 | 0 | 0 | 0 | 0 | 0 | 0 | 0 | 0 | 0 | 0 | 0 | 0
F8_Commercial_Interruptible - Health_New_Space Heating_Natural Gas_Advanced New Construction Designs_A_Achievable Economic TRC Potential | F8 | Commercial | Interruptible - Health | New | Space Heating | Natural Gas | Advanced New Construction Designs | A | Cumulative Summer Peak Savings (MW) | Achievable Economic TRC Potential | 0 | 0 | 0 | 0 | 0 | 0 | 0 | 0 | 0 | 0 | 0 | 0 | 0 | 0 | 0 | 0 | 0 | 0 | 0 | 0 | 0 | 0 | 0 | 0 | 0 | 0 | 0
F9_Commercial_Interruptible - Health_New_Space Heating_Natural Gas_Advanced New Construction Designs_A_Achievable Economic TRC Potential | F9 | Commercial | Interruptible - Health | New | Space Heating | Natural Gas | Advanced New Construction Designs | A | Cumulative Winter Peak Savings (MW) | Achievable Economic TRC Potential | 0 | 0 | 0 | 0 | 0 | 0 | 0 | 0 | 0 | 0 | 0 | 0 | 0 | 0 | 0 | 0 | 0 | 0 | 0 | 0 | 0 | 0 | 0 | 0 | 0 | 0 | 0
F10_Commercial_Interruptible - Health_New_Space Heating_Natural Gas_Advanced New Construction Designs_A_Achievable Economic TRC Potential | F10 | Commercial | Interruptible - Health | New | Space Heating | Natural Gas | Advanced New Construction Designs | A | Purchases (Incremental) | Achievable Economic TRC Potential | 0 | 0 | 0 | 0 | 0 | 0 | 0 | 0 | 0 | 0 | 0 | 0 | 0 | 0 | 0 | 0 | 0 | 0 | 0 | 0 | 0 | 0 | 0 | 0 | 0 | 0 | 0
F11_Commercial_Interruptible - Health_New_Space Heating_Natural Gas_Advanced New Construction Designs_A_Achievable Economic TRC Potential | F11 | Commercial | Interruptible - Health | New | Space Heating | Natural Gas | Advanced New Construction Designs | A | Purchases (Cumulative) | Achievable Economic TRC Potential | 0 | 0 | 0 | 0 | 0 | 0 | 0 | 0 | 0 | 0 | 0 | 0 | 0 | 0 | 0 | 0 | 0 | 0 | 0 | 0 | 0 | 0 | 0 | 0 | 0 | 0 | 0
F1_Commercial_Interruptible - Health_New_Water Heating_Natural Gas_Advanced New Construction Designs_A_Achievable Economic TRC Potential | F1 | Commercial | Interruptible - Health | New | Water Heating | Natural Gas | Advanced New Construction Designs | A | Integrated Unit Energy Savings (kWh or therms) | Achievable Economic TRC Potential | 0 | 0 | 0 | 0 | 0 | 0 | 0 | 0 | 0 | 0 | 0 | 0 | 0 | 0 | 0 | 0 | 0 | 0 | 0 | 0 | 0 | 0 | 0 | 0 | 0 | 0 | 0
F2_Commercial_Interruptible - Health_New_Water Heating_Natural Gas_Advanced New Construction Designs_A_Achievable Economic TRC Potential | F2 | Commercial | Interruptible - Health | New | Water Heating | Natural Gas | Advanced New Construction Designs | A | Integrated Unit Summer Peak Savings (kW) | Achievable Economic TRC Potential | 0 | 0 | 0 | 0 | 0 | 0 | 0 | 0 | 0 | 0 | 0 | 0 | 0 | 0 | 0 | 0 | 0 | 0 | 0 | 0 | 0 | 0 | 0 | 0 | 0 | 0 | 0
F3_Commercial_Interruptible - Health_New_Water Heating_Natural Gas_Advanced New Construction Designs_A_Achievable Economic TRC Potential | F3 | Commercial | Interruptible - Health | New | Water Heating | Natural Gas | Advanced New Construction Designs | A | Integrated Unit Winter Peak Savings (kW) | Achievable Economic TRC Potential | 0 | 0 | 0 | 0 | 0 | 0 | 0 | 0 | 0 | 0 | 0 | 0 | 0 | 0 | 0 | 0 | 0 | 0 | 0 | 0 | 0 | 0 | 0 | 0 | 0 | 0 | 0
F4_Commercial_Interruptible - Health_New_Water Heating_Natural Gas_Advanced New Construction Designs_A_Achievable Economic TRC Potential | F4 | Commercial | Interruptible - Health | New | Water Heating | Natural Gas | Advanced New Construction Designs | A | Incremental Energy Savings (MWh or mTherms) | Achievable Economic TRC Potential | 0 | 0 | 0 | 0 | 0 | 0 | 0 | 0 | 0 | 0 | 0 | 0 | 0 | 0 | 0 | 0 | 0 | 0 | 0 | 0 | 0 | 0 | 0 | 0 | 0 | 0 | 0
F5_Commercial_Interruptible - Health_New_Water Heating_Natural Gas_Advanced New Construction Designs_A_Achievable Economic TRC Potential | F5 | Commercial | Interruptible - Health | New | Water Heating | Natural Gas | Advanced New Construction Designs | A | Incremental Summer Peak Savings (MW) | Achievable Economic TRC Potential | 0 | 0 | 0 | 0 | 0 | 0 | 0 | 0 | 0 | 0 | 0 | 0 | 0 | 0 | 0 | 0 | 0 | 0 | 0 | 0 | 0 | 0 | 0 | 0 | 0 | 0 | 0
F6_Commercial_Interruptible - Health_New_Water Heating_Natural Gas_Advanced New Construction Designs_A_Achievable Economic TRC Potential | F6 | Commercial | Interruptible - Health | New | Water Heating | Natural Gas | Advanced New Construction Designs | A | Incremental Winter Peak Savings (MW) | Achievable Economic TRC Potential | 0 | 0 | 0 | 0 | 0 | 0 | 0 | 0 | 0 | 0 | 0 | 0 | 0 | 0 | 0 | 0 | 0 | 0 | 0 | 0 | 0 | 0 | 0 | 0 | 0 | 0 | 0
F7_Commercial_Interruptible - Health_New_Water Heating_Natural Gas_Advanced New Construction Designs_A_Achievable Economic TRC Potential | F7 | Commercial | Interruptible - Health | New | Water Heating | Natural Gas | Advanced New Construction Designs | A | Cumulative Energy Savings (MWh or mTherms) | Achievable Economic TRC Potential | 0 | 0 | 0 | 0 | 0 | 0 | 0 | 0 | 0 | 0 | 0 | 0 | 0 | 0 | 0 | 0 | 0 | 0 | 0 | 0 | 0 | 0 | 0 | 0 | 0 | 0 | 0
F8_Commercial_Interruptible - Health_New_Water Heating_Natural Gas_Advanced New Construction Designs_A_Achievable Economic TRC Potential | F8 | Commercial | Interruptible - Health | New | Water Heating | Natural Gas | Advanced New Construction Designs | A | Cumulative Summer Peak Savings (MW) | Achievable Economic TRC Potential | 0 | 0 | 0 | 0 | 0 | 0 | 0 | 0 | 0 | 0 | 0 | 0 | 0 | 0 | 0 | 0 | 0 | 0 | 0 | 0 | 0 | 0 | 0 | 0 | 0 | 0 | 0
F9_Commercial_Interruptible - Health_New_Water Heating_Natural Gas_Advanced New Construction Designs_A_Achievable Economic TRC Potential | F9 | Commercial | Interruptible - Health | New | Water Heating | Natural Gas | Advanced New Construction Designs | A | Cumulative Winter Peak Savings (MW) | Achievable Economic TRC Potential | 0 | 0 | 0 | 0 | 0 | 0 | 0 | 0 | 0 | 0 | 0 | 0 | 0 | 0 | 0 | 0 | 0 | 0 | 0 | 0 | 0 | 0 | 0 | 0 | 0 | 0 | 0
F10_Commercial_Interruptible - Health_New_Water Heating_Natural Gas_Advanced New Construction Designs_A_Achievable Economic TRC Potential | F10 | Commercial | Interruptible - Health | New | Water Heating | Natural Gas | Advanced New Construction Designs | A | Purchases (Incremental) | Achievable Economic TRC Potential | 0 | 0 | 0 | 0 | 0 | 0 | 0 | 0 | 0 | 0 | 0 | 0 | 0 | 0 | 0 | 0 | 0 | 0 | 0 | 0 | 0 | 0 | 0 | 0 | 0 | 0 | 0
F11_Commercial_Interruptible - Health_New_Water Heating_Natural Gas_Advanced New Construction Designs_A_Achievable Economic TRC Potential | F11 | Commercial | Interruptible - Health | New | Water Heating | Natural Gas | Advanced New Construction Designs | A | Purchases (Cumulative) | Achievable Economic TRC Potential | 0 | 0 | 0 | 0 | 0 | 0 | 0 | 0 | 0 | 0 | 0 | 0 | 0 | 0 | 0 | 0 | 0 | 0 | 0 | 0 | 0 | 0 | 0 | 0 | 0 | 0 | 0
F1_Commercial_Interruptible - Health_New_Space Heating_Natural Gas_Strategic Energy Management_A_Achievable Economic TRC Potential | F1 | Commercial | Interruptible - Health | New | Space Heating | Natural Gas | Strategic Energy Management | A | Integrated Unit Energy Savings (kWh or therms) | Achievable Economic TRC Potential | 0 | 0 | 0 | 0 | 0 | 0 | 0 | 0 | 0 | 0 | 0 | 0 | 0 | 0 | 0 | 0 | 0 | 0 | 0 | 0 | 0 | 0 | 0 | 0 | 0 | 0 | 0
F2_Commercial_Interruptible - Health_New_Space Heating_Natural Gas_Strategic Energy Management_A_Achievable Economic TRC Potential | F2 | Commercial | Interruptible - Health | New | Space Heating | Natural Gas | Strategic Energy Management | A | Integrated Unit Summer Peak Savings (kW) | Achievable Economic TRC Potential | 0 | 0 | 0 | 0 | 0 | 0 | 0 | 0 | 0 | 0 | 0 | 0 | 0 | 0 | 0 | 0 | 0 | 0 | 0 | 0 | 0 | 0 | 0 | 0 | 0 | 0 | 0
F3_Commercial_Interruptible - Health_New_Space Heating_Natural Gas_Strategic Energy Management_A_Achievable Economic TRC Potential | F3 | Commercial | Interruptible - Health | New | Space Heating | Natural Gas | Strategic Energy Management | A | Integrated Unit Winter Peak Savings (kW) | Achievable Economic TRC Potential | 0 | 0 | 0 | 0 | 0 | 0 | 0 | 0 | 0 | 0 | 0 | 0 | 0 | 0 | 0 | 0 | 0 | 0 | 0 | 0 | 0 | 0 | 0 | 0 | 0 | 0 | 0
F4_Commercial_Interruptible - Health_New_Space Heating_Natural Gas_Strategic Energy Management_A_Achievable Economic TRC Potential | F4 | Commercial | Interruptible - Health | New | Space Heating | Natural Gas | Strategic Energy Management | A | Incremental Energy Savings (MWh or mTherms) | Achievable Economic TRC Potential | 0 | 0 | 0 | 0 | 0 | 0 | 0 | 0 | 0 | 0 | 0 | 0 | 0 | 0 | 0 | 0 | 0 | 0 | 0 | 0 | 0 | 0 | 0 | 0 | 0 | 0 | 0
F5_Commercial_Interruptible - Health_New_Space Heating_Natural Gas_Strategic Energy Management_A_Achievable Economic TRC Potential | F5 | Commercial | Interruptible - Health | New | Space Heating | Natural Gas | Strategic Energy Management | A | Incremental Summer Peak Savings (MW) | Achievable Economic TRC Potential | 0 | 0 | 0 | 0 | 0 | 0 | 0 | 0 | 0 | 0 | 0 | 0 | 0 | 0 | 0 | 0 | 0 | 0 | 0 | 0 | 0 | 0 | 0 | 0 | 0 | 0 | 0
F6_Commercial_Interruptible - Health_New_Space Heating_Natural Gas_Strategic Energy Management_A_Achievable Economic TRC Potential | F6 | Commercial | Interruptible - Health | New | Space Heating | Natural Gas | Strategic Energy Management | A | Incremental Winter Peak Savings (MW) | Achievable Economic TRC Potential | 0 | 0 | 0 | 0 | 0 | 0 | 0 | 0 | 0 | 0 | 0 | 0 | 0 | 0 | 0 | 0 | 0 | 0 | 0 | 0 | 0 | 0 | 0 | 0 | 0 | 0 | 0
F7_Commercial_Interruptible - Health_New_Space Heating_Natural Gas_Strategic Energy Management_A_Achievable Economic TRC Potential | F7 | Commercial | Interruptible - Health | New | Space Heating | Natural Gas | Strategic Energy Management | A | Cumulative Energy Savings (MWh or mTherms) | Achievable Economic TRC Potential | 0 | 0 | 0 | 0 | 0 | 0 | 0 | 0 | 0 | 0 | 0 | 0 | 0 | 0 | 0 | 0 | 0 | 0 | 0 | 0 | 0 | 0 | 0 | 0 | 0 | 0 | 0
F8_Commercial_Interruptible - Health_New_Space Heating_Natural Gas_Strategic Energy Management_A_Achievable Economic TRC Potential | F8 | Commercial | Interruptible - Health | New | Space Heating | Natural Gas | Strategic Energy Management | A | Cumulative Summer Peak Savings (MW) | Achievable Economic TRC Potential | 0 | 0 | 0 | 0 | 0 | 0 | 0 | 0 | 0 | 0 | 0 | 0 | 0 | 0 | 0 | 0 | 0 | 0 | 0 | 0 | 0 | 0 | 0 | 0 | 0 | 0 | 0
F9_Commercial_Interruptible - Health_New_Space Heating_Natural Gas_Strategic Energy Management_A_Achievable Economic TRC Potential | F9 | Commercial | Interruptible - Health | New | Space Heating | Natural Gas | Strategic Energy Management | A | Cumulative Winter Peak Savings (MW) | Achievable Economic TRC Potential | 0 | 0 | 0 | 0 | 0 | 0 | 0 | 0 | 0 | 0 | 0 | 0 | 0 | 0 | 0 | 0 | 0 | 0 | 0 | 0 | 0 | 0 | 0 | 0 | 0 | 0 | 0
F10_Commercial_Interruptible - Health_New_Space Heating_Natural Gas_Strategic Energy Management_A_Achievable Economic TRC Potential | F10 | Commercial | Interruptible - Health | New | Space Heating | Natural Gas | Strategic Energy Management | A | Purchases (Incremental) | Achievable Economic TRC Potential | 0 | 0 | 0 | 0 | 0 | 0 | 0 | 0 | 0 | 0 | 0 | 0 | 0 | 0 | 0 | 0 | 0 | 0 | 0 | 0 | 0 | 0 | 0 | 0 | 0 | 0 | 0
F11_Commercial_Interruptible - Health_New_Space Heating_Natural Gas_Strategic Energy Management_A_Achievable Economic TRC Potential | F11 | Commercial | Interruptible - Health | New | Space Heating | Natural Gas | Strategic Energy Management | A | Purchases (Cumulative) | Achievable Economic TRC Potential | 0 | 0 | 0 | 0 | 0 | 0 | 0 | 0 | 0 | 0 | 0 | 0 | 0 | 0 | 0 | 0 | 0 | 0 | 0 | 0 | 0 | 0 | 0 | 0 | 0 | 0 | 0
F1_Commercial_Interruptible - Health_New_Water Heating_Natural Gas_Strategic Energy Management_A_Achievable Economic TRC Potential | F1 | Commercial | Interruptible - Health | New | Water Heating | Natural Gas | Strategic Energy Management | A | Integrated Unit Energy Savings (kWh or therms) | Achievable Economic TRC Potential | 0 | 0 | 0 | 0 | 0 | 0 | 0 | 0 | 0 | 0 | 0 | 0 | 0 | 0 | 0 | 0 | 0 | 0 | 0 | 0 | 0 | 0 | 0 | 0 | 0 | 0 | 0
F2_Commercial_Interruptible - Health_New_Water Heating_Natural Gas_Strategic Energy Management_A_Achievable Economic TRC Potential | F2 | Commercial | Interruptible - Health | New | Water Heating | Natural Gas | Strategic Energy Management | A | Integrated Unit Summer Peak Savings (kW) | Achievable Economic TRC Potential | 0 | 0 | 0 | 0 | 0 | 0 | 0 | 0 | 0 | 0 | 0 | 0 | 0 | 0 | 0 | 0 | 0 | 0 | 0 | 0 | 0 | 0 | 0 | 0 | 0 | 0 | 0
F3_Commercial_Interruptible - Health_New_Water Heating_Natural Gas_Strategic Energy Management_A_Achievable Economic TRC Potential | F3 | Commercial | Interruptible - Health | New | Water Heating | Natural Gas | Strategic Energy Management | A | Integrated Unit Winter Peak Savings (kW) | Achievable Economic TRC Potential | 0 | 0 | 0 | 0 | 0 | 0 | 0 | 0 | 0 | 0 | 0 | 0 | 0 | 0 | 0 | 0 | 0 | 0 | 0 | 0 | 0 | 0 | 0 | 0 | 0 | 0 | 0
F4_Commercial_Interruptible - Health_New_Water Heating_Natural Gas_Strategic Energy Management_A_Achievable Economic TRC Potential | F4 | Commercial | Interruptible - Health | New | Water Heating | Natural Gas | Strategic Energy Management | A | Incremental Energy Savings (MWh or mTherms) | Achievable Economic TRC Potential | 0 | 0 | 0 | 0 | 0 | 0 | 0 | 0 | 0 | 0 | 0 | 0 | 0 | 0 | 0 | 0 | 0 | 0 | 0 | 0 | 0 | 0 | 0 | 0 | 0 | 0 | 0
F5_Commercial_Interruptible - Health_New_Water Heating_Natural Gas_Strategic Energy Management_A_Achievable Economic TRC Potential | F5 | Commercial | Interruptible - Health | New | Water Heating | Natural Gas | Strategic Energy Management | A | Incremental Summer Peak Savings (MW) | Achievable Economic TRC Potential | 0 | 0 | 0 | 0 | 0 | 0 | 0 | 0 | 0 | 0 | 0 | 0 | 0 | 0 | 0 | 0 | 0 | 0 | 0 | 0 | 0 | 0 | 0 | 0 | 0 | 0 | 0
F6_Commercial_Interruptible - Health_New_Water Heating_Natural Gas_Strategic Energy Management_A_Achievable Economic TRC Potential | F6 | Commercial | Interruptible - Health | New | Water Heating | Natural Gas | Strategic Energy Management | A | Incremental Winter Peak Savings (MW) | Achievable Economic TRC Potential | 0 | 0 | 0 | 0 | 0 | 0 | 0 | 0 | 0 | 0 | 0 | 0 | 0 | 0 | 0 | 0 | 0 | 0 | 0 | 0 | 0 | 0 | 0 | 0 | 0 | 0 | 0
F7_Commercial_Interruptible - Health_New_Water Heating_Natural Gas_Strategic Energy Management_A_Achievable Economic TRC Potential | F7 | Commercial | Interruptible - Health | New | Water Heating | Natural Gas | Strategic Energy Management | A | Cumulative Energy Savings (MWh or mTherms) | Achievable Economic TRC Potential | 0 | 0 | 0 | 0 | 0 | 0 | 0 | 0 | 0 | 0 | 0 | 0 | 0 | 0 | 0 | 0 | 0 | 0 | 0 | 0 | 0 | 0 | 0 | 0 | 0 | 0 | 0
F8_Commercial_Interruptible - Health_New_Water Heating_Natural Gas_Strategic Energy Management_A_Achievable Economic TRC Potential | F8 | Commercial | Interruptible - Health | New | Water Heating | Natural Gas | Strategic Energy Management | A | Cumulative Summer Peak Savings (MW) | Achievable Economic TRC Potential | 0 | 0 | 0 | 0 | 0 | 0 | 0 | 0 | 0 | 0 | 0 | 0 | 0 | 0 | 0 | 0 | 0 | 0 | 0 | 0 | 0 | 0 | 0 | 0 | 0 | 0 | 0
F9_Commercial_Interruptible - Health_New_Water Heating_Natural Gas_Strategic Energy Management_A_Achievable Economic TRC Potential | F9 | Commercial | Interruptible - Health | New | Water Heating | Natural Gas | Strategic Energy Management | A | Cumulative Winter Peak Savings (MW) | Achievable Economic TRC Potential | 0 | 0 | 0 | 0 | 0 | 0 | 0 | 0 | 0 | 0 | 0 | 0 | 0 | 0 | 0 | 0 | 0 | 0 | 0 | 0 | 0 | 0 | 0 | 0 | 0 | 0 | 0
F10_Commercial_Interruptible - Health_New_Water Heating_Natural Gas_Strategic Energy Management_A_Achievable Economic TRC Potential | F10 | Commercial | Interruptible - Health | New | Water Heating | Natural Gas | Strategic Energy Management | A | Purchases (Incremental) | Achievable Economic TRC Potential | 0 | 0 | 0 | 0 | 0 | 0 | 0 | 0 | 0 | 0 | 0 | 0 | 0 | 0 | 0 | 0 | 0 | 0 | 0 | 0 | 0 | 0 | 0 | 0 | 0 | 0 | 0
F11_Commercial_Interruptible - Health_New_Water Heating_Natural Gas_Strategic Energy Management_A_Achievable Economic TRC Potential | F11 | Commercial | Interruptible - Health | New | Water Heating | Natural Gas | Strategic Energy Management | A | Purchases (Cumulative) | Achievable Economic TRC Potential | 0 | 0 | 0 | 0 | 0 | 0 | 0 | 0 | 0 | 0 | 0 | 0 | 0 | 0 | 0 | 0 | 0 | 0 | 0 | 0 | 0 | 0 | 0 | 0 | 0 | 0 | 0
F1_Commercial_Interruptible - Health_New_Space Heating_Natural Gas_Retrocommissioning_A_Achievable Economic TRC Potential | F1 | Commercial | Interruptible - Health | New | Space Heating | Natural Gas | Retrocommissioning | A | Integrated Unit Energy Savings (kWh or therms) | Achievable Economic TRC Potential | 0 | 0 | 0 | 0 | 0 | 0 | 0 | 0 | 0 | 0 | 0 | 0 | 0 | 0 | 0 | 0 | 0 | 0 | 0 | 0 | 0 | 0 | 0 | 0 | 0 | 0 | 0
F2_Commercial_Interruptible - Health_New_Space Heating_Natural Gas_Retrocommissioning_A_Achievable Economic TRC Potential | F2 | Commercial | Interruptible - Health | New | Space Heating | Natural Gas | Retrocommissioning | A | Integrated Unit Summer Peak Savings (kW) | Achievable Economic TRC Potential | 0 | 0 | 0 | 0 | 0 | 0 | 0 | 0 | 0 | 0 | 0 | 0 | 0 | 0 | 0 | 0 | 0 | 0 | 0 | 0 | 0 | 0 | 0 | 0 | 0 | 0 | 0
F3_Commercial_Interruptible - Health_New_Space Heating_Natural Gas_Retrocommissioning_A_Achievable Economic TRC Potential | F3 | Commercial | Interruptible - Health | New | Space Heating | Natural Gas | Retrocommissioning | A | Integrated Unit Winter Peak Savings (kW) | Achievable Economic TRC Potential | 0 | 0 | 0 | 0 | 0 | 0 | 0 | 0 | 0 | 0 | 0 | 0 | 0 | 0 | 0 | 0 | 0 | 0 | 0 | 0 | 0 | 0 | 0 | 0 | 0 | 0 | 0
F4_Commercial_Interruptible - Health_New_Space Heating_Natural Gas_Retrocommissioning_A_Achievable Economic TRC Potential | F4 | Commercial | Interruptible - Health | New | Space Heating | Natural Gas | Retrocommissioning | A | Incremental Energy Savings (MWh or mTherms) | Achievable Economic TRC Potential | 0 | 0 | 0 | 0 | 0 | 0 | 0 | 0 | 0 | 0 | 0 | 0 | 0 | 0 | 0 | 0 | 0 | 0 | 0 | 0 | 0 | 0 | 0 | 0 | 0 | 0 | 0
F5_Commercial_Interruptible - Health_New_Space Heating_Natural Gas_Retrocommissioning_A_Achievable Economic TRC Potential | F5 | Commercial | Interruptible - Health | New | Space Heating | Natural Gas | Retrocommissioning | A | Incremental Summer Peak Savings (MW) | Achievable Economic TRC Potential | 0 | 0 | 0 | 0 | 0 | 0 | 0 | 0 | 0 | 0 | 0 | 0 | 0 | 0 | 0 | 0 | 0 | 0 | 0 | 0 | 0 | 0 | 0 | 0 | 0 | 0 | 0
F6_Commercial_Interruptible - Health_New_Space Heating_Natural Gas_Retrocommissioning_A_Achievable Economic TRC Potential | F6 | Commercial | Interruptible - Health | New | Space Heating | Natural Gas | Retrocommissioning | A | Incremental Winter Peak Savings (MW) | Achievable Economic TRC Potential | 0 | 0 | 0 | 0 | 0 | 0 | 0 | 0 | 0 | 0 | 0 | 0 | 0 | 0 | 0 | 0 | 0 | 0 | 0 | 0 | 0 | 0 | 0 | 0 | 0 | 0 | 0
F7_Commercial_Interruptible - Health_New_Space Heating_Natural Gas_Retrocommissioning_A_Achievable Economic TRC Potential | F7 | Commercial | Interruptible - Health | New | Space Heating | Natural Gas | Retrocommissioning | A | Cumulative Energy Savings (MWh or mTherms) | Achievable Economic TRC Potential | 0 | 0 | 0 | 0 | 0 | 0 | 0 | 0 | 0 | 0 | 0 | 0 | 0 | 0 | 0 | 0 | 0 | 0 | 0 | 0 | 0 | 0 | 0 | 0 | 0 | 0 | 0
F8_Commercial_Interruptible - Health_New_Space Heating_Natural Gas_Retrocommissioning_A_Achievable Economic TRC Potential | F8 | Commercial | Interruptible - Health | New | Space Heating | Natural Gas | Retrocommissioning | A | Cumulative Summer Peak Savings (MW) | Achievable Economic TRC Potential | 0 | 0 | 0 | 0 | 0 | 0 | 0 | 0 | 0 | 0 | 0 | 0 | 0 | 0 | 0 | 0 | 0 | 0 | 0 | 0 | 0 | 0 | 0 | 0 | 0 | 0 | 0
F9_Commercial_Interruptible - Health_New_Space Heating_Natural Gas_Retrocommissioning_A_Achievable Economic TRC Potential | F9 | Commercial | Interruptible - Health | New | Space Heating | Natural Gas | Retrocommissioning | A | Cumulative Winter Peak Savings (MW) | Achievable Economic TRC Potential | 0 | 0 | 0 | 0 | 0 | 0 | 0 | 0 | 0 | 0 | 0 | 0 | 0 | 0 | 0 | 0 | 0 | 0 | 0 | 0 | 0 | 0 | 0 | 0 | 0 | 0 | 0
F10_Commercial_Interruptible - Health_New_Space Heating_Natural Gas_Retrocommissioning_A_Achievable Economic TRC Potential | F10 | Commercial | Interruptible - Health | New | Space Heating | Natural Gas | Retrocommissioning | A | Purchases (Incremental) | Achievable Economic TRC Potential | 0 | 0 | 0 | 0 | 0 | 0 | 0 | 0 | 0 | 0 | 0 | 0 | 0 | 0 | 0 | 0 | 0 | 0 | 0 | 0 | 0 | 0 | 0 | 0 | 0 | 0 | 0
F11_Commercial_Interruptible - Health_New_Space Heating_Natural Gas_Retrocommissioning_A_Achievable Economic TRC Potential | F11 | Commercial | Interruptible - Health | New | Space Heating | Natural Gas | Retrocommissioning | A | Purchases (Cumulative) | Achievable Economic TRC Potential | 0 | 0 | 0 | 0 | 0 | 0 | 0 | 0 | 0 | 0 | 0 | 0 | 0 | 0 | 0 | 0 | 0 | 0 | 0 | 0 | 0 | 0 | 0 | 0 | 0 | 0 | 0
F1_Commercial_Interruptible - Health_New_Water Heating_Natural Gas_Retrocommissioning_A_Achievable Economic TRC Potential | F1 | Commercial | Interruptible - Health | New | Water Heating | Natural Gas | Retrocommissioning | A | Integrated Unit Energy Savings (kWh or therms) | Achievable Economic TRC Potential | 0 | 0 | 0 | 0 | 0 | 0 | 0 | 0 | 0 | 0 | 0 | 0 | 0 | 0 | 0 | 0 | 0 | 0 | 0 | 0 | 0 | 0 | 0 | 0 | 0 | 0 | 0
F2_Commercial_Interruptible - Health_New_Water Heating_Natural Gas_Retrocommissioning_A_Achievable Economic TRC Potential | F2 | Commercial | Interruptible - Health | New | Water Heating | Natural Gas | Retrocommissioning | A | Integrated Unit Summer Peak Savings (kW) | Achievable Economic TRC Potential | 0 | 0 | 0 | 0 | 0 | 0 | 0 | 0 | 0 | 0 | 0 | 0 | 0 | 0 | 0 | 0 | 0 | 0 | 0 | 0 | 0 | 0 | 0 | 0 | 0 | 0 | 0
F3_Commercial_Interruptible - Health_New_Water Heating_Natural Gas_Retrocommissioning_A_Achievable Economic TRC Potential | F3 | Commercial | Interruptible - Health | New | Water Heating | Natural Gas | Retrocommissioning | A | Integrated Unit Winter Peak Savings (kW) | Achievable Economic TRC Potential | 0 | 0 | 0 | 0 | 0 | 0 | 0 | 0 | 0 | 0 | 0 | 0 | 0 | 0 | 0 | 0 | 0 | 0 | 0 | 0 | 0 | 0 | 0 | 0 | 0 | 0 | 0
F4_Commercial_Interruptible - Health_New_Water Heating_Natural Gas_Retrocommissioning_A_Achievable Economic TRC Potential | F4 | Commercial | Interruptible - Health | New | Water Heating | Natural Gas | Retrocommissioning | A | Incremental Energy Savings (MWh or mTherms) | Achievable Economic TRC Potential | 0 | 0 | 0 | 0 | 0 | 0 | 0 | 0 | 0 | 0 | 0 | 0 | 0 | 0 | 0 | 0 | 0 | 0 | 0 | 0 | 0 | 0 | 0 | 0 | 0 | 0 | 0
F5_Commercial_Interruptible - Health_New_Water Heating_Natural Gas_Retrocommissioning_A_Achievable Economic TRC Potential | F5 | Commercial | Interruptible - Health | New | Water Heating | Natural Gas | Retrocommissioning | A | Incremental Summer Peak Savings (MW) | Achievable Economic TRC Potential | 0 | 0 | 0 | 0 | 0 | 0 | 0 | 0 | 0 | 0 | 0 | 0 | 0 | 0 | 0 | 0 | 0 | 0 | 0 | 0 | 0 | 0 | 0 | 0 | 0 | 0 | 0
F6_Commercial_Interruptible - Health_New_Water Heating_Natural Gas_Retrocommissioning_A_Achievable Economic TRC Potential | F6 | Commercial | Interruptible - Health | New | Water Heating | Natural Gas | Retrocommissioning | A | Incremental Winter Peak Savings (MW) | Achievable Economic TRC Potential | 0 | 0 | 0 | 0 | 0 | 0 | 0 | 0 | 0 | 0 | 0 | 0 | 0 | 0 | 0 | 0 | 0 | 0 | 0 | 0 | 0 | 0 | 0 | 0 | 0 | 0 | 0
F7_Commercial_Interruptible - Health_New_Water Heating_Natural Gas_Retrocommissioning_A_Achievable Economic TRC Potential | F7 | Commercial | Interruptible - Health | New | Water Heating | Natural Gas | Retrocommissioning | A | Cumulative Energy Savings (MWh or mTherms) | Achievable Economic TRC Potential | 0 | 0 | 0 | 0 | 0 | 0 | 0 | 0 | 0 | 0 | 0 | 0 | 0 | 0 | 0 | 0 | 0 | 0 | 0 | 0 | 0 | 0 | 0 | 0 | 0 | 0 | 0
F8_Commercial_Interruptible - Health_New_Water Heating_Natural Gas_Retrocommissioning_A_Achievable Economic TRC Potential | F8 | Commercial | Interruptible - Health | New | Water Heating | Natural Gas | Retrocommissioning | A | Cumulative Summer Peak Savings (MW) | Achievable Economic TRC Potential | 0 | 0 | 0 | 0 | 0 | 0 | 0 | 0 | 0 | 0 | 0 | 0 | 0 | 0 | 0 | 0 | 0 | 0 | 0 | 0 | 0 | 0 | 0 | 0 | 0 | 0 | 0
F9_Commercial_Interruptible - Health_New_Water Heating_Natural Gas_Retrocommissioning_A_Achievable Economic TRC Potential | F9 | Commercial | Interruptible - Health | New | Water Heating | Natural Gas | Retrocommissioning | A | Cumulative Winter Peak Savings (MW) | Achievable Economic TRC Potential | 0 | 0 | 0 | 0 | 0 | 0 | 0 | 0 | 0 | 0 | 0 | 0 | 0 | 0 | 0 | 0 | 0 | 0 | 0 | 0 | 0 | 0 | 0 | 0 | 0 | 0 | 0
F10_Commercial_Interruptible - Health_New_Water Heating_Natural Gas_Retrocommissioning_A_Achievable Economic TRC Potential | F10 | Commercial | Interruptible - Health | New | Water Heating | Natural Gas | Retrocommissioning | A | Purchases (Incremental) | Achievable Economic TRC Potential | 0 | 0 | 0 | 0 | 0 | 0 | 0 | 0 | 0 | 0 | 0 | 0 | 0 | 0 | 0 | 0 | 0 | 0 | 0 | 0 | 0 | 0 | 0 | 0 | 0 | 0 | 0
F11_Commercial_Interruptible - Health_New_Water Heating_Natural Gas_Retrocommissioning_A_Achievable Economic TRC Potential | F11 | Commercial | Interruptible - Health | New | Water Heating | Natural Gas | Retrocommissioning | A | Purchases (Cumulative) | Achievable Economic TRC Potential | 0 | 0 | 0 | 0 | 0 | 0 | 0 | 0 | 0 | 0 | 0 | 0 | 0 | 0 | 0 | 0 | 0 | 0 | 0 | 0 | 0 | 0 | 0 | 0 | 0 | 0 | 0
F1_Commercial_Interruptible - Miscellaneous_Existing_Space Heating_Natural Gas_Insulation - Ceiling_A_Achievable Economic TRC Potential | F1 | Commercial | Interruptible - Miscellaneous | Existing | Space Heating | Natural Gas | Insulation - Ceiling | A | Integrated Unit Energy Savings (kWh or therms) | Achievable Economic TRC Potential | 0 | 0 | 0.095821 | 0.095107 | 0.094276 | 0.093343 | 0.09229 | 0.091093 | 0.089746 | 0.088251 | 0.086618 | 0.084875 | 0.083109 | 0.081325 | 0.079555 | 0.077862 | 0.076299 | 0.07495 | 0.073829 | 0.072863 | 0.072091 | 0.071374 | 0.070935 | 0.070517 | 0.070118 | 0.069737 | 0.069371
F2_Commercial_Interruptible - Miscellaneous_Existing_Space Heating_Natural Gas_Insulation - Ceiling_A_Achievable Economic TRC Potential | F2 | Commercial | Interruptible - Miscellaneous | Existing | Space Heating | Natural Gas | Insulation - Ceiling | A | Integrated Unit Summer Peak Savings (kW) | Achievable Economic TRC Potential | 0 | 0 | 0 | 0 | 0 | 0 | 0 | 0 | 0 | 0 | 0 | 0 | 0 | 0 | 0 | 0 | 0 | 0 | 0 | 0 | 0 | 0 | 0 | 0 | 0 | 0 | 0
F3_Commercial_Interruptible - Miscellaneous_Existing_Space Heating_Natural Gas_Insulation - Ceiling_A_Achievable Economic TRC Potential | F3 | Commercial | Interruptible - Miscellaneous | Existing | Space Heating | Natural Gas | Insulation - Ceiling | A | Integrated Unit Winter Peak Savings (kW) | Achievable Economic TRC Potential | 0 | 0 | 0 | 0 | 0 | 0 | 0 | 0 | 0 | 0 | 0 | 0 | 0 | 0 | 0 | 0 | 0 | 0 | 0 | 0 | 0 | 0 | 0 | 0 | 0 | 0 | 0
F4_Commercial_Interruptible - Miscellaneous_Existing_Space Heating_Natural Gas_Insulation - Ceiling_A_Achievable Economic TRC Potential | F4 | Commercial | Interruptible - Miscellaneous | Existing | Space Heating | Natural Gas | Insulation - Ceiling | A | Incremental Energy Savings (MWh or mTherms) | Achievable Economic TRC Potential | 0 | 0 | 0.0099484 | 0.0053133 | 0.017817 | 0.028695 | 0.043064 | 0.060877 | 0.081585 | 0.104 | 0.12625 | 0.14589 | 0.16027 | 0.16684 | 0.16389 | 0.1512 | 0.13027 | 0.10417 | 0.076697 | 0.055458 | 0.029939 | 0.023713 | 0 | 0 | 0 | 0 | 0
F5_Commercial_Interruptible - Miscellaneous_Existing_Space Heating_Natural Gas_Insulation - Ceiling_A_Achievable Economic TRC Potential | F5 | Commercial | Interruptible - Miscellaneous | Existing | Space Heating | Natural Gas | Insulation - Ceiling | A | Incremental Summer Peak Savings (MW) | Achievable Economic TRC Potential | 0 | 0 | 0 | 0 | 0 | 0 | 0 | 0 | 0 | 0 | 0 | 0 | 0 | 0 | 0 | 0 | 0 | 0 | 0 | 0 | 0 | 0 | 0 | 0 | 0 | 0 | 0
F6_Commercial_Interruptible - Miscellaneous_Existing_Space Heating_Natural Gas_Insulation - Ceiling_A_Achievable Economic TRC Potential | F6 | Commercial | Interruptible - Miscellaneous | Existing | Space Heating | Natural Gas | Insulation - Ceiling | A | Incremental Winter Peak Savings (MW) | Achievable Economic TRC Potential | 0 | 0 | 0 | 0 | 0 | 0 | 0 | 0 | 0 | 0 | 0 | 0 | 0 | 0 | 0 | 0 | 0 | 0 | 0 | 0 | 0 | 0 | 0 | 0 | 0 | 0 | 0
F7_Commercial_Interruptible - Miscellaneous_Existing_Space Heating_Natural Gas_Insulation - Ceiling_A_Achievable Economic TRC Potential | F7 | Commercial | Interruptible - Miscellaneous | Existing | Space Heating | Natural Gas | Insulation - Ceiling | A | Cumulative Energy Savings (MWh or mTherms) | Achievable Economic TRC Potential | 0 | 0 | 0.0099484 | 0.015188 | 0.032872 | 0.061242 | 0.10362 | 0.16315 | 0.24232 | 0.34229 | 0.46221 | 0.59879 | 0.7466 | 0.89741 | 1.0418 | 1.1708 | 1.2776 | 1.3592 | 1.4155 | 1.4524 | 1.467 | 1.4761 | 1.467 | 1.4584 | 1.4501 | 1.4423 | 1.4347
F8_Commercial_Interruptible - Miscellaneous_Existing_Space Heating_Natural Gas_Insulation - Ceiling_A_Achievable Economic TRC Potential | F8 | Commercial | Interruptible - Miscellaneous | Existing | Space Heating | Natural Gas | Insulation - Ceiling | A | Cumulative Summer Peak Savings (MW) | Achievable Economic TRC Potential | 0 | 0 | 0 | 0 | 0 | 0 | 0 | 0 | 0 | 0 | 0 | 0 | 0 | 0 | 0 | 0 | 0 | 0 | 0 | 0 | 0 | 0 | 0 | 0 | 0 | 0 | 0
F9_Commercial_Interruptible - Miscellaneous_Existing_Space Heating_Natural Gas_Insulation - Ceiling_A_Achievable Economic TRC Potential | F9 | Commercial | Interruptible - Miscellaneous | Existing | Space Heating | Natural Gas | Insulation - Ceiling | A | Cumulative Winter Peak Savings (MW) | Achievable Economic TRC Potential | 0 | 0 | 0 | 0 | 0 | 0 | 0 | 0 | 0 | 0 | 0 | 0 | 0 | 0 | 0 | 0 | 0 | 0 | 0 | 0 | 0 | 0 | 0 | 0 | 0 | 0 | 0
F10_Commercial_Interruptible - Miscellaneous_Existing_Space Heating_Natural Gas_Insulation - Ceiling_A_Achievable Economic TRC Potential | F10 | Commercial | Interruptible - Miscellaneous | Existing | Space Heating | Natural Gas | Insulation - Ceiling | A | Purchases (Incremental) | Achievable Economic TRC Potential | 0 | 0 | 103.823 | 55.8663 | 188.9901 | 307.4183 | 466.6181 | 668.2968 | 909.0672 | 1178.4795 | 1457.576 | 1718.8283 | 1928.4137 | 2051.4691 | 2060.0337 | 1941.9292 | 1707.3901 | 1389.8487 | 1038.8439 | 761.123 | 415.292 | 332.2336 | 0 | 0 | 0 | 0 | 0
F11_Commercial_Interruptible - Miscellaneous_Existing_Space Heating_Natural Gas_Insulation - Ceiling_A_Achievable Economic TRC Potential | F11 | Commercial | Interruptible - Miscellaneous | Existing | Space Heating | Natural Gas | Insulation - Ceiling | A | Purchases (Cumulative) | Achievable Economic TRC Potential | 0 | 0 | 103.823 | 159.6893 | 348.6794 | 656.0978 | 1122.7159 | 1791.0127 | 2700.0799 | 3878.5594 | 5336.1354 | 7054.9637 | 8983.3774 | 11034.8465 | 13094.8802 | 15036.8094 | 16744.1995 | 18134.0481 | 19172.892 | 19934.015 | 20349.3069 | 20681.5405 | 20681.5405 | 20681.5405 | 20681.5405 | 20681.5405 | 20681.5405
F1_Commercial_Interruptible - Miscellaneous_Existing_Space Heating_Natural Gas_Insulation - Ducting_A_Achievable Economic TRC Potential | F1 | Commercial | Interruptible - Miscellaneous | Existing | Space Heating | Natural Gas | Insulation - Ducting | A | Integrated Unit Energy Savings (kWh or therms) | Achievable Economic TRC Potential | 0 | 0 | 0 | 0 | 0 | 0 | 0 | 0 | 0 | 0 | 0 | 0 | 0 | 0 | 0 | 0 | 0 | 0 | 0 | 0 | 0 | 0 | 0 | 0 | 0 | 0 | 0
F2_Commercial_Interruptible - Miscellaneous_Existing_Space Heating_Natural Gas_Insulation - Ducting_A_Achievable Economic TRC Potential | F2 | Commercial | Interruptible - Miscellaneous | Existing | Space Heating | Natural Gas | Insulation - Ducting | A | Integrated Unit Summer Peak Savings (kW) | Achievable Economic TRC Potential | 0 | 0 | 0 | 0 | 0 | 0 | 0 | 0 | 0 | 0 | 0 | 0 | 0 | 0 | 0 | 0 | 0 | 0 | 0 | 0 | 0 | 0 | 0 | 0 | 0 | 0 | 0
F3_Commercial_Interruptible - Miscellaneous_Existing_Space Heating_Natural Gas_Insulation - Ducting_A_Achievable Economic TRC Potential | F3 | Commercial | Interruptible - Miscellaneous | Existing | Space Heating | Natural Gas | Insulation - Ducting | A | Integrated Unit Winter Peak Savings (kW) | Achievable Economic TRC Potential | 0 | 0 | 0 | 0 | 0 | 0 | 0 | 0 | 0 | 0 | 0 | 0 | 0 | 0 | 0 | 0 | 0 | 0 | 0 | 0 | 0 | 0 | 0 | 0 | 0 | 0 | 0
F4_Commercial_Interruptible - Miscellaneous_Existing_Space Heating_Natural Gas_Insulation - Ducting_A_Achievable Economic TRC Potential | F4 | Commercial | Interruptible - Miscellaneous | Existing | Space Heating | Natural Gas | Insulation - Ducting | A | Incremental Energy Savings (MWh or mTherms) | Achievable Economic TRC Potential | 0 | 0 | 0 | 0 | 0 | 0 | 0 | 0 | 0 | 0 | 0 | 0 | 0 | 0 | 0 | 0 | 0 | 0 | 0 | 0 | 0 | 0 | 0 | 0 | 0 | 0 | 0
F5_Commercial_Interruptible - Miscellaneous_Existing_Space Heating_Natural Gas_Insulation - Ducting_A_Achievable Economic TRC Potential | F5 | Commercial | Interruptible - Miscellaneous | Existing | Space Heating | Natural Gas | Insulation - Ducting | A | Incremental Summer Peak Savings (MW) | Achievable Economic TRC Potential | 0 | 0 | 0 | 0 | 0 | 0 | 0 | 0 | 0 | 0 | 0 | 0 | 0 | 0 | 0 | 0 | 0 | 0 | 0 | 0 | 0 | 0 | 0 | 0 | 0 | 0 | 0
F6_Commercial_Interruptible - Miscellaneous_Existing_Space Heating_Natural Gas_Insulation - Ducting_A_Achievable Economic TRC Potential | F6 | Commercial | Interruptible - Miscellaneous | Existing | Space Heating | Natural Gas | Insulation - Ducting | A | Incremental Winter Peak Savings (MW) | Achievable Economic TRC Potential | 0 | 0 | 0 | 0 | 0 | 0 | 0 | 0 | 0 | 0 | 0 | 0 | 0 | 0 | 0 | 0 | 0 | 0 | 0 | 0 | 0 | 0 | 0 | 0 | 0 | 0 | 0
F7_Commercial_Interruptible - Miscellaneous_Existing_Space Heating_Natural Gas_Insulation - Ducting_A_Achievable Economic TRC Potential | F7 | Commercial | Interruptible - Miscellaneous | Existing | Space Heating | Natural Gas | Insulation - Ducting | A | Cumulative Energy Savings (MWh or mTherms) | Achievable Economic TRC Potential | 0 | 0 | 0 | 0 | 0 | 0 | 0 | 0 | 0 | 0 | 0 | 0 | 0 | 0 | 0 | 0 | 0 | 0 | 0 | 0 | 0 | 0 | 0 | 0 | 0 | 0 | 0
F8_Commercial_Interruptible - Miscellaneous_Existing_Space Heating_Natural Gas_Insulation - Ducting_A_Achievable Economic TRC Potential | F8 | Commercial | Interruptible - Miscellaneous | Existing | Space Heating | Natural Gas | Insulation - Ducting | A | Cumulative Summer Peak Savings (MW) | Achievable Economic TRC Potential | 0 | 0 | 0 | 0 | 0 | 0 | 0 | 0 | 0 | 0 | 0 | 0 | 0 | 0 | 0 | 0 | 0 | 0 | 0 | 0 | 0 | 0 | 0 | 0 | 0 | 0 | 0
F9_Commercial_Interruptible - Miscellaneous_Existing_Space Heating_Natural Gas_Insulation - Ducting_A_Achievable Economic TRC Potential | F9 | Commercial | Interruptible - Miscellaneous | Existing | Space Heating | Natural Gas | Insulation - Ducting | A | Cumulative Winter Peak Savings (MW) | Achievable Economic TRC Potential | 0 | 0 | 0 | 0 | 0 | 0 | 0 | 0 | 0 | 0 | 0 | 0 | 0 | 0 | 0 | 0 | 0 | 0 | 0 | 0 | 0 | 0 | 0 | 0 | 0 | 0 | 0
F10_Commercial_Interruptible - Miscellaneous_Existing_Space Heating_Natural Gas_Insulation - Ducting_A_Achievable Economic TRC Potential | F10 | Commercial | Interruptible - Miscellaneous | Existing | Space Heating | Natural Gas | Insulation - Ducting | A | Purchases (Incremental) | Achievable Economic TRC Potential | 0 | 0 | 0 | 0 | 0 | 0 | 0 | 0 | 0 | 0 | 0 | 0 | 0 | 0 | 0 | 0 | 0 | 0 | 0 | 0 | 0 | 0 | 0 | 0 | 0 | 0 | 0
F11_Commercial_Interruptible - Miscellaneous_Existing_Space Heating_Natural Gas_Insulation - Ducting_A_Achievable Economic TRC Potential | F11 | Commercial | Interruptible - Miscellaneous | Existing | Space Heating | Natural Gas | Insulation - Ducting | A | Purchases (Cumulative) | Achievable Economic TRC Potential | 0 | 0 | 0 | 0 | 0 | 0 | 0 | 0 | 0 | 0 | 0 | 0 | 0 | 0 | 0 | 0 | 0 | 0 | 0 | 0 | 0 | 0 | 0 | 0 | 0 | 0 | 0
F1_Commercial_Interruptible - Miscellaneous_Existing_Space Heating_Natural Gas_Insulation - Wall Cavity_A_Achievable Economic TRC Potential | F1 | Commercial | Interruptible - Miscellaneous | Existing | Space Heating | Natural Gas | Insulation - Wall Cavity | A | Integrated Unit Energy Savings (kWh or therms) | Achievable Economic TRC Potential | 0 | 0 | 0.38428 | 0.38291 | 0.38141 | 0.3798 | 0.37808 | 0.37626 | 0.37434 | 0.37232 | 0.37021 | 0.36801 | 0.36572 | 0.36336 | 0.36093 | 0.35844 | 0.3559 | 0.35332 | 0.35071 | 0.3482 | 0.34577 | 0.34346 | 0.34136 | 0.33936 | 0.33746 | 0.33564 | 0.33389
F2_Commercial_Interruptible - Miscellaneous_Existing_Space Heating_Natural Gas_Insulation - Wall Cavity_A_Achievable Economic TRC Potential | F2 | Commercial | Interruptible - Miscellaneous | Existing | Space Heating | Natural Gas | Insulation - Wall Cavity | A | Integrated Unit Summer Peak Savings (kW) | Achievable Economic TRC Potential | 0 | 0 | 0 | 0 | 0 | 0 | 0 | 0 | 0 | 0 | 0 | 0 | 0 | 0 | 0 | 0 | 0 | 0 | 0 | 0 | 0 | 0 | 0 | 0 | 0 | 0 | 0
F3_Commercial_Interruptible - Miscellaneous_Existing_Space Heating_Natural Gas_Insulation - Wall Cavity_A_Achievable Economic TRC Potential | F3 | Commercial | Interruptible - Miscellaneous | Existing | Space Heating | Natural Gas | Insulation - Wall Cavity | A | Integrated Unit Winter Peak Savings (kW) | Achievable Economic TRC Potential | 0 | 0 | 0 | 0 | 0 | 0 | 0 | 0 | 0 | 0 | 0 | 0 | 0 | 0 | 0 | 0 | 0 | 0 | 0 | 0 | 0 | 0 | 0 | 0 | 0 | 0 | 0
F4_Commercial_Interruptible - Miscellaneous_Existing_Space Heating_Natural Gas_Insulation - Wall Cavity_A_Achievable Economic TRC Potential | F4 | Commercial | Interruptible - Miscellaneous | Existing | Space Heating | Natural Gas | Insulation - Wall Cavity | A | Incremental Energy Savings (MWh or mTherms) | Achievable Economic TRC Potential | 0 | 0 | 0.020731 | 0.011115 | 0.037455 | 0.060668 | 0.09167 | 0.13066 | 0.17683 | 0.22799 | 0.28039 | 0.32868 | 0.36647 | 0.38734 | 0.38635 | 0.36169 | 0.31575 | 0.25516 | 0.18932 | 0.13771 | 0.074615 | 0.059292 | 0 | 0 | 0 | 0 | 0
F5_Commercial_Interruptible - Miscellaneous_Existing_Space Heating_Natural Gas_Insulation - Wall Cavity_A_Achievable Economic TRC Potential | F5 | Commercial | Interruptible - Miscellaneous | Existing | Space Heating | Natural Gas | Insulation - Wall Cavity | A | Incremental Summer Peak Savings (MW) | Achievable Economic TRC Potential | 0 | 0 | 0 | 0 | 0 | 0 | 0 | 0 | 0 | 0 | 0 | 0 | 0 | 0 | 0 | 0 | 0 | 0 | 0 | 0 | 0 | 0 | 0 | 0 | 0 | 0 | 0
F6_Commercial_Interruptible - Miscellaneous_Existing_Space Heating_Natural Gas_Insulation - Wall Cavity_A_Achievable Economic TRC Potential | F6 | Commercial | Interruptible - Miscellaneous | Existing | Space Heating | Natural Gas | Insulation - Wall Cavity | A | Incremental Winter Peak Savings (MW) | Achievable Economic TRC Potential | 0 | 0 | 0 | 0 | 0 | 0 | 0 | 0 | 0 | 0 | 0 | 0 | 0 | 0 | 0 | 0 | 0 | 0 | 0 | 0 | 0 | 0 | 0 | 0 | 0 | 0 | 0
F7_Commercial_Interruptible - Miscellaneous_Existing_Space Heating_Natural Gas_Insulation - Wall Cavity_A_Achievable Economic TRC Potential | F7 | Commercial | Interruptible - Miscellaneous | Existing | Space Heating | Natural Gas | Insulation - Wall Cavity | A | Cumulative Energy Savings (MWh or mTherms) | Achievable Economic TRC Potential | 0 | 0 | 0.020731 | 0.031773 | 0.069103 | 0.12948 | 0.22056 | 0.35016 | 0.5252 | 0.75036 | 1.0265 | 1.3491 | 1.7072 | 2.0835 | 2.4559 | 2.8006 | 3.0965 | 3.3293 | 3.494 | 3.6067 | 3.6562 | 3.6909 | 3.6684 | 3.6469 | 3.6265 | 3.6069 | 3.5881
F8_Commercial_Interruptible - Miscellaneous_Existing_Space Heating_Natural Gas_Insulation - Wall Cavity_A_Achievable Economic TRC Potential | F8 | Commercial | Interruptible - Miscellaneous | Existing | Space Heating | Natural Gas | Insulation - Wall Cavity | A | Cumulative Summer Peak Savings (MW) | Achievable Economic TRC Potential | 0 | 0 | 0 | 0 | 0 | 0 | 0 | 0 | 0 | 0 | 0 | 0 | 0 | 0 | 0 | 0 | 0 | 0 | 0 | 0 | 0 | 0 | 0 | 0 | 0 | 0 | 0
F9_Commercial_Interruptible - Miscellaneous_Existing_Space Heating_Natural Gas_Insulation - Wall Cavity_A_Achievable Economic TRC Potential | F9 | Commercial | Interruptible - Miscellaneous | Existing | Space Heating | Natural Gas | Insulation - Wall Cavity | A | Cumulative Winter Peak Savings (MW) | Achievable Economic TRC Potential | 0 | 0 | 0 | 0 | 0 | 0 | 0 | 0 | 0 | 0 | 0 | 0 | 0 | 0 | 0 | 0 | 0 | 0 | 0 | 0 | 0 | 0 | 0 | 0 | 0 | 0 | 0
F10_Commercial_Interruptible - Miscellaneous_Existing_Space Heating_Natural Gas_Insulation - Wall Cavity_A_Achievable Economic TRC Potential | F10 | Commercial | Interruptible - Miscellaneous | Existing | Space Heating | Natural Gas | Insulation - Wall Cavity | A | Purchases (Incremental) | Achievable Economic TRC Potential | 0 | 0 | 53.9481 | 29.029 | 98.2023 | 159.7395 | 242.4622 | 347.2577 | 472.3659 | 612.3568 | 757.3798 | 893.1307 | 1002.0346 | 1065.9762 | 1070.4265 | 1009.0575 | 887.1872 | 722.1876 | 539.7999 | 395.4917 | 215.7924 | 172.6339 | 0 | 0 | 0 | 0 | 0
F11_Commercial_Interruptible - Miscellaneous_Existing_Space Heating_Natural Gas_Insulation - Wall Cavity_A_Achievable Economic TRC Potential | F11 | Commercial | Interruptible - Miscellaneous | Existing | Space Heating | Natural Gas | Insulation - Wall Cavity | A | Purchases (Cumulative) | Achievable Economic TRC Potential | 0 | 0 | 53.9481 | 82.9771 | 181.1794 | 340.9189 | 583.3811 | 930.6389 | 1403.0047 | 2015.3615 | 2772.7413 | 3665.872 | 4667.9066 | 5733.8828 | 6804.3093 | 7813.3667 | 8700.5539 | 9422.7415 | 9962.5414 | 10358.0331 | 10573.8255 | 10746.4594 | 10746.4594 | 10746.4594 | 10746.4594 | 10746.4594 | 10746.4594
F1_Commercial_Interruptible - Miscellaneous_Existing_Space Heating_Natural Gas_Green Roof - Vegetated Rooftop_A_Achievable Economic TRC Potential | F1 | Commercial | Interruptible - Miscellaneous | Existing | Space Heating | Natural Gas | Green Roof - Vegetated Rooftop | A | Integrated Unit Energy Savings (kWh or therms) | Achievable Economic TRC Potential | 0 | 0 | 0.0052211 | 0.005157 | 0.005085 | 0.0050154 | 0.0049471 | 0.0048716 | 0.0047866 | 0.0046925 | 0.0045905 | 0.0044828 | 0.0043733 | 0.0042636 | 0.0041563 | 0.0040543 | 0.0039613 | 0.0038821 | 0.0038171 | 0.0037622 | 0.0037197 | 0.0036805 | 0.0036578 | 0.0036363 | 0.0036157 | 0.003596 | 0.0035771
F2_Commercial_Interruptible - Miscellaneous_Existing_Space Heating_Natural Gas_Green Roof - Vegetated Rooftop_A_Achievable Economic TRC Potential | F2 | Commercial | Interruptible - Miscellaneous | Existing | Space Heating | Natural Gas | Green Roof - Vegetated Rooftop | A | Integrated Unit Summer Peak Savings (kW) | Achievable Economic TRC Potential | 0 | 0 | 0 | 0 | 0 | 0 | 0 | 0 | 0 | 0 | 0 | 0 | 0 | 0 | 0 | 0 | 0 | 0 | 0 | 0 | 0 | 0 | 0 | 0 | 0 | 0 | 0
F3_Commercial_Interruptible - Miscellaneous_Existing_Space Heating_Natural Gas_Green Roof - Vegetated Rooftop_A_Achievable Economic TRC Potential | F3 | Commercial | Interruptible - Miscellaneous | Existing | Space Heating | Natural Gas | Green Roof - Vegetated Rooftop | A | Integrated Unit Winter Peak Savings (kW) | Achievable Economic TRC Potential | 0 | 0 | 0 | 0 | 0 | 0 | 0 | 0 | 0 | 0 | 0 | 0 | 0 | 0 | 0 | 0 | 0 | 0 | 0 | 0 | 0 | 0 | 0 | 0 | 0 | 0 | 0
F4_Commercial_Interruptible - Miscellaneous_Existing_Space Heating_Natural Gas_Green Roof - Vegetated Rooftop_A_Achievable Economic TRC Potential | F4 | Commercial | Interruptible - Miscellaneous | Existing | Space Heating | Natural Gas | Green Roof - Vegetated Rooftop | A | Incremental Energy Savings (MWh or mTherms) | Achievable Economic TRC Potential | 0 | 0 | 0 | 0 | 0 | 0 | 0 | 0 | 0 | 0 | 0 | 0 | 0 | 0 | 0 | 0 | 0 | 0 | 0 | 0 | 0 | 0 | 0 | 0 | 0 | 0 | 0
F5_Commercial_Interruptible - Miscellaneous_Existing_Space Heating_Natural Gas_Green Roof - Vegetated Rooftop_A_Achievable Economic TRC Potential | F5 | Commercial | Interruptible - Miscellaneous | Existing | Space Heating | Natural Gas | Green Roof - Vegetated Rooftop | A | Incremental Summer Peak Savings (MW) | Achievable Economic TRC Potential | 0 | 0 | 0 | 0 | 0 | 0 | 0 | 0 | 0 | 0 | 0 | 0 | 0 | 0 | 0 | 0 | 0 | 0 | 0 | 0 | 0 | 0 | 0 | 0 | 0 | 0 | 0
F6_Commercial_Interruptible - Miscellaneous_Existing_Space Heating_Natural Gas_Green Roof - Vegetated Rooftop_A_Achievable Economic TRC Potential | F6 | Commercial | Interruptible - Miscellaneous | Existing | Space Heating | Natural Gas | Green Roof - Vegetated Rooftop | A | Incremental Winter Peak Savings (MW) | Achievable Economic TRC Potential | 0 | 0 | 0 | 0 | 0 | 0 | 0 | 0 | 0 | 0 | 0 | 0 | 0 | 0 | 0 | 0 | 0 | 0 | 0 | 0 | 0 | 0 | 0 | 0 | 0 | 0 | 0
F7_Commercial_Interruptible - Miscellaneous_Existing_Space Heating_Natural Gas_Green Roof - Vegetated Rooftop_A_Achievable Economic TRC Potential | F7 | Commercial | Interruptible - Miscellaneous | Existing | Space Heating | Natural Gas | Green Roof - Vegetated Rooftop | A | Cumulative Energy Savings (MWh or mTherms) | Achievable Economic TRC Potential | 0 | 0 | 0 | 0 | 0 | 0 | 0 | 0 | 0 | 0 | 0 | 0 | 0 | 0 | 0 | 0 | 0 | 0 | 0 | 0 | 0 | 0 | 0 | 0 | 0 | 0 | 0
F8_Commercial_Interruptible - Miscellaneous_Existing_Space Heating_Natural Gas_Green Roof - Vegetated Rooftop_A_Achievable Economic TRC Potential | F8 | Commercial | Interruptible - Miscellaneous | Existing | Space Heating | Natural Gas | Green Roof - Vegetated Rooftop | A | Cumulative Summer Peak Savings (MW) | Achievable Economic TRC Potential | 0 | 0 | 0 | 0 | 0 | 0 | 0 | 0 | 0 | 0 | 0 | 0 | 0 | 0 | 0 | 0 | 0 | 0 | 0 | 0 | 0 | 0 | 0 | 0 | 0 | 0 | 0
F9_Commercial_Interruptible - Miscellaneous_Existing_Space Heating_Natural Gas_Green Roof - Vegetated Rooftop_A_Achievable Economic TRC Potential | F9 | Commercial | Interruptible - Miscellaneous | Existing | Space Heating | Natural Gas | Green Roof - Vegetated Rooftop | A | Cumulative Winter Peak Savings (MW) | Achievable Economic TRC Potential | 0 | 0 | 0 | 0 | 0 | 0 | 0 | 0 | 0 | 0 | 0 | 0 | 0 | 0 | 0 | 0 | 0 | 0 | 0 | 0 | 0 | 0 | 0 | 0 | 0 | 0 | 0
F10_Commercial_Interruptible - Miscellaneous_Existing_Space Heating_Natural Gas_Green Roof - Vegetated Rooftop_A_Achievable Economic TRC Potential | F10 | Commercial | Interruptible - Miscellaneous | Existing | Space Heating | Natural Gas | Green Roof - Vegetated Rooftop | A | Purchases (Incremental) | Achievable Economic TRC Potential | 0 | 0 | 0 | 0 | 0 | 0 | 0 | 0 | 0 | 0 | 0 | 0 | 0 | 0 | 0 | 0 | 0 | 0 | 0 | 0 | 0 | 0 | 0 | 0 | 0 | 0 | 0
F11_Commercial_Interruptible - Miscellaneous_Existing_Space Heating_Natural Gas_Green Roof - Vegetated Rooftop_A_Achievable Economic TRC Potential | F11 | Commercial | Interruptible - Miscellaneous | Existing | Space Heating | Natural Gas | Green Roof - Vegetated Rooftop | A | Purchases (Cumulative) | Achievable Economic TRC Potential | 0 | 0 | 0 | 0 | 0 | 0 | 0 | 0 | 0 | 0 | 0 | 0 | 0 | 0 | 0 | 0 | 0 | 0 | 0 | 0 | 0 | 0 | 0 | 0 | 0 | 0 | 0
F1_Commercial_Interruptible - Miscellaneous_Existing_Space Heating_Natural Gas_Ducting - Repair and Sealing_A_Achievable Economic TRC Potential | F1 | Commercial | Interruptible - Miscellaneous | Existing | Space Heating | Natural Gas | Ducting - Repair and Sealing | A | Integrated Unit Energy Savings (kWh or therms) | Achievable Economic TRC Potential | 0 | 0 | 0.15034 | 0.14955 | 0.14865 | 0.14765 | 0.14653 | 0.14528 | 0.14387 | 0.14231 | 0.14059 | 0.13871 | 0.13672 | 0.13465 | 0.13257 | 0.13054 | 0.12863 | 0.12694 | 0.12552 | 0.12426 | 0.1232 | 0.12222 | 0.12146 | 0.12075 | 0.12007 | 0.11941 | 0.11879
F2_Commercial_Interruptible - Miscellaneous_Existing_Space Heating_Natural Gas_Ducting - Repair and Sealing_A_Achievable Economic TRC Potential | F2 | Commercial | Interruptible - Miscellaneous | Existing | Space Heating | Natural Gas | Ducting - Repair and Sealing | A | Integrated Unit Summer Peak Savings (kW) | Achievable Economic TRC Potential | 0 | 0 | 0 | 0 | 0 | 0 | 0 | 0 | 0 | 0 | 0 | 0 | 0 | 0 | 0 | 0 | 0 | 0 | 0 | 0 | 0 | 0 | 0 | 0 | 0 | 0 | 0
F3_Commercial_Interruptible - Miscellaneous_Existing_Space Heating_Natural Gas_Ducting - Repair and Sealing_A_Achievable Economic TRC Potential | F3 | Commercial | Interruptible - Miscellaneous | Existing | Space Heating | Natural Gas | Ducting - Repair and Sealing | A | Integrated Unit Winter Peak Savings (kW) | Achievable Economic TRC Potential | 0 | 0 | 0 | 0 | 0 | 0 | 0 | 0 | 0 | 0 | 0 | 0 | 0 | 0 | 0 | 0 | 0 | 0 | 0 | 0 | 0 | 0 | 0 | 0 | 0 | 0 | 0
F4_Commercial_Interruptible - Miscellaneous_Existing_Space Heating_Natural Gas_Ducting - Repair and Sealing_A_Achievable Economic TRC Potential | F4 | Commercial | Interruptible - Miscellaneous | Existing | Space Heating | Natural Gas | Ducting - Repair and Sealing | A | Incremental Energy Savings (MWh or mTherms) | Achievable Economic TRC Potential | 0 | 0 | 0.012657 | 0.006775 | 0.022781 | 0.036808 | 0.055446 | 0.07873 | 0.10606 | 0.136 | 0.16617 | 0.19334 | 0.21379 | 0.224 | 0.22146 | 0.20557 | 0.17809 | 0.14307 | 0.10574 | 0.076694 | 0.031117 | 0.02739 | 0 | 0 | 0 | 0 | 0
F5_Commercial_Interruptible - Miscellaneous_Existing_Space Heating_Natural Gas_Ducting - Repair and Sealing_A_Achievable Economic TRC Potential | F5 | Commercial | Interruptible - Miscellaneous | Existing | Space Heating | Natural Gas | Ducting - Repair and Sealing | A | Incremental Summer Peak Savings (MW) | Achievable Economic TRC Potential | 0 | 0 | 0 | 0 | 0 | 0 | 0 | 0 | 0 | 0 | 0 | 0 | 0 | 0 | 0 | 0 | 0 | 0 | 0 | 0 | 0 | 0 | 0 | 0 | 0 | 0 | 0
F6_Commercial_Interruptible - Miscellaneous_Existing_Space Heating_Natural Gas_Ducting - Repair and Sealing_A_Achievable Economic TRC Potential | F6 | Commercial | Interruptible - Miscellaneous | Existing | Space Heating | Natural Gas | Ducting - Repair and Sealing | A | Incremental Winter Peak Savings (MW) | Achievable Economic TRC Potential | 0 | 0 | 0 | 0 | 0 | 0 | 0 | 0 | 0 | 0 | 0 | 0 | 0 | 0 | 0 | 0 | 0 | 0 | 0 | 0 | 0 | 0 | 0 | 0 | 0 | 0 | 0
F7_Commercial_Interruptible - Miscellaneous_Existing_Space Heating_Natural Gas_Ducting - Repair and Sealing_A_Achievable Economic TRC Potential | F7 | Commercial | Interruptible - Miscellaneous | Existing | Space Heating | Natural Gas | Ducting - Repair and Sealing | A | Cumulative Energy Savings (MWh or mTherms) | Achievable Economic TRC Potential | 0 | 0 | 0.012657 | 0.019366 | 0.042031 | 0.078556 | 0.13341 | 0.21099 | 0.31501 | 0.44759 | 0.60833 | 0.79355 | 0.99593 | 1.2049 | 1.4077 | 1.5918 | 1.7465 | 1.8667 | 1.9515 | 2.0086 | 2.0226 | 2.0338 | 2.0213 | 2.0094 | 1.998 | 1.9872 | 1.9768
F8_Commercial_Interruptible - Miscellaneous_Existing_Space Heating_Natural Gas_Ducting - Repair and Sealing_A_Achievable Economic TRC Potential | F8 | Commercial | Interruptible - Miscellaneous | Existing | Space Heating | Natural Gas | Ducting - Repair and Sealing | A | Cumulative Summer Peak Savings (MW) | Achievable Economic TRC Potential | 0 | 0 | 0 | 0 | 0 | 0 | 0 | 0 | 0 | 0 | 0 | 0 | 0 | 0 | 0 | 0 | 0 | 0 | 0 | 0 | 0 | 0 | 0 | 0 | 0 | 0 | 0
F9_Commercial_Interruptible - Miscellaneous_Existing_Space Heating_Natural Gas_Ducting - Repair and Sealing_A_Achievable Economic TRC Potential | F9 | Commercial | Interruptible - Miscellaneous | Existing | Space Heating | Natural Gas | Ducting - Repair and Sealing | A | Cumulative Winter Peak Savings (MW) | Achievable Economic TRC Potential | 0 | 0 | 0 | 0 | 0 | 0 | 0 | 0 | 0 | 0 | 0 | 0 | 0 | 0 | 0 | 0 | 0 | 0 | 0 | 0 | 0 | 0 | 0 | 0 | 0 | 0 | 0
F10_Commercial_Interruptible - Miscellaneous_Existing_Space Heating_Natural Gas_Ducting - Repair and Sealing_A_Achievable Economic TRC Potential | F10 | Commercial | Interruptible - Miscellaneous | Existing | Space Heating | Natural Gas | Ducting - Repair and Sealing | A | Purchases (Incremental) | Achievable Economic TRC Potential | 0 | 0 | 84.191 | 45.3025 | 153.2539 | 249.2884 | 378.385 | 541.9282 | 737.1712 | 955.6402 | 1181.9622 | 1393.8142 | 1563.7689 | 1663.5557 | 1670.5008 | 1574.7288 | 1384.5388 | 1127.0414 | 842.4083 | 617.2019 | 252.5731 | 224.1089 | 0 | 0 | 0 | 0 | 0
F11_Commercial_Interruptible - Miscellaneous_Existing_Space Heating_Natural Gas_Ducting - Repair and Sealing_A_Achievable Economic TRC Potential | F11 | Commercial | Interruptible - Miscellaneous | Existing | Space Heating | Natural Gas | Ducting - Repair and Sealing | A | Purchases (Cumulative) | Achievable Economic TRC Potential | 0 | 0 | 84.191 | 129.4936 | 282.7474 | 532.0359 | 910.4209 | 1452.3492 | 2189.5204 | 3145.1606 | 4327.1227 | 5720.9369 | 7284.7058 | 8948.2616 | 10618.7624 | 12193.4912 | 13578.03 | 14705.0714 | 15547.4797 | 16164.6816 | 16417.2547 | 16641.3636 | 16641.3636 | 16641.3636 | 16641.3636 | 16641.3636 | 16641.3636
F1_Commercial_Interruptible - Miscellaneous_Existing_Space Heating_Natural Gas_Windows - High Efficiency Glazing_A_Achievable Economic TRC Potential | F1 | Commercial | Interruptible - Miscellaneous | Existing | Space Heating | Natural Gas | Windows - High Efficiency Glazing | A | Integrated Unit Energy Savings (kWh or therms) | Achievable Economic TRC Potential | 0 | 0 | 0.29042 | 0.28685 | 0.28284 | 0.27897 | 0.27518 | 0.27098 | 0.26625 | 0.26101 | 0.25534 | 0.24935 | 0.24326 | 0.23716 | 0.23119 | 0.22552 | 0.22034 | 0.21593 | 0.21232 | 0.20927 | 0.2069 | 0.20472 | 0.20346 | 0.20226 | 0.20112 | 0.20002 | 0.19897
F2_Commercial_Interruptible - Miscellaneous_Existing_Space Heating_Natural Gas_Windows - High Efficiency Glazing_A_Achievable Economic TRC Potential | F2 | Commercial | Interruptible - Miscellaneous | Existing | Space Heating | Natural Gas | Windows - High Efficiency Glazing | A | Integrated Unit Summer Peak Savings (kW) | Achievable Economic TRC Potential | 0 | 0 | 0 | 0 | 0 | 0 | 0 | 0 | 0 | 0 | 0 | 0 | 0 | 0 | 0 | 0 | 0 | 0 | 0 | 0 | 0 | 0 | 0 | 0 | 0 | 0 | 0
F3_Commercial_Interruptible - Miscellaneous_Existing_Space Heating_Natural Gas_Windows - High Efficiency Glazing_A_Achievable Economic TRC Potential | F3 | Commercial | Interruptible - Miscellaneous | Existing | Space Heating | Natural Gas | Windows - High Efficiency Glazing | A | Integrated Unit Winter Peak Savings (kW) | Achievable Economic TRC Potential | 0 | 0 | 0 | 0 | 0 | 0 | 0 | 0 | 0 | 0 | 0 | 0 | 0 | 0 | 0 | 0 | 0 | 0 | 0 | 0 | 0 | 0 | 0 | 0 | 0 | 0 | 0
F4_Commercial_Interruptible - Miscellaneous_Existing_Space Heating_Natural Gas_Windows - High Efficiency Glazing_A_Achievable Economic TRC Potential | F4 | Commercial | Interruptible - Miscellaneous | Existing | Space Heating | Natural Gas | Windows - High Efficiency Glazing | A | Incremental Energy Savings (MWh or mTherms) | Achievable Economic TRC Potential | 0 | 0 | 0 | 0 | 0 | 0 | 0 | 0 | 0 | 0 | 0 | 0 | 0 | 0 | 0 | 0 | 0 | 0 | 0 | 0 | 0 | 0 | 0 | 0 | 0 | 0 | 0
F5_Commercial_Interruptible - Miscellaneous_Existing_Space Heating_Natural Gas_Windows - High Efficiency Glazing_A_Achievable Economic TRC Potential | F5 | Commercial | Interruptible - Miscellaneous | Existing | Space Heating | Natural Gas | Windows - High Efficiency Glazing | A | Incremental Summer Peak Savings (MW) | Achievable Economic TRC Potential | 0 | 0 | 0 | 0 | 0 | 0 | 0 | 0 | 0 | 0 | 0 | 0 | 0 | 0 | 0 | 0 | 0 | 0 | 0 | 0 | 0 | 0 | 0 | 0 | 0 | 0 | 0
F6_Commercial_Interruptible - Miscellaneous_Existing_Space Heating_Natural Gas_Windows - High Efficiency Glazing_A_Achievable Economic TRC Potential | F6 | Commercial | Interruptible - Miscellaneous | Existing | Space Heating | Natural Gas | Windows - High Efficiency Glazing | A | Incremental Winter Peak Savings (MW) | Achievable Economic TRC Potential | 0 | 0 | 0 | 0 | 0 | 0 | 0 | 0 | 0 | 0 | 0 | 0 | 0 | 0 | 0 | 0 | 0 | 0 | 0 | 0 | 0 | 0 | 0 | 0 | 0 | 0 | 0
F7_Commercial_Interruptible - Miscellaneous_Existing_Space Heating_Natural Gas_Windows - High Efficiency Glazing_A_Achievable Economic TRC Potential | F7 | Commercial | Interruptible - Miscellaneous | Existing | Space Heating | Natural Gas | Windows - High Efficiency Glazing | A | Cumulative Energy Savings (MWh or mTherms) | Achievable Economic TRC Potential | 0 | 0 | 0 | 0 | 0 | 0 | 0 | 0 | 0 | 0 | 0 | 0 | 0 | 0 | 0 | 0 | 0 | 0 | 0 | 0 | 0 | 0 | 0 | 0 | 0 | 0 | 0
F8_Commercial_Interruptible - Miscellaneous_Existing_Space Heating_Natural Gas_Windows - High Efficiency Glazing_A_Achievable Economic TRC Potential | F8 | Commercial | Interruptible - Miscellaneous | Existing | Space Heating | Natural Gas | Windows - High Efficiency Glazing | A | Cumulative Summer Peak Savings (MW) | Achievable Economic TRC Potential | 0 | 0 | 0 | 0 | 0 | 0 | 0 | 0 | 0 | 0 | 0 | 0 | 0 | 0 | 0 | 0 | 0 | 0 | 0 | 0 | 0 | 0 | 0 | 0 | 0 | 0 | 0
F9_Commercial_Interruptible - Miscellaneous_Existing_Space Heating_Natural Gas_Windows - High Efficiency Glazing_A_Achievable Economic TRC Potential | F9 | Commercial | Interruptible - Miscellaneous | Existing | Space Heating | Natural Gas | Windows - High Efficiency Glazing | A | Cumulative Winter Peak Savings (MW) | Achievable Economic TRC Potential | 0 | 0 | 0 | 0 | 0 | 0 | 0 | 0 | 0 | 0 | 0 | 0 | 0 | 0 | 0 | 0 | 0 | 0 | 0 | 0 | 0 | 0 | 0 | 0 | 0 | 0 | 0
F10_Commercial_Interruptible - Miscellaneous_Existing_Space Heating_Natural Gas_Windows - High Efficiency Glazing_A_Achievable Economic TRC Potential | F10 | Commercial | Interruptible - Miscellaneous | Existing | Space Heating | Natural Gas | Windows - High Efficiency Glazing | A | Purchases (Incremental) | Achievable Economic TRC Potential | 0 | 0 | 0 | 0 | 0 | 0 | 0 | 0 | 0 | 0 | 0 | 0 | 0 | 0 | 0 | 0 | 0 | 0 | 0 | 0 | 0 | 0 | 0 | 0 | 0 | 0 | 0
F11_Commercial_Interruptible - Miscellaneous_Existing_Space Heating_Natural Gas_Windows - High Efficiency Glazing_A_Achievable Economic TRC Potential | F11 | Commercial | Interruptible - Miscellaneous | Existing | Space Heating | Natural Gas | Windows - High Efficiency Glazing | A | Purchases (Cumulative) | Achievable Economic TRC Potential | 0 | 0 | 0 | 0 | 0 | 0 | 0 | 0 | 0 | 0 | 0 | 0 | 0 | 0 | 0 | 0 | 0 | 0 | 0 | 0 | 0 | 0 | 0 | 0 | 0 | 0 | 0
F1_Commercial_Interruptible - Miscellaneous_Existing_Space Heating_Natural Gas_Windows - Secondary Glazing Systems_A_Achievable Economic TRC Potential | F1 | Commercial | Interruptible - Miscellaneous | Existing | Space Heating | Natural Gas | Windows - Secondary Glazing Systems | A | Integrated Unit Energy Savings (kWh or therms) | Achievable Economic TRC Potential | 0 | 0 | 1.1601 | 1.1458 | 1.1298 | 1.1144 | 1.0992 | 1.0825 | 1.0636 | 1.0426 | 1.02 | 0.99606 | 0.97172 | 0.94734 | 0.9235 | 0.90085 | 0.88019 | 0.86257 | 0.84815 | 0.83594 | 0.82649 | 0.81779 | 0.81275 | 0.80795 | 0.80338 | 0.79901 | 0.79481
F2_Commercial_Interruptible - Miscellaneous_Existing_Space Heating_Natural Gas_Windows - Secondary Glazing Systems_A_Achievable Economic TRC Potential | F2 | Commercial | Interruptible - Miscellaneous | Existing | Space Heating | Natural Gas | Windows - Secondary Glazing Systems | A | Integrated Unit Summer Peak Savings (kW) | Achievable Economic TRC Potential | 0 | 0 | 0 | 0 | 0 | 0 | 0 | 0 | 0 | 0 | 0 | 0 | 0 | 0 | 0 | 0 | 0 | 0 | 0 | 0 | 0 | 0 | 0 | 0 | 0 | 0 | 0
F3_Commercial_Interruptible - Miscellaneous_Existing_Space Heating_Natural Gas_Windows - Secondary Glazing Systems_A_Achievable Economic TRC Potential | F3 | Commercial | Interruptible - Miscellaneous | Existing | Space Heating | Natural Gas | Windows - Secondary Glazing Systems | A | Integrated Unit Winter Peak Savings (kW) | Achievable Economic TRC Potential | 0 | 0 | 0 | 0 | 0 | 0 | 0 | 0 | 0 | 0 | 0 | 0 | 0 | 0 | 0 | 0 | 0 | 0 | 0 | 0 | 0 | 0 | 0 | 0 | 0 | 0 | 0
F4_Commercial_Interruptible - Miscellaneous_Existing_Space Heating_Natural Gas_Windows - Secondary Glazing Systems_A_Achievable Economic TRC Potential | F4 | Commercial | Interruptible - Miscellaneous | Existing | Space Heating | Natural Gas | Windows - Secondary Glazing Systems | A | Incremental Energy Savings (MWh or mTherms) | Achievable Economic TRC Potential | 0 | 0 | 0 | 0 | 0 | 0 | 0 | 0 | 0 | 0 | 0 | 0 | 0 | 0 | 0 | 0 | 0 | 0 | 0 | 0 | 0 | 0 | 0 | 0 | 0 | 0 | 0
F5_Commercial_Interruptible - Miscellaneous_Existing_Space Heating_Natural Gas_Windows - Secondary Glazing Systems_A_Achievable Economic TRC Potential | F5 | Commercial | Interruptible - Miscellaneous | Existing | Space Heating | Natural Gas | Windows - Secondary Glazing Systems | A | Incremental Summer Peak Savings (MW) | Achievable Economic TRC Potential | 0 | 0 | 0 | 0 | 0 | 0 | 0 | 0 | 0 | 0 | 0 | 0 | 0 | 0 | 0 | 0 | 0 | 0 | 0 | 0 | 0 | 0 | 0 | 0 | 0 | 0 | 0
F6_Commercial_Interruptible - Miscellaneous_Existing_Space Heating_Natural Gas_Windows - Secondary Glazing Systems_A_Achievable Economic TRC Potential | F6 | Commercial | Interruptible - Miscellaneous | Existing | Space Heating | Natural Gas | Windows - Secondary Glazing Systems | A | Incremental Winter Peak Savings (MW) | Achievable Economic TRC Potential | 0 | 0 | 0 | 0 | 0 | 0 | 0 | 0 | 0 | 0 | 0 | 0 | 0 | 0 | 0 | 0 | 0 | 0 | 0 | 0 | 0 | 0 | 0 | 0 | 0 | 0 | 0
F7_Commercial_Interruptible - Miscellaneous_Existing_Space Heating_Natural Gas_Windows - Secondary Glazing Systems_A_Achievable Economic TRC Potential | F7 | Commercial | Interruptible - Miscellaneous | Existing | Space Heating | Natural Gas | Windows - Secondary Glazing Systems | A | Cumulative Energy Savings (MWh or mTherms) | Achievable Economic TRC Potential | 0 | 0 | 0 | 0 | 0 | 0 | 0 | 0 | 0 | 0 | 0 | 0 | 0 | 0 | 0 | 0 | 0 | 0 | 0 | 0 | 0 | 0 | 0 | 0 | 0 | 0 | 0
F8_Commercial_Interruptible - Miscellaneous_Existing_Space Heating_Natural Gas_Windows - Secondary Glazing Systems_A_Achievable Economic TRC Potential | F8 | Commercial | Interruptible - Miscellaneous | Existing | Space Heating | Natural Gas | Windows - Secondary Glazing Systems | A | Cumulative Summer Peak Savings (MW) | Achievable Economic TRC Potential | 0 | 0 | 0 | 0 | 0 | 0 | 0 | 0 | 0 | 0 | 0 | 0 | 0 | 0 | 0 | 0 | 0 | 0 | 0 | 0 | 0 | 0 | 0 | 0 | 0 | 0 | 0
F9_Commercial_Interruptible - Miscellaneous_Existing_Space Heating_Natural Gas_Windows - Secondary Glazing Systems_A_Achievable Economic TRC Potential | F9 | Commercial | Interruptible - Miscellaneous | Existing | Space Heating | Natural Gas | Windows - Secondary Glazing Systems | A | Cumulative Winter Peak Savings (MW) | Achievable Economic TRC Potential | 0 | 0 | 0 | 0 | 0 | 0 | 0 | 0 | 0 | 0 | 0 | 0 | 0 | 0 | 0 | 0 | 0 | 0 | 0 | 0 | 0 | 0 | 0 | 0 | 0 | 0 | 0
F10_Commercial_Interruptible - Miscellaneous_Existing_Space Heating_Natural Gas_Windows - Secondary Glazing Systems_A_Achievable Economic TRC Potential | F10 | Commercial | Interruptible - Miscellaneous | Existing | Space Heating | Natural Gas | Windows - Secondary Glazing Systems | A | Purchases (Incremental) | Achievable Economic TRC Potential | 0 | 0 | 0 | 0 | 0 | 0 | 0 | 0 | 0 | 0 | 0 | 0 | 0 | 0 | 0 | 0 | 0 | 0 | 0 | 0 | 0 | 0 | 0 | 0 | 0 | 0 | 0
F11_Commercial_Interruptible - Miscellaneous_Existing_Space Heating_Natural Gas_Windows - Secondary Glazing Systems_A_Achievable Economic TRC Potential | F11 | Commercial | Interruptible - Miscellaneous | Existing | Space Heating | Natural Gas | Windows - Secondary Glazing Systems | A | Purchases (Cumulative) | Achievable Economic TRC Potential | 0 | 0 | 0 | 0 | 0 | 0 | 0 | 0 | 0 | 0 | 0 | 0 | 0 | 0 | 0 | 0 | 0 | 0 | 0 | 0 | 0 | 0 | 0 | 0 | 0 | 0 | 0
F1_Commercial_Interruptible - Miscellaneous_Existing_Space Heating_Natural Gas_HVAC - Energy Recovery Ventilator_A_Achievable Economic TRC Potential | F1 | Commercial | Interruptible - Miscellaneous | Existing | Space Heating | Natural Gas | HVAC - Energy Recovery Ventilator | A | Integrated Unit Energy Savings (kWh or therms) | Achievable Economic TRC Potential | 0 | 0 | 0.22467 | 0.22347 | 0.22203 | 0.22038 | 0.21848 | 0.21628 | 0.21375 | 0.21086 | 0.2076 | 0.20403 | 0.2002 | 0.19624 | 0.19229 | 0.1885 | 0.185 | 0.18201 | 0.17955 | 0.17746 | 0.17582 | 0.17432 | 0.17324 | 0.17222 | 0.17125 | 0.17032 | 0.16943
F2_Commercial_Interruptible - Miscellaneous_Existing_Space Heating_Natural Gas_HVAC - Energy Recovery Ventilator_A_Achievable Economic TRC Potential | F2 | Commercial | Interruptible - Miscellaneous | Existing | Space Heating | Natural Gas | HVAC - Energy Recovery Ventilator | A | Integrated Unit Summer Peak Savings (kW) | Achievable Economic TRC Potential | 0 | 0 | 0 | 0 | 0 | 0 | 0 | 0 | 0 | 0 | 0 | 0 | 0 | 0 | 0 | 0 | 0 | 0 | 0 | 0 | 0 | 0 | 0 | 0 | 0 | 0 | 0
F3_Commercial_Interruptible - Miscellaneous_Existing_Space Heating_Natural Gas_HVAC - Energy Recovery Ventilator_A_Achievable Economic TRC Potential | F3 | Commercial | Interruptible - Miscellaneous | Existing | Space Heating | Natural Gas | HVAC - Energy Recovery Ventilator | A | Integrated Unit Winter Peak Savings (kW) | Achievable Economic TRC Potential | 0 | 0 | 0 | 0 | 0 | 0 | 0 | 0 | 0 | 0 | 0 | 0 | 0 | 0 | 0 | 0 | 0 | 0 | 0 | 0 | 0 | 0 | 0 | 0 | 0 | 0 | 0
F4_Commercial_Interruptible - Miscellaneous_Existing_Space Heating_Natural Gas_HVAC - Energy Recovery Ventilator_A_Achievable Economic TRC Potential | F4 | Commercial | Interruptible - Miscellaneous | Existing | Space Heating | Natural Gas | HVAC - Energy Recovery Ventilator | A | Incremental Energy Savings (MWh or mTherms) | Achievable Economic TRC Potential | 0 | 0 | 0.03683 | 0.075195 | 0.074711 | 0.074157 | 0.073517 | 0.072777 | 0.071924 | 0.070952 | 0.069857 | 0.068653 | 0.067365 | 0.066033 | 0.064704 | 0.063429 | 0.062252 | 0.061245 | 0.060418 | 0.059713 | 0.059163 | 0.058656 | 0 | 0 | 0 | 0 | 0
F5_Commercial_Interruptible - Miscellaneous_Existing_Space Heating_Natural Gas_HVAC - Energy Recovery Ventilator_A_Achievable Economic TRC Potential | F5 | Commercial | Interruptible - Miscellaneous | Existing | Space Heating | Natural Gas | HVAC - Energy Recovery Ventilator | A | Incremental Summer Peak Savings (MW) | Achievable Economic TRC Potential | 0 | 0 | 0 | 0 | 0 | 0 | 0 | 0 | 0 | 0 | 0 | 0 | 0 | 0 | 0 | 0 | 0 | 0 | 0 | 0 | 0 | 0 | 0 | 0 | 0 | 0 | 0
F6_Commercial_Interruptible - Miscellaneous_Existing_Space Heating_Natural Gas_HVAC - Energy Recovery Ventilator_A_Achievable Economic TRC Potential | F6 | Commercial | Interruptible - Miscellaneous | Existing | Space Heating | Natural Gas | HVAC - Energy Recovery Ventilator | A | Incremental Winter Peak Savings (MW) | Achievable Economic TRC Potential | 0 | 0 | 0 | 0 | 0 | 0 | 0 | 0 | 0 | 0 | 0 | 0 | 0 | 0 | 0 | 0 | 0 | 0 | 0 | 0 | 0 | 0 | 0 | 0 | 0 | 0 | 0
F7_Commercial_Interruptible - Miscellaneous_Existing_Space Heating_Natural Gas_HVAC - Energy Recovery Ventilator_A_Achievable Economic TRC Potential | F7 | Commercial | Interruptible - Miscellaneous | Existing | Space Heating | Natural Gas | HVAC - Energy Recovery Ventilator | A | Cumulative Energy Savings (MWh or mTherms) | Achievable Economic TRC Potential | 0 | 0 | 0.03683 | 0.11183 | 0.18582 | 0.2586 | 0.32989 | 0.39934 | 0.46659 | 0.53123 | 0.59289 | 0.65132 | 0.70647 | 0.75853 | 0.80797 | 0.85548 | 0.90185 | 0.94851 | 0.99612 | 1.0442 | 1.0938 | 1.143 | 1.136 | 1.1293 | 1.1229 | 1.1168 | 1.111
F8_Commercial_Interruptible - Miscellaneous_Existing_Space Heating_Natural Gas_HVAC - Energy Recovery Ventilator_A_Achievable Economic TRC Potential | F8 | Commercial | Interruptible - Miscellaneous | Existing | Space Heating | Natural Gas | HVAC - Energy Recovery Ventilator | A | Cumulative Summer Peak Savings (MW) | Achievable Economic TRC Potential | 0 | 0 | 0 | 0 | 0 | 0 | 0 | 0 | 0 | 0 | 0 | 0 | 0 | 0 | 0 | 0 | 0 | 0 | 0 | 0 | 0 | 0 | 0 | 0 | 0 | 0 | 0
F9_Commercial_Interruptible - Miscellaneous_Existing_Space Heating_Natural Gas_HVAC - Energy Recovery Ventilator_A_Achievable Economic TRC Potential | F9 | Commercial | Interruptible - Miscellaneous | Existing | Space Heating | Natural Gas | HVAC - Energy Recovery Ventilator | A | Cumulative Winter Peak Savings (MW) | Achievable Economic TRC Potential | 0 | 0 | 0 | 0 | 0 | 0 | 0 | 0 | 0 | 0 | 0 | 0 | 0 | 0 | 0 | 0 | 0 | 0 | 0 | 0 | 0 | 0 | 0 | 0 | 0 | 0 | 0
F10_Commercial_Interruptible - Miscellaneous_Existing_Space Heating_Natural Gas_HVAC - Energy Recovery Ventilator_A_Achievable Economic TRC Potential | F10 | Commercial | Interruptible - Miscellaneous | Existing | Space Heating | Natural Gas | HVAC - Energy Recovery Ventilator | A | Purchases (Incremental) | Achievable Economic TRC Potential | 0 | 0 | 163.931 | 336.49 | 336.49 | 336.49 | 336.49 | 336.49 | 336.49 | 336.49 | 336.49 | 336.49 | 336.49 | 336.49 | 336.49 | 336.49 | 336.49 | 336.49 | 336.49 | 336.49 | 336.49 | 336.49 | 0 | 0 | 0 | 0 | 0
F11_Commercial_Interruptible - Miscellaneous_Existing_Space Heating_Natural Gas_HVAC - Energy Recovery Ventilator_A_Achievable Economic TRC Potential | F11 | Commercial | Interruptible - Miscellaneous | Existing | Space Heating | Natural Gas | HVAC - Energy Recovery Ventilator | A | Purchases (Cumulative) | Achievable Economic TRC Potential | 0 | 0 | 163.931 | 500.4211 | 836.9111 | 1173.4012 | 1509.8912 | 1846.3812 | 2182.8713 | 2519.3613 | 2855.8513 | 3192.3414 | 3528.8314 | 3865.3215 | 4201.8115 | 4538.3015 | 4874.7916 | 5211.2816 | 5547.7717 | 5884.2617 | 6220.7517 | 6557.2418 | 6557.2418 | 6557.2418 | 6557.2418 | 6557.2418 | 6557.2418
F1_Commercial_Interruptible - Miscellaneous_Existing_Space Heating_Natural Gas_Building Shell - Air Sealing (Infiltration Control)_A_Achievable Economic TRC Potential | F1 | Commercial | Interruptible - Miscellaneous | Existing | Space Heating | Natural Gas | Building Shell - Air Sealing (Infiltration Control) | A | Integrated Unit Energy Savings (kWh or therms) | Achievable Economic TRC Potential | 0 | 0 | 2.5932 | 2.5793 | 2.5628 | 2.5439 | 2.5222 | 2.4971 | 2.4682 | 2.4353 | 2.3984 | 2.3577 | 2.3142 | 2.2692 | 2.2243 | 2.1811 | 2.141 | 2.1067 | 2.0783 | 2.054 | 2.0351 | 2.0177 | 2.0052 | 1.9934 | 1.9822 | 1.9714 | 1.9611
F2_Commercial_Interruptible - Miscellaneous_Existing_Space Heating_Natural Gas_Building Shell - Air Sealing (Infiltration Control)_A_Achievable Economic TRC Potential | F2 | Commercial | Interruptible - Miscellaneous | Existing | Space Heating | Natural Gas | Building Shell - Air Sealing (Infiltration Control) | A | Integrated Unit Summer Peak Savings (kW) | Achievable Economic TRC Potential | 0 | 0 | 0 | 0 | 0 | 0 | 0 | 0 | 0 | 0 | 0 | 0 | 0 | 0 | 0 | 0 | 0 | 0 | 0 | 0 | 0 | 0 | 0 | 0 | 0 | 0 | 0
F3_Commercial_Interruptible - Miscellaneous_Existing_Space Heating_Natural Gas_Building Shell - Air Sealing (Infiltration Control)_A_Achievable Economic TRC Potential | F3 | Commercial | Interruptible - Miscellaneous | Existing | Space Heating | Natural Gas | Building Shell - Air Sealing (Infiltration Control) | A | Integrated Unit Winter Peak Savings (kW) | Achievable Economic TRC Potential | 0 | 0 | 0 | 0 | 0 | 0 | 0 | 0 | 0 | 0 | 0 | 0 | 0 | 0 | 0 | 0 | 0 | 0 | 0 | 0 | 0 | 0 | 0 | 0 | 0 | 0 | 0
F4_Commercial_Interruptible - Miscellaneous_Existing_Space Heating_Natural Gas_Building Shell - Air Sealing (Infiltration Control)_A_Achievable Economic TRC Potential | F4 | Commercial | Interruptible - Miscellaneous | Existing | Space Heating | Natural Gas | Building Shell - Air Sealing (Infiltration Control) | A | Incremental Energy Savings (MWh or mTherms) | Achievable Economic TRC Potential | 0 | 0 | 0.0010316 | 0.00055212 | 0.0018558 | 0.0029965 | 0.0045094 | 0.0063941 | 0.0085972 | 0.010997 | 0.013394 | 0.015527 | 0.016179 | 0.017351 | 0.015946 | 0.013659 | 0.010179 | 0.0058243 | 0.0010334 | 0 | 0 | 0 | 0 | 0 | 0 | 0 | 0
F5_Commercial_Interruptible - Miscellaneous_Existing_Space Heating_Natural Gas_Building Shell - Air Sealing (Infiltration Control)_A_Achievable Economic TRC Potential | F5 | Commercial | Interruptible - Miscellaneous | Existing | Space Heating | Natural Gas | Building Shell - Air Sealing (Infiltration Control) | A | Incremental Summer Peak Savings (MW) | Achievable Economic TRC Potential | 0 | 0 | 0 | 0 | 0 | 0 | 0 | 0 | 0 | 0 | 0 | 0 | 0 | 0 | 0 | 0 | 0 | 0 | 0 | 0 | 0 | 0 | 0 | 0 | 0 | 0 | 0
F6_Commercial_Interruptible - Miscellaneous_Existing_Space Heating_Natural Gas_Building Shell - Air Sealing (Infiltration Control)_A_Achievable Economic TRC Potential | F6 | Commercial | Interruptible - Miscellaneous | Existing | Space Heating | Natural Gas | Building Shell - Air Sealing (Infiltration Control) | A | Incremental Winter Peak Savings (MW) | Achievable Economic TRC Potential | 0 | 0 | 0 | 0 | 0 | 0 | 0 | 0 | 0 | 0 | 0 | 0 | 0 | 0 | 0 | 0 | 0 | 0 | 0 | 0 | 0 | 0 | 0 | 0 | 0 | 0 | 0
F7_Commercial_Interruptible - Miscellaneous_Existing_Space Heating_Natural Gas_Building Shell - Air Sealing (Infiltration Control)_A_Achievable Economic TRC Potential | F7 | Commercial | Interruptible - Miscellaneous | Existing | Space Heating | Natural Gas | Building Shell - Air Sealing (Infiltration Control) | A | Cumulative Energy Savings (MWh or mTherms) | Achievable Economic TRC Potential | 0 | 0 | 0.0010316 | 0.0015782 | 0.0034239 | 0.0063952 | 0.01085 | 0.017136 | 0.025535 | 0.036191 | 0.049036 | 0.063733 | 0.078736 | 0.094556 | 0.10863 | 0.12018 | 0.12815 | 0.13192 | 0.13117 | 0.12964 | 0.12845 | 0.12735 | 0.12656 | 0.12582 | 0.12511 | 0.12443 | 0.12378
F8_Commercial_Interruptible - Miscellaneous_Existing_Space Heating_Natural Gas_Building Shell - Air Sealing (Infiltration Control)_A_Achievable Economic TRC Potential | F8 | Commercial | Interruptible - Miscellaneous | Existing | Space Heating | Natural Gas | Building Shell - Air Sealing (Infiltration Control) | A | Cumulative Summer Peak Savings (MW) | Achievable Economic TRC Potential | 0 | 0 | 0 | 0 | 0 | 0 | 0 | 0 | 0 | 0 | 0 | 0 | 0 | 0 | 0 | 0 | 0 | 0 | 0 | 0 | 0 | 0 | 0 | 0 | 0 | 0 | 0
F9_Commercial_Interruptible - Miscellaneous_Existing_Space Heating_Natural Gas_Building Shell - Air Sealing (Infiltration Control)_A_Achievable Economic TRC Potential | F9 | Commercial | Interruptible - Miscellaneous | Existing | Space Heating | Natural Gas | Building Shell - Air Sealing (Infiltration Control) | A | Cumulative Winter Peak Savings (MW) | Achievable Economic TRC Potential | 0 | 0 | 0 | 0 | 0 | 0 | 0 | 0 | 0 | 0 | 0 | 0 | 0 | 0 | 0 | 0 | 0 | 0 | 0 | 0 | 0 | 0 | 0 | 0 | 0 | 0 | 0
F10_Commercial_Interruptible - Miscellaneous_Existing_Space Heating_Natural Gas_Building Shell - Air Sealing (Infiltration Control)_A_Achievable Economic TRC Potential | F10 | Commercial | Interruptible - Miscellaneous | Existing | Space Heating | Natural Gas | Building Shell - Air Sealing (Infiltration Control) | A | Purchases (Incremental) | Achievable Economic TRC Potential | 0 | 0 | 0.39781 | 0.21406 | 0.72413 | 1.1779 | 1.7879 | 2.5606 | 3.4832 | 4.5154 | 5.5848 | 6.5858 | 6.9911 | 7.6463 | 7.1691 | 6.2628 | 4.7541 | 2.7647 | 0.49725 | 0 | 0 | 0 | 0 | 0 | 0 | 0 | 0
F11_Commercial_Interruptible - Miscellaneous_Existing_Space Heating_Natural Gas_Building Shell - Air Sealing (Infiltration Control)_A_Achievable Economic TRC Potential | F11 | Commercial | Interruptible - Miscellaneous | Existing | Space Heating | Natural Gas | Building Shell - Air Sealing (Infiltration Control) | A | Purchases (Cumulative) | Achievable Economic TRC Potential | 0 | 0 | 0.39781 | 0.61186 | 1.336 | 2.5139 | 4.3018 | 6.8624 | 10.3456 | 14.861 | 20.4458 | 27.0317 | 34.0227 | 41.669 | 48.8381 | 55.1008 | 59.8549 | 62.6196 | 63.1169 | 63.1169 | 63.1169 | 63.1169 | 63.1169 | 63.1169 | 63.1169 | 63.1169 | 63.1169
F1_Commercial_Interruptible - Miscellaneous_Existing_Space Heating_Natural Gas_Ventilation - Demand Controlled_A_Achievable Economic TRC Potential | F1 | Commercial | Interruptible - Miscellaneous | Existing | Space Heating | Natural Gas | Ventilation - Demand Controlled | A | Integrated Unit Energy Savings (kWh or therms) | Achievable Economic TRC Potential | 0 | 0 | 0.055439 | 0.055063 | 0.054626 | 0.054139 | 0.053588 | 0.052963 | 0.052258 | 0.051467 | 0.050591 | 0.04964 | 0.048635 | 0.047602 | 0.046578 | 0.045597 | 0.044691 | 0.043908 | 0.043257 | 0.042694 | 0.042243 | 0.041825 | 0.041567 | 0.041322 | 0.041088 | 0.040865 | 0.04065
F2_Commercial_Interruptible - Miscellaneous_Existing_Space Heating_Natural Gas_Ventilation - Demand Controlled_A_Achievable Economic TRC Potential | F2 | Commercial | Interruptible - Miscellaneous | Existing | Space Heating | Natural Gas | Ventilation - Demand Controlled | A | Integrated Unit Summer Peak Savings (kW) | Achievable Economic TRC Potential | 0 | 0 | 0 | 0 | 0 | 0 | 0 | 0 | 0 | 0 | 0 | 0 | 0 | 0 | 0 | 0 | 0 | 0 | 0 | 0 | 0 | 0 | 0 | 0 | 0 | 0 | 0
F3_Commercial_Interruptible - Miscellaneous_Existing_Space Heating_Natural Gas_Ventilation - Demand Controlled_A_Achievable Economic TRC Potential | F3 | Commercial | Interruptible - Miscellaneous | Existing | Space Heating | Natural Gas | Ventilation - Demand Controlled | A | Integrated Unit Winter Peak Savings (kW) | Achievable Economic TRC Potential | 0 | 0 | 0 | 0 | 0 | 0 | 0 | 0 | 0 | 0 | 0 | 0 | 0 | 0 | 0 | 0 | 0 | 0 | 0 | 0 | 0 | 0 | 0 | 0 | 0 | 0 | 0
F4_Commercial_Interruptible - Miscellaneous_Existing_Space Heating_Natural Gas_Ventilation - Demand Controlled_A_Achievable Economic TRC Potential | F4 | Commercial | Interruptible - Miscellaneous | Existing | Space Heating | Natural Gas | Ventilation - Demand Controlled | A | Incremental Energy Savings (MWh or mTherms) | Achievable Economic TRC Potential | 0 | 0 | 0.031076 | 0.037898 | 0.046008 | 0.052931 | 0.059761 | 0.069053 | 0.074744 | 0.0752 | 0.069661 | 0.058754 | 0.017283 | 0 | 0 | 0 | 0 | 0 | 0 | 0 | 0 | 0 | 0 | 0 | 0 | 0 | 0
F5_Commercial_Interruptible - Miscellaneous_Existing_Space Heating_Natural Gas_Ventilation - Demand Controlled_A_Achievable Economic TRC Potential | F5 | Commercial | Interruptible - Miscellaneous | Existing | Space Heating | Natural Gas | Ventilation - Demand Controlled | A | Incremental Summer Peak Savings (MW) | Achievable Economic TRC Potential | 0 | 0 | 0 | 0 | 0 | 0 | 0 | 0 | 0 | 0 | 0 | 0 | 0 | 0 | 0 | 0 | 0 | 0 | 0 | 0 | 0 | 0 | 0 | 0 | 0 | 0 | 0
F6_Commercial_Interruptible - Miscellaneous_Existing_Space Heating_Natural Gas_Ventilation - Demand Controlled_A_Achievable Economic TRC Potential | F6 | Commercial | Interruptible - Miscellaneous | Existing | Space Heating | Natural Gas | Ventilation - Demand Controlled | A | Incremental Winter Peak Savings (MW) | Achievable Economic TRC Potential | 0 | 0 | 0 | 0 | 0 | 0 | 0 | 0 | 0 | 0 | 0 | 0 | 0 | 0 | 0 | 0 | 0 | 0 | 0 | 0 | 0 | 0 | 0 | 0 | 0 | 0 | 0
F7_Commercial_Interruptible - Miscellaneous_Existing_Space Heating_Natural Gas_Ventilation - Demand Controlled_A_Achievable Economic TRC Potential | F7 | Commercial | Interruptible - Miscellaneous | Existing | Space Heating | Natural Gas | Ventilation - Demand Controlled | A | Cumulative Energy Savings (MWh or mTherms) | Achievable Economic TRC Potential | 0 | 0 | 0.031076 | 0.068763 | 0.11423 | 0.16614 | 0.22421 | 0.29065 | 0.36152 | 0.43125 | 0.49357 | 0.54304 | 0.54933 | 0.53767 | 0.5261 | 0.51502 | 0.50478 | 0.49594 | 0.48859 | 0.48223 | 0.47714 | 0.47241 | 0.4695 | 0.46673 | 0.46409 | 0.46157 | 0.45915
F8_Commercial_Interruptible - Miscellaneous_Existing_Space Heating_Natural Gas_Ventilation - Demand Controlled_A_Achievable Economic TRC Potential | F8 | Commercial | Interruptible - Miscellaneous | Existing | Space Heating | Natural Gas | Ventilation - Demand Controlled | A | Cumulative Summer Peak Savings (MW) | Achievable Economic TRC Potential | 0 | 0 | 0 | 0 | 0 | 0 | 0 | 0 | 0 | 0 | 0 | 0 | 0 | 0 | 0 | 0 | 0 | 0 | 0 | 0 | 0 | 0 | 0 | 0 | 0 | 0 | 0
F9_Commercial_Interruptible - Miscellaneous_Existing_Space Heating_Natural Gas_Ventilation - Demand Controlled_A_Achievable Economic TRC Potential | F9 | Commercial | Interruptible - Miscellaneous | Existing | Space Heating | Natural Gas | Ventilation - Demand Controlled | A | Cumulative Winter Peak Savings (MW) | Achievable Economic TRC Potential | 0 | 0 | 0 | 0 | 0 | 0 | 0 | 0 | 0 | 0 | 0 | 0 | 0 | 0 | 0 | 0 | 0 | 0 | 0 | 0 | 0 | 0 | 0 | 0 | 0 | 0 | 0
F10_Commercial_Interruptible - Miscellaneous_Existing_Space Heating_Natural Gas_Ventilation - Demand Controlled_A_Achievable Economic TRC Potential | F10 | Commercial | Interruptible - Miscellaneous | Existing | Space Heating | Natural Gas | Ventilation - Demand Controlled | A | Purchases (Incremental) | Achievable Economic TRC Potential | 0 | 0 | 560.5494 | 688.2653 | 842.2353 | 977.7025 | 1115.1935 | 1303.7953 | 1430.2837 | 1461.1358 | 1376.9451 | 1183.601 | 355.371 | 0 | 0 | 0 | 0 | 0 | 0 | 0 | 0 | 0 | 0 | 0 | 0 | 0 | 0
F11_Commercial_Interruptible - Miscellaneous_Existing_Space Heating_Natural Gas_Ventilation - Demand Controlled_A_Achievable Economic TRC Potential | F11 | Commercial | Interruptible - Miscellaneous | Existing | Space Heating | Natural Gas | Ventilation - Demand Controlled | A | Purchases (Cumulative) | Achievable Economic TRC Potential | 0 | 0 | 560.5494 | 1248.8148 | 2091.0501 | 3068.7526 | 4183.9461 | 5487.7414 | 6918.0251 | 8379.1609 | 9756.106 | 10939.707 | 11295.078 | 11295.078 | 11295.078 | 11295.078 | 11295.078 | 11295.078 | 11295.078 | 11295.078 | 11295.078 | 11295.078 | 11295.078 | 11295.078 | 11295.078 | 11295.078 | 11295.078
F1_Commercial_Interruptible - Miscellaneous_Existing_Space Heating_Natural Gas_HVAC - Dedicated Outdoor Air System (DOAS)_A_Achievable Economic TRC Potential | F1 | Commercial | Interruptible - Miscellaneous | Existing | Space Heating | Natural Gas | HVAC - Dedicated Outdoor Air System (DOAS) | A | Integrated Unit Energy Savings (kWh or therms) | Achievable Economic TRC Potential | 0 | 0 | -0.048108 | -0.047981 | -0.047849 | -0.047711 | -0.047566 | -0.047416 | -0.04726 | -0.047097 | -0.04693 | -0.046759 | -0.046585 | -0.046408 | -0.046229 | -0.04605 | -0.045871 | -0.045691 | -0.045513 | -0.045345 | -0.045188 | -0.045043 | -0.044909 | -0.044787 | -0.044673 | -0.044569 | -0.044473
F2_Commercial_Interruptible - Miscellaneous_Existing_Space Heating_Natural Gas_HVAC - Dedicated Outdoor Air System (DOAS)_A_Achievable Economic TRC Potential | F2 | Commercial | Interruptible - Miscellaneous | Existing | Space Heating | Natural Gas | HVAC - Dedicated Outdoor Air System (DOAS) | A | Integrated Unit Summer Peak Savings (kW) | Achievable Economic TRC Potential | 0 | 0 | 0 | 0 | 0 | 0 | 0 | 0 | 0 | 0 | 0 | 0 | 0 | 0 | 0 | 0 | 0 | 0 | 0 | 0 | 0 | 0 | 0 | 0 | 0 | 0 | 0
F3_Commercial_Interruptible - Miscellaneous_Existing_Space Heating_Natural Gas_HVAC - Dedicated Outdoor Air System (DOAS)_A_Achievable Economic TRC Potential | F3 | Commercial | Interruptible - Miscellaneous | Existing | Space Heating | Natural Gas | HVAC - Dedicated Outdoor Air System (DOAS) | A | Integrated Unit Winter Peak Savings (kW) | Achievable Economic TRC Potential | 0 | 0 | 0 | 0 | 0 | 0 | 0 | 0 | 0 | 0 | 0 | 0 | 0 | 0 | 0 | 0 | 0 | 0 | 0 | 0 | 0 | 0 | 0 | 0 | 0 | 0 | 0
F4_Commercial_Interruptible - Miscellaneous_Existing_Space Heating_Natural Gas_HVAC - Dedicated Outdoor Air System (DOAS)_A_Achievable Economic TRC Potential | F4 | Commercial | Interruptible - Miscellaneous | Existing | Space Heating | Natural Gas | HVAC - Dedicated Outdoor Air System (DOAS) | A | Incremental Energy Savings (MWh or mTherms) | Achievable Economic TRC Potential | 0 | 0 | 0 | 0 | 0 | 0 | 0 | 0 | 0 | 0 | 0 | 0 | 0 | 0 | 0 | 0 | 0 | 0 | 0 | 0 | 0 | 0 | 0 | 0 | 0 | 0 | 0
F5_Commercial_Interruptible - Miscellaneous_Existing_Space Heating_Natural Gas_HVAC - Dedicated Outdoor Air System (DOAS)_A_Achievable Economic TRC Potential | F5 | Commercial | Interruptible - Miscellaneous | Existing | Space Heating | Natural Gas | HVAC - Dedicated Outdoor Air System (DOAS) | A | Incremental Summer Peak Savings (MW) | Achievable Economic TRC Potential | 0 | 0 | 0 | 0 | 0 | 0 | 0 | 0 | 0 | 0 | 0 | 0 | 0 | 0 | 0 | 0 | 0 | 0 | 0 | 0 | 0 | 0 | 0 | 0 | 0 | 0 | 0
F6_Commercial_Interruptible - Miscellaneous_Existing_Space Heating_Natural Gas_HVAC - Dedicated Outdoor Air System (DOAS)_A_Achievable Economic TRC Potential | F6 | Commercial | Interruptible - Miscellaneous | Existing | Space Heating | Natural Gas | HVAC - Dedicated Outdoor Air System (DOAS) | A | Incremental Winter Peak Savings (MW) | Achievable Economic TRC Potential | 0 | 0 | 0 | 0 | 0 | 0 | 0 | 0 | 0 | 0 | 0 | 0 | 0 | 0 | 0 | 0 | 0 | 0 | 0 | 0 | 0 | 0 | 0 | 0 | 0 | 0 | 0
F7_Commercial_Interruptible - Miscellaneous_Existing_Space Heating_Natural Gas_HVAC - Dedicated Outdoor Air System (DOAS)_A_Achievable Economic TRC Potential | F7 | Commercial | Interruptible - Miscellaneous | Existing | Space Heating | Natural Gas | HVAC - Dedicated Outdoor Air System (DOAS) | A | Cumulative Energy Savings (MWh or mTherms) | Achievable Economic TRC Potential | 0 | 0 | 0 | 0 | 0 | 0 | 0 | 0 | 0 | 0 | 0 | 0 | 0 | 0 | 0 | 0 | 0 | 0 | 0 | 0 | 0 | 0 | 0 | 0 | 0 | 0 | 0
F8_Commercial_Interruptible - Miscellaneous_Existing_Space Heating_Natural Gas_HVAC - Dedicated Outdoor Air System (DOAS)_A_Achievable Economic TRC Potential | F8 | Commercial | Interruptible - Miscellaneous | Existing | Space Heating | Natural Gas | HVAC - Dedicated Outdoor Air System (DOAS) | A | Cumulative Summer Peak Savings (MW) | Achievable Economic TRC Potential | 0 | 0 | 0 | 0 | 0 | 0 | 0 | 0 | 0 | 0 | 0 | 0 | 0 | 0 | 0 | 0 | 0 | 0 | 0 | 0 | 0 | 0 | 0 | 0 | 0 | 0 | 0
F9_Commercial_Interruptible - Miscellaneous_Existing_Space Heating_Natural Gas_HVAC - Dedicated Outdoor Air System (DOAS)_A_Achievable Economic TRC Potential | F9 | Commercial | Interruptible - Miscellaneous | Existing | Space Heating | Natural Gas | HVAC - Dedicated Outdoor Air System (DOAS) | A | Cumulative Winter Peak Savings (MW) | Achievable Economic TRC Potential | 0 | 0 | 0 | 0 | 0 | 0 | 0 | 0 | 0 | 0 | 0 | 0 | 0 | 0 | 0 | 0 | 0 | 0 | 0 | 0 | 0 | 0 | 0 | 0 | 0 | 0 | 0
F10_Commercial_Interruptible - Miscellaneous_Existing_Space Heating_Natural Gas_HVAC - Dedicated Outdoor Air System (DOAS)_A_Achievable Economic TRC Potential | F10 | Commercial | Interruptible - Miscellaneous | Existing | Space Heating | Natural Gas | HVAC - Dedicated Outdoor Air System (DOAS) | A | Purchases (Incremental) | Achievable Economic TRC Potential | 0 | 0 | 0 | 0 | 0 | 0 | 0 | 0 | 0 | 0 | 0 | 0 | 0 | 0 | 0 | 0 | 0 | 0 | 0 | 0 | 0 | 0 | 0 | 0 | 0 | 0 | 0
F11_Commercial_Interruptible - Miscellaneous_Existing_Space Heating_Natural Gas_HVAC - Dedicated Outdoor Air System (DOAS)_A_Achievable Economic TRC Potential | F11 | Commercial | Interruptible - Miscellaneous | Existing | Space Heating | Natural Gas | HVAC - Dedicated Outdoor Air System (DOAS) | A | Purchases (Cumulative) | Achievable Economic TRC Potential | 0 | 0 | 0 | 0 | 0 | 0 | 0 | 0 | 0 | 0 | 0 | 0 | 0 | 0 | 0 | 0 | 0 | 0 | 0 | 0 | 0 | 0 | 0 | 0 | 0 | 0 | 0
F1_Commercial_Interruptible - Miscellaneous_Existing_Space Heating_Natural Gas_Destratification Fans (HVLS)_A_Achievable Economic TRC Potential | F1 | Commercial | Interruptible - Miscellaneous | Existing | Space Heating | Natural Gas | Destratification Fans (HVLS) | A | Integrated Unit Energy Savings (kWh or therms) | Achievable Economic TRC Potential | 0 | 0 | 765.1233 | 759.0133 | 751.8051 | 743.6533 | 734.3651 | 723.7088 | 711.6101 | 698.0627 | 683.1675 | 667.1896 | 650.8897 | 634.5615 | 618.5862 | 603.417 | 589.5763 | 577.776 | 568.1164 | 559.9403 | 553.6085 | 547.7844 | 544.4064 | 541.1933 | 538.1289 | 535.1992 | 532.3901
F2_Commercial_Interruptible - Miscellaneous_Existing_Space Heating_Natural Gas_Destratification Fans (HVLS)_A_Achievable Economic TRC Potential | F2 | Commercial | Interruptible - Miscellaneous | Existing | Space Heating | Natural Gas | Destratification Fans (HVLS) | A | Integrated Unit Summer Peak Savings (kW) | Achievable Economic TRC Potential | 0 | 0 | 0 | 0 | 0 | 0 | 0 | 0 | 0 | 0 | 0 | 0 | 0 | 0 | 0 | 0 | 0 | 0 | 0 | 0 | 0 | 0 | 0 | 0 | 0 | 0 | 0
F3_Commercial_Interruptible - Miscellaneous_Existing_Space Heating_Natural Gas_Destratification Fans (HVLS)_A_Achievable Economic TRC Potential | F3 | Commercial | Interruptible - Miscellaneous | Existing | Space Heating | Natural Gas | Destratification Fans (HVLS) | A | Integrated Unit Winter Peak Savings (kW) | Achievable Economic TRC Potential | 0 | 0 | 0 | 0 | 0 | 0 | 0 | 0 | 0 | 0 | 0 | 0 | 0 | 0 | 0 | 0 | 0 | 0 | 0 | 0 | 0 | 0 | 0 | 0 | 0 | 0 | 0
F4_Commercial_Interruptible - Miscellaneous_Existing_Space Heating_Natural Gas_Destratification Fans (HVLS)_A_Achievable Economic TRC Potential | F4 | Commercial | Interruptible - Miscellaneous | Existing | Space Heating | Natural Gas | Destratification Fans (HVLS) | A | Incremental Energy Savings (MWh or mTherms) | Achievable Economic TRC Potential | 0 | 0 | 0 | 0 | 0 | 0 | 0 | 0 | 0 | 0 | 0 | 0 | 0 | 0 | 0 | 0 | 0 | 0 | 0 | 0 | 0 | 0 | 0 | 0 | 0 | 0 | 0
F5_Commercial_Interruptible - Miscellaneous_Existing_Space Heating_Natural Gas_Destratification Fans (HVLS)_A_Achievable Economic TRC Potential | F5 | Commercial | Interruptible - Miscellaneous | Existing | Space Heating | Natural Gas | Destratification Fans (HVLS) | A | Incremental Summer Peak Savings (MW) | Achievable Economic TRC Potential | 0 | 0 | 0 | 0 | 0 | 0 | 0 | 0 | 0 | 0 | 0 | 0 | 0 | 0 | 0 | 0 | 0 | 0 | 0 | 0 | 0 | 0 | 0 | 0 | 0 | 0 | 0
F6_Commercial_Interruptible - Miscellaneous_Existing_Space Heating_Natural Gas_Destratification Fans (HVLS)_A_Achievable Economic TRC Potential | F6 | Commercial | Interruptible - Miscellaneous | Existing | Space Heating | Natural Gas | Destratification Fans (HVLS) | A | Incremental Winter Peak Savings (MW) | Achievable Economic TRC Potential | 0 | 0 | 0 | 0 | 0 | 0 | 0 | 0 | 0 | 0 | 0 | 0 | 0 | 0 | 0 | 0 | 0 | 0 | 0 | 0 | 0 | 0 | 0 | 0 | 0 | 0 | 0
F7_Commercial_Interruptible - Miscellaneous_Existing_Space Heating_Natural Gas_Destratification Fans (HVLS)_A_Achievable Economic TRC Potential | F7 | Commercial | Interruptible - Miscellaneous | Existing | Space Heating | Natural Gas | Destratification Fans (HVLS) | A | Cumulative Energy Savings (MWh or mTherms) | Achievable Economic TRC Potential | 0 | 0 | 0 | 0 | 0 | 0 | 0 | 0 | 0 | 0 | 0 | 0 | 0 | 0 | 0 | 0 | 0 | 0 | 0 | 0 | 0 | 0 | 0 | 0 | 0 | 0 | 0
F8_Commercial_Interruptible - Miscellaneous_Existing_Space Heating_Natural Gas_Destratification Fans (HVLS)_A_Achievable Economic TRC Potential | F8 | Commercial | Interruptible - Miscellaneous | Existing | Space Heating | Natural Gas | Destratification Fans (HVLS) | A | Cumulative Summer Peak Savings (MW) | Achievable Economic TRC Potential | 0 | 0 | 0 | 0 | 0 | 0 | 0 | 0 | 0 | 0 | 0 | 0 | 0 | 0 | 0 | 0 | 0 | 0 | 0 | 0 | 0 | 0 | 0 | 0 | 0 | 0 | 0
F9_Commercial_Interruptible - Miscellaneous_Existing_Space Heating_Natural Gas_Destratification Fans (HVLS)_A_Achievable Economic TRC Potential | F9 | Commercial | Interruptible - Miscellaneous | Existing | Space Heating | Natural Gas | Destratification Fans (HVLS) | A | Cumulative Winter Peak Savings (MW) | Achievable Economic TRC Potential | 0 | 0 | 0 | 0 | 0 | 0 | 0 | 0 | 0 | 0 | 0 | 0 | 0 | 0 | 0 | 0 | 0 | 0 | 0 | 0 | 0 | 0 | 0 | 0 | 0 | 0 | 0
F10_Commercial_Interruptible - Miscellaneous_Existing_Space Heating_Natural Gas_Destratification Fans (HVLS)_A_Achievable Economic TRC Potential | F10 | Commercial | Interruptible - Miscellaneous | Existing | Space Heating | Natural Gas | Destratification Fans (HVLS) | A | Purchases (Incremental) | Achievable Economic TRC Potential | 0 | 0 | 0 | 0 | 0 | 0 | 0 | 0 | 0 | 0 | 0 | 0 | 0 | 0 | 0 | 0 | 0 | 0 | 0 | 0 | 0 | 0 | 0 | 0 | 0 | 0 | 0
F11_Commercial_Interruptible - Miscellaneous_Existing_Space Heating_Natural Gas_Destratification Fans (HVLS)_A_Achievable Economic TRC Potential | F11 | Commercial | Interruptible - Miscellaneous | Existing | Space Heating | Natural Gas | Destratification Fans (HVLS) | A | Purchases (Cumulative) | Achievable Economic TRC Potential | 0 | 0 | 0 | 0 | 0 | 0 | 0 | 0 | 0 | 0 | 0 | 0 | 0 | 0 | 0 | 0 | 0 | 0 | 0 | 0 | 0 | 0 | 0 | 0 | 0 | 0 | 0
F1_Commercial_Interruptible - Miscellaneous_Existing_Space Heating_Natural Gas_Gas Boiler - Maintenance_A_Achievable Economic TRC Potential | F1 | Commercial | Interruptible - Miscellaneous | Existing | Space Heating | Natural Gas | Gas Boiler - Maintenance | A | Integrated Unit Energy Savings (kWh or therms) | Achievable Economic TRC Potential | 0 | 0 | 0.27778 | 0.27426 | 0.27037 | 0.26666 | 0.26308 | 0.25917 | 0.2548 | 0.25 | 0.24482 | 0.23937 | 0.23385 | 0.22834 | 0.22298 | 0.21792 | 0.21335 | 0.20953 | 0.20649 | 0.20396 | 0.20207 | 0.20033 | 0.19945 | 0.1986 | 0.19779 | 0.197 | 0.19623
F2_Commercial_Interruptible - Miscellaneous_Existing_Space Heating_Natural Gas_Gas Boiler - Maintenance_A_Achievable Economic TRC Potential | F2 | Commercial | Interruptible - Miscellaneous | Existing | Space Heating | Natural Gas | Gas Boiler - Maintenance | A | Integrated Unit Summer Peak Savings (kW) | Achievable Economic TRC Potential | 0 | 0 | 0 | 0 | 0 | 0 | 0 | 0 | 0 | 0 | 0 | 0 | 0 | 0 | 0 | 0 | 0 | 0 | 0 | 0 | 0 | 0 | 0 | 0 | 0 | 0 | 0
F3_Commercial_Interruptible - Miscellaneous_Existing_Space Heating_Natural Gas_Gas Boiler - Maintenance_A_Achievable Economic TRC Potential | F3 | Commercial | Interruptible - Miscellaneous | Existing | Space Heating | Natural Gas | Gas Boiler - Maintenance | A | Integrated Unit Winter Peak Savings (kW) | Achievable Economic TRC Potential | 0 | 0 | 0 | 0 | 0 | 0 | 0 | 0 | 0 | 0 | 0 | 0 | 0 | 0 | 0 | 0 | 0 | 0 | 0 | 0 | 0 | 0 | 0 | 0 | 0 | 0 | 0
F4_Commercial_Interruptible - Miscellaneous_Existing_Space Heating_Natural Gas_Gas Boiler - Maintenance_A_Achievable Economic TRC Potential | F4 | Commercial | Interruptible - Miscellaneous | Existing | Space Heating | Natural Gas | Gas Boiler - Maintenance | A | Incremental Energy Savings (MWh or mTherms) | Achievable Economic TRC Potential | 0 | 0 | 0 | 0 | 0 | 0.0039509 | 0.0038978 | 0.0034559 | 0 | 0 | 0 | 0 | 0 | 0 | 0 | 0 | 0 | 0 | 0 | 0 | 0 | 0 | 0 | 0 | 0 | 0 | 0
F5_Commercial_Interruptible - Miscellaneous_Existing_Space Heating_Natural Gas_Gas Boiler - Maintenance_A_Achievable Economic TRC Potential | F5 | Commercial | Interruptible - Miscellaneous | Existing | Space Heating | Natural Gas | Gas Boiler - Maintenance | A | Incremental Summer Peak Savings (MW) | Achievable Economic TRC Potential | 0 | 0 | 0 | 0 | 0 | 0 | 0 | 0 | 0 | 0 | 0 | 0 | 0 | 0 | 0 | 0 | 0 | 0 | 0 | 0 | 0 | 0 | 0 | 0 | 0 | 0 | 0
F6_Commercial_Interruptible - Miscellaneous_Existing_Space Heating_Natural Gas_Gas Boiler - Maintenance_A_Achievable Economic TRC Potential | F6 | Commercial | Interruptible - Miscellaneous | Existing | Space Heating | Natural Gas | Gas Boiler - Maintenance | A | Incremental Winter Peak Savings (MW) | Achievable Economic TRC Potential | 0 | 0 | 0 | 0 | 0 | 0 | 0 | 0 | 0 | 0 | 0 | 0 | 0 | 0 | 0 | 0 | 0 | 0 | 0 | 0 | 0 | 0 | 0 | 0 | 0 | 0 | 0
F7_Commercial_Interruptible - Miscellaneous_Existing_Space Heating_Natural Gas_Gas Boiler - Maintenance_A_Achievable Economic TRC Potential | F7 | Commercial | Interruptible - Miscellaneous | Existing | Space Heating | Natural Gas | Gas Boiler - Maintenance | A | Cumulative Energy Savings (MWh or mTherms) | Achievable Economic TRC Potential | 0 | 0 | 0 | 0 | 0 | 0.0039509 | 0.0077957 | 0.011136 | 0.010948 | 0.010741 | 0.010519 | 0.010285 | 0.010048 | 0.009811 | 0.0095806 | 0.0093632 | 0.0091669 | 0.0090026 | 0.0088721 | 0.0087633 | 0.0086821 | 0.0086073 | 0.0085696 | 0.0085333 | 0.0084982 | 0.0084642 | 0.0084311
F8_Commercial_Interruptible - Miscellaneous_Existing_Space Heating_Natural Gas_Gas Boiler - Maintenance_A_Achievable Economic TRC Potential | F8 | Commercial | Interruptible - Miscellaneous | Existing | Space Heating | Natural Gas | Gas Boiler - Maintenance | A | Cumulative Summer Peak Savings (MW) | Achievable Economic TRC Potential | 0 | 0 | 0 | 0 | 0 | 0 | 0 | 0 | 0 | 0 | 0 | 0 | 0 | 0 | 0 | 0 | 0 | 0 | 0 | 0 | 0 | 0 | 0 | 0 | 0 | 0 | 0
F9_Commercial_Interruptible - Miscellaneous_Existing_Space Heating_Natural Gas_Gas Boiler - Maintenance_A_Achievable Economic TRC Potential | F9 | Commercial | Interruptible - Miscellaneous | Existing | Space Heating | Natural Gas | Gas Boiler - Maintenance | A | Cumulative Winter Peak Savings (MW) | Achievable Economic TRC Potential | 0 | 0 | 0 | 0 | 0 | 0 | 0 | 0 | 0 | 0 | 0 | 0 | 0 | 0 | 0 | 0 | 0 | 0 | 0 | 0 | 0 | 0 | 0 | 0 | 0 | 0 | 0
F10_Commercial_Interruptible - Miscellaneous_Existing_Space Heating_Natural Gas_Gas Boiler - Maintenance_A_Achievable Economic TRC Potential | F10 | Commercial | Interruptible - Miscellaneous | Existing | Space Heating | Natural Gas | Gas Boiler - Maintenance | A | Purchases (Incremental) | Achievable Economic TRC Potential | 0 | 0 | 0 | 0 | 0 | 14.816 | 14.816 | 13.3344 | 0 | 0 | 0 | 0 | 0 | 0 | 0 | 0 | 0 | 0 | 0 | 0 | 0 | 0 | 0 | 0 | 0 | 0 | 0
F11_Commercial_Interruptible - Miscellaneous_Existing_Space Heating_Natural Gas_Gas Boiler - Maintenance_A_Achievable Economic TRC Potential | F11 | Commercial | Interruptible - Miscellaneous | Existing | Space Heating | Natural Gas | Gas Boiler - Maintenance | A | Purchases (Cumulative) | Achievable Economic TRC Potential | 0 | 0 | 0 | 0 | 0 | 14.816 | 29.632 | 42.9664 | 42.9664 | 42.9664 | 42.9664 | 42.9664 | 42.9664 | 42.9664 | 42.9664 | 42.9664 | 42.9664 | 42.9664 | 42.9664 | 42.9664 | 42.9664 | 42.9664 | 42.9664 | 42.9664 | 42.9664 | 42.9664 | 42.9664
F1_Commercial_Interruptible - Miscellaneous_Existing_Space Heating_Natural Gas_Gas Furnace - Maintenance_A_Achievable Economic TRC Potential | F1 | Commercial | Interruptible - Miscellaneous | Existing | Space Heating | Natural Gas | Gas Furnace - Maintenance | A | Integrated Unit Energy Savings (kWh or therms) | Achievable Economic TRC Potential | 0 | 0 | 0.17523 | 0.17376 | 0.17199 | 0.16995 | 0.16762 | 0.16501 | 0.16205 | 0.15876 | 0.15519 | 0.15141 | 0.14755 | 0.14367 | 0.13987 | 0.13624 | 0.13291 | 0.13003 | 0.12763 | 0.12559 | 0.12397 | 0.12248 | 0.12155 | 0.12067 | 0.11984 | 0.11905 | 0.1183
F2_Commercial_Interruptible - Miscellaneous_Existing_Space Heating_Natural Gas_Gas Furnace - Maintenance_A_Achievable Economic TRC Potential | F2 | Commercial | Interruptible - Miscellaneous | Existing | Space Heating | Natural Gas | Gas Furnace - Maintenance | A | Integrated Unit Summer Peak Savings (kW) | Achievable Economic TRC Potential | 0 | 0 | 0 | 0 | 0 | 0 | 0 | 0 | 0 | 0 | 0 | 0 | 0 | 0 | 0 | 0 | 0 | 0 | 0 | 0 | 0 | 0 | 0 | 0 | 0 | 0 | 0
F3_Commercial_Interruptible - Miscellaneous_Existing_Space Heating_Natural Gas_Gas Furnace - Maintenance_A_Achievable Economic TRC Potential | F3 | Commercial | Interruptible - Miscellaneous | Existing | Space Heating | Natural Gas | Gas Furnace - Maintenance | A | Integrated Unit Winter Peak Savings (kW) | Achievable Economic TRC Potential | 0 | 0 | 0 | 0 | 0 | 0 | 0 | 0 | 0 | 0 | 0 | 0 | 0 | 0 | 0 | 0 | 0 | 0 | 0 | 0 | 0 | 0 | 0 | 0 | 0 | 0 | 0
F4_Commercial_Interruptible - Miscellaneous_Existing_Space Heating_Natural Gas_Gas Furnace - Maintenance_A_Achievable Economic TRC Potential | F4 | Commercial | Interruptible - Miscellaneous | Existing | Space Heating | Natural Gas | Gas Furnace - Maintenance | A | Incremental Energy Savings (MWh or mTherms) | Achievable Economic TRC Potential | 0 | 0 | 0 | 0 | 0 | 0 | 0 | 0 | 0 | 0 | 0 | 0 | 0 | 0 | 0 | 0 | 0 | 0 | 0 | 0 | 0 | 0 | 0 | 0 | 0 | 0 | 0
F5_Commercial_Interruptible - Miscellaneous_Existing_Space Heating_Natural Gas_Gas Furnace - Maintenance_A_Achievable Economic TRC Potential | F5 | Commercial | Interruptible - Miscellaneous | Existing | Space Heating | Natural Gas | Gas Furnace - Maintenance | A | Incremental Summer Peak Savings (MW) | Achievable Economic TRC Potential | 0 | 0 | 0 | 0 | 0 | 0 | 0 | 0 | 0 | 0 | 0 | 0 | 0 | 0 | 0 | 0 | 0 | 0 | 0 | 0 | 0 | 0 | 0 | 0 | 0 | 0 | 0
F6_Commercial_Interruptible - Miscellaneous_Existing_Space Heating_Natural Gas_Gas Furnace - Maintenance_A_Achievable Economic TRC Potential | F6 | Commercial | Interruptible - Miscellaneous | Existing | Space Heating | Natural Gas | Gas Furnace - Maintenance | A | Incremental Winter Peak Savings (MW) | Achievable Economic TRC Potential | 0 | 0 | 0 | 0 | 0 | 0 | 0 | 0 | 0 | 0 | 0 | 0 | 0 | 0 | 0 | 0 | 0 | 0 | 0 | 0 | 0 | 0 | 0 | 0 | 0 | 0 | 0
F7_Commercial_Interruptible - Miscellaneous_Existing_Space Heating_Natural Gas_Gas Furnace - Maintenance_A_Achievable Economic TRC Potential | F7 | Commercial | Interruptible - Miscellaneous | Existing | Space Heating | Natural Gas | Gas Furnace - Maintenance | A | Cumulative Energy Savings (MWh or mTherms) | Achievable Economic TRC Potential | 0 | 0 | 0 | 0 | 0 | 0 | 0 | 0 | 0 | 0 | 0 | 0 | 0 | 0 | 0 | 0 | 0 | 0 | 0 | 0 | 0 | 0 | 0 | 0 | 0 | 0 | 0
F8_Commercial_Interruptible - Miscellaneous_Existing_Space Heating_Natural Gas_Gas Furnace - Maintenance_A_Achievable Economic TRC Potential | F8 | Commercial | Interruptible - Miscellaneous | Existing | Space Heating | Natural Gas | Gas Furnace - Maintenance | A | Cumulative Summer Peak Savings (MW) | Achievable Economic TRC Potential | 0 | 0 | 0 | 0 | 0 | 0 | 0 | 0 | 0 | 0 | 0 | 0 | 0 | 0 | 0 | 0 | 0 | 0 | 0 | 0 | 0 | 0 | 0 | 0 | 0 | 0 | 0
F9_Commercial_Interruptible - Miscellaneous_Existing_Space Heating_Natural Gas_Gas Furnace - Maintenance_A_Achievable Economic TRC Potential | F9 | Commercial | Interruptible - Miscellaneous | Existing | Space Heating | Natural Gas | Gas Furnace - Maintenance | A | Cumulative Winter Peak Savings (MW) | Achievable Economic TRC Potential | 0 | 0 | 0 | 0 | 0 | 0 | 0 | 0 | 0 | 0 | 0 | 0 | 0 | 0 | 0 | 0 | 0 | 0 | 0 | 0 | 0 | 0 | 0 | 0 | 0 | 0 | 0
F10_Commercial_Interruptible - Miscellaneous_Existing_Space Heating_Natural Gas_Gas Furnace - Maintenance_A_Achievable Economic TRC Potential | F10 | Commercial | Interruptible - Miscellaneous | Existing | Space Heating | Natural Gas | Gas Furnace - Maintenance | A | Purchases (Incremental) | Achievable Economic TRC Potential | 0 | 0 | 0 | 0 | 0 | 0 | 0 | 0 | 0 | 0 | 0 | 0 | 0 | 0 | 0 | 0 | 0 | 0 | 0 | 0 | 0 | 0 | 0 | 0 | 0 | 0 | 0
F11_Commercial_Interruptible - Miscellaneous_Existing_Space Heating_Natural Gas_Gas Furnace - Maintenance_A_Achievable Economic TRC Potential | F11 | Commercial | Interruptible - Miscellaneous | Existing | Space Heating | Natural Gas | Gas Furnace - Maintenance | A | Purchases (Cumulative) | Achievable Economic TRC Potential | 0 | 0 | 0 | 0 | 0 | 0 | 0 | 0 | 0 | 0 | 0 | 0 | 0 | 0 | 0 | 0 | 0 | 0 | 0 | 0 | 0 | 0 | 0 | 0 | 0 | 0 | 0
F1_Commercial_Interruptible - Miscellaneous_Existing_Space Heating_Natural Gas_Gas Boiler - Hot Water Reset_A_Achievable Economic TRC Potential | F1 | Commercial | Interruptible - Miscellaneous | Existing | Space Heating | Natural Gas | Gas Boiler - Hot Water Reset | A | Integrated Unit Energy Savings (kWh or therms) | Achievable Economic TRC Potential | 0 | 0 | 496.5549 | 494.7255 | 492.8262 | 490.8799 | 488.8951 | 486.8782 | 484.8334 | 482.7621 | 480.6644 | 478.5391 | 476.3848 | 474.202 | 471.993 | 469.7621 | 467.5164 | 465.2662 | 463.0218 | 460.8364 | 458.7187 | 456.6681 | 454.6984 | 452.8004 | 450.9653 | 449.1861 | 447.4553
F2_Commercial_Interruptible - Miscellaneous_Existing_Space Heating_Natural Gas_Gas Boiler - Hot Water Reset_A_Achievable Economic TRC Potential | F2 | Commercial | Interruptible - Miscellaneous | Existing | Space Heating | Natural Gas | Gas Boiler - Hot Water Reset | A | Integrated Unit Summer Peak Savings (kW) | Achievable Economic TRC Potential | 0 | 0 | 0 | 0 | 0 | 0 | 0 | 0 | 0 | 0 | 0 | 0 | 0 | 0 | 0 | 0 | 0 | 0 | 0 | 0 | 0 | 0 | 0 | 0 | 0 | 0 | 0
F3_Commercial_Interruptible - Miscellaneous_Existing_Space Heating_Natural Gas_Gas Boiler - Hot Water Reset_A_Achievable Economic TRC Potential | F3 | Commercial | Interruptible - Miscellaneous | Existing | Space Heating | Natural Gas | Gas Boiler - Hot Water Reset | A | Integrated Unit Winter Peak Savings (kW) | Achievable Economic TRC Potential | 0 | 0 | 0 | 0 | 0 | 0 | 0 | 0 | 0 | 0 | 0 | 0 | 0 | 0 | 0 | 0 | 0 | 0 | 0 | 0 | 0 | 0 | 0 | 0 | 0 | 0 | 0
F4_Commercial_Interruptible - Miscellaneous_Existing_Space Heating_Natural Gas_Gas Boiler - Hot Water Reset_A_Achievable Economic TRC Potential | F4 | Commercial | Interruptible - Miscellaneous | Existing | Space Heating | Natural Gas | Gas Boiler - Hot Water Reset | A | Incremental Energy Savings (MWh or mTherms) | Achievable Economic TRC Potential | 0 | 0 | 0.008408 | 0.017195 | 0.017129 | 0.017061 | 0.016992 | 0.016922 | 0.016851 | 0.016779 | 0.016706 | 0.016632 | 0.016557 | 0.016482 | 0.016405 | 0.016327 | 0.016249 | 0.016171 | 0.016093 | 0.016017 | 0.015943 | 0.015872 | 0 | 0 | 0 | 0 | 0
F5_Commercial_Interruptible - Miscellaneous_Existing_Space Heating_Natural Gas_Gas Boiler - Hot Water Reset_A_Achievable Economic TRC Potential | F5 | Commercial | Interruptible - Miscellaneous | Existing | Space Heating | Natural Gas | Gas Boiler - Hot Water Reset | A | Incremental Summer Peak Savings (MW) | Achievable Economic TRC Potential | 0 | 0 | 0 | 0 | 0 | 0 | 0 | 0 | 0 | 0 | 0 | 0 | 0 | 0 | 0 | 0 | 0 | 0 | 0 | 0 | 0 | 0 | 0 | 0 | 0 | 0 | 0
F6_Commercial_Interruptible - Miscellaneous_Existing_Space Heating_Natural Gas_Gas Boiler - Hot Water Reset_A_Achievable Economic TRC Potential | F6 | Commercial | Interruptible - Miscellaneous | Existing | Space Heating | Natural Gas | Gas Boiler - Hot Water Reset | A | Incremental Winter Peak Savings (MW) | Achievable Economic TRC Potential | 0 | 0 | 0 | 0 | 0 | 0 | 0 | 0 | 0 | 0 | 0 | 0 | 0 | 0 | 0 | 0 | 0 | 0 | 0 | 0 | 0 | 0 | 0 | 0 | 0 | 0 | 0
F7_Commercial_Interruptible - Miscellaneous_Existing_Space Heating_Natural Gas_Gas Boiler - Hot Water Reset_A_Achievable Economic TRC Potential | F7 | Commercial | Interruptible - Miscellaneous | Existing | Space Heating | Natural Gas | Gas Boiler - Hot Water Reset | A | Cumulative Energy Savings (MWh or mTherms) | Achievable Economic TRC Potential | 0 | 0 | 0.008408 | 0.025572 | 0.042603 | 0.059496 | 0.076247 | 0.092855 | 0.10932 | 0.12563 | 0.14179 | 0.15779 | 0.17364 | 0.18933 | 0.20485 | 0.22021 | 0.23541 | 0.25044 | 0.26533 | 0.28009 | 0.29475 | 0.3093 | 0.30797 | 0.30668 | 0.30544 | 0.30424 | 0.30306
F8_Commercial_Interruptible - Miscellaneous_Existing_Space Heating_Natural Gas_Gas Boiler - Hot Water Reset_A_Achievable Economic TRC Potential | F8 | Commercial | Interruptible - Miscellaneous | Existing | Space Heating | Natural Gas | Gas Boiler - Hot Water Reset | A | Cumulative Summer Peak Savings (MW) | Achievable Economic TRC Potential | 0 | 0 | 0 | 0 | 0 | 0 | 0 | 0 | 0 | 0 | 0 | 0 | 0 | 0 | 0 | 0 | 0 | 0 | 0 | 0 | 0 | 0 | 0 | 0 | 0 | 0 | 0
F9_Commercial_Interruptible - Miscellaneous_Existing_Space Heating_Natural Gas_Gas Boiler - Hot Water Reset_A_Achievable Economic TRC Potential | F9 | Commercial | Interruptible - Miscellaneous | Existing | Space Heating | Natural Gas | Gas Boiler - Hot Water Reset | A | Cumulative Winter Peak Savings (MW) | Achievable Economic TRC Potential | 0 | 0 | 0 | 0 | 0 | 0 | 0 | 0 | 0 | 0 | 0 | 0 | 0 | 0 | 0 | 0 | 0 | 0 | 0 | 0 | 0 | 0 | 0 | 0 | 0 | 0 | 0
F10_Commercial_Interruptible - Miscellaneous_Existing_Space Heating_Natural Gas_Gas Boiler - Hot Water Reset_A_Achievable Economic TRC Potential | F10 | Commercial | Interruptible - Miscellaneous | Existing | Space Heating | Natural Gas | Gas Boiler - Hot Water Reset | A | Purchases (Incremental) | Achievable Economic TRC Potential | 0 | 0 | 0.016933 | 0.034756 | 0.034756 | 0.034756 | 0.034756 | 0.034756 | 0.034756 | 0.034756 | 0.034756 | 0.034756 | 0.034756 | 0.034756 | 0.034756 | 0.034756 | 0.034756 | 0.034756 | 0.034756 | 0.034756 | 0.034756 | 0.034756 | 0 | 0 | 0 | 0 | 0
F11_Commercial_Interruptible - Miscellaneous_Existing_Space Heating_Natural Gas_Gas Boiler - Hot Water Reset_A_Achievable Economic TRC Potential | F11 | Commercial | Interruptible - Miscellaneous | Existing | Space Heating | Natural Gas | Gas Boiler - Hot Water Reset | A | Purchases (Cumulative) | Achievable Economic TRC Potential | 0 | 0 | 0.016933 | 0.051689 | 0.086446 | 0.1212 | 0.15596 | 0.19071 | 0.22547 | 0.26023 | 0.29498 | 0.32974 | 0.3645 | 0.39925 | 0.43401 | 0.46877 | 0.50352 | 0.53828 | 0.57304 | 0.60779 | 0.64255 | 0.67731 | 0.67731 | 0.67731 | 0.67731 | 0.67731 | 0.67731
F1_Commercial_Interruptible - Miscellaneous_Existing_Space Heating_Natural Gas_Gas Boiler - Steam Trap Replacement_A_Achievable Economic TRC Potential | F1 | Commercial | Interruptible - Miscellaneous | Existing | Space Heating | Natural Gas | Gas Boiler - Steam Trap Replacement | A | Integrated Unit Energy Savings (kWh or therms) | Achievable Economic TRC Potential | 0 | 0 | 79.5422 | 79.1573 | 78.7258 | 78.2557 | 77.7381 | 77.1631 | 76.5219 | 75.8079 | 75.02 | 74.1637 | 73.2535 | 72.313 | 71.3725 | 70.4655 | 69.6221 | 68.8869 | 68.2692 | 67.7329 | 67.2951 | 66.889 | 66.5986 | 66.3187 | 66.0483 | 65.7861 | 65.5312
F2_Commercial_Interruptible - Miscellaneous_Existing_Space Heating_Natural Gas_Gas Boiler - Steam Trap Replacement_A_Achievable Economic TRC Potential | F2 | Commercial | Interruptible - Miscellaneous | Existing | Space Heating | Natural Gas | Gas Boiler - Steam Trap Replacement | A | Integrated Unit Summer Peak Savings (kW) | Achievable Economic TRC Potential | 0 | 0 | 0 | 0 | 0 | 0 | 0 | 0 | 0 | 0 | 0 | 0 | 0 | 0 | 0 | 0 | 0 | 0 | 0 | 0 | 0 | 0 | 0 | 0 | 0 | 0 | 0
F3_Commercial_Interruptible - Miscellaneous_Existing_Space Heating_Natural Gas_Gas Boiler - Steam Trap Replacement_A_Achievable Economic TRC Potential | F3 | Commercial | Interruptible - Miscellaneous | Existing | Space Heating | Natural Gas | Gas Boiler - Steam Trap Replacement | A | Integrated Unit Winter Peak Savings (kW) | Achievable Economic TRC Potential | 0 | 0 | 0 | 0 | 0 | 0 | 0 | 0 | 0 | 0 | 0 | 0 | 0 | 0 | 0 | 0 | 0 | 0 | 0 | 0 | 0 | 0 | 0 | 0 | 0 | 0 | 0
F4_Commercial_Interruptible - Miscellaneous_Existing_Space Heating_Natural Gas_Gas Boiler - Steam Trap Replacement_A_Achievable Economic TRC Potential | F4 | Commercial | Interruptible - Miscellaneous | Existing | Space Heating | Natural Gas | Gas Boiler - Steam Trap Replacement | A | Incremental Energy Savings (MWh or mTherms) | Achievable Economic TRC Potential | 0 | 0 | 0.0022448 | 0.0045854 | 0.0045604 | 0.0045332 | 0.0045032 | 0.0044699 | 0.0022732 | 1.052e-18 | 0 | 0 | 0 | 0 | 0 | 8.8011e-18 | 0 | 7.648e-18 | 0 | 7.5199e-18 | 0 | 0 | 0 | 0 | 0 | 0 | 0
F5_Commercial_Interruptible - Miscellaneous_Existing_Space Heating_Natural Gas_Gas Boiler - Steam Trap Replacement_A_Achievable Economic TRC Potential | F5 | Commercial | Interruptible - Miscellaneous | Existing | Space Heating | Natural Gas | Gas Boiler - Steam Trap Replacement | A | Incremental Summer Peak Savings (MW) | Achievable Economic TRC Potential | 0 | 0 | 0 | 0 | 0 | 0 | 0 | 0 | 0 | 0 | 0 | 0 | 0 | 0 | 0 | 0 | 0 | 0 | 0 | 0 | 0 | 0 | 0 | 0 | 0 | 0 | 0
F6_Commercial_Interruptible - Miscellaneous_Existing_Space Heating_Natural Gas_Gas Boiler - Steam Trap Replacement_A_Achievable Economic TRC Potential | F6 | Commercial | Interruptible - Miscellaneous | Existing | Space Heating | Natural Gas | Gas Boiler - Steam Trap Replacement | A | Incremental Winter Peak Savings (MW) | Achievable Economic TRC Potential | 0 | 0 | 0 | 0 | 0 | 0 | 0 | 0 | 0 | 0 | 0 | 0 | 0 | 0 | 0 | 0 | 0 | 0 | 0 | 0 | 0 | 0 | 0 | 0 | 0 | 0 | 0
F7_Commercial_Interruptible - Miscellaneous_Existing_Space Heating_Natural Gas_Gas Boiler - Steam Trap Replacement_A_Achievable Economic TRC Potential | F7 | Commercial | Interruptible - Miscellaneous | Existing | Space Heating | Natural Gas | Gas Boiler - Steam Trap Replacement | A | Cumulative Energy Savings (MWh or mTherms) | Achievable Economic TRC Potential | 0 | 0 | 0.0022448 | 0.0068193 | 0.011342 | 0.015808 | 0.020207 | 0.024527 | 0.026596 | 0.026348 | 0.026074 | 0.025777 | 0.02546 | 0.025133 | 0.024807 | 0.024491 | 0.024198 | 0.023943 | 0.023728 | 0.023542 | 0.023389 | 0.023248 | 0.023147 | 0.02305 | 0.022956 | 0.022865 | 0.022776
F8_Commercial_Interruptible - Miscellaneous_Existing_Space Heating_Natural Gas_Gas Boiler - Steam Trap Replacement_A_Achievable Economic TRC Potential | F8 | Commercial | Interruptible - Miscellaneous | Existing | Space Heating | Natural Gas | Gas Boiler - Steam Trap Replacement | A | Cumulative Summer Peak Savings (MW) | Achievable Economic TRC Potential | 0 | 0 | 0 | 0 | 0 | 0 | 0 | 0 | 0 | 0 | 0 | 0 | 0 | 0 | 0 | 0 | 0 | 0 | 0 | 0 | 0 | 0 | 0 | 0 | 0 | 0 | 0
F9_Commercial_Interruptible - Miscellaneous_Existing_Space Heating_Natural Gas_Gas Boiler - Steam Trap Replacement_A_Achievable Economic TRC Potential | F9 | Commercial | Interruptible - Miscellaneous | Existing | Space Heating | Natural Gas | Gas Boiler - Steam Trap Replacement | A | Cumulative Winter Peak Savings (MW) | Achievable Economic TRC Potential | 0 | 0 | 0 | 0 | 0 | 0 | 0 | 0 | 0 | 0 | 0 | 0 | 0 | 0 | 0 | 0 | 0 | 0 | 0 | 0 | 0 | 0 | 0 | 0 | 0 | 0 | 0
F10_Commercial_Interruptible - Miscellaneous_Existing_Space Heating_Natural Gas_Gas Boiler - Steam Trap Replacement_A_Achievable Economic TRC Potential | F10 | Commercial | Interruptible - Miscellaneous | Existing | Space Heating | Natural Gas | Gas Boiler - Steam Trap Replacement | A | Purchases (Incremental) | Achievable Economic TRC Potential | 0 | 0 | 0.028221 | 0.057927 | 0.057927 | 0.057927 | 0.057927 | 0.057927 | 0.029706 | 1.3878e-17 | 0 | 0 | 0 | 0 | 0 | 1.249e-16 | 0 | 1.1102e-16 | 0 | 1.1102e-16 | 0 | 0 | 0 | 0 | 0 | 0 | 0
F11_Commercial_Interruptible - Miscellaneous_Existing_Space Heating_Natural Gas_Gas Boiler - Steam Trap Replacement_A_Achievable Economic TRC Potential | F11 | Commercial | Interruptible - Miscellaneous | Existing | Space Heating | Natural Gas | Gas Boiler - Steam Trap Replacement | A | Purchases (Cumulative) | Achievable Economic TRC Potential | 0 | 0 | 0.028221 | 0.086149 | 0.14408 | 0.202 | 0.25993 | 0.31786 | 0.34756 | 0.34756 | 0.34756 | 0.34756 | 0.34756 | 0.34756 | 0.34756 | 0.34756 | 0.34756 | 0.34756 | 0.34756 | 0.34756 | 0.34756 | 0.34756 | 0.34756 | 0.34756 | 0.34756 | 0.34756 | 0.34756
F1_Commercial_Interruptible - Miscellaneous_Existing_Space Heating_Natural Gas_Gas Boiler - High Turndown Burner_A_Achievable Economic TRC Potential | F1 | Commercial | Interruptible - Miscellaneous | Existing | Space Heating | Natural Gas | Gas Boiler - High Turndown Burner | A | Integrated Unit Energy Savings (kWh or therms) | Achievable Economic TRC Potential | 0 | 0 | 0.46455 | 0.46128 | 0.45761 | 0.45361 | 0.44918 | 0.44425 | 0.43873 | 0.43258 | 0.42579 | 0.41841 | 0.4106 | 0.40257 | 0.39463 | 0.38706 | 0.38014 | 0.37429 | 0.36958 | 0.36556 | 0.36246 | 0.35956 | 0.35799 | 0.35648 | 0.35502 | 0.3536 | 0.35223
F2_Commercial_Interruptible - Miscellaneous_Existing_Space Heating_Natural Gas_Gas Boiler - High Turndown Burner_A_Achievable Economic TRC Potential | F2 | Commercial | Interruptible - Miscellaneous | Existing | Space Heating | Natural Gas | Gas Boiler - High Turndown Burner | A | Integrated Unit Summer Peak Savings (kW) | Achievable Economic TRC Potential | 0 | 0 | 0 | 0 | 0 | 0 | 0 | 0 | 0 | 0 | 0 | 0 | 0 | 0 | 0 | 0 | 0 | 0 | 0 | 0 | 0 | 0 | 0 | 0 | 0 | 0 | 0
F3_Commercial_Interruptible - Miscellaneous_Existing_Space Heating_Natural Gas_Gas Boiler - High Turndown Burner_A_Achievable Economic TRC Potential | F3 | Commercial | Interruptible - Miscellaneous | Existing | Space Heating | Natural Gas | Gas Boiler - High Turndown Burner | A | Integrated Unit Winter Peak Savings (kW) | Achievable Economic TRC Potential | 0 | 0 | 0 | 0 | 0 | 0 | 0 | 0 | 0 | 0 | 0 | 0 | 0 | 0 | 0 | 0 | 0 | 0 | 0 | 0 | 0 | 0 | 0 | 0 | 0 | 0 | 0
F4_Commercial_Interruptible - Miscellaneous_Existing_Space Heating_Natural Gas_Gas Boiler - High Turndown Burner_A_Achievable Economic TRC Potential | F4 | Commercial | Interruptible - Miscellaneous | Existing | Space Heating | Natural Gas | Gas Boiler - High Turndown Burner | A | Incremental Energy Savings (MWh or mTherms) | Achievable Economic TRC Potential | 0 | 0 | 0.0067648 | 0.0082476 | 0.010012 | 0.011521 | 0.013013 | 0.015047 | 0.016302 | 0.01642 | 0.015231 | 0.012865 | 0.0097697 | 0.0065737 | 0.0038561 | 0.0017666 | 0 | 0 | 0 | 0 | 0 | 0 | 0 | 0 | 0 | 0 | 0
F5_Commercial_Interruptible - Miscellaneous_Existing_Space Heating_Natural Gas_Gas Boiler - High Turndown Burner_A_Achievable Economic TRC Potential | F5 | Commercial | Interruptible - Miscellaneous | Existing | Space Heating | Natural Gas | Gas Boiler - High Turndown Burner | A | Incremental Summer Peak Savings (MW) | Achievable Economic TRC Potential | 0 | 0 | 0 | 0 | 0 | 0 | 0 | 0 | 0 | 0 | 0 | 0 | 0 | 0 | 0 | 0 | 0 | 0 | 0 | 0 | 0 | 0 | 0 | 0 | 0 | 0 | 0
F6_Commercial_Interruptible - Miscellaneous_Existing_Space Heating_Natural Gas_Gas Boiler - High Turndown Burner_A_Achievable Economic TRC Potential | F6 | Commercial | Interruptible - Miscellaneous | Existing | Space Heating | Natural Gas | Gas Boiler - High Turndown Burner | A | Incremental Winter Peak Savings (MW) | Achievable Economic TRC Potential | 0 | 0 | 0 | 0 | 0 | 0 | 0 | 0 | 0 | 0 | 0 | 0 | 0 | 0 | 0 | 0 | 0 | 0 | 0 | 0 | 0 | 0 | 0 | 0 | 0 | 0 | 0
F7_Commercial_Interruptible - Miscellaneous_Existing_Space Heating_Natural Gas_Gas Boiler - High Turndown Burner_A_Achievable Economic TRC Potential | F7 | Commercial | Interruptible - Miscellaneous | Existing | Space Heating | Natural Gas | Gas Boiler - High Turndown Burner | A | Cumulative Energy Savings (MWh or mTherms) | Achievable Economic TRC Potential | 0 | 0 | 0.0067648 | 0.014965 | 0.024858 | 0.036162 | 0.048822 | 0.063332 | 0.078848 | 0.094163 | 0.10791 | 0.11891 | 0.12646 | 0.13056 | 0.13184 | 0.13108 | 0.12874 | 0.12675 | 0.12516 | 0.1238 | 0.12275 | 0.12177 | 0.12123 | 0.12072 | 0.12023 | 0.11975 | 0.11928
F8_Commercial_Interruptible - Miscellaneous_Existing_Space Heating_Natural Gas_Gas Boiler - High Turndown Burner_A_Achievable Economic TRC Potential | F8 | Commercial | Interruptible - Miscellaneous | Existing | Space Heating | Natural Gas | Gas Boiler - High Turndown Burner | A | Cumulative Summer Peak Savings (MW) | Achievable Economic TRC Potential | 0 | 0 | 0 | 0 | 0 | 0 | 0 | 0 | 0 | 0 | 0 | 0 | 0 | 0 | 0 | 0 | 0 | 0 | 0 | 0 | 0 | 0 | 0 | 0 | 0 | 0 | 0
F9_Commercial_Interruptible - Miscellaneous_Existing_Space Heating_Natural Gas_Gas Boiler - High Turndown Burner_A_Achievable Economic TRC Potential | F9 | Commercial | Interruptible - Miscellaneous | Existing | Space Heating | Natural Gas | Gas Boiler - High Turndown Burner | A | Cumulative Winter Peak Savings (MW) | Achievable Economic TRC Potential | 0 | 0 | 0 | 0 | 0 | 0 | 0 | 0 | 0 | 0 | 0 | 0 | 0 | 0 | 0 | 0 | 0 | 0 | 0 | 0 | 0 | 0 | 0 | 0 | 0 | 0 | 0
F10_Commercial_Interruptible - Miscellaneous_Existing_Space Heating_Natural Gas_Gas Boiler - High Turndown Burner_A_Achievable Economic TRC Potential | F10 | Commercial | Interruptible - Miscellaneous | Existing | Space Heating | Natural Gas | Gas Boiler - High Turndown Burner | A | Purchases (Incremental) | Achievable Economic TRC Potential | 0 | 0 | 14.5621 | 17.8799 | 21.8798 | 25.399 | 28.9707 | 33.8703 | 37.1562 | 37.9577 | 35.7706 | 30.7478 | 23.794 | 16.3293 | 9.7716 | 4.564 | 0 | 0 | 0 | 0 | 0 | 0 | 0 | 0 | 0 | 0 | 0
F11_Commercial_Interruptible - Miscellaneous_Existing_Space Heating_Natural Gas_Gas Boiler - High Turndown Burner_A_Achievable Economic TRC Potential | F11 | Commercial | Interruptible - Miscellaneous | Existing | Space Heating | Natural Gas | Gas Boiler - High Turndown Burner | A | Purchases (Cumulative) | Achievable Economic TRC Potential | 0 | 0 | 14.5621 | 32.442 | 54.3217 | 79.7207 | 108.6914 | 142.5617 | 179.7179 | 217.6756 | 253.4462 | 284.194 | 307.988 | 324.3172 | 334.0888 | 338.6528 | 338.6528 | 338.6528 | 338.6528 | 338.6528 | 338.6528 | 338.6528 | 338.6528 | 338.6528 | 338.6528 | 338.6528 | 338.6528
F1_Commercial_Interruptible - Miscellaneous_Existing_Space Heating_Natural Gas_Gas Boiler - Burner Control Optimization_A_Achievable Economic TRC Potential | F1 | Commercial | Interruptible - Miscellaneous | Existing | Space Heating | Natural Gas | Gas Boiler - Burner Control Optimization | A | Integrated Unit Energy Savings (kWh or therms) | Achievable Economic TRC Potential | 0 | 0 | 0.13463 | 0.13358 | 0.13238 | 0.13107 | 0.12963 | 0.12801 | 0.1262 | 0.12422 | 0.12207 | 0.11979 | 0.11749 | 0.11518 | 0.11289 | 0.11073 | 0.10874 | 0.10707 | 0.10572 | 0.10457 | 0.10368 | 0.10285 | 0.1024 | 0.10197 | 0.10155 | 0.10115 | 0.10075
F2_Commercial_Interruptible - Miscellaneous_Existing_Space Heating_Natural Gas_Gas Boiler - Burner Control Optimization_A_Achievable Economic TRC Potential | F2 | Commercial | Interruptible - Miscellaneous | Existing | Space Heating | Natural Gas | Gas Boiler - Burner Control Optimization | A | Integrated Unit Summer Peak Savings (kW) | Achievable Economic TRC Potential | 0 | 0 | 0 | 0 | 0 | 0 | 0 | 0 | 0 | 0 | 0 | 0 | 0 | 0 | 0 | 0 | 0 | 0 | 0 | 0 | 0 | 0 | 0 | 0 | 0 | 0 | 0
F3_Commercial_Interruptible - Miscellaneous_Existing_Space Heating_Natural Gas_Gas Boiler - Burner Control Optimization_A_Achievable Economic TRC Potential | F3 | Commercial | Interruptible - Miscellaneous | Existing | Space Heating | Natural Gas | Gas Boiler - Burner Control Optimization | A | Integrated Unit Winter Peak Savings (kW) | Achievable Economic TRC Potential | 0 | 0 | 0 | 0 | 0 | 0 | 0 | 0 | 0 | 0 | 0 | 0 | 0 | 0 | 0 | 0 | 0 | 0 | 0 | 0 | 0 | 0 | 0 | 0 | 0 | 0 | 0
F4_Commercial_Interruptible - Miscellaneous_Existing_Space Heating_Natural Gas_Gas Boiler - Burner Control Optimization_A_Achievable Economic TRC Potential | F4 | Commercial | Interruptible - Miscellaneous | Existing | Space Heating | Natural Gas | Gas Boiler - Burner Control Optimization | A | Incremental Energy Savings (MWh or mTherms) | Achievable Economic TRC Potential | 0 | 0 | 0.00072949 | 0.00038946 | 0.0013057 | 0.0021029 | 0.0031567 | 0.0044646 | 0.0059876 | 0.0076401 | 0.009286 | 0.010745 | 0.011824 | 0.012331 | 0.012137 | 0.011222 | 0.0096899 | 0.0077664 | 0.0057318 | 0.0041539 | 0.0016854 | 0.0014835 | 0 | 0 | 0 | 0 | 0
F5_Commercial_Interruptible - Miscellaneous_Existing_Space Heating_Natural Gas_Gas Boiler - Burner Control Optimization_A_Achievable Economic TRC Potential | F5 | Commercial | Interruptible - Miscellaneous | Existing | Space Heating | Natural Gas | Gas Boiler - Burner Control Optimization | A | Incremental Summer Peak Savings (MW) | Achievable Economic TRC Potential | 0 | 0 | 0 | 0 | 0 | 0 | 0 | 0 | 0 | 0 | 0 | 0 | 0 | 0 | 0 | 0 | 0 | 0 | 0 | 0 | 0 | 0 | 0 | 0 | 0 | 0 | 0
F6_Commercial_Interruptible - Miscellaneous_Existing_Space Heating_Natural Gas_Gas Boiler - Burner Control Optimization_A_Achievable Economic TRC Potential | F6 | Commercial | Interruptible - Miscellaneous | Existing | Space Heating | Natural Gas | Gas Boiler - Burner Control Optimization | A | Incremental Winter Peak Savings (MW) | Achievable Economic TRC Potential | 0 | 0 | 0 | 0 | 0 | 0 | 0 | 0 | 0 | 0 | 0 | 0 | 0 | 0 | 0 | 0 | 0 | 0 | 0 | 0 | 0 | 0 | 0 | 0 | 0 | 0 | 0
F7_Commercial_Interruptible - Miscellaneous_Existing_Space Heating_Natural Gas_Gas Boiler - Burner Control Optimization_A_Achievable Economic TRC Potential | F7 | Commercial | Interruptible - Miscellaneous | Existing | Space Heating | Natural Gas | Gas Boiler - Burner Control Optimization | A | Cumulative Energy Savings (MWh or mTherms) | Achievable Economic TRC Potential | 0 | 0 | 0.00072949 | 0.0011132 | 0.002409 | 0.0044881 | 0.0075953 | 0.011965 | 0.017784 | 0.025145 | 0.033996 | 0.044105 | 0.055083 | 0.06633 | 0.077153 | 0.086893 | 0.095028 | 0.10133 | 0.10579 | 0.10879 | 0.10955 | 0.11016 | 0.10968 | 0.10921 | 0.10877 | 0.10833 | 0.10791
F8_Commercial_Interruptible - Miscellaneous_Existing_Space Heating_Natural Gas_Gas Boiler - Burner Control Optimization_A_Achievable Economic TRC Potential | F8 | Commercial | Interruptible - Miscellaneous | Existing | Space Heating | Natural Gas | Gas Boiler - Burner Control Optimization | A | Cumulative Summer Peak Savings (MW) | Achievable Economic TRC Potential | 0 | 0 | 0 | 0 | 0 | 0 | 0 | 0 | 0 | 0 | 0 | 0 | 0 | 0 | 0 | 0 | 0 | 0 | 0 | 0 | 0 | 0 | 0 | 0 | 0 | 0 | 0
F9_Commercial_Interruptible - Miscellaneous_Existing_Space Heating_Natural Gas_Gas Boiler - Burner Control Optimization_A_Achievable Economic TRC Potential | F9 | Commercial | Interruptible - Miscellaneous | Existing | Space Heating | Natural Gas | Gas Boiler - Burner Control Optimization | A | Cumulative Winter Peak Savings (MW) | Achievable Economic TRC Potential | 0 | 0 | 0 | 0 | 0 | 0 | 0 | 0 | 0 | 0 | 0 | 0 | 0 | 0 | 0 | 0 | 0 | 0 | 0 | 0 | 0 | 0 | 0 | 0 | 0 | 0 | 0
F10_Commercial_Interruptible - Miscellaneous_Existing_Space Heating_Natural Gas_Gas Boiler - Burner Control Optimization_A_Achievable Economic TRC Potential | F10 | Commercial | Interruptible - Miscellaneous | Existing | Space Heating | Natural Gas | Gas Boiler - Burner Control Optimization | A | Purchases (Incremental) | Achievable Economic TRC Potential | 0 | 0 | 5.4184 | 2.9156 | 9.8633 | 16.0439 | 24.3525 | 34.8779 | 47.4435 | 61.504 | 76.0698 | 89.7044 | 100.6425 | 107.0646 | 107.5116 | 101.3478 | 89.1074 | 72.5352 | 54.2165 | 39.7224 | 16.2553 | 14.4234 | 0 | 0 | 0 | 0 | 0
F11_Commercial_Interruptible - Miscellaneous_Existing_Space Heating_Natural Gas_Gas Boiler - Burner Control Optimization_A_Achievable Economic TRC Potential | F11 | Commercial | Interruptible - Miscellaneous | Existing | Space Heating | Natural Gas | Gas Boiler - Burner Control Optimization | A | Purchases (Cumulative) | Achievable Economic TRC Potential | 0 | 0 | 5.4184 | 8.3341 | 18.1973 | 34.2413 | 58.5937 | 93.4716 | 140.9152 | 202.4191 | 278.4889 | 368.1933 | 468.8358 | 575.9004 | 683.412 | 784.7599 | 873.8673 | 946.4025 | 1000.6189 | 1040.3414 | 1056.5967 | 1071.0201 | 1071.0201 | 1071.0201 | 1071.0201 | 1071.0201 | 1071.0201
F1_Commercial_Interruptible - Miscellaneous_Existing_Space Heating_Natural Gas_Gas Boiler - Stack Economizer_A_Achievable Economic TRC Potential | F1 | Commercial | Interruptible - Miscellaneous | Existing | Space Heating | Natural Gas | Gas Boiler - Stack Economizer | A | Integrated Unit Energy Savings (kWh or therms) | Achievable Economic TRC Potential | 0 | 0 | 0.44524 | 0.4412 | 0.43654 | 0.43137 | 0.42558 | 0.41925 | 0.41218 | 0.40441 | 0.39603 | 0.38721 | 0.37829 | 0.36938 | 0.3607 | 0.35252 | 0.34513 | 0.33894 | 0.33403 | 0.32993 | 0.32687 | 0.32406 | 0.32264 | 0.32127 | 0.31995 | 0.31867 | 0.31743
F2_Commercial_Interruptible - Miscellaneous_Existing_Space Heating_Natural Gas_Gas Boiler - Stack Economizer_A_Achievable Economic TRC Potential | F2 | Commercial | Interruptible - Miscellaneous | Existing | Space Heating | Natural Gas | Gas Boiler - Stack Economizer | A | Integrated Unit Summer Peak Savings (kW) | Achievable Economic TRC Potential | 0 | 0 | 0 | 0 | 0 | 0 | 0 | 0 | 0 | 0 | 0 | 0 | 0 | 0 | 0 | 0 | 0 | 0 | 0 | 0 | 0 | 0 | 0 | 0 | 0 | 0 | 0
F3_Commercial_Interruptible - Miscellaneous_Existing_Space Heating_Natural Gas_Gas Boiler - Stack Economizer_A_Achievable Economic TRC Potential | F3 | Commercial | Interruptible - Miscellaneous | Existing | Space Heating | Natural Gas | Gas Boiler - Stack Economizer | A | Integrated Unit Winter Peak Savings (kW) | Achievable Economic TRC Potential | 0 | 0 | 0 | 0 | 0 | 0 | 0 | 0 | 0 | 0 | 0 | 0 | 0 | 0 | 0 | 0 | 0 | 0 | 0 | 0 | 0 | 0 | 0 | 0 | 0 | 0 | 0
F4_Commercial_Interruptible - Miscellaneous_Existing_Space Heating_Natural Gas_Gas Boiler - Stack Economizer_A_Achievable Economic TRC Potential | F4 | Commercial | Interruptible - Miscellaneous | Existing | Space Heating | Natural Gas | Gas Boiler - Stack Economizer | A | Incremental Energy Savings (MWh or mTherms) | Achievable Economic TRC Potential | 0 | 0 | 0 | 0 | 0 | 0 | 0 | 0 | 0 | 0 | 0 | 0 | 0 | 0 | 0 | 0 | 0 | 0 | 0 | 0 | 0 | 0 | 0 | 0 | 0 | 0 | 0
F5_Commercial_Interruptible - Miscellaneous_Existing_Space Heating_Natural Gas_Gas Boiler - Stack Economizer_A_Achievable Economic TRC Potential | F5 | Commercial | Interruptible - Miscellaneous | Existing | Space Heating | Natural Gas | Gas Boiler - Stack Economizer | A | Incremental Summer Peak Savings (MW) | Achievable Economic TRC Potential | 0 | 0 | 0 | 0 | 0 | 0 | 0 | 0 | 0 | 0 | 0 | 0 | 0 | 0 | 0 | 0 | 0 | 0 | 0 | 0 | 0 | 0 | 0 | 0 | 0 | 0 | 0
F6_Commercial_Interruptible - Miscellaneous_Existing_Space Heating_Natural Gas_Gas Boiler - Stack Economizer_A_Achievable Economic TRC Potential | F6 | Commercial | Interruptible - Miscellaneous | Existing | Space Heating | Natural Gas | Gas Boiler - Stack Economizer | A | Incremental Winter Peak Savings (MW) | Achievable Economic TRC Potential | 0 | 0 | 0 | 0 | 0 | 0 | 0 | 0 | 0 | 0 | 0 | 0 | 0 | 0 | 0 | 0 | 0 | 0 | 0 | 0 | 0 | 0 | 0 | 0 | 0 | 0 | 0
F7_Commercial_Interruptible - Miscellaneous_Existing_Space Heating_Natural Gas_Gas Boiler - Stack Economizer_A_Achievable Economic TRC Potential | F7 | Commercial | Interruptible - Miscellaneous | Existing | Space Heating | Natural Gas | Gas Boiler - Stack Economizer | A | Cumulative Energy Savings (MWh or mTherms) | Achievable Economic TRC Potential | 0 | 0 | 0 | 0 | 0 | 0 | 0 | 0 | 0 | 0 | 0 | 0 | 0 | 0 | 0 | 0 | 0 | 0 | 0 | 0 | 0 | 0 | 0 | 0 | 0 | 0 | 0
F8_Commercial_Interruptible - Miscellaneous_Existing_Space Heating_Natural Gas_Gas Boiler - Stack Economizer_A_Achievable Economic TRC Potential | F8 | Commercial | Interruptible - Miscellaneous | Existing | Space Heating | Natural Gas | Gas Boiler - Stack Economizer | A | Cumulative Summer Peak Savings (MW) | Achievable Economic TRC Potential | 0 | 0 | 0 | 0 | 0 | 0 | 0 | 0 | 0 | 0 | 0 | 0 | 0 | 0 | 0 | 0 | 0 | 0 | 0 | 0 | 0 | 0 | 0 | 0 | 0 | 0 | 0
F9_Commercial_Interruptible - Miscellaneous_Existing_Space Heating_Natural Gas_Gas Boiler - Stack Economizer_A_Achievable Economic TRC Potential | F9 | Commercial | Interruptible - Miscellaneous | Existing | Space Heating | Natural Gas | Gas Boiler - Stack Economizer | A | Cumulative Winter Peak Savings (MW) | Achievable Economic TRC Potential | 0 | 0 | 0 | 0 | 0 | 0 | 0 | 0 | 0 | 0 | 0 | 0 | 0 | 0 | 0 | 0 | 0 | 0 | 0 | 0 | 0 | 0 | 0 | 0 | 0 | 0 | 0
F10_Commercial_Interruptible - Miscellaneous_Existing_Space Heating_Natural Gas_Gas Boiler - Stack Economizer_A_Achievable Economic TRC Potential | F10 | Commercial | Interruptible - Miscellaneous | Existing | Space Heating | Natural Gas | Gas Boiler - Stack Economizer | A | Purchases (Incremental) | Achievable Economic TRC Potential | 0 | 0 | 0 | 0 | 0 | 0 | 0 | 0 | 0 | 0 | 0 | 0 | 0 | 0 | 0 | 0 | 0 | 0 | 0 | 0 | 0 | 0 | 0 | 0 | 0 | 0 | 0
F11_Commercial_Interruptible - Miscellaneous_Existing_Space Heating_Natural Gas_Gas Boiler - Stack Economizer_A_Achievable Economic TRC Potential | F11 | Commercial | Interruptible - Miscellaneous | Existing | Space Heating | Natural Gas | Gas Boiler - Stack Economizer | A | Purchases (Cumulative) | Achievable Economic TRC Potential | 0 | 0 | 0 | 0 | 0 | 0 | 0 | 0 | 0 | 0 | 0 | 0 | 0 | 0 | 0 | 0 | 0 | 0 | 0 | 0 | 0 | 0 | 0 | 0 | 0 | 0 | 0
F1_Commercial_Interruptible - Miscellaneous_Existing_Space Heating_Natural Gas_Gas Boiler - Thermostatic Radiator Valves_A_Achievable Economic TRC Potential | F1 | Commercial | Interruptible - Miscellaneous | Existing | Space Heating | Natural Gas | Gas Boiler - Thermostatic Radiator Valves | A | Integrated Unit Energy Savings (kWh or therms) | Achievable Economic TRC Potential | 0 | 0 | 16.7532 | 16.6708 | 16.5786 | 16.4783 | 16.368 | 16.2456 | 16.1099 | 15.9596 | 15.7937 | 15.6135 | 15.4218 | 15.2238 | 15.0258 | 14.8348 | 14.6573 | 14.5025 | 14.3724 | 14.2595 | 14.1673 | 14.0818 | 14.0206 | 13.9617 | 13.9048 | 13.8496 | 13.7959
F2_Commercial_Interruptible - Miscellaneous_Existing_Space Heating_Natural Gas_Gas Boiler - Thermostatic Radiator Valves_A_Achievable Economic TRC Potential | F2 | Commercial | Interruptible - Miscellaneous | Existing | Space Heating | Natural Gas | Gas Boiler - Thermostatic Radiator Valves | A | Integrated Unit Summer Peak Savings (kW) | Achievable Economic TRC Potential | 0 | 0 | 0 | 0 | 0 | 0 | 0 | 0 | 0 | 0 | 0 | 0 | 0 | 0 | 0 | 0 | 0 | 0 | 0 | 0 | 0 | 0 | 0 | 0 | 0 | 0 | 0
F3_Commercial_Interruptible - Miscellaneous_Existing_Space Heating_Natural Gas_Gas Boiler - Thermostatic Radiator Valves_A_Achievable Economic TRC Potential | F3 | Commercial | Interruptible - Miscellaneous | Existing | Space Heating | Natural Gas | Gas Boiler - Thermostatic Radiator Valves | A | Integrated Unit Winter Peak Savings (kW) | Achievable Economic TRC Potential | 0 | 0 | 0 | 0 | 0 | 0 | 0 | 0 | 0 | 0 | 0 | 0 | 0 | 0 | 0 | 0 | 0 | 0 | 0 | 0 | 0 | 0 | 0 | 0 | 0 | 0 | 0
F4_Commercial_Interruptible - Miscellaneous_Existing_Space Heating_Natural Gas_Gas Boiler - Thermostatic Radiator Valves_A_Achievable Economic TRC Potential | F4 | Commercial | Interruptible - Miscellaneous | Existing | Space Heating | Natural Gas | Gas Boiler - Thermostatic Radiator Valves | A | Incremental Energy Savings (MWh or mTherms) | Achievable Economic TRC Potential | 0 | 0 | 0.019689 | 0.040216 | 0.039993 | 0.039751 | 0.039485 | 0.03919 | 0.038863 | 0.0385 | 0.0381 | 0.037665 | 0.037203 | 0.036725 | 0.036247 | 0.035787 | 0.035358 | 0.017941 | 6.3826e-18 | 5.6992e-17 | 0 | 0 | 0 | 0 | 0 | 0 | 0
F5_Commercial_Interruptible - Miscellaneous_Existing_Space Heating_Natural Gas_Gas Boiler - Thermostatic Radiator Valves_A_Achievable Economic TRC Potential | F5 | Commercial | Interruptible - Miscellaneous | Existing | Space Heating | Natural Gas | Gas Boiler - Thermostatic Radiator Valves | A | Incremental Summer Peak Savings (MW) | Achievable Economic TRC Potential | 0 | 0 | 0 | 0 | 0 | 0 | 0 | 0 | 0 | 0 | 0 | 0 | 0 | 0 | 0 | 0 | 0 | 0 | 0 | 0 | 0 | 0 | 0 | 0 | 0 | 0 | 0
F6_Commercial_Interruptible - Miscellaneous_Existing_Space Heating_Natural Gas_Gas Boiler - Thermostatic Radiator Valves_A_Achievable Economic TRC Potential | F6 | Commercial | Interruptible - Miscellaneous | Existing | Space Heating | Natural Gas | Gas Boiler - Thermostatic Radiator Valves | A | Incremental Winter Peak Savings (MW) | Achievable Economic TRC Potential | 0 | 0 | 0 | 0 | 0 | 0 | 0 | 0 | 0 | 0 | 0 | 0 | 0 | 0 | 0 | 0 | 0 | 0 | 0 | 0 | 0 | 0 | 0 | 0 | 0 | 0 | 0
F7_Commercial_Interruptible - Miscellaneous_Existing_Space Heating_Natural Gas_Gas Boiler - Thermostatic Radiator Valves_A_Achievable Economic TRC Potential | F7 | Commercial | Interruptible - Miscellaneous | Existing | Space Heating | Natural Gas | Gas Boiler - Thermostatic Radiator Valves | A | Cumulative Energy Savings (MWh or mTherms) | Achievable Economic TRC Potential | 0 | 0 | 0.019689 | 0.059808 | 0.09947 | 0.13862 | 0.17718 | 0.21504 | 0.25211 | 0.28826 | 0.32336 | 0.35734 | 0.39015 | 0.42187 | 0.45263 | 0.48266 | 0.51224 | 0.52478 | 0.52007 | 0.51598 | 0.51265 | 0.50955 | 0.50734 | 0.50521 | 0.50315 | 0.50115 | 0.49921
F8_Commercial_Interruptible - Miscellaneous_Existing_Space Heating_Natural Gas_Gas Boiler - Thermostatic Radiator Valves_A_Achievable Economic TRC Potential | F8 | Commercial | Interruptible - Miscellaneous | Existing | Space Heating | Natural Gas | Gas Boiler - Thermostatic Radiator Valves | A | Cumulative Summer Peak Savings (MW) | Achievable Economic TRC Potential | 0 | 0 | 0 | 0 | 0 | 0 | 0 | 0 | 0 | 0 | 0 | 0 | 0 | 0 | 0 | 0 | 0 | 0 | 0 | 0 | 0 | 0 | 0 | 0 | 0 | 0 | 0
F9_Commercial_Interruptible - Miscellaneous_Existing_Space Heating_Natural Gas_Gas Boiler - Thermostatic Radiator Valves_A_Achievable Economic TRC Potential | F9 | Commercial | Interruptible - Miscellaneous | Existing | Space Heating | Natural Gas | Gas Boiler - Thermostatic Radiator Valves | A | Cumulative Winter Peak Savings (MW) | Achievable Economic TRC Potential | 0 | 0 | 0 | 0 | 0 | 0 | 0 | 0 | 0 | 0 | 0 | 0 | 0 | 0 | 0 | 0 | 0 | 0 | 0 | 0 | 0 | 0 | 0 | 0 | 0 | 0 | 0
F10_Commercial_Interruptible - Miscellaneous_Existing_Space Heating_Natural Gas_Gas Boiler - Thermostatic Radiator Valves_A_Achievable Economic TRC Potential | F10 | Commercial | Interruptible - Miscellaneous | Existing | Space Heating | Natural Gas | Gas Boiler - Thermostatic Radiator Valves | A | Purchases (Incremental) | Achievable Economic TRC Potential | 0 | 0 | 1.1752 | 2.4123 | 2.4123 | 2.4123 | 2.4123 | 2.4123 | 2.4123 | 2.4123 | 2.4123 | 2.4123 | 2.4123 | 2.4123 | 2.4123 | 2.4123 | 2.4123 | 1.2371 | 4.4409e-16 | 3.9968e-15 | 0 | 0 | 0 | 0 | 0 | 0 | 0
F11_Commercial_Interruptible - Miscellaneous_Existing_Space Heating_Natural Gas_Gas Boiler - Thermostatic Radiator Valves_A_Achievable Economic TRC Potential | F11 | Commercial | Interruptible - Miscellaneous | Existing | Space Heating | Natural Gas | Gas Boiler - Thermostatic Radiator Valves | A | Purchases (Cumulative) | Achievable Economic TRC Potential | 0 | 0 | 1.1752 | 3.5876 | 5.9999 | 8.4123 | 10.8246 | 13.237 | 15.6493 | 18.0617 | 20.474 | 22.8864 | 25.2987 | 27.7111 | 30.1234 | 32.5358 | 34.9481 | 36.1852 | 36.1852 | 36.1852 | 36.1852 | 36.1852 | 36.1852 | 36.1852 | 36.1852 | 36.1852 | 36.1852
F1_Commercial_Interruptible - Miscellaneous_Existing_Space Heating_Natural Gas_HVAC - Shut Off Damper_A_Achievable Economic TRC Potential | F1 | Commercial | Interruptible - Miscellaneous | Existing | Space Heating | Natural Gas | HVAC - Shut Off Damper | A | Integrated Unit Energy Savings (kWh or therms) | Achievable Economic TRC Potential | 0 | 0 | 46.284 | 45.8821 | 45.4071 | 44.8698 | 44.2588 | 43.5832 | 42.8218 | 41.9797 | 41.0668 | 40.1031 | 39.123 | 38.1412 | 37.1806 | 36.2685 | 35.4362 | 34.7266 | 34.1456 | 33.6539 | 33.273 | 32.9227 | 32.7194 | 32.5261 | 32.3417 | 32.1654 | 31.9964
F2_Commercial_Interruptible - Miscellaneous_Existing_Space Heating_Natural Gas_HVAC - Shut Off Damper_A_Achievable Economic TRC Potential | F2 | Commercial | Interruptible - Miscellaneous | Existing | Space Heating | Natural Gas | HVAC - Shut Off Damper | A | Integrated Unit Summer Peak Savings (kW) | Achievable Economic TRC Potential | 0 | 0 | 0 | 0 | 0 | 0 | 0 | 0 | 0 | 0 | 0 | 0 | 0 | 0 | 0 | 0 | 0 | 0 | 0 | 0 | 0 | 0 | 0 | 0 | 0 | 0 | 0
F3_Commercial_Interruptible - Miscellaneous_Existing_Space Heating_Natural Gas_HVAC - Shut Off Damper_A_Achievable Economic TRC Potential | F3 | Commercial | Interruptible - Miscellaneous | Existing | Space Heating | Natural Gas | HVAC - Shut Off Damper | A | Integrated Unit Winter Peak Savings (kW) | Achievable Economic TRC Potential | 0 | 0 | 0 | 0 | 0 | 0 | 0 | 0 | 0 | 0 | 0 | 0 | 0 | 0 | 0 | 0 | 0 | 0 | 0 | 0 | 0 | 0 | 0 | 0 | 0 | 0 | 0
F4_Commercial_Interruptible - Miscellaneous_Existing_Space Heating_Natural Gas_HVAC - Shut Off Damper_A_Achievable Economic TRC Potential | F4 | Commercial | Interruptible - Miscellaneous | Existing | Space Heating | Natural Gas | HVAC - Shut Off Damper | A | Incremental Energy Savings (MWh or mTherms) | Achievable Economic TRC Potential | 0 | 0 | 0 | 0 | 0 | 0 | 0 | 0 | 0 | 0 | 0 | 0 | 0 | 0 | 0 | 0 | 0 | 0 | 0 | 0 | 0 | 0 | 0 | 0 | 0 | 0 | 0
F5_Commercial_Interruptible - Miscellaneous_Existing_Space Heating_Natural Gas_HVAC - Shut Off Damper_A_Achievable Economic TRC Potential | F5 | Commercial | Interruptible - Miscellaneous | Existing | Space Heating | Natural Gas | HVAC - Shut Off Damper | A | Incremental Summer Peak Savings (MW) | Achievable Economic TRC Potential | 0 | 0 | 0 | 0 | 0 | 0 | 0 | 0 | 0 | 0 | 0 | 0 | 0 | 0 | 0 | 0 | 0 | 0 | 0 | 0 | 0 | 0 | 0 | 0 | 0 | 0 | 0
F6_Commercial_Interruptible - Miscellaneous_Existing_Space Heating_Natural Gas_HVAC - Shut Off Damper_A_Achievable Economic TRC Potential | F6 | Commercial | Interruptible - Miscellaneous | Existing | Space Heating | Natural Gas | HVAC - Shut Off Damper | A | Incremental Winter Peak Savings (MW) | Achievable Economic TRC Potential | 0 | 0 | 0 | 0 | 0 | 0 | 0 | 0 | 0 | 0 | 0 | 0 | 0 | 0 | 0 | 0 | 0 | 0 | 0 | 0 | 0 | 0 | 0 | 0 | 0 | 0 | 0
F7_Commercial_Interruptible - Miscellaneous_Existing_Space Heating_Natural Gas_HVAC - Shut Off Damper_A_Achievable Economic TRC Potential | F7 | Commercial | Interruptible - Miscellaneous | Existing | Space Heating | Natural Gas | HVAC - Shut Off Damper | A | Cumulative Energy Savings (MWh or mTherms) | Achievable Economic TRC Potential | 0 | 0 | 0 | 0 | 0 | 0 | 0 | 0 | 0 | 0 | 0 | 0 | 0 | 0 | 0 | 0 | 0 | 0 | 0 | 0 | 0 | 0 | 0 | 0 | 0 | 0 | 0
F8_Commercial_Interruptible - Miscellaneous_Existing_Space Heating_Natural Gas_HVAC - Shut Off Damper_A_Achievable Economic TRC Potential | F8 | Commercial | Interruptible - Miscellaneous | Existing | Space Heating | Natural Gas | HVAC - Shut Off Damper | A | Cumulative Summer Peak Savings (MW) | Achievable Economic TRC Potential | 0 | 0 | 0 | 0 | 0 | 0 | 0 | 0 | 0 | 0 | 0 | 0 | 0 | 0 | 0 | 0 | 0 | 0 | 0 | 0 | 0 | 0 | 0 | 0 | 0 | 0 | 0
F9_Commercial_Interruptible - Miscellaneous_Existing_Space Heating_Natural Gas_HVAC - Shut Off Damper_A_Achievable Economic TRC Potential | F9 | Commercial | Interruptible - Miscellaneous | Existing | Space Heating | Natural Gas | HVAC - Shut Off Damper | A | Cumulative Winter Peak Savings (MW) | Achievable Economic TRC Potential | 0 | 0 | 0 | 0 | 0 | 0 | 0 | 0 | 0 | 0 | 0 | 0 | 0 | 0 | 0 | 0 | 0 | 0 | 0 | 0 | 0 | 0 | 0 | 0 | 0 | 0 | 0
F10_Commercial_Interruptible - Miscellaneous_Existing_Space Heating_Natural Gas_HVAC - Shut Off Damper_A_Achievable Economic TRC Potential | F10 | Commercial | Interruptible - Miscellaneous | Existing | Space Heating | Natural Gas | HVAC - Shut Off Damper | A | Purchases (Incremental) | Achievable Economic TRC Potential | 0 | 0 | 0 | 0 | 0 | 0 | 0 | 0 | 0 | 0 | 0 | 0 | 0 | 0 | 0 | 0 | 0 | 0 | 0 | 0 | 0 | 0 | 0 | 0 | 0 | 0 | 0
F11_Commercial_Interruptible - Miscellaneous_Existing_Space Heating_Natural Gas_HVAC - Shut Off Damper_A_Achievable Economic TRC Potential | F11 | Commercial | Interruptible - Miscellaneous | Existing | Space Heating | Natural Gas | HVAC - Shut Off Damper | A | Purchases (Cumulative) | Achievable Economic TRC Potential | 0 | 0 | 0 | 0 | 0 | 0 | 0 | 0 | 0 | 0 | 0 | 0 | 0 | 0 | 0 | 0 | 0 | 0 | 0 | 0 | 0 | 0 | 0 | 0 | 0 | 0 | 0
F1_Commercial_Interruptible - Miscellaneous_Existing_Space Heating_Natural Gas_Gas Furnace - Tube Inserts_A_Achievable Economic TRC Potential | F1 | Commercial | Interruptible - Miscellaneous | Existing | Space Heating | Natural Gas | Gas Furnace - Tube Inserts | A | Integrated Unit Energy Savings (kWh or therms) | Achievable Economic TRC Potential | 0 | 0 | 0 | 0 | 0 | 0 | 0 | 0 | 0 | 0 | 0 | 0 | 0 | 0 | 0 | 0 | 0 | 0 | 0 | 0 | 0 | 0 | 0 | 0 | 0 | 0 | 0
F2_Commercial_Interruptible - Miscellaneous_Existing_Space Heating_Natural Gas_Gas Furnace - Tube Inserts_A_Achievable Economic TRC Potential | F2 | Commercial | Interruptible - Miscellaneous | Existing | Space Heating | Natural Gas | Gas Furnace - Tube Inserts | A | Integrated Unit Summer Peak Savings (kW) | Achievable Economic TRC Potential | 0 | 0 | 0 | 0 | 0 | 0 | 0 | 0 | 0 | 0 | 0 | 0 | 0 | 0 | 0 | 0 | 0 | 0 | 0 | 0 | 0 | 0 | 0 | 0 | 0 | 0 | 0
F3_Commercial_Interruptible - Miscellaneous_Existing_Space Heating_Natural Gas_Gas Furnace - Tube Inserts_A_Achievable Economic TRC Potential | F3 | Commercial | Interruptible - Miscellaneous | Existing | Space Heating | Natural Gas | Gas Furnace - Tube Inserts | A | Integrated Unit Winter Peak Savings (kW) | Achievable Economic TRC Potential | 0 | 0 | 0 | 0 | 0 | 0 | 0 | 0 | 0 | 0 | 0 | 0 | 0 | 0 | 0 | 0 | 0 | 0 | 0 | 0 | 0 | 0 | 0 | 0 | 0 | 0 | 0
F4_Commercial_Interruptible - Miscellaneous_Existing_Space Heating_Natural Gas_Gas Furnace - Tube Inserts_A_Achievable Economic TRC Potential | F4 | Commercial | Interruptible - Miscellaneous | Existing | Space Heating | Natural Gas | Gas Furnace - Tube Inserts | A | Incremental Energy Savings (MWh or mTherms) | Achievable Economic TRC Potential | 0 | 0 | 0 | 0 | 0 | 0 | 0 | 0 | 0 | 0 | 0 | 0 | 0 | 0 | 0 | 0 | 0 | 0 | 0 | 0 | 0 | 0 | 0 | 0 | 0 | 0 | 0
F5_Commercial_Interruptible - Miscellaneous_Existing_Space Heating_Natural Gas_Gas Furnace - Tube Inserts_A_Achievable Economic TRC Potential | F5 | Commercial | Interruptible - Miscellaneous | Existing | Space Heating | Natural Gas | Gas Furnace - Tube Inserts | A | Incremental Summer Peak Savings (MW) | Achievable Economic TRC Potential | 0 | 0 | 0 | 0 | 0 | 0 | 0 | 0 | 0 | 0 | 0 | 0 | 0 | 0 | 0 | 0 | 0 | 0 | 0 | 0 | 0 | 0 | 0 | 0 | 0 | 0 | 0
F6_Commercial_Interruptible - Miscellaneous_Existing_Space Heating_Natural Gas_Gas Furnace - Tube Inserts_A_Achievable Economic TRC Potential | F6 | Commercial | Interruptible - Miscellaneous | Existing | Space Heating | Natural Gas | Gas Furnace - Tube Inserts | A | Incremental Winter Peak Savings (MW) | Achievable Economic TRC Potential | 0 | 0 | 0 | 0 | 0 | 0 | 0 | 0 | 0 | 0 | 0 | 0 | 0 | 0 | 0 | 0 | 0 | 0 | 0 | 0 | 0 | 0 | 0 | 0 | 0 | 0 | 0
F7_Commercial_Interruptible - Miscellaneous_Existing_Space Heating_Natural Gas_Gas Furnace - Tube Inserts_A_Achievable Economic TRC Potential | F7 | Commercial | Interruptible - Miscellaneous | Existing | Space Heating | Natural Gas | Gas Furnace - Tube Inserts | A | Cumulative Energy Savings (MWh or mTherms) | Achievable Economic TRC Potential | 0 | 0 | 0 | 0 | 0 | 0 | 0 | 0 | 0 | 0 | 0 | 0 | 0 | 0 | 0 | 0 | 0 | 0 | 0 | 0 | 0 | 0 | 0 | 0 | 0 | 0 | 0
F8_Commercial_Interruptible - Miscellaneous_Existing_Space Heating_Natural Gas_Gas Furnace - Tube Inserts_A_Achievable Economic TRC Potential | F8 | Commercial | Interruptible - Miscellaneous | Existing | Space Heating | Natural Gas | Gas Furnace - Tube Inserts | A | Cumulative Summer Peak Savings (MW) | Achievable Economic TRC Potential | 0 | 0 | 0 | 0 | 0 | 0 | 0 | 0 | 0 | 0 | 0 | 0 | 0 | 0 | 0 | 0 | 0 | 0 | 0 | 0 | 0 | 0 | 0 | 0 | 0 | 0 | 0
F9_Commercial_Interruptible - Miscellaneous_Existing_Space Heating_Natural Gas_Gas Furnace - Tube Inserts_A_Achievable Economic TRC Potential | F9 | Commercial | Interruptible - Miscellaneous | Existing | Space Heating | Natural Gas | Gas Furnace - Tube Inserts | A | Cumulative Winter Peak Savings (MW) | Achievable Economic TRC Potential | 0 | 0 | 0 | 0 | 0 | 0 | 0 | 0 | 0 | 0 | 0 | 0 | 0 | 0 | 0 | 0 | 0 | 0 | 0 | 0 | 0 | 0 | 0 | 0 | 0 | 0 | 0
F10_Commercial_Interruptible - Miscellaneous_Existing_Space Heating_Natural Gas_Gas Furnace - Tube Inserts_A_Achievable Economic TRC Potential | F10 | Commercial | Interruptible - Miscellaneous | Existing | Space Heating | Natural Gas | Gas Furnace - Tube Inserts | A | Purchases (Incremental) | Achievable Economic TRC Potential | 0 | 0 | 0 | 0 | 0 | 0 | 0 | 0 | 0 | 0 | 0 | 0 | 0 | 0 | 0 | 0 | 0 | 0 | 0 | 0 | 0 | 0 | 0 | 0 | 0 | 0 | 0
F11_Commercial_Interruptible - Miscellaneous_Existing_Space Heating_Natural Gas_Gas Furnace - Tube Inserts_A_Achievable Economic TRC Potential | F11 | Commercial | Interruptible - Miscellaneous | Existing | Space Heating | Natural Gas | Gas Furnace - Tube Inserts | A | Purchases (Cumulative) | Achievable Economic TRC Potential | 0 | 0 | 0 | 0 | 0 | 0 | 0 | 0 | 0 | 0 | 0 | 0 | 0 | 0 | 0 | 0 | 0 | 0 | 0 | 0 | 0 | 0 | 0 | 0 | 0 | 0 | 0
F1_Commercial_Interruptible - Miscellaneous_Existing_Space Heating_Natural Gas_Gas Boiler - Insulate Steam Lines/Condensate Tank_A_Achievable Economic TRC Potential | F1 | Commercial | Interruptible - Miscellaneous | Existing | Space Heating | Natural Gas | Gas Boiler - Insulate Steam Lines/Condensate Tank | A | Integrated Unit Energy Savings (kWh or therms) | Achievable Economic TRC Potential | 0 | 0 | 6.3738 | 6.3472 | 6.3169 | 6.2834 | 6.246 | 6.204 | 6.1565 | 6.1032 | 6.0439 | 5.979 | 5.9097 | 5.8378 | 5.7659 | 5.6966 | 5.6324 | 5.575 | 5.5251 | 5.4818 | 5.4465 | 5.4137 | 5.3903 | 5.3678 | 5.346 | 5.3248 | 5.3043
F2_Commercial_Interruptible - Miscellaneous_Existing_Space Heating_Natural Gas_Gas Boiler - Insulate Steam Lines/Condensate Tank_A_Achievable Economic TRC Potential | F2 | Commercial | Interruptible - Miscellaneous | Existing | Space Heating | Natural Gas | Gas Boiler - Insulate Steam Lines/Condensate Tank | A | Integrated Unit Summer Peak Savings (kW) | Achievable Economic TRC Potential | 0 | 0 | 0 | 0 | 0 | 0 | 0 | 0 | 0 | 0 | 0 | 0 | 0 | 0 | 0 | 0 | 0 | 0 | 0 | 0 | 0 | 0 | 0 | 0 | 0 | 0 | 0
F3_Commercial_Interruptible - Miscellaneous_Existing_Space Heating_Natural Gas_Gas Boiler - Insulate Steam Lines/Condensate Tank_A_Achievable Economic TRC Potential | F3 | Commercial | Interruptible - Miscellaneous | Existing | Space Heating | Natural Gas | Gas Boiler - Insulate Steam Lines/Condensate Tank | A | Integrated Unit Winter Peak Savings (kW) | Achievable Economic TRC Potential | 0 | 0 | 0 | 0 | 0 | 0 | 0 | 0 | 0 | 0 | 0 | 0 | 0 | 0 | 0 | 0 | 0 | 0 | 0 | 0 | 0 | 0 | 0 | 0 | 0 | 0 | 0
F4_Commercial_Interruptible - Miscellaneous_Existing_Space Heating_Natural Gas_Gas Boiler - Insulate Steam Lines/Condensate Tank_A_Achievable Economic TRC Potential | F4 | Commercial | Interruptible - Miscellaneous | Existing | Space Heating | Natural Gas | Gas Boiler - Insulate Steam Lines/Condensate Tank | A | Incremental Energy Savings (MWh or mTherms) | Achievable Economic TRC Potential | 0 | 0 | 0.018843 | 0.038517 | 0.038333 | 0.038129 | 0.037902 | 0.037647 | 0.03736 | 0.037036 | 0.036676 | 0.036282 | 0.035862 | 0.035426 | 0.034989 | 0.034568 | 0.034179 | 0.017349 | 0 | 4.382e-17 | 0 | 0 | 0 | 0 | 0 | 0 | 0
F5_Commercial_Interruptible - Miscellaneous_Existing_Space Heating_Natural Gas_Gas Boiler - Insulate Steam Lines/Condensate Tank_A_Achievable Economic TRC Potential | F5 | Commercial | Interruptible - Miscellaneous | Existing | Space Heating | Natural Gas | Gas Boiler - Insulate Steam Lines/Condensate Tank | A | Incremental Summer Peak Savings (MW) | Achievable Economic TRC Potential | 0 | 0 | 0 | 0 | 0 | 0 | 0 | 0 | 0 | 0 | 0 | 0 | 0 | 0 | 0 | 0 | 0 | 0 | 0 | 0 | 0 | 0 | 0 | 0 | 0 | 0 | 0
F6_Commercial_Interruptible - Miscellaneous_Existing_Space Heating_Natural Gas_Gas Boiler - Insulate Steam Lines/Condensate Tank_A_Achievable Economic TRC Potential | F6 | Commercial | Interruptible - Miscellaneous | Existing | Space Heating | Natural Gas | Gas Boiler - Insulate Steam Lines/Condensate Tank | A | Incremental Winter Peak Savings (MW) | Achievable Economic TRC Potential | 0 | 0 | 0 | 0 | 0 | 0 | 0 | 0 | 0 | 0 | 0 | 0 | 0 | 0 | 0 | 0 | 0 | 0 | 0 | 0 | 0 | 0 | 0 | 0 | 0 | 0 | 0
F7_Commercial_Interruptible - Miscellaneous_Existing_Space Heating_Natural Gas_Gas Boiler - Insulate Steam Lines/Condensate Tank_A_Achievable Economic TRC Potential | F7 | Commercial | Interruptible - Miscellaneous | Existing | Space Heating | Natural Gas | Gas Boiler - Insulate Steam Lines/Condensate Tank | A | Cumulative Energy Savings (MWh or mTherms) | Achievable Economic TRC Potential | 0 | 0 | 0.018843 | 0.057282 | 0.09534 | 0.13296 | 0.17007 | 0.20658 | 0.24236 | 0.2773 | 0.31128 | 0.34422 | 0.37609 | 0.40694 | 0.43691 | 0.46623 | 0.49515 | 0.50746 | 0.50292 | 0.49898 | 0.49576 | 0.49278 | 0.49065 | 0.4886 | 0.48661 | 0.48469 | 0.48282
F8_Commercial_Interruptible - Miscellaneous_Existing_Space Heating_Natural Gas_Gas Boiler - Insulate Steam Lines/Condensate Tank_A_Achievable Economic TRC Potential | F8 | Commercial | Interruptible - Miscellaneous | Existing | Space Heating | Natural Gas | Gas Boiler - Insulate Steam Lines/Condensate Tank | A | Cumulative Summer Peak Savings (MW) | Achievable Economic TRC Potential | 0 | 0 | 0 | 0 | 0 | 0 | 0 | 0 | 0 | 0 | 0 | 0 | 0 | 0 | 0 | 0 | 0 | 0 | 0 | 0 | 0 | 0 | 0 | 0 | 0 | 0 | 0
F9_Commercial_Interruptible - Miscellaneous_Existing_Space Heating_Natural Gas_Gas Boiler - Insulate Steam Lines/Condensate Tank_A_Achievable Economic TRC Potential | F9 | Commercial | Interruptible - Miscellaneous | Existing | Space Heating | Natural Gas | Gas Boiler - Insulate Steam Lines/Condensate Tank | A | Cumulative Winter Peak Savings (MW) | Achievable Economic TRC Potential | 0 | 0 | 0 | 0 | 0 | 0 | 0 | 0 | 0 | 0 | 0 | 0 | 0 | 0 | 0 | 0 | 0 | 0 | 0 | 0 | 0 | 0 | 0 | 0 | 0 | 0 | 0
F10_Commercial_Interruptible - Miscellaneous_Existing_Space Heating_Natural Gas_Gas Boiler - Insulate Steam Lines/Condensate Tank_A_Achievable Economic TRC Potential | F10 | Commercial | Interruptible - Miscellaneous | Existing | Space Heating | Natural Gas | Gas Boiler - Insulate Steam Lines/Condensate Tank | A | Purchases (Incremental) | Achievable Economic TRC Potential | 0 | 0 | 2.9563 | 6.0683 | 6.0683 | 6.0683 | 6.0683 | 6.0683 | 6.0683 | 6.0683 | 6.0683 | 6.0683 | 6.0683 | 6.0683 | 6.0683 | 6.0683 | 6.0683 | 3.1119 | 0 | 7.9936e-15 | 0 | 0 | 0 | 0 | 0 | 0 | 0
F11_Commercial_Interruptible - Miscellaneous_Existing_Space Heating_Natural Gas_Gas Boiler - Insulate Steam Lines/Condensate Tank_A_Achievable Economic TRC Potential | F11 | Commercial | Interruptible - Miscellaneous | Existing | Space Heating | Natural Gas | Gas Boiler - Insulate Steam Lines/Condensate Tank | A | Purchases (Cumulative) | Achievable Economic TRC Potential | 0 | 0 | 2.9563 | 9.0246 | 15.0929 | 21.1612 | 27.2295 | 33.2977 | 39.366 | 45.4343 | 51.5026 | 57.5709 | 63.6391 | 69.7074 | 75.7757 | 81.844 | 87.9123 | 91.0242 | 91.0242 | 91.0242 | 91.0242 | 91.0242 | 91.0242 | 91.0242 | 91.0242 | 91.0242 | 91.0242
F1_Commercial_Interruptible - Miscellaneous_Existing_Space Heating_Natural Gas_Gas Boiler - Insulate Hot Water Lines_A_Achievable Economic TRC Potential | F1 | Commercial | Interruptible - Miscellaneous | Existing | Space Heating | Natural Gas | Gas Boiler - Insulate Hot Water Lines | A | Integrated Unit Energy Savings (kWh or therms) | Achievable Economic TRC Potential | 0 | 0 | 4.2566 | 4.2228 | 4.1837 | 4.1401 | 4.091 | 4.035 | 3.9717 | 3.9011 | 3.8236 | 3.7404 | 3.6559 | 3.5706 | 3.4868 | 3.4077 | 3.3363 | 3.2765 | 3.2291 | 3.1895 | 3.16 | 3.1328 | 3.1191 | 3.1059 | 3.0932 | 3.0808 | 3.0688
F2_Commercial_Interruptible - Miscellaneous_Existing_Space Heating_Natural Gas_Gas Boiler - Insulate Hot Water Lines_A_Achievable Economic TRC Potential | F2 | Commercial | Interruptible - Miscellaneous | Existing | Space Heating | Natural Gas | Gas Boiler - Insulate Hot Water Lines | A | Integrated Unit Summer Peak Savings (kW) | Achievable Economic TRC Potential | 0 | 0 | 0 | 0 | 0 | 0 | 0 | 0 | 0 | 0 | 0 | 0 | 0 | 0 | 0 | 0 | 0 | 0 | 0 | 0 | 0 | 0 | 0 | 0 | 0 | 0 | 0
F3_Commercial_Interruptible - Miscellaneous_Existing_Space Heating_Natural Gas_Gas Boiler - Insulate Hot Water Lines_A_Achievable Economic TRC Potential | F3 | Commercial | Interruptible - Miscellaneous | Existing | Space Heating | Natural Gas | Gas Boiler - Insulate Hot Water Lines | A | Integrated Unit Winter Peak Savings (kW) | Achievable Economic TRC Potential | 0 | 0 | 0 | 0 | 0 | 0 | 0 | 0 | 0 | 0 | 0 | 0 | 0 | 0 | 0 | 0 | 0 | 0 | 0 | 0 | 0 | 0 | 0 | 0 | 0 | 0 | 0
F4_Commercial_Interruptible - Miscellaneous_Existing_Space Heating_Natural Gas_Gas Boiler - Insulate Hot Water Lines_A_Achievable Economic TRC Potential | F4 | Commercial | Interruptible - Miscellaneous | Existing | Space Heating | Natural Gas | Gas Boiler - Insulate Hot Water Lines | A | Incremental Energy Savings (MWh or mTherms) | Achievable Economic TRC Potential | 0 | 0 | 0.012584 | 0.025625 | 0.025388 | 0.025123 | 0.024825 | 0.024485 | 0.024102 | 0.023673 | 0.023202 | 0.022698 | 0.022185 | 0.011112 | 3.0969e-18 | 2.724e-17 | 0 | 3.7832e-17 | 0 | 3.1161e-17 | 0 | 0 | 0 | 0 | 0 | 0 | 0
F5_Commercial_Interruptible - Miscellaneous_Existing_Space Heating_Natural Gas_Gas Boiler - Insulate Hot Water Lines_A_Achievable Economic TRC Potential | F5 | Commercial | Interruptible - Miscellaneous | Existing | Space Heating | Natural Gas | Gas Boiler - Insulate Hot Water Lines | A | Incremental Summer Peak Savings (MW) | Achievable Economic TRC Potential | 0 | 0 | 0 | 0 | 0 | 0 | 0 | 0 | 0 | 0 | 0 | 0 | 0 | 0 | 0 | 0 | 0 | 0 | 0 | 0 | 0 | 0 | 0 | 0 | 0 | 0 | 0
F6_Commercial_Interruptible - Miscellaneous_Existing_Space Heating_Natural Gas_Gas Boiler - Insulate Hot Water Lines_A_Achievable Economic TRC Potential | F6 | Commercial | Interruptible - Miscellaneous | Existing | Space Heating | Natural Gas | Gas Boiler - Insulate Hot Water Lines | A | Incremental Winter Peak Savings (MW) | Achievable Economic TRC Potential | 0 | 0 | 0 | 0 | 0 | 0 | 0 | 0 | 0 | 0 | 0 | 0 | 0 | 0 | 0 | 0 | 0 | 0 | 0 | 0 | 0 | 0 | 0 | 0 | 0 | 0 | 0
F7_Commercial_Interruptible - Miscellaneous_Existing_Space Heating_Natural Gas_Gas Boiler - Insulate Hot Water Lines_A_Achievable Economic TRC Potential | F7 | Commercial | Interruptible - Miscellaneous | Existing | Space Heating | Natural Gas | Gas Boiler - Insulate Hot Water Lines | A | Cumulative Energy Savings (MWh or mTherms) | Achievable Economic TRC Potential | 0 | 0 | 0.012584 | 0.03811 | 0.063144 | 0.087609 | 0.11139 | 0.13436 | 0.15635 | 0.17724 | 0.19692 | 0.21534 | 0.23266 | 0.23834 | 0.23275 | 0.22747 | 0.2227 | 0.21871 | 0.21554 | 0.2129 | 0.21093 | 0.20912 | 0.2082 | 0.20732 | 0.20647 | 0.20565 | 0.20485
F8_Commercial_Interruptible - Miscellaneous_Existing_Space Heating_Natural Gas_Gas Boiler - Insulate Hot Water Lines_A_Achievable Economic TRC Potential | F8 | Commercial | Interruptible - Miscellaneous | Existing | Space Heating | Natural Gas | Gas Boiler - Insulate Hot Water Lines | A | Cumulative Summer Peak Savings (MW) | Achievable Economic TRC Potential | 0 | 0 | 0 | 0 | 0 | 0 | 0 | 0 | 0 | 0 | 0 | 0 | 0 | 0 | 0 | 0 | 0 | 0 | 0 | 0 | 0 | 0 | 0 | 0 | 0 | 0 | 0
F9_Commercial_Interruptible - Miscellaneous_Existing_Space Heating_Natural Gas_Gas Boiler - Insulate Hot Water Lines_A_Achievable Economic TRC Potential | F9 | Commercial | Interruptible - Miscellaneous | Existing | Space Heating | Natural Gas | Gas Boiler - Insulate Hot Water Lines | A | Cumulative Winter Peak Savings (MW) | Achievable Economic TRC Potential | 0 | 0 | 0 | 0 | 0 | 0 | 0 | 0 | 0 | 0 | 0 | 0 | 0 | 0 | 0 | 0 | 0 | 0 | 0 | 0 | 0 | 0 | 0 | 0 | 0 | 0 | 0
F10_Commercial_Interruptible - Miscellaneous_Existing_Space Heating_Natural Gas_Gas Boiler - Insulate Hot Water Lines_A_Achievable Economic TRC Potential | F10 | Commercial | Interruptible - Miscellaneous | Existing | Space Heating | Natural Gas | Gas Boiler - Insulate Hot Water Lines | A | Purchases (Incremental) | Achievable Economic TRC Potential | 0 | 0 | 2.9563 | 6.0683 | 6.0683 | 6.0683 | 6.0683 | 6.0683 | 6.0683 | 6.0683 | 6.0683 | 6.0683 | 6.0683 | 3.1119 | 8.8818e-16 | 7.9936e-15 | 0 | 1.1546e-14 | 0 | 9.77e-15 | 0 | 0 | 0 | 0 | 0 | 0 | 0
F11_Commercial_Interruptible - Miscellaneous_Existing_Space Heating_Natural Gas_Gas Boiler - Insulate Hot Water Lines_A_Achievable Economic TRC Potential | F11 | Commercial | Interruptible - Miscellaneous | Existing | Space Heating | Natural Gas | Gas Boiler - Insulate Hot Water Lines | A | Purchases (Cumulative) | Achievable Economic TRC Potential | 0 | 0 | 2.9563 | 9.0246 | 15.0929 | 21.1612 | 27.2295 | 33.2977 | 39.366 | 45.4343 | 51.5026 | 57.5709 | 63.6391 | 66.7511 | 66.7511 | 66.7511 | 66.7511 | 66.7511 | 66.7511 | 66.7511 | 66.7511 | 66.7511 | 66.7511 | 66.7511 | 66.7511 | 66.7511 | 66.7511
F1_Commercial_Interruptible - Miscellaneous_Existing_Space Heating_Natural Gas_Condensing RTU_A_Achievable Economic TRC Potential | F1 | Commercial | Interruptible - Miscellaneous | Existing | Space Heating | Natural Gas | Condensing RTU | A | Integrated Unit Energy Savings (kWh or therms) | Achievable Economic TRC Potential | 0 | 0 | 0.074962 | 0.074333 | 0.073575 | 0.072705 | 0.071705 | 0.070589 | 0.069324 | 0.067918 | 0.066389 | 0.064771 | 0.06312 | 0.061462 | 0.059835 | 0.058283 | 0.056858 | 0.055627 | 0.054601 | 0.053725 | 0.053032 | 0.052394 | 0.051997 | 0.051622 | 0.051266 | 0.050928 | 0.050606
F2_Commercial_Interruptible - Miscellaneous_Existing_Space Heating_Natural Gas_Condensing RTU_A_Achievable Economic TRC Potential | F2 | Commercial | Interruptible - Miscellaneous | Existing | Space Heating | Natural Gas | Condensing RTU | A | Integrated Unit Summer Peak Savings (kW) | Achievable Economic TRC Potential | 0 | 0 | 0 | 0 | 0 | 0 | 0 | 0 | 0 | 0 | 0 | 0 | 0 | 0 | 0 | 0 | 0 | 0 | 0 | 0 | 0 | 0 | 0 | 0 | 0 | 0 | 0
F3_Commercial_Interruptible - Miscellaneous_Existing_Space Heating_Natural Gas_Condensing RTU_A_Achievable Economic TRC Potential | F3 | Commercial | Interruptible - Miscellaneous | Existing | Space Heating | Natural Gas | Condensing RTU | A | Integrated Unit Winter Peak Savings (kW) | Achievable Economic TRC Potential | 0 | 0 | 0 | 0 | 0 | 0 | 0 | 0 | 0 | 0 | 0 | 0 | 0 | 0 | 0 | 0 | 0 | 0 | 0 | 0 | 0 | 0 | 0 | 0 | 0 | 0 | 0
F4_Commercial_Interruptible - Miscellaneous_Existing_Space Heating_Natural Gas_Condensing RTU_A_Achievable Economic TRC Potential | F4 | Commercial | Interruptible - Miscellaneous | Existing | Space Heating | Natural Gas | Condensing RTU | A | Incremental Energy Savings (MWh or mTherms) | Achievable Economic TRC Potential | 0 | 0 | 0 | 0 | 0 | 0 | 0 | 0 | 0 | 0 | 0 | 0 | 0 | 0 | 0 | 0 | 0 | 0 | 0 | 0 | 0 | 0 | 0 | 0 | 0 | 0 | 0
F5_Commercial_Interruptible - Miscellaneous_Existing_Space Heating_Natural Gas_Condensing RTU_A_Achievable Economic TRC Potential | F5 | Commercial | Interruptible - Miscellaneous | Existing | Space Heating | Natural Gas | Condensing RTU | A | Incremental Summer Peak Savings (MW) | Achievable Economic TRC Potential | 0 | 0 | 0 | 0 | 0 | 0 | 0 | 0 | 0 | 0 | 0 | 0 | 0 | 0 | 0 | 0 | 0 | 0 | 0 | 0 | 0 | 0 | 0 | 0 | 0 | 0 | 0
F6_Commercial_Interruptible - Miscellaneous_Existing_Space Heating_Natural Gas_Condensing RTU_A_Achievable Economic TRC Potential | F6 | Commercial | Interruptible - Miscellaneous | Existing | Space Heating | Natural Gas | Condensing RTU | A | Incremental Winter Peak Savings (MW) | Achievable Economic TRC Potential | 0 | 0 | 0 | 0 | 0 | 0 | 0 | 0 | 0 | 0 | 0 | 0 | 0 | 0 | 0 | 0 | 0 | 0 | 0 | 0 | 0 | 0 | 0 | 0 | 0 | 0 | 0
F7_Commercial_Interruptible - Miscellaneous_Existing_Space Heating_Natural Gas_Condensing RTU_A_Achievable Economic TRC Potential | F7 | Commercial | Interruptible - Miscellaneous | Existing | Space Heating | Natural Gas | Condensing RTU | A | Cumulative Energy Savings (MWh or mTherms) | Achievable Economic TRC Potential | 0 | 0 | 0 | 0 | 0 | 0 | 0 | 0 | 0 | 0 | 0 | 0 | 0 | 0 | 0 | 0 | 0 | 0 | 0 | 0 | 0 | 0 | 0 | 0 | 0 | 0 | 0
F8_Commercial_Interruptible - Miscellaneous_Existing_Space Heating_Natural Gas_Condensing RTU_A_Achievable Economic TRC Potential | F8 | Commercial | Interruptible - Miscellaneous | Existing | Space Heating | Natural Gas | Condensing RTU | A | Cumulative Summer Peak Savings (MW) | Achievable Economic TRC Potential | 0 | 0 | 0 | 0 | 0 | 0 | 0 | 0 | 0 | 0 | 0 | 0 | 0 | 0 | 0 | 0 | 0 | 0 | 0 | 0 | 0 | 0 | 0 | 0 | 0 | 0 | 0
F9_Commercial_Interruptible - Miscellaneous_Existing_Space Heating_Natural Gas_Condensing RTU_A_Achievable Economic TRC Potential | F9 | Commercial | Interruptible - Miscellaneous | Existing | Space Heating | Natural Gas | Condensing RTU | A | Cumulative Winter Peak Savings (MW) | Achievable Economic TRC Potential | 0 | 0 | 0 | 0 | 0 | 0 | 0 | 0 | 0 | 0 | 0 | 0 | 0 | 0 | 0 | 0 | 0 | 0 | 0 | 0 | 0 | 0 | 0 | 0 | 0 | 0 | 0
F10_Commercial_Interruptible - Miscellaneous_Existing_Space Heating_Natural Gas_Condensing RTU_A_Achievable Economic TRC Potential | F10 | Commercial | Interruptible - Miscellaneous | Existing | Space Heating | Natural Gas | Condensing RTU | A | Purchases (Incremental) | Achievable Economic TRC Potential | 0 | 0 | 0 | 0 | 0 | 0 | 0 | 0 | 0 | 0 | 0 | 0 | 0 | 0 | 0 | 0 | 0 | 0 | 0 | 0 | 0 | 0 | 0 | 0 | 0 | 0 | 0
F11_Commercial_Interruptible - Miscellaneous_Existing_Space Heating_Natural Gas_Condensing RTU_A_Achievable Economic TRC Potential | F11 | Commercial | Interruptible - Miscellaneous | Existing | Space Heating | Natural Gas | Condensing RTU | A | Purchases (Cumulative) | Achievable Economic TRC Potential | 0 | 0 | 0 | 0 | 0 | 0 | 0 | 0 | 0 | 0 | 0 | 0 | 0 | 0 | 0 | 0 | 0 | 0 | 0 | 0 | 0 | 0 | 0 | 0 | 0 | 0 | 0
F1_Commercial_Interruptible - Miscellaneous_Existing_Space Heating_Natural Gas_Hydronic Heating Radiator Replacement_A_Achievable Economic TRC Potential | F1 | Commercial | Interruptible - Miscellaneous | Existing | Space Heating | Natural Gas | Hydronic Heating Radiator Replacement | A | Integrated Unit Energy Savings (kWh or therms) | Achievable Economic TRC Potential | 0 | 0 | 36.0629 | 35.7355 | 35.3582 | 34.9392 | 34.4699 | 33.9572 | 33.3845 | 32.7554 | 32.0766 | 31.3627 | 30.6396 | 29.918 | 29.2154 | 28.5525 | 27.9538 | 27.4529 | 27.0549 | 26.723 | 26.4754 | 26.2474 | 26.1324 | 26.0216 | 25.9146 | 25.811 | 25.7102
F2_Commercial_Interruptible - Miscellaneous_Existing_Space Heating_Natural Gas_Hydronic Heating Radiator Replacement_A_Achievable Economic TRC Potential | F2 | Commercial | Interruptible - Miscellaneous | Existing | Space Heating | Natural Gas | Hydronic Heating Radiator Replacement | A | Integrated Unit Summer Peak Savings (kW) | Achievable Economic TRC Potential | 0 | 0 | 0 | 0 | 0 | 0 | 0 | 0 | 0 | 0 | 0 | 0 | 0 | 0 | 0 | 0 | 0 | 0 | 0 | 0 | 0 | 0 | 0 | 0 | 0 | 0 | 0
F3_Commercial_Interruptible - Miscellaneous_Existing_Space Heating_Natural Gas_Hydronic Heating Radiator Replacement_A_Achievable Economic TRC Potential | F3 | Commercial | Interruptible - Miscellaneous | Existing | Space Heating | Natural Gas | Hydronic Heating Radiator Replacement | A | Integrated Unit Winter Peak Savings (kW) | Achievable Economic TRC Potential | 0 | 0 | 0 | 0 | 0 | 0 | 0 | 0 | 0 | 0 | 0 | 0 | 0 | 0 | 0 | 0 | 0 | 0 | 0 | 0 | 0 | 0 | 0 | 0 | 0 | 0 | 0
F4_Commercial_Interruptible - Miscellaneous_Existing_Space Heating_Natural Gas_Hydronic Heating Radiator Replacement_A_Achievable Economic TRC Potential | F4 | Commercial | Interruptible - Miscellaneous | Existing | Space Heating | Natural Gas | Hydronic Heating Radiator Replacement | A | Incremental Energy Savings (MWh or mTherms) | Achievable Economic TRC Potential | 0 | 0 | 0 | 0 | 0 | 0 | 0 | 0 | 0 | 0 | 0 | 0 | 0 | 0 | 0 | 0 | 0 | 0 | 0 | 0 | 0 | 0 | 0 | 0 | 0 | 0 | 0
F5_Commercial_Interruptible - Miscellaneous_Existing_Space Heating_Natural Gas_Hydronic Heating Radiator Replacement_A_Achievable Economic TRC Potential | F5 | Commercial | Interruptible - Miscellaneous | Existing | Space Heating | Natural Gas | Hydronic Heating Radiator Replacement | A | Incremental Summer Peak Savings (MW) | Achievable Economic TRC Potential | 0 | 0 | 0 | 0 | 0 | 0 | 0 | 0 | 0 | 0 | 0 | 0 | 0 | 0 | 0 | 0 | 0 | 0 | 0 | 0 | 0 | 0 | 0 | 0 | 0 | 0 | 0
F6_Commercial_Interruptible - Miscellaneous_Existing_Space Heating_Natural Gas_Hydronic Heating Radiator Replacement_A_Achievable Economic TRC Potential | F6 | Commercial | Interruptible - Miscellaneous | Existing | Space Heating | Natural Gas | Hydronic Heating Radiator Replacement | A | Incremental Winter Peak Savings (MW) | Achievable Economic TRC Potential | 0 | 0 | 0 | 0 | 0 | 0 | 0 | 0 | 0 | 0 | 0 | 0 | 0 | 0 | 0 | 0 | 0 | 0 | 0 | 0 | 0 | 0 | 0 | 0 | 0 | 0 | 0
F7_Commercial_Interruptible - Miscellaneous_Existing_Space Heating_Natural Gas_Hydronic Heating Radiator Replacement_A_Achievable Economic TRC Potential | F7 | Commercial | Interruptible - Miscellaneous | Existing | Space Heating | Natural Gas | Hydronic Heating Radiator Replacement | A | Cumulative Energy Savings (MWh or mTherms) | Achievable Economic TRC Potential | 0 | 0 | 0 | 0 | 0 | 0 | 0 | 0 | 0 | 0 | 0 | 0 | 0 | 0 | 0 | 0 | 0 | 0 | 0 | 0 | 0 | 0 | 0 | 0 | 0 | 0 | 0
F8_Commercial_Interruptible - Miscellaneous_Existing_Space Heating_Natural Gas_Hydronic Heating Radiator Replacement_A_Achievable Economic TRC Potential | F8 | Commercial | Interruptible - Miscellaneous | Existing | Space Heating | Natural Gas | Hydronic Heating Radiator Replacement | A | Cumulative Summer Peak Savings (MW) | Achievable Economic TRC Potential | 0 | 0 | 0 | 0 | 0 | 0 | 0 | 0 | 0 | 0 | 0 | 0 | 0 | 0 | 0 | 0 | 0 | 0 | 0 | 0 | 0 | 0 | 0 | 0 | 0 | 0 | 0
F9_Commercial_Interruptible - Miscellaneous_Existing_Space Heating_Natural Gas_Hydronic Heating Radiator Replacement_A_Achievable Economic TRC Potential | F9 | Commercial | Interruptible - Miscellaneous | Existing | Space Heating | Natural Gas | Hydronic Heating Radiator Replacement | A | Cumulative Winter Peak Savings (MW) | Achievable Economic TRC Potential | 0 | 0 | 0 | 0 | 0 | 0 | 0 | 0 | 0 | 0 | 0 | 0 | 0 | 0 | 0 | 0 | 0 | 0 | 0 | 0 | 0 | 0 | 0 | 0 | 0 | 0 | 0
F10_Commercial_Interruptible - Miscellaneous_Existing_Space Heating_Natural Gas_Hydronic Heating Radiator Replacement_A_Achievable Economic TRC Potential | F10 | Commercial | Interruptible - Miscellaneous | Existing | Space Heating | Natural Gas | Hydronic Heating Radiator Replacement | A | Purchases (Incremental) | Achievable Economic TRC Potential | 0 | 0 | 0 | 0 | 0 | 0 | 0 | 0 | 0 | 0 | 0 | 0 | 0 | 0 | 0 | 0 | 0 | 0 | 0 | 0 | 0 | 0 | 0 | 0 | 0 | 0 | 0
F11_Commercial_Interruptible - Miscellaneous_Existing_Space Heating_Natural Gas_Hydronic Heating Radiator Replacement_A_Achievable Economic TRC Potential | F11 | Commercial | Interruptible - Miscellaneous | Existing | Space Heating | Natural Gas | Hydronic Heating Radiator Replacement | A | Purchases (Cumulative) | Achievable Economic TRC Potential | 0 | 0 | 0 | 0 | 0 | 0 | 0 | 0 | 0 | 0 | 0 | 0 | 0 | 0 | 0 | 0 | 0 | 0 | 0 | 0 | 0 | 0 | 0 | 0 | 0 | 0 | 0
F1_Commercial_Interruptible - Miscellaneous_Existing_Space Heating_Natural Gas_Thermostat - Connected_A_Achievable Economic TRC Potential | F1 | Commercial | Interruptible - Miscellaneous | Existing | Space Heating | Natural Gas | Thermostat - Connected | A | Integrated Unit Energy Savings (kWh or therms) | Achievable Economic TRC Potential | 0 | 0 | 49.8445 | 49.4465 | 48.9769 | 48.4459 | 47.8408 | 47.1466 | 46.3584 | 45.4758 | 44.5055 | 43.4646 | 42.4027 | 41.339 | 40.2983 | 39.3101 | 38.4084 | 37.6397 | 37.0104 | 36.4777 | 36.0652 | 35.6858 | 35.4658 | 35.2564 | 35.0568 | 34.866 | 34.683
F2_Commercial_Interruptible - Miscellaneous_Existing_Space Heating_Natural Gas_Thermostat - Connected_A_Achievable Economic TRC Potential | F2 | Commercial | Interruptible - Miscellaneous | Existing | Space Heating | Natural Gas | Thermostat - Connected | A | Integrated Unit Summer Peak Savings (kW) | Achievable Economic TRC Potential | 0 | 0 | 0 | 0 | 0 | 0 | 0 | 0 | 0 | 0 | 0 | 0 | 0 | 0 | 0 | 0 | 0 | 0 | 0 | 0 | 0 | 0 | 0 | 0 | 0 | 0 | 0
F3_Commercial_Interruptible - Miscellaneous_Existing_Space Heating_Natural Gas_Thermostat - Connected_A_Achievable Economic TRC Potential | F3 | Commercial | Interruptible - Miscellaneous | Existing | Space Heating | Natural Gas | Thermostat - Connected | A | Integrated Unit Winter Peak Savings (kW) | Achievable Economic TRC Potential | 0 | 0 | 0 | 0 | 0 | 0 | 0 | 0 | 0 | 0 | 0 | 0 | 0 | 0 | 0 | 0 | 0 | 0 | 0 | 0 | 0 | 0 | 0 | 0 | 0 | 0 | 0
F4_Commercial_Interruptible - Miscellaneous_Existing_Space Heating_Natural Gas_Thermostat - Connected_A_Achievable Economic TRC Potential | F4 | Commercial | Interruptible - Miscellaneous | Existing | Space Heating | Natural Gas | Thermostat - Connected | A | Incremental Energy Savings (MWh or mTherms) | Achievable Economic TRC Potential | 0 | 0 | 0.032793 | 0.039943 | 0.048415 | 0.055592 | 0.062618 | 0.041128 | 0.040373 | 0.033033 | 0.020855 | 0.0034897 | 0 | 0 | 0 | 0 | 0 | 0 | 0 | 0 | 0 | 0 | 0 | 0 | 0 | 0 | 0
F5_Commercial_Interruptible - Miscellaneous_Existing_Space Heating_Natural Gas_Thermostat - Connected_A_Achievable Economic TRC Potential | F5 | Commercial | Interruptible - Miscellaneous | Existing | Space Heating | Natural Gas | Thermostat - Connected | A | Incremental Summer Peak Savings (MW) | Achievable Economic TRC Potential | 0 | 0 | 0 | 0 | 0 | 0 | 0 | 0 | 0 | 0 | 0 | 0 | 0 | 0 | 0 | 0 | 0 | 0 | 0 | 0 | 0 | 0 | 0 | 0 | 0 | 0 | 0
F6_Commercial_Interruptible - Miscellaneous_Existing_Space Heating_Natural Gas_Thermostat - Connected_A_Achievable Economic TRC Potential | F6 | Commercial | Interruptible - Miscellaneous | Existing | Space Heating | Natural Gas | Thermostat - Connected | A | Incremental Winter Peak Savings (MW) | Achievable Economic TRC Potential | 0 | 0 | 0 | 0 | 0 | 0 | 0 | 0 | 0 | 0 | 0 | 0 | 0 | 0 | 0 | 0 | 0 | 0 | 0 | 0 | 0 | 0 | 0 | 0 | 0 | 0 | 0
F7_Commercial_Interruptible - Miscellaneous_Existing_Space Heating_Natural Gas_Thermostat - Connected_A_Achievable Economic TRC Potential | F7 | Commercial | Interruptible - Miscellaneous | Existing | Space Heating | Natural Gas | Thermostat - Connected | A | Cumulative Energy Savings (MWh or mTherms) | Achievable Economic TRC Potential | 0 | 0 | 0.032793 | 0.072475 | 0.1202 | 0.17449 | 0.23493 | 0.27265 | 0.30846 | 0.33562 | 0.34932 | 0.34464 | 0.33622 | 0.32778 | 0.31953 | 0.3117 | 0.30455 | 0.29845 | 0.29346 | 0.28924 | 0.28597 | 0.28296 | 0.28121 | 0.27955 | 0.27797 | 0.27646 | 0.27501
F8_Commercial_Interruptible - Miscellaneous_Existing_Space Heating_Natural Gas_Thermostat - Connected_A_Achievable Economic TRC Potential | F8 | Commercial | Interruptible - Miscellaneous | Existing | Space Heating | Natural Gas | Thermostat - Connected | A | Cumulative Summer Peak Savings (MW) | Achievable Economic TRC Potential | 0 | 0 | 0 | 0 | 0 | 0 | 0 | 0 | 0 | 0 | 0 | 0 | 0 | 0 | 0 | 0 | 0 | 0 | 0 | 0 | 0 | 0 | 0 | 0 | 0 | 0 | 0
F9_Commercial_Interruptible - Miscellaneous_Existing_Space Heating_Natural Gas_Thermostat - Connected_A_Achievable Economic TRC Potential | F9 | Commercial | Interruptible - Miscellaneous | Existing | Space Heating | Natural Gas | Thermostat - Connected | A | Cumulative Winter Peak Savings (MW) | Achievable Economic TRC Potential | 0 | 0 | 0 | 0 | 0 | 0 | 0 | 0 | 0 | 0 | 0 | 0 | 0 | 0 | 0 | 0 | 0 | 0 | 0 | 0 | 0 | 0 | 0 | 0 | 0 | 0 | 0
F10_Commercial_Interruptible - Miscellaneous_Existing_Space Heating_Natural Gas_Thermostat - Connected_A_Achievable Economic TRC Potential | F10 | Commercial | Interruptible - Miscellaneous | Existing | Space Heating | Natural Gas | Thermostat - Connected | A | Purchases (Incremental) | Achievable Economic TRC Potential | 0 | 0 | 0.65791 | 0.80781 | 0.98852 | 1.1475 | 1.3089 | 0.87234 | 0.8709 | 0.7264 | 0.46859 | 0.080289 | 0 | 0 | 0 | 0 | 0 | 0 | 0 | 0 | 0 | 0 | 0 | 0 | 0 | 0 | 0
F11_Commercial_Interruptible - Miscellaneous_Existing_Space Heating_Natural Gas_Thermostat - Connected_A_Achievable Economic TRC Potential | F11 | Commercial | Interruptible - Miscellaneous | Existing | Space Heating | Natural Gas | Thermostat - Connected | A | Purchases (Cumulative) | Achievable Economic TRC Potential | 0 | 0 | 0.65791 | 1.4657 | 2.4542 | 3.6018 | 4.9106 | 5.783 | 6.6539 | 7.3803 | 7.8489 | 7.9292 | 7.9292 | 7.9292 | 7.9292 | 7.9292 | 7.9292 | 7.9292 | 7.9292 | 7.9292 | 7.9292 | 7.9292 | 7.9292 | 7.9292 | 7.9292 | 7.9292 | 7.9292
F1_Commercial_Interruptible - Miscellaneous_Existing_Water Heating_Natural Gas_Water Heater - Thermostatic Shower Restriction Valve_A_Achievable Economic TRC Potential | F1 | Commercial | Interruptible - Miscellaneous | Existing | Water Heating | Natural Gas | Water Heater - Thermostatic Shower Restriction Valve | A | Integrated Unit Energy Savings (kWh or therms) | Achievable Economic TRC Potential | 0 | 0 | 13.6437 | 13.3705 | 13.1218 | 12.8873 | 12.6663 | 12.4545 | 12.2628 | 12.088 | 11.9287 | 11.7874 | 11.6715 | 11.5797 | 11.5201 | 11.4572 | 11.4083 | 11.3695 | 11.3391 | 11.3146 | 11.2972 | 11.2849 | 11.2761 | 11.2699 | 11.2614 | 11.2593 | 11.2576
F2_Commercial_Interruptible - Miscellaneous_Existing_Water Heating_Natural Gas_Water Heater - Thermostatic Shower Restriction Valve_A_Achievable Economic TRC Potential | F2 | Commercial | Interruptible - Miscellaneous | Existing | Water Heating | Natural Gas | Water Heater - Thermostatic Shower Restriction Valve | A | Integrated Unit Summer Peak Savings (kW) | Achievable Economic TRC Potential | 0 | 0 | 0 | 0 | 0 | 0 | 0 | 0 | 0 | 0 | 0 | 0 | 0 | 0 | 0 | 0 | 0 | 0 | 0 | 0 | 0 | 0 | 0 | 0 | 0 | 0 | 0
F3_Commercial_Interruptible - Miscellaneous_Existing_Water Heating_Natural Gas_Water Heater - Thermostatic Shower Restriction Valve_A_Achievable Economic TRC Potential | F3 | Commercial | Interruptible - Miscellaneous | Existing | Water Heating | Natural Gas | Water Heater - Thermostatic Shower Restriction Valve | A | Integrated Unit Winter Peak Savings (kW) | Achievable Economic TRC Potential | 0 | 0 | 0 | 0 | 0 | 0 | 0 | 0 | 0 | 0 | 0 | 0 | 0 | 0 | 0 | 0 | 0 | 0 | 0 | 0 | 0 | 0 | 0 | 0 | 0 | 0 | 0
F4_Commercial_Interruptible - Miscellaneous_Existing_Water Heating_Natural Gas_Water Heater - Thermostatic Shower Restriction Valve_A_Achievable Economic TRC Potential | F4 | Commercial | Interruptible - Miscellaneous | Existing | Water Heating | Natural Gas | Water Heater - Thermostatic Shower Restriction Valve | A | Incremental Energy Savings (MWh or mTherms) | Achievable Economic TRC Potential | 0 | 0 | 0 | 0 | 0 | 0 | 0 | 0 | 0 | 0 | 0 | 0 | 0 | 0 | 0 | 0 | 0 | 0 | 0 | 0 | 0 | 0 | 0 | 0 | 0 | 0 | 0
F5_Commercial_Interruptible - Miscellaneous_Existing_Water Heating_Natural Gas_Water Heater - Thermostatic Shower Restriction Valve_A_Achievable Economic TRC Potential | F5 | Commercial | Interruptible - Miscellaneous | Existing | Water Heating | Natural Gas | Water Heater - Thermostatic Shower Restriction Valve | A | Incremental Summer Peak Savings (MW) | Achievable Economic TRC Potential | 0 | 0 | 0 | 0 | 0 | 0 | 0 | 0 | 0 | 0 | 0 | 0 | 0 | 0 | 0 | 0 | 0 | 0 | 0 | 0 | 0 | 0 | 0 | 0 | 0 | 0 | 0
F6_Commercial_Interruptible - Miscellaneous_Existing_Water Heating_Natural Gas_Water Heater - Thermostatic Shower Restriction Valve_A_Achievable Economic TRC Potential | F6 | Commercial | Interruptible - Miscellaneous | Existing | Water Heating | Natural Gas | Water Heater - Thermostatic Shower Restriction Valve | A | Incremental Winter Peak Savings (MW) | Achievable Economic TRC Potential | 0 | 0 | 0 | 0 | 0 | 0 | 0 | 0 | 0 | 0 | 0 | 0 | 0 | 0 | 0 | 0 | 0 | 0 | 0 | 0 | 0 | 0 | 0 | 0 | 0 | 0 | 0
F7_Commercial_Interruptible - Miscellaneous_Existing_Water Heating_Natural Gas_Water Heater - Thermostatic Shower Restriction Valve_A_Achievable Economic TRC Potential | F7 | Commercial | Interruptible - Miscellaneous | Existing | Water Heating | Natural Gas | Water Heater - Thermostatic Shower Restriction Valve | A | Cumulative Energy Savings (MWh or mTherms) | Achievable Economic TRC Potential | 0 | 0 | 0 | 0 | 0 | 0 | 0 | 0 | 0 | 0 | 0 | 0 | 0 | 0 | 0 | 0 | 0 | 0 | 0 | 0 | 0 | 0 | 0 | 0 | 0 | 0 | 0
F8_Commercial_Interruptible - Miscellaneous_Existing_Water Heating_Natural Gas_Water Heater - Thermostatic Shower Restriction Valve_A_Achievable Economic TRC Potential | F8 | Commercial | Interruptible - Miscellaneous | Existing | Water Heating | Natural Gas | Water Heater - Thermostatic Shower Restriction Valve | A | Cumulative Summer Peak Savings (MW) | Achievable Economic TRC Potential | 0 | 0 | 0 | 0 | 0 | 0 | 0 | 0 | 0 | 0 | 0 | 0 | 0 | 0 | 0 | 0 | 0 | 0 | 0 | 0 | 0 | 0 | 0 | 0 | 0 | 0 | 0
F9_Commercial_Interruptible - Miscellaneous_Existing_Water Heating_Natural Gas_Water Heater - Thermostatic Shower Restriction Valve_A_Achievable Economic TRC Potential | F9 | Commercial | Interruptible - Miscellaneous | Existing | Water Heating | Natural Gas | Water Heater - Thermostatic Shower Restriction Valve | A | Cumulative Winter Peak Savings (MW) | Achievable Economic TRC Potential | 0 | 0 | 0 | 0 | 0 | 0 | 0 | 0 | 0 | 0 | 0 | 0 | 0 | 0 | 0 | 0 | 0 | 0 | 0 | 0 | 0 | 0 | 0 | 0 | 0 | 0 | 0
F10_Commercial_Interruptible - Miscellaneous_Existing_Water Heating_Natural Gas_Water Heater - Thermostatic Shower Restriction Valve_A_Achievable Economic TRC Potential | F10 | Commercial | Interruptible - Miscellaneous | Existing | Water Heating | Natural Gas | Water Heater - Thermostatic Shower Restriction Valve | A | Purchases (Incremental) | Achievable Economic TRC Potential | 0 | 0 | 0 | 0 | 0 | 0 | 0 | 0 | 0 | 0 | 0 | 0 | 0 | 0 | 0 | 0 | 0 | 0 | 0 | 0 | 0 | 0 | 0 | 0 | 0 | 0 | 0
F11_Commercial_Interruptible - Miscellaneous_Existing_Water Heating_Natural Gas_Water Heater - Thermostatic Shower Restriction Valve_A_Achievable Economic TRC Potential | F11 | Commercial | Interruptible - Miscellaneous | Existing | Water Heating | Natural Gas | Water Heater - Thermostatic Shower Restriction Valve | A | Purchases (Cumulative) | Achievable Economic TRC Potential | 0 | 0 | 0 | 0 | 0 | 0 | 0 | 0 | 0 | 0 | 0 | 0 | 0 | 0 | 0 | 0 | 0 | 0 | 0 | 0 | 0 | 0 | 0 | 0 | 0 | 0 | 0
F1_Commercial_Interruptible - Miscellaneous_Existing_Water Heating_Natural Gas_Water Heater - Pre-Rinse Spray Valve_A_Achievable Economic TRC Potential | F1 | Commercial | Interruptible - Miscellaneous | Existing | Water Heating | Natural Gas | Water Heater - Pre-Rinse Spray Valve | A | Integrated Unit Energy Savings (kWh or therms) | Achievable Economic TRC Potential | 0 | 0 | 16.1247 | 15.7795 | 15.4598 | 15.1545 | 14.8626 | 14.5779 | 14.3148 | 14.0723 | 13.8497 | 13.6536 | 13.4945 | 13.3714 | 13.2925 | 13.2144 | 13.1581 | 13.1133 | 13.0782 | 13.05 | 13.0299 | 13.0157 | 13.0056 | 12.9984 | 12.9887 | 12.9862 | 12.9842
F2_Commercial_Interruptible - Miscellaneous_Existing_Water Heating_Natural Gas_Water Heater - Pre-Rinse Spray Valve_A_Achievable Economic TRC Potential | F2 | Commercial | Interruptible - Miscellaneous | Existing | Water Heating | Natural Gas | Water Heater - Pre-Rinse Spray Valve | A | Integrated Unit Summer Peak Savings (kW) | Achievable Economic TRC Potential | 0 | 0 | 0 | 0 | 0 | 0 | 0 | 0 | 0 | 0 | 0 | 0 | 0 | 0 | 0 | 0 | 0 | 0 | 0 | 0 | 0 | 0 | 0 | 0 | 0 | 0 | 0
F3_Commercial_Interruptible - Miscellaneous_Existing_Water Heating_Natural Gas_Water Heater - Pre-Rinse Spray Valve_A_Achievable Economic TRC Potential | F3 | Commercial | Interruptible - Miscellaneous | Existing | Water Heating | Natural Gas | Water Heater - Pre-Rinse Spray Valve | A | Integrated Unit Winter Peak Savings (kW) | Achievable Economic TRC Potential | 0 | 0 | 0 | 0 | 0 | 0 | 0 | 0 | 0 | 0 | 0 | 0 | 0 | 0 | 0 | 0 | 0 | 0 | 0 | 0 | 0 | 0 | 0 | 0 | 0 | 0 | 0
F4_Commercial_Interruptible - Miscellaneous_Existing_Water Heating_Natural Gas_Water Heater - Pre-Rinse Spray Valve_A_Achievable Economic TRC Potential | F4 | Commercial | Interruptible - Miscellaneous | Existing | Water Heating | Natural Gas | Water Heater - Pre-Rinse Spray Valve | A | Incremental Energy Savings (MWh or mTherms) | Achievable Economic TRC Potential | 0 | 0 | 0 | 0 | 0 | 0 | 0 | 0 | 0 | 0 | 0 | 0 | 0 | 0 | 0 | 0 | 0 | 0 | 0 | 0 | 0 | 0 | 0 | 0 | 0 | 0 | 0
F5_Commercial_Interruptible - Miscellaneous_Existing_Water Heating_Natural Gas_Water Heater - Pre-Rinse Spray Valve_A_Achievable Economic TRC Potential | F5 | Commercial | Interruptible - Miscellaneous | Existing | Water Heating | Natural Gas | Water Heater - Pre-Rinse Spray Valve | A | Incremental Summer Peak Savings (MW) | Achievable Economic TRC Potential | 0 | 0 | 0 | 0 | 0 | 0 | 0 | 0 | 0 | 0 | 0 | 0 | 0 | 0 | 0 | 0 | 0 | 0 | 0 | 0 | 0 | 0 | 0 | 0 | 0 | 0 | 0
F6_Commercial_Interruptible - Miscellaneous_Existing_Water Heating_Natural Gas_Water Heater - Pre-Rinse Spray Valve_A_Achievable Economic TRC Potential | F6 | Commercial | Interruptible - Miscellaneous | Existing | Water Heating | Natural Gas | Water Heater - Pre-Rinse Spray Valve | A | Incremental Winter Peak Savings (MW) | Achievable Economic TRC Potential | 0 | 0 | 0 | 0 | 0 | 0 | 0 | 0 | 0 | 0 | 0 | 0 | 0 | 0 | 0 | 0 | 0 | 0 | 0 | 0 | 0 | 0 | 0 | 0 | 0 | 0 | 0
F7_Commercial_Interruptible - Miscellaneous_Existing_Water Heating_Natural Gas_Water Heater - Pre-Rinse Spray Valve_A_Achievable Economic TRC Potential | F7 | Commercial | Interruptible - Miscellaneous | Existing | Water Heating | Natural Gas | Water Heater - Pre-Rinse Spray Valve | A | Cumulative Energy Savings (MWh or mTherms) | Achievable Economic TRC Potential | 0 | 0 | 0 | 0 | 0 | 0 | 0 | 0 | 0 | 0 | 0 | 0 | 0 | 0 | 0 | 0 | 0 | 0 | 0 | 0 | 0 | 0 | 0 | 0 | 0 | 0 | 0
F8_Commercial_Interruptible - Miscellaneous_Existing_Water Heating_Natural Gas_Water Heater - Pre-Rinse Spray Valve_A_Achievable Economic TRC Potential | F8 | Commercial | Interruptible - Miscellaneous | Existing | Water Heating | Natural Gas | Water Heater - Pre-Rinse Spray Valve | A | Cumulative Summer Peak Savings (MW) | Achievable Economic TRC Potential | 0 | 0 | 0 | 0 | 0 | 0 | 0 | 0 | 0 | 0 | 0 | 0 | 0 | 0 | 0 | 0 | 0 | 0 | 0 | 0 | 0 | 0 | 0 | 0 | 0 | 0 | 0
F9_Commercial_Interruptible - Miscellaneous_Existing_Water Heating_Natural Gas_Water Heater - Pre-Rinse Spray Valve_A_Achievable Economic TRC Potential | F9 | Commercial | Interruptible - Miscellaneous | Existing | Water Heating | Natural Gas | Water Heater - Pre-Rinse Spray Valve | A | Cumulative Winter Peak Savings (MW) | Achievable Economic TRC Potential | 0 | 0 | 0 | 0 | 0 | 0 | 0 | 0 | 0 | 0 | 0 | 0 | 0 | 0 | 0 | 0 | 0 | 0 | 0 | 0 | 0 | 0 | 0 | 0 | 0 | 0 | 0
F10_Commercial_Interruptible - Miscellaneous_Existing_Water Heating_Natural Gas_Water Heater - Pre-Rinse Spray Valve_A_Achievable Economic TRC Potential | F10 | Commercial | Interruptible - Miscellaneous | Existing | Water Heating | Natural Gas | Water Heater - Pre-Rinse Spray Valve | A | Purchases (Incremental) | Achievable Economic TRC Potential | 0 | 0 | 0 | 0 | 0 | 0 | 0 | 0 | 0 | 0 | 0 | 0 | 0 | 0 | 0 | 0 | 0 | 0 | 0 | 0 | 0 | 0 | 0 | 0 | 0 | 0 | 0
F11_Commercial_Interruptible - Miscellaneous_Existing_Water Heating_Natural Gas_Water Heater - Pre-Rinse Spray Valve_A_Achievable Economic TRC Potential | F11 | Commercial | Interruptible - Miscellaneous | Existing | Water Heating | Natural Gas | Water Heater - Pre-Rinse Spray Valve | A | Purchases (Cumulative) | Achievable Economic TRC Potential | 0 | 0 | 0 | 0 | 0 | 0 | 0 | 0 | 0 | 0 | 0 | 0 | 0 | 0 | 0 | 0 | 0 | 0 | 0 | 0 | 0 | 0 | 0 | 0 | 0 | 0 | 0
F1_Commercial_Interruptible - Miscellaneous_Existing_Water Heating_Natural Gas_Water Heater - Temperature Setback_A_Achievable Economic TRC Potential | F1 | Commercial | Interruptible - Miscellaneous | Existing | Water Heating | Natural Gas | Water Heater - Temperature Setback | A | Integrated Unit Energy Savings (kWh or therms) | Achievable Economic TRC Potential | 0 | 0 | 100.0384 | 98.3184 | 96.7389 | 95.2903 | 93.963 | 92.7484 | 91.6523 | 90.6826 | 89.8029 | 89.0088 | 88.3413 | 87.7883 | 87.3361 | 86.8591 | 86.4887 | 86.1945 | 85.9638 | 85.7782 | 85.6463 | 85.5528 | 85.4865 | 85.4391 | 85.3752 | 85.3591 | 85.3462
F2_Commercial_Interruptible - Miscellaneous_Existing_Water Heating_Natural Gas_Water Heater - Temperature Setback_A_Achievable Economic TRC Potential | F2 | Commercial | Interruptible - Miscellaneous | Existing | Water Heating | Natural Gas | Water Heater - Temperature Setback | A | Integrated Unit Summer Peak Savings (kW) | Achievable Economic TRC Potential | 0 | 0 | 0 | 0 | 0 | 0 | 0 | 0 | 0 | 0 | 0 | 0 | 0 | 0 | 0 | 0 | 0 | 0 | 0 | 0 | 0 | 0 | 0 | 0 | 0 | 0 | 0
F3_Commercial_Interruptible - Miscellaneous_Existing_Water Heating_Natural Gas_Water Heater - Temperature Setback_A_Achievable Economic TRC Potential | F3 | Commercial | Interruptible - Miscellaneous | Existing | Water Heating | Natural Gas | Water Heater - Temperature Setback | A | Integrated Unit Winter Peak Savings (kW) | Achievable Economic TRC Potential | 0 | 0 | 0 | 0 | 0 | 0 | 0 | 0 | 0 | 0 | 0 | 0 | 0 | 0 | 0 | 0 | 0 | 0 | 0 | 0 | 0 | 0 | 0 | 0 | 0 | 0 | 0
F4_Commercial_Interruptible - Miscellaneous_Existing_Water Heating_Natural Gas_Water Heater - Temperature Setback_A_Achievable Economic TRC Potential | F4 | Commercial | Interruptible - Miscellaneous | Existing | Water Heating | Natural Gas | Water Heater - Temperature Setback | A | Incremental Energy Savings (MWh or mTherms) | Achievable Economic TRC Potential | 0 | 0 | 0.018985 | 0.02291 | 0.0092256 | 0.0093375 | 0.0086832 | 0.010239 | 0 | 0 | 0 | 0 | 0 | 0 | 0 | 0 | 0 | 0 | 0 | 0 | 0 | 0 | 0 | 0 | 0 | 0 | 0
F5_Commercial_Interruptible - Miscellaneous_Existing_Water Heating_Natural Gas_Water Heater - Temperature Setback_A_Achievable Economic TRC Potential | F5 | Commercial | Interruptible - Miscellaneous | Existing | Water Heating | Natural Gas | Water Heater - Temperature Setback | A | Incremental Summer Peak Savings (MW) | Achievable Economic TRC Potential | 0 | 0 | 0 | 0 | 0 | 0 | 0 | 0 | 0 | 0 | 0 | 0 | 0 | 0 | 0 | 0 | 0 | 0 | 0 | 0 | 0 | 0 | 0 | 0 | 0 | 0 | 0
F6_Commercial_Interruptible - Miscellaneous_Existing_Water Heating_Natural Gas_Water Heater - Temperature Setback_A_Achievable Economic TRC Potential | F6 | Commercial | Interruptible - Miscellaneous | Existing | Water Heating | Natural Gas | Water Heater - Temperature Setback | A | Incremental Winter Peak Savings (MW) | Achievable Economic TRC Potential | 0 | 0 | 0 | 0 | 0 | 0 | 0 | 0 | 0 | 0 | 0 | 0 | 0 | 0 | 0 | 0 | 0 | 0 | 0 | 0 | 0 | 0 | 0 | 0 | 0 | 0 | 0
F7_Commercial_Interruptible - Miscellaneous_Existing_Water Heating_Natural Gas_Water Heater - Temperature Setback_A_Achievable Economic TRC Potential | F7 | Commercial | Interruptible - Miscellaneous | Existing | Water Heating | Natural Gas | Water Heater - Temperature Setback | A | Cumulative Energy Savings (MWh or mTherms) | Achievable Economic TRC Potential | 0 | 0 | 0.018985 | 0.041568 | 0.050126 | 0.058713 | 0.066578 | 0.075957 | 0.075059 | 0.074265 | 0.073545 | 0.072894 | 0.072348 | 0.071895 | 0.071524 | 0.071134 | 0.07083 | 0.070589 | 0.070401 | 0.070249 | 0.070141 | 0.070064 | 0.07001 | 0.069971 | 0.069919 | 0.069905 | 0.069895
F8_Commercial_Interruptible - Miscellaneous_Existing_Water Heating_Natural Gas_Water Heater - Temperature Setback_A_Achievable Economic TRC Potential | F8 | Commercial | Interruptible - Miscellaneous | Existing | Water Heating | Natural Gas | Water Heater - Temperature Setback | A | Cumulative Summer Peak Savings (MW) | Achievable Economic TRC Potential | 0 | 0 | 0 | 0 | 0 | 0 | 0 | 0 | 0 | 0 | 0 | 0 | 0 | 0 | 0 | 0 | 0 | 0 | 0 | 0 | 0 | 0 | 0 | 0 | 0 | 0 | 0
F9_Commercial_Interruptible - Miscellaneous_Existing_Water Heating_Natural Gas_Water Heater - Temperature Setback_A_Achievable Economic TRC Potential | F9 | Commercial | Interruptible - Miscellaneous | Existing | Water Heating | Natural Gas | Water Heater - Temperature Setback | A | Cumulative Winter Peak Savings (MW) | Achievable Economic TRC Potential | 0 | 0 | 0 | 0 | 0 | 0 | 0 | 0 | 0 | 0 | 0 | 0 | 0 | 0 | 0 | 0 | 0 | 0 | 0 | 0 | 0 | 0 | 0 | 0 | 0 | 0 | 0
F10_Commercial_Interruptible - Miscellaneous_Existing_Water Heating_Natural Gas_Water Heater - Temperature Setback_A_Achievable Economic TRC Potential | F10 | Commercial | Interruptible - Miscellaneous | Existing | Water Heating | Natural Gas | Water Heater - Temperature Setback | A | Purchases (Incremental) | Achievable Economic TRC Potential | 0 | 0 | 0.18978 | 0.23301 | 0.095366 | 0.09799 | 0.092411 | 0.1104 | 0 | 0 | 0 | 0 | 0 | 0 | 0 | 0 | 0 | 0 | 0 | 0 | 0 | 0 | 0 | 0 | 0 | 0 | 0
F11_Commercial_Interruptible - Miscellaneous_Existing_Water Heating_Natural Gas_Water Heater - Temperature Setback_A_Achievable Economic TRC Potential | F11 | Commercial | Interruptible - Miscellaneous | Existing | Water Heating | Natural Gas | Water Heater - Temperature Setback | A | Purchases (Cumulative) | Achievable Economic TRC Potential | 0 | 0 | 0.18978 | 0.42279 | 0.51816 | 0.61615 | 0.70856 | 0.81896 | 0.81896 | 0.81896 | 0.81896 | 0.81896 | 0.81896 | 0.81896 | 0.81896 | 0.81896 | 0.81896 | 0.81896 | 0.81896 | 0.81896 | 0.81896 | 0.81896 | 0.81896 | 0.81896 | 0.81896 | 0.81896 | 0.81896
F1_Commercial_Interruptible - Miscellaneous_Existing_Water Heating_Natural Gas_Water Heater - Faucet Aerators_A_Achievable Economic TRC Potential | F1 | Commercial | Interruptible - Miscellaneous | Existing | Water Heating | Natural Gas | Water Heater - Faucet Aerators | A | Integrated Unit Energy Savings (kWh or therms) | Achievable Economic TRC Potential | 0 | 0 | 7.1454 | 7.0144 | 6.8985 | 6.7919 | 6.6942 | 6.604 | 6.526 | 6.4569 | 6.3943 | 6.3377 | 6.2902 | 6.2508 | 6.2186 | 6.1847 | 6.1583 | 6.1373 | 6.1209 | 6.1077 | 6.0983 | 6.0916 | 6.0869 | 6.0835 | 6.079 | 6.0778 | 6.0769
F2_Commercial_Interruptible - Miscellaneous_Existing_Water Heating_Natural Gas_Water Heater - Faucet Aerators_A_Achievable Economic TRC Potential | F2 | Commercial | Interruptible - Miscellaneous | Existing | Water Heating | Natural Gas | Water Heater - Faucet Aerators | A | Integrated Unit Summer Peak Savings (kW) | Achievable Economic TRC Potential | 0 | 0 | 0 | 0 | 0 | 0 | 0 | 0 | 0 | 0 | 0 | 0 | 0 | 0 | 0 | 0 | 0 | 0 | 0 | 0 | 0 | 0 | 0 | 0 | 0 | 0 | 0
F3_Commercial_Interruptible - Miscellaneous_Existing_Water Heating_Natural Gas_Water Heater - Faucet Aerators_A_Achievable Economic TRC Potential | F3 | Commercial | Interruptible - Miscellaneous | Existing | Water Heating | Natural Gas | Water Heater - Faucet Aerators | A | Integrated Unit Winter Peak Savings (kW) | Achievable Economic TRC Potential | 0 | 0 | 0 | 0 | 0 | 0 | 0 | 0 | 0 | 0 | 0 | 0 | 0 | 0 | 0 | 0 | 0 | 0 | 0 | 0 | 0 | 0 | 0 | 0 | 0 | 0 | 0
F4_Commercial_Interruptible - Miscellaneous_Existing_Water Heating_Natural Gas_Water Heater - Faucet Aerators_A_Achievable Economic TRC Potential | F4 | Commercial | Interruptible - Miscellaneous | Existing | Water Heating | Natural Gas | Water Heater - Faucet Aerators | A | Incremental Energy Savings (MWh or mTherms) | Achievable Economic TRC Potential | 0 | 0 | 0 | 0 | 0 | 0 | 0 | 0 | 0 | 0 | 0 | 0 | 0 | 0 | 0 | 0 | 0 | 0 | 0 | 0 | 0 | 0 | 0 | 0 | 0 | 0 | 0
F5_Commercial_Interruptible - Miscellaneous_Existing_Water Heating_Natural Gas_Water Heater - Faucet Aerators_A_Achievable Economic TRC Potential | F5 | Commercial | Interruptible - Miscellaneous | Existing | Water Heating | Natural Gas | Water Heater - Faucet Aerators | A | Incremental Summer Peak Savings (MW) | Achievable Economic TRC Potential | 0 | 0 | 0 | 0 | 0 | 0 | 0 | 0 | 0 | 0 | 0 | 0 | 0 | 0 | 0 | 0 | 0 | 0 | 0 | 0 | 0 | 0 | 0 | 0 | 0 | 0 | 0
F6_Commercial_Interruptible - Miscellaneous_Existing_Water Heating_Natural Gas_Water Heater - Faucet Aerators_A_Achievable Economic TRC Potential | F6 | Commercial | Interruptible - Miscellaneous | Existing | Water Heating | Natural Gas | Water Heater - Faucet Aerators | A | Incremental Winter Peak Savings (MW) | Achievable Economic TRC Potential | 0 | 0 | 0 | 0 | 0 | 0 | 0 | 0 | 0 | 0 | 0 | 0 | 0 | 0 | 0 | 0 | 0 | 0 | 0 | 0 | 0 | 0 | 0 | 0 | 0 | 0 | 0
F7_Commercial_Interruptible - Miscellaneous_Existing_Water Heating_Natural Gas_Water Heater - Faucet Aerators_A_Achievable Economic TRC Potential | F7 | Commercial | Interruptible - Miscellaneous | Existing | Water Heating | Natural Gas | Water Heater - Faucet Aerators | A | Cumulative Energy Savings (MWh or mTherms) | Achievable Economic TRC Potential | 0 | 0 | 0 | 0 | 0 | 0 | 0 | 0 | 0 | 0 | 0 | 0 | 0 | 0 | 0 | 0 | 0 | 0 | 0 | 0 | 0 | 0 | 0 | 0 | 0 | 0 | 0
F8_Commercial_Interruptible - Miscellaneous_Existing_Water Heating_Natural Gas_Water Heater - Faucet Aerators_A_Achievable Economic TRC Potential | F8 | Commercial | Interruptible - Miscellaneous | Existing | Water Heating | Natural Gas | Water Heater - Faucet Aerators | A | Cumulative Summer Peak Savings (MW) | Achievable Economic TRC Potential | 0 | 0 | 0 | 0 | 0 | 0 | 0 | 0 | 0 | 0 | 0 | 0 | 0 | 0 | 0 | 0 | 0 | 0 | 0 | 0 | 0 | 0 | 0 | 0 | 0 | 0 | 0
F9_Commercial_Interruptible - Miscellaneous_Existing_Water Heating_Natural Gas_Water Heater - Faucet Aerators_A_Achievable Economic TRC Potential | F9 | Commercial | Interruptible - Miscellaneous | Existing | Water Heating | Natural Gas | Water Heater - Faucet Aerators | A | Cumulative Winter Peak Savings (MW) | Achievable Economic TRC Potential | 0 | 0 | 0 | 0 | 0 | 0 | 0 | 0 | 0 | 0 | 0 | 0 | 0 | 0 | 0 | 0 | 0 | 0 | 0 | 0 | 0 | 0 | 0 | 0 | 0 | 0 | 0
F10_Commercial_Interruptible - Miscellaneous_Existing_Water Heating_Natural Gas_Water Heater - Faucet Aerators_A_Achievable Economic TRC Potential | F10 | Commercial | Interruptible - Miscellaneous | Existing | Water Heating | Natural Gas | Water Heater - Faucet Aerators | A | Purchases (Incremental) | Achievable Economic TRC Potential | 0 | 0 | 0 | 0 | 0 | 0 | 0 | 0 | 0 | 0 | 0 | 0 | 0 | 0 | 0 | 0 | 0 | 0 | 0 | 0 | 0 | 0 | 0 | 0 | 0 | 0 | 0
F11_Commercial_Interruptible - Miscellaneous_Existing_Water Heating_Natural Gas_Water Heater - Faucet Aerators_A_Achievable Economic TRC Potential | F11 | Commercial | Interruptible - Miscellaneous | Existing | Water Heating | Natural Gas | Water Heater - Faucet Aerators | A | Purchases (Cumulative) | Achievable Economic TRC Potential | 0 | 0 | 0 | 0 | 0 | 0 | 0 | 0 | 0 | 0 | 0 | 0 | 0 | 0 | 0 | 0 | 0 | 0 | 0 | 0 | 0 | 0 | 0 | 0 | 0 | 0 | 0
F1_Commercial_Interruptible - Miscellaneous_Existing_Water Heating_Natural Gas_Water Heater - Low-Flow Showerheads_A_Achievable Economic TRC Potential | F1 | Commercial | Interruptible - Miscellaneous | Existing | Water Heating | Natural Gas | Water Heater - Low-Flow Showerheads | A | Integrated Unit Energy Savings (kWh or therms) | Achievable Economic TRC Potential | 0 | 0 | 41.3207 | 40.6102 | 39.9578 | 39.3595 | 38.8112 | 38.3096 | 37.8568 | 37.4563 | 37.0929 | 36.7649 | 36.4892 | 36.2608 | 36.074 | 35.877 | 35.724 | 35.6025 | 35.5072 | 35.4305 | 35.376 | 35.3374 | 35.31 | 35.2904 | 35.2641 | 35.2574 | 35.2521
F2_Commercial_Interruptible - Miscellaneous_Existing_Water Heating_Natural Gas_Water Heater - Low-Flow Showerheads_A_Achievable Economic TRC Potential | F2 | Commercial | Interruptible - Miscellaneous | Existing | Water Heating | Natural Gas | Water Heater - Low-Flow Showerheads | A | Integrated Unit Summer Peak Savings (kW) | Achievable Economic TRC Potential | 0 | 0 | 0 | 0 | 0 | 0 | 0 | 0 | 0 | 0 | 0 | 0 | 0 | 0 | 0 | 0 | 0 | 0 | 0 | 0 | 0 | 0 | 0 | 0 | 0 | 0 | 0
F3_Commercial_Interruptible - Miscellaneous_Existing_Water Heating_Natural Gas_Water Heater - Low-Flow Showerheads_A_Achievable Economic TRC Potential | F3 | Commercial | Interruptible - Miscellaneous | Existing | Water Heating | Natural Gas | Water Heater - Low-Flow Showerheads | A | Integrated Unit Winter Peak Savings (kW) | Achievable Economic TRC Potential | 0 | 0 | 0 | 0 | 0 | 0 | 0 | 0 | 0 | 0 | 0 | 0 | 0 | 0 | 0 | 0 | 0 | 0 | 0 | 0 | 0 | 0 | 0 | 0 | 0 | 0 | 0
F4_Commercial_Interruptible - Miscellaneous_Existing_Water Heating_Natural Gas_Water Heater - Low-Flow Showerheads_A_Achievable Economic TRC Potential | F4 | Commercial | Interruptible - Miscellaneous | Existing | Water Heating | Natural Gas | Water Heater - Low-Flow Showerheads | A | Incremental Energy Savings (MWh or mTherms) | Achievable Economic TRC Potential | 0 | 0 | 0 | 0 | 0 | 0 | 0 | 0 | 0 | 0 | 0 | 0 | 0 | 0 | 0 | 0 | 0 | 0 | 0 | 0 | 0 | 0 | 0 | 0 | 0 | 0 | 0
F5_Commercial_Interruptible - Miscellaneous_Existing_Water Heating_Natural Gas_Water Heater - Low-Flow Showerheads_A_Achievable Economic TRC Potential | F5 | Commercial | Interruptible - Miscellaneous | Existing | Water Heating | Natural Gas | Water Heater - Low-Flow Showerheads | A | Incremental Summer Peak Savings (MW) | Achievable Economic TRC Potential | 0 | 0 | 0 | 0 | 0 | 0 | 0 | 0 | 0 | 0 | 0 | 0 | 0 | 0 | 0 | 0 | 0 | 0 | 0 | 0 | 0 | 0 | 0 | 0 | 0 | 0 | 0
F6_Commercial_Interruptible - Miscellaneous_Existing_Water Heating_Natural Gas_Water Heater - Low-Flow Showerheads_A_Achievable Economic TRC Potential | F6 | Commercial | Interruptible - Miscellaneous | Existing | Water Heating | Natural Gas | Water Heater - Low-Flow Showerheads | A | Incremental Winter Peak Savings (MW) | Achievable Economic TRC Potential | 0 | 0 | 0 | 0 | 0 | 0 | 0 | 0 | 0 | 0 | 0 | 0 | 0 | 0 | 0 | 0 | 0 | 0 | 0 | 0 | 0 | 0 | 0 | 0 | 0 | 0 | 0
F7_Commercial_Interruptible - Miscellaneous_Existing_Water Heating_Natural Gas_Water Heater - Low-Flow Showerheads_A_Achievable Economic TRC Potential | F7 | Commercial | Interruptible - Miscellaneous | Existing | Water Heating | Natural Gas | Water Heater - Low-Flow Showerheads | A | Cumulative Energy Savings (MWh or mTherms) | Achievable Economic TRC Potential | 0 | 0 | 0 | 0 | 0 | 0 | 0 | 0 | 0 | 0 | 0 | 0 | 0 | 0 | 0 | 0 | 0 | 0 | 0 | 0 | 0 | 0 | 0 | 0 | 0 | 0 | 0
F8_Commercial_Interruptible - Miscellaneous_Existing_Water Heating_Natural Gas_Water Heater - Low-Flow Showerheads_A_Achievable Economic TRC Potential | F8 | Commercial | Interruptible - Miscellaneous | Existing | Water Heating | Natural Gas | Water Heater - Low-Flow Showerheads | A | Cumulative Summer Peak Savings (MW) | Achievable Economic TRC Potential | 0 | 0 | 0 | 0 | 0 | 0 | 0 | 0 | 0 | 0 | 0 | 0 | 0 | 0 | 0 | 0 | 0 | 0 | 0 | 0 | 0 | 0 | 0 | 0 | 0 | 0 | 0
F9_Commercial_Interruptible - Miscellaneous_Existing_Water Heating_Natural Gas_Water Heater - Low-Flow Showerheads_A_Achievable Economic TRC Potential | F9 | Commercial | Interruptible - Miscellaneous | Existing | Water Heating | Natural Gas | Water Heater - Low-Flow Showerheads | A | Cumulative Winter Peak Savings (MW) | Achievable Economic TRC Potential | 0 | 0 | 0 | 0 | 0 | 0 | 0 | 0 | 0 | 0 | 0 | 0 | 0 | 0 | 0 | 0 | 0 | 0 | 0 | 0 | 0 | 0 | 0 | 0 | 0 | 0 | 0
F10_Commercial_Interruptible - Miscellaneous_Existing_Water Heating_Natural Gas_Water Heater - Low-Flow Showerheads_A_Achievable Economic TRC Potential | F10 | Commercial | Interruptible - Miscellaneous | Existing | Water Heating | Natural Gas | Water Heater - Low-Flow Showerheads | A | Purchases (Incremental) | Achievable Economic TRC Potential | 0 | 0 | 0 | 0 | 0 | 0 | 0 | 0 | 0 | 0 | 0 | 0 | 0 | 0 | 0 | 0 | 0 | 0 | 0 | 0 | 0 | 0 | 0 | 0 | 0 | 0 | 0
F11_Commercial_Interruptible - Miscellaneous_Existing_Water Heating_Natural Gas_Water Heater - Low-Flow Showerheads_A_Achievable Economic TRC Potential | F11 | Commercial | Interruptible - Miscellaneous | Existing | Water Heating | Natural Gas | Water Heater - Low-Flow Showerheads | A | Purchases (Cumulative) | Achievable Economic TRC Potential | 0 | 0 | 0 | 0 | 0 | 0 | 0 | 0 | 0 | 0 | 0 | 0 | 0 | 0 | 0 | 0 | 0 | 0 | 0 | 0 | 0 | 0 | 0 | 0 | 0 | 0 | 0
F1_Commercial_Interruptible - Miscellaneous_Existing_Water Heating_Natural Gas_Water Heater - Tank Blanket/Insulation_A_Achievable Economic TRC Potential | F1 | Commercial | Interruptible - Miscellaneous | Existing | Water Heating | Natural Gas | Water Heater - Tank Blanket/Insulation | A | Integrated Unit Energy Savings (kWh or therms) | Achievable Economic TRC Potential | 0 | 0 | 193.3769 | 190.1773 | 187.2731 | 184.6418 | 182.2648 | 180.1343 | 178.2505 | 176.6129 | 175.132 | 173.782 | 172.6315 | 171.6552 | 170.833 | 169.929 | 169.2043 | 168.6287 | 168.1774 | 167.8144 | 167.5563 | 167.3734 | 167.2436 | 167.1509 | 167.0259 | 166.9943 | 166.9691
F2_Commercial_Interruptible - Miscellaneous_Existing_Water Heating_Natural Gas_Water Heater - Tank Blanket/Insulation_A_Achievable Economic TRC Potential | F2 | Commercial | Interruptible - Miscellaneous | Existing | Water Heating | Natural Gas | Water Heater - Tank Blanket/Insulation | A | Integrated Unit Summer Peak Savings (kW) | Achievable Economic TRC Potential | 0 | 0 | 0 | 0 | 0 | 0 | 0 | 0 | 0 | 0 | 0 | 0 | 0 | 0 | 0 | 0 | 0 | 0 | 0 | 0 | 0 | 0 | 0 | 0 | 0 | 0 | 0
F3_Commercial_Interruptible - Miscellaneous_Existing_Water Heating_Natural Gas_Water Heater - Tank Blanket/Insulation_A_Achievable Economic TRC Potential | F3 | Commercial | Interruptible - Miscellaneous | Existing | Water Heating | Natural Gas | Water Heater - Tank Blanket/Insulation | A | Integrated Unit Winter Peak Savings (kW) | Achievable Economic TRC Potential | 0 | 0 | 0 | 0 | 0 | 0 | 0 | 0 | 0 | 0 | 0 | 0 | 0 | 0 | 0 | 0 | 0 | 0 | 0 | 0 | 0 | 0 | 0 | 0 | 0 | 0 | 0
F4_Commercial_Interruptible - Miscellaneous_Existing_Water Heating_Natural Gas_Water Heater - Tank Blanket/Insulation_A_Achievable Economic TRC Potential | F4 | Commercial | Interruptible - Miscellaneous | Existing | Water Heating | Natural Gas | Water Heater - Tank Blanket/Insulation | A | Incremental Energy Savings (MWh or mTherms) | Achievable Economic TRC Potential | 0 | 0 | 0.010794 | 0.013034 | 0.015706 | 0.017976 | 0.02024 | 0.023386 | 0.025386 | 0.025696 | 0.024012 | 0.020481 | 0.015744 | 0.010744 | 0.0063984 | 0.0029727 | 0 | 0 | 0 | 0 | 0 | 0 | 0 | 0 | 0 | 0 | 0
F5_Commercial_Interruptible - Miscellaneous_Existing_Water Heating_Natural Gas_Water Heater - Tank Blanket/Insulation_A_Achievable Economic TRC Potential | F5 | Commercial | Interruptible - Miscellaneous | Existing | Water Heating | Natural Gas | Water Heater - Tank Blanket/Insulation | A | Incremental Summer Peak Savings (MW) | Achievable Economic TRC Potential | 0 | 0 | 0 | 0 | 0 | 0 | 0 | 0 | 0 | 0 | 0 | 0 | 0 | 0 | 0 | 0 | 0 | 0 | 0 | 0 | 0 | 0 | 0 | 0 | 0 | 0 | 0
F6_Commercial_Interruptible - Miscellaneous_Existing_Water Heating_Natural Gas_Water Heater - Tank Blanket/Insulation_A_Achievable Economic TRC Potential | F6 | Commercial | Interruptible - Miscellaneous | Existing | Water Heating | Natural Gas | Water Heater - Tank Blanket/Insulation | A | Incremental Winter Peak Savings (MW) | Achievable Economic TRC Potential | 0 | 0 | 0 | 0 | 0 | 0 | 0 | 0 | 0 | 0 | 0 | 0 | 0 | 0 | 0 | 0 | 0 | 0 | 0 | 0 | 0 | 0 | 0 | 0 | 0 | 0 | 0
F7_Commercial_Interruptible - Miscellaneous_Existing_Water Heating_Natural Gas_Water Heater - Tank Blanket/Insulation_A_Achievable Economic TRC Potential | F7 | Commercial | Interruptible - Miscellaneous | Existing | Water Heating | Natural Gas | Water Heater - Tank Blanket/Insulation | A | Cumulative Energy Savings (MWh or mTherms) | Achievable Economic TRC Potential | 0 | 0 | 0.010794 | 0.023649 | 0.038993 | 0.056421 | 0.075934 | 0.098432 | 0.12279 | 0.14736 | 0.17013 | 0.1893 | 0.20379 | 0.21339 | 0.21876 | 0.22058 | 0.21964 | 0.21889 | 0.2183 | 0.21783 | 0.2175 | 0.21726 | 0.21709 | 0.21697 | 0.21681 | 0.21677 | 0.21674
F8_Commercial_Interruptible - Miscellaneous_Existing_Water Heating_Natural Gas_Water Heater - Tank Blanket/Insulation_A_Achievable Economic TRC Potential | F8 | Commercial | Interruptible - Miscellaneous | Existing | Water Heating | Natural Gas | Water Heater - Tank Blanket/Insulation | A | Cumulative Summer Peak Savings (MW) | Achievable Economic TRC Potential | 0 | 0 | 0 | 0 | 0 | 0 | 0 | 0 | 0 | 0 | 0 | 0 | 0 | 0 | 0 | 0 | 0 | 0 | 0 | 0 | 0 | 0 | 0 | 0 | 0 | 0 | 0
F9_Commercial_Interruptible - Miscellaneous_Existing_Water Heating_Natural Gas_Water Heater - Tank Blanket/Insulation_A_Achievable Economic TRC Potential | F9 | Commercial | Interruptible - Miscellaneous | Existing | Water Heating | Natural Gas | Water Heater - Tank Blanket/Insulation | A | Cumulative Winter Peak Savings (MW) | Achievable Economic TRC Potential | 0 | 0 | 0 | 0 | 0 | 0 | 0 | 0 | 0 | 0 | 0 | 0 | 0 | 0 | 0 | 0 | 0 | 0 | 0 | 0 | 0 | 0 | 0 | 0 | 0 | 0 | 0
F10_Commercial_Interruptible - Miscellaneous_Existing_Water Heating_Natural Gas_Water Heater - Tank Blanket/Insulation_A_Achievable Economic TRC Potential | F10 | Commercial | Interruptible - Miscellaneous | Existing | Water Heating | Natural Gas | Water Heater - Tank Blanket/Insulation | A | Purchases (Incremental) | Achievable Economic TRC Potential | 0 | 0 | 0.055816 | 0.068534 | 0.083865 | 0.097354 | 0.11104 | 0.12982 | 0.14242 | 0.14549 | 0.13711 | 0.11786 | 0.091202 | 0.06259 | 0.037454 | 0.017494 | 0 | 0 | 0 | 0 | 0 | 0 | 0 | 0 | 0 | 0 | 0
F11_Commercial_Interruptible - Miscellaneous_Existing_Water Heating_Natural Gas_Water Heater - Tank Blanket/Insulation_A_Achievable Economic TRC Potential | F11 | Commercial | Interruptible - Miscellaneous | Existing | Water Heating | Natural Gas | Water Heater - Tank Blanket/Insulation | A | Purchases (Cumulative) | Achievable Economic TRC Potential | 0 | 0 | 0.055816 | 0.12435 | 0.20822 | 0.30557 | 0.41661 | 0.54644 | 0.68886 | 0.83435 | 0.97146 | 1.0893 | 1.1805 | 1.2431 | 1.2806 | 1.2981 | 1.2981 | 1.2981 | 1.2981 | 1.2981 | 1.2981 | 1.2981 | 1.2981 | 1.2981 | 1.2981 | 1.2981 | 1.2981
F1_Commercial_Interruptible - Miscellaneous_Existing_Water Heating_Natural Gas_Water Heater - Drainwater Heat Recovery_A_Achievable Economic TRC Potential | F1 | Commercial | Interruptible - Miscellaneous | Existing | Water Heating | Natural Gas | Water Heater - Drainwater Heat Recovery | A | Integrated Unit Energy Savings (kWh or therms) | Achievable Economic TRC Potential | 0 | 0 | 10.9729 | 10.7381 | 10.5205 | 10.3127 | 10.114 | 9.9203 | 9.7413 | 9.5762 | 9.4248 | 9.2913 | 9.1831 | 9.0993 | 9.0456 | 8.9925 | 8.9541 | 8.9237 | 8.8998 | 8.8806 | 8.8669 | 8.8572 | 8.8504 | 8.8455 | 8.8388 | 8.8372 | 8.8358
F2_Commercial_Interruptible - Miscellaneous_Existing_Water Heating_Natural Gas_Water Heater - Drainwater Heat Recovery_A_Achievable Economic TRC Potential | F2 | Commercial | Interruptible - Miscellaneous | Existing | Water Heating | Natural Gas | Water Heater - Drainwater Heat Recovery | A | Integrated Unit Summer Peak Savings (kW) | Achievable Economic TRC Potential | 0 | 0 | 0 | 0 | 0 | 0 | 0 | 0 | 0 | 0 | 0 | 0 | 0 | 0 | 0 | 0 | 0 | 0 | 0 | 0 | 0 | 0 | 0 | 0 | 0 | 0 | 0
F3_Commercial_Interruptible - Miscellaneous_Existing_Water Heating_Natural Gas_Water Heater - Drainwater Heat Recovery_A_Achievable Economic TRC Potential | F3 | Commercial | Interruptible - Miscellaneous | Existing | Water Heating | Natural Gas | Water Heater - Drainwater Heat Recovery | A | Integrated Unit Winter Peak Savings (kW) | Achievable Economic TRC Potential | 0 | 0 | 0 | 0 | 0 | 0 | 0 | 0 | 0 | 0 | 0 | 0 | 0 | 0 | 0 | 0 | 0 | 0 | 0 | 0 | 0 | 0 | 0 | 0 | 0 | 0 | 0
F4_Commercial_Interruptible - Miscellaneous_Existing_Water Heating_Natural Gas_Water Heater - Drainwater Heat Recovery_A_Achievable Economic TRC Potential | F4 | Commercial | Interruptible - Miscellaneous | Existing | Water Heating | Natural Gas | Water Heater - Drainwater Heat Recovery | A | Incremental Energy Savings (MWh or mTherms) | Achievable Economic TRC Potential | 0 | 0 | 0 | 0 | 0 | 0 | 0 | 0 | 0 | 0 | 0 | 0 | 0 | 0 | 0 | 0 | 0 | 0 | 0 | 0 | 0 | 0 | 0 | 0 | 0 | 0 | 0
F5_Commercial_Interruptible - Miscellaneous_Existing_Water Heating_Natural Gas_Water Heater - Drainwater Heat Recovery_A_Achievable Economic TRC Potential | F5 | Commercial | Interruptible - Miscellaneous | Existing | Water Heating | Natural Gas | Water Heater - Drainwater Heat Recovery | A | Incremental Summer Peak Savings (MW) | Achievable Economic TRC Potential | 0 | 0 | 0 | 0 | 0 | 0 | 0 | 0 | 0 | 0 | 0 | 0 | 0 | 0 | 0 | 0 | 0 | 0 | 0 | 0 | 0 | 0 | 0 | 0 | 0 | 0 | 0
F6_Commercial_Interruptible - Miscellaneous_Existing_Water Heating_Natural Gas_Water Heater - Drainwater Heat Recovery_A_Achievable Economic TRC Potential | F6 | Commercial | Interruptible - Miscellaneous | Existing | Water Heating | Natural Gas | Water Heater - Drainwater Heat Recovery | A | Incremental Winter Peak Savings (MW) | Achievable Economic TRC Potential | 0 | 0 | 0 | 0 | 0 | 0 | 0 | 0 | 0 | 0 | 0 | 0 | 0 | 0 | 0 | 0 | 0 | 0 | 0 | 0 | 0 | 0 | 0 | 0 | 0 | 0 | 0
F7_Commercial_Interruptible - Miscellaneous_Existing_Water Heating_Natural Gas_Water Heater - Drainwater Heat Recovery_A_Achievable Economic TRC Potential | F7 | Commercial | Interruptible - Miscellaneous | Existing | Water Heating | Natural Gas | Water Heater - Drainwater Heat Recovery | A | Cumulative Energy Savings (MWh or mTherms) | Achievable Economic TRC Potential | 0 | 0 | 0 | 0 | 0 | 0 | 0 | 0 | 0 | 0 | 0 | 0 | 0 | 0 | 0 | 0 | 0 | 0 | 0 | 0 | 0 | 0 | 0 | 0 | 0 | 0 | 0
F8_Commercial_Interruptible - Miscellaneous_Existing_Water Heating_Natural Gas_Water Heater - Drainwater Heat Recovery_A_Achievable Economic TRC Potential | F8 | Commercial | Interruptible - Miscellaneous | Existing | Water Heating | Natural Gas | Water Heater - Drainwater Heat Recovery | A | Cumulative Summer Peak Savings (MW) | Achievable Economic TRC Potential | 0 | 0 | 0 | 0 | 0 | 0 | 0 | 0 | 0 | 0 | 0 | 0 | 0 | 0 | 0 | 0 | 0 | 0 | 0 | 0 | 0 | 0 | 0 | 0 | 0 | 0 | 0
F9_Commercial_Interruptible - Miscellaneous_Existing_Water Heating_Natural Gas_Water Heater - Drainwater Heat Recovery_A_Achievable Economic TRC Potential | F9 | Commercial | Interruptible - Miscellaneous | Existing | Water Heating | Natural Gas | Water Heater - Drainwater Heat Recovery | A | Cumulative Winter Peak Savings (MW) | Achievable Economic TRC Potential | 0 | 0 | 0 | 0 | 0 | 0 | 0 | 0 | 0 | 0 | 0 | 0 | 0 | 0 | 0 | 0 | 0 | 0 | 0 | 0 | 0 | 0 | 0 | 0 | 0 | 0 | 0
F10_Commercial_Interruptible - Miscellaneous_Existing_Water Heating_Natural Gas_Water Heater - Drainwater Heat Recovery_A_Achievable Economic TRC Potential | F10 | Commercial | Interruptible - Miscellaneous | Existing | Water Heating | Natural Gas | Water Heater - Drainwater Heat Recovery | A | Purchases (Incremental) | Achievable Economic TRC Potential | 0 | 0 | 0 | 0 | 0 | 0 | 0 | 0 | 0 | 0 | 0 | 0 | 0 | 0 | 0 | 0 | 0 | 0 | 0 | 0 | 0 | 0 | 0 | 0 | 0 | 0 | 0
F11_Commercial_Interruptible - Miscellaneous_Existing_Water Heating_Natural Gas_Water Heater - Drainwater Heat Recovery_A_Achievable Economic TRC Potential | F11 | Commercial | Interruptible - Miscellaneous | Existing | Water Heating | Natural Gas | Water Heater - Drainwater Heat Recovery | A | Purchases (Cumulative) | Achievable Economic TRC Potential | 0 | 0 | 0 | 0 | 0 | 0 | 0 | 0 | 0 | 0 | 0 | 0 | 0 | 0 | 0 | 0 | 0 | 0 | 0 | 0 | 0 | 0 | 0 | 0 | 0 | 0 | 0
F1_Commercial_Interruptible - Miscellaneous_Existing_Water Heating_Natural Gas_Water Heater - Circulation Pump Controls_A_Achievable Economic TRC Potential | F1 | Commercial | Interruptible - Miscellaneous | Existing | Water Heating | Natural Gas | Water Heater - Circulation Pump Controls | A | Integrated Unit Energy Savings (kWh or therms) | Achievable Economic TRC Potential | 0 | 0 | 577.6431 | 567.0534 | 557.6787 | 549.0596 | 541.1622 | 533.8729 | 527.5637 | 521.9819 | 516.9179 | 512.3473 | 508.505 | 505.3219 | 502.7185 | 499.9731 | 497.841 | 496.1474 | 494.8196 | 493.7514 | 492.9921 | 492.4541 | 492.0722 | 491.7992 | 491.4314 | 491.3386 | 491.2644
F2_Commercial_Interruptible - Miscellaneous_Existing_Water Heating_Natural Gas_Water Heater - Circulation Pump Controls_A_Achievable Economic TRC Potential | F2 | Commercial | Interruptible - Miscellaneous | Existing | Water Heating | Natural Gas | Water Heater - Circulation Pump Controls | A | Integrated Unit Summer Peak Savings (kW) | Achievable Economic TRC Potential | 0 | 0 | 0 | 0 | 0 | 0 | 0 | 0 | 0 | 0 | 0 | 0 | 0 | 0 | 0 | 0 | 0 | 0 | 0 | 0 | 0 | 0 | 0 | 0 | 0 | 0 | 0
F3_Commercial_Interruptible - Miscellaneous_Existing_Water Heating_Natural Gas_Water Heater - Circulation Pump Controls_A_Achievable Economic TRC Potential | F3 | Commercial | Interruptible - Miscellaneous | Existing | Water Heating | Natural Gas | Water Heater - Circulation Pump Controls | A | Integrated Unit Winter Peak Savings (kW) | Achievable Economic TRC Potential | 0 | 0 | 0 | 0 | 0 | 0 | 0 | 0 | 0 | 0 | 0 | 0 | 0 | 0 | 0 | 0 | 0 | 0 | 0 | 0 | 0 | 0 | 0 | 0 | 0 | 0 | 0
F4_Commercial_Interruptible - Miscellaneous_Existing_Water Heating_Natural Gas_Water Heater - Circulation Pump Controls_A_Achievable Economic TRC Potential | F4 | Commercial | Interruptible - Miscellaneous | Existing | Water Heating | Natural Gas | Water Heater - Circulation Pump Controls | A | Incremental Energy Savings (MWh or mTherms) | Achievable Economic TRC Potential | 0 | 0 | 0.028139 | 0.033917 | 0.040819 | 0.046652 | 0.052447 | 0.060491 | 0.065575 | 0.066281 | 0.061856 | 0.0527 | 0.040476 | 0.027604 | 0 | 0 | 0 | 0 | 0 | 0 | 0 | 0 | 0 | 0 | 0 | 0 | 0
F5_Commercial_Interruptible - Miscellaneous_Existing_Water Heating_Natural Gas_Water Heater - Circulation Pump Controls_A_Achievable Economic TRC Potential | F5 | Commercial | Interruptible - Miscellaneous | Existing | Water Heating | Natural Gas | Water Heater - Circulation Pump Controls | A | Incremental Summer Peak Savings (MW) | Achievable Economic TRC Potential | 0 | 0 | 0 | 0 | 0 | 0 | 0 | 0 | 0 | 0 | 0 | 0 | 0 | 0 | 0 | 0 | 0 | 0 | 0 | 0 | 0 | 0 | 0 | 0 | 0 | 0 | 0
F6_Commercial_Interruptible - Miscellaneous_Existing_Water Heating_Natural Gas_Water Heater - Circulation Pump Controls_A_Achievable Economic TRC Potential | F6 | Commercial | Interruptible - Miscellaneous | Existing | Water Heating | Natural Gas | Water Heater - Circulation Pump Controls | A | Incremental Winter Peak Savings (MW) | Achievable Economic TRC Potential | 0 | 0 | 0 | 0 | 0 | 0 | 0 | 0 | 0 | 0 | 0 | 0 | 0 | 0 | 0 | 0 | 0 | 0 | 0 | 0 | 0 | 0 | 0 | 0 | 0 | 0 | 0
F7_Commercial_Interruptible - Miscellaneous_Existing_Water Heating_Natural Gas_Water Heater - Circulation Pump Controls_A_Achievable Economic TRC Potential | F7 | Commercial | Interruptible - Miscellaneous | Existing | Water Heating | Natural Gas | Water Heater - Circulation Pump Controls | A | Cumulative Energy Savings (MWh or mTherms) | Achievable Economic TRC Potential | 0 | 0 | 0.028139 | 0.061541 | 0.10134 | 0.14643 | 0.19677 | 0.25461 | 0.31718 | 0.3801 | 0.43827 | 0.48709 | 0.52392 | 0.54824 | 0.54542 | 0.54244 | 0.54013 | 0.53829 | 0.53685 | 0.53569 | 0.53486 | 0.53428 | 0.53387 | 0.53357 | 0.53317 | 0.53307 | 0.53299
F8_Commercial_Interruptible - Miscellaneous_Existing_Water Heating_Natural Gas_Water Heater - Circulation Pump Controls_A_Achievable Economic TRC Potential | F8 | Commercial | Interruptible - Miscellaneous | Existing | Water Heating | Natural Gas | Water Heater - Circulation Pump Controls | A | Cumulative Summer Peak Savings (MW) | Achievable Economic TRC Potential | 0 | 0 | 0 | 0 | 0 | 0 | 0 | 0 | 0 | 0 | 0 | 0 | 0 | 0 | 0 | 0 | 0 | 0 | 0 | 0 | 0 | 0 | 0 | 0 | 0 | 0 | 0
F9_Commercial_Interruptible - Miscellaneous_Existing_Water Heating_Natural Gas_Water Heater - Circulation Pump Controls_A_Achievable Economic TRC Potential | F9 | Commercial | Interruptible - Miscellaneous | Existing | Water Heating | Natural Gas | Water Heater - Circulation Pump Controls | A | Cumulative Winter Peak Savings (MW) | Achievable Economic TRC Potential | 0 | 0 | 0 | 0 | 0 | 0 | 0 | 0 | 0 | 0 | 0 | 0 | 0 | 0 | 0 | 0 | 0 | 0 | 0 | 0 | 0 | 0 | 0 | 0 | 0 | 0 | 0
F10_Commercial_Interruptible - Miscellaneous_Existing_Water Heating_Natural Gas_Water Heater - Circulation Pump Controls_A_Achievable Economic TRC Potential | F10 | Commercial | Interruptible - Miscellaneous | Existing | Water Heating | Natural Gas | Water Heater - Circulation Pump Controls | A | Purchases (Incremental) | Achievable Economic TRC Potential | 0 | 0 | 0.048714 | 0.059813 | 0.073194 | 0.084967 | 0.096915 | 0.11331 | 0.1243 | 0.12698 | 0.11966 | 0.10286 | 0.079598 | 0.054626 | 0 | 0 | 0 | 0 | 0 | 0 | 0 | 0 | 0 | 0 | 0 | 0 | 0
F11_Commercial_Interruptible - Miscellaneous_Existing_Water Heating_Natural Gas_Water Heater - Circulation Pump Controls_A_Achievable Economic TRC Potential | F11 | Commercial | Interruptible - Miscellaneous | Existing | Water Heating | Natural Gas | Water Heater - Circulation Pump Controls | A | Purchases (Cumulative) | Achievable Economic TRC Potential | 0 | 0 | 0.048714 | 0.10853 | 0.18172 | 0.26669 | 0.3636 | 0.47691 | 0.60121 | 0.72819 | 0.84785 | 0.95071 | 1.0303 | 1.0849 | 1.0849 | 1.0849 | 1.0849 | 1.0849 | 1.0849 | 1.0849 | 1.0849 | 1.0849 | 1.0849 | 1.0849 | 1.0849 | 1.0849 | 1.0849
F1_Commercial_Interruptible - Miscellaneous_Existing_Water Heating_Natural Gas_Water Heater - Pipe Insulation_A_Achievable Economic TRC Potential | F1 | Commercial | Interruptible - Miscellaneous | Existing | Water Heating | Natural Gas | Water Heater - Pipe Insulation | A | Integrated Unit Energy Savings (kWh or therms) | Achievable Economic TRC Potential | 0 | 0 | 4.8211 | 4.7245 | 4.6366 | 4.5538 | 4.4757 | 4.4009 | 4.3331 | 4.2714 | 4.2151 | 4.1652 | 4.1242 | 4.0918 | 4.0707 | 4.0484 | 4.0312 | 4.0175 | 4.0067 | 3.9981 | 3.9919 | 3.9876 | 3.9845 | 3.9823 | 3.9793 | 3.9785 | 3.9779
F2_Commercial_Interruptible - Miscellaneous_Existing_Water Heating_Natural Gas_Water Heater - Pipe Insulation_A_Achievable Economic TRC Potential | F2 | Commercial | Interruptible - Miscellaneous | Existing | Water Heating | Natural Gas | Water Heater - Pipe Insulation | A | Integrated Unit Summer Peak Savings (kW) | Achievable Economic TRC Potential | 0 | 0 | 0 | 0 | 0 | 0 | 0 | 0 | 0 | 0 | 0 | 0 | 0 | 0 | 0 | 0 | 0 | 0 | 0 | 0 | 0 | 0 | 0 | 0 | 0 | 0 | 0
F3_Commercial_Interruptible - Miscellaneous_Existing_Water Heating_Natural Gas_Water Heater - Pipe Insulation_A_Achievable Economic TRC Potential | F3 | Commercial | Interruptible - Miscellaneous | Existing | Water Heating | Natural Gas | Water Heater - Pipe Insulation | A | Integrated Unit Winter Peak Savings (kW) | Achievable Economic TRC Potential | 0 | 0 | 0 | 0 | 0 | 0 | 0 | 0 | 0 | 0 | 0 | 0 | 0 | 0 | 0 | 0 | 0 | 0 | 0 | 0 | 0 | 0 | 0 | 0 | 0 | 0 | 0
F4_Commercial_Interruptible - Miscellaneous_Existing_Water Heating_Natural Gas_Water Heater - Pipe Insulation_A_Achievable Economic TRC Potential | F4 | Commercial | Interruptible - Miscellaneous | Existing | Water Heating | Natural Gas | Water Heater - Pipe Insulation | A | Incremental Energy Savings (MWh or mTherms) | Achievable Economic TRC Potential | 0 | 0 | 0.008475 | 0.010198 | 0.012247 | 0.013962 | 0.015653 | 0.017994 | 0.019436 | 0.019572 | 0.018201 | 0.01546 | 0.011846 | 0.0080658 | 0.0048018 | 0.0022305 | 0 | 0 | 0 | 0 | 0 | 0 | 0 | 0 | 0 | 0 | 0
F5_Commercial_Interruptible - Miscellaneous_Existing_Water Heating_Natural Gas_Water Heater - Pipe Insulation_A_Achievable Economic TRC Potential | F5 | Commercial | Interruptible - Miscellaneous | Existing | Water Heating | Natural Gas | Water Heater - Pipe Insulation | A | Incremental Summer Peak Savings (MW) | Achievable Economic TRC Potential | 0 | 0 | 0 | 0 | 0 | 0 | 0 | 0 | 0 | 0 | 0 | 0 | 0 | 0 | 0 | 0 | 0 | 0 | 0 | 0 | 0 | 0 | 0 | 0 | 0 | 0 | 0
F6_Commercial_Interruptible - Miscellaneous_Existing_Water Heating_Natural Gas_Water Heater - Pipe Insulation_A_Achievable Economic TRC Potential | F6 | Commercial | Interruptible - Miscellaneous | Existing | Water Heating | Natural Gas | Water Heater - Pipe Insulation | A | Incremental Winter Peak Savings (MW) | Achievable Economic TRC Potential | 0 | 0 | 0 | 0 | 0 | 0 | 0 | 0 | 0 | 0 | 0 | 0 | 0 | 0 | 0 | 0 | 0 | 0 | 0 | 0 | 0 | 0 | 0 | 0 | 0 | 0 | 0
F7_Commercial_Interruptible - Miscellaneous_Existing_Water Heating_Natural Gas_Water Heater - Pipe Insulation_A_Achievable Economic TRC Potential | F7 | Commercial | Interruptible - Miscellaneous | Existing | Water Heating | Natural Gas | Water Heater - Pipe Insulation | A | Cumulative Energy Savings (MWh or mTherms) | Achievable Economic TRC Potential | 0 | 0 | 0.008475 | 0.018503 | 0.030405 | 0.043824 | 0.058725 | 0.075738 | 0.094008 | 0.11224 | 0.12896 | 0.1429 | 0.15334 | 0.1602 | 0.16417 | 0.16551 | 0.1648 | 0.16424 | 0.1638 | 0.16345 | 0.1632 | 0.16302 | 0.16289 | 0.1628 | 0.16268 | 0.16265 | 0.16262
F8_Commercial_Interruptible - Miscellaneous_Existing_Water Heating_Natural Gas_Water Heater - Pipe Insulation_A_Achievable Economic TRC Potential | F8 | Commercial | Interruptible - Miscellaneous | Existing | Water Heating | Natural Gas | Water Heater - Pipe Insulation | A | Cumulative Summer Peak Savings (MW) | Achievable Economic TRC Potential | 0 | 0 | 0 | 0 | 0 | 0 | 0 | 0 | 0 | 0 | 0 | 0 | 0 | 0 | 0 | 0 | 0 | 0 | 0 | 0 | 0 | 0 | 0 | 0 | 0 | 0 | 0
F9_Commercial_Interruptible - Miscellaneous_Existing_Water Heating_Natural Gas_Water Heater - Pipe Insulation_A_Achievable Economic TRC Potential | F9 | Commercial | Interruptible - Miscellaneous | Existing | Water Heating | Natural Gas | Water Heater - Pipe Insulation | A | Cumulative Winter Peak Savings (MW) | Achievable Economic TRC Potential | 0 | 0 | 0 | 0 | 0 | 0 | 0 | 0 | 0 | 0 | 0 | 0 | 0 | 0 | 0 | 0 | 0 | 0 | 0 | 0 | 0 | 0 | 0 | 0 | 0 | 0 | 0
F10_Commercial_Interruptible - Miscellaneous_Existing_Water Heating_Natural Gas_Water Heater - Pipe Insulation_A_Achievable Economic TRC Potential | F10 | Commercial | Interruptible - Miscellaneous | Existing | Water Heating | Natural Gas | Water Heater - Pipe Insulation | A | Purchases (Incremental) | Achievable Economic TRC Potential | 0 | 0 | 1.7579 | 2.1584 | 2.6413 | 3.0661 | 3.4973 | 4.0887 | 4.4854 | 4.5822 | 4.3181 | 3.7118 | 2.8724 | 1.9712 | 1.1796 | 0.55095 | 0 | 0 | 0 | 0 | 0 | 0 | 0 | 0 | 0 | 0 | 0
F11_Commercial_Interruptible - Miscellaneous_Existing_Water Heating_Natural Gas_Water Heater - Pipe Insulation_A_Achievable Economic TRC Potential | F11 | Commercial | Interruptible - Miscellaneous | Existing | Water Heating | Natural Gas | Water Heater - Pipe Insulation | A | Purchases (Cumulative) | Achievable Economic TRC Potential | 0 | 0 | 1.7579 | 3.9163 | 6.5576 | 9.6237 | 13.121 | 17.2097 | 21.6951 | 26.2773 | 30.5954 | 34.3072 | 37.1796 | 39.1508 | 40.3304 | 40.8814 | 40.8814 | 40.8814 | 40.8814 | 40.8814 | 40.8814 | 40.8814 | 40.8814 | 40.8814 | 40.8814 | 40.8814 | 40.8814
F1_Commercial_Interruptible - Miscellaneous_Existing_Water Heating_Natural Gas_Water Heater - Motion Control Faucet_A_Achievable Economic TRC Potential | F1 | Commercial | Interruptible - Miscellaneous | Existing | Water Heating | Natural Gas | Water Heater - Motion Control Faucet | A | Integrated Unit Energy Savings (kWh or therms) | Achievable Economic TRC Potential | 0 | 0 | 0 | 0 | 0 | 0 | 0 | 0 | 0 | 0 | 0 | 0 | 0 | 0 | 0 | 0 | 0 | 0 | 0 | 0 | 0 | 0 | 0 | 0 | 0 | 0 | 0
F2_Commercial_Interruptible - Miscellaneous_Existing_Water Heating_Natural Gas_Water Heater - Motion Control Faucet_A_Achievable Economic TRC Potential | F2 | Commercial | Interruptible - Miscellaneous | Existing | Water Heating | Natural Gas | Water Heater - Motion Control Faucet | A | Integrated Unit Summer Peak Savings (kW) | Achievable Economic TRC Potential | 0 | 0 | 0 | 0 | 0 | 0 | 0 | 0 | 0 | 0 | 0 | 0 | 0 | 0 | 0 | 0 | 0 | 0 | 0 | 0 | 0 | 0 | 0 | 0 | 0 | 0 | 0
F3_Commercial_Interruptible - Miscellaneous_Existing_Water Heating_Natural Gas_Water Heater - Motion Control Faucet_A_Achievable Economic TRC Potential | F3 | Commercial | Interruptible - Miscellaneous | Existing | Water Heating | Natural Gas | Water Heater - Motion Control Faucet | A | Integrated Unit Winter Peak Savings (kW) | Achievable Economic TRC Potential | 0 | 0 | 0 | 0 | 0 | 0 | 0 | 0 | 0 | 0 | 0 | 0 | 0 | 0 | 0 | 0 | 0 | 0 | 0 | 0 | 0 | 0 | 0 | 0 | 0 | 0 | 0
F4_Commercial_Interruptible - Miscellaneous_Existing_Water Heating_Natural Gas_Water Heater - Motion Control Faucet_A_Achievable Economic TRC Potential | F4 | Commercial | Interruptible - Miscellaneous | Existing | Water Heating | Natural Gas | Water Heater - Motion Control Faucet | A | Incremental Energy Savings (MWh or mTherms) | Achievable Economic TRC Potential | 0 | 0 | 0 | 0 | 0 | 0 | 0 | 0 | 0 | 0 | 0 | 0 | 0 | 0 | 0 | 0 | 0 | 0 | 0 | 0 | 0 | 0 | 0 | 0 | 0 | 0 | 0
F5_Commercial_Interruptible - Miscellaneous_Existing_Water Heating_Natural Gas_Water Heater - Motion Control Faucet_A_Achievable Economic TRC Potential | F5 | Commercial | Interruptible - Miscellaneous | Existing | Water Heating | Natural Gas | Water Heater - Motion Control Faucet | A | Incremental Summer Peak Savings (MW) | Achievable Economic TRC Potential | 0 | 0 | 0 | 0 | 0 | 0 | 0 | 0 | 0 | 0 | 0 | 0 | 0 | 0 | 0 | 0 | 0 | 0 | 0 | 0 | 0 | 0 | 0 | 0 | 0 | 0 | 0
F6_Commercial_Interruptible - Miscellaneous_Existing_Water Heating_Natural Gas_Water Heater - Motion Control Faucet_A_Achievable Economic TRC Potential | F6 | Commercial | Interruptible - Miscellaneous | Existing | Water Heating | Natural Gas | Water Heater - Motion Control Faucet | A | Incremental Winter Peak Savings (MW) | Achievable Economic TRC Potential | 0 | 0 | 0 | 0 | 0 | 0 | 0 | 0 | 0 | 0 | 0 | 0 | 0 | 0 | 0 | 0 | 0 | 0 | 0 | 0 | 0 | 0 | 0 | 0 | 0 | 0 | 0
F7_Commercial_Interruptible - Miscellaneous_Existing_Water Heating_Natural Gas_Water Heater - Motion Control Faucet_A_Achievable Economic TRC Potential | F7 | Commercial | Interruptible - Miscellaneous | Existing | Water Heating | Natural Gas | Water Heater - Motion Control Faucet | A | Cumulative Energy Savings (MWh or mTherms) | Achievable Economic TRC Potential | 0 | 0 | 0 | 0 | 0 | 0 | 0 | 0 | 0 | 0 | 0 | 0 | 0 | 0 | 0 | 0 | 0 | 0 | 0 | 0 | 0 | 0 | 0 | 0 | 0 | 0 | 0
F8_Commercial_Interruptible - Miscellaneous_Existing_Water Heating_Natural Gas_Water Heater - Motion Control Faucet_A_Achievable Economic TRC Potential | F8 | Commercial | Interruptible - Miscellaneous | Existing | Water Heating | Natural Gas | Water Heater - Motion Control Faucet | A | Cumulative Summer Peak Savings (MW) | Achievable Economic TRC Potential | 0 | 0 | 0 | 0 | 0 | 0 | 0 | 0 | 0 | 0 | 0 | 0 | 0 | 0 | 0 | 0 | 0 | 0 | 0 | 0 | 0 | 0 | 0 | 0 | 0 | 0 | 0
F9_Commercial_Interruptible - Miscellaneous_Existing_Water Heating_Natural Gas_Water Heater - Motion Control Faucet_A_Achievable Economic TRC Potential | F9 | Commercial | Interruptible - Miscellaneous | Existing | Water Heating | Natural Gas | Water Heater - Motion Control Faucet | A | Cumulative Winter Peak Savings (MW) | Achievable Economic TRC Potential | 0 | 0 | 0 | 0 | 0 | 0 | 0 | 0 | 0 | 0 | 0 | 0 | 0 | 0 | 0 | 0 | 0 | 0 | 0 | 0 | 0 | 0 | 0 | 0 | 0 | 0 | 0
F10_Commercial_Interruptible - Miscellaneous_Existing_Water Heating_Natural Gas_Water Heater - Motion Control Faucet_A_Achievable Economic TRC Potential | F10 | Commercial | Interruptible - Miscellaneous | Existing | Water Heating | Natural Gas | Water Heater - Motion Control Faucet | A | Purchases (Incremental) | Achievable Economic TRC Potential | 0 | 0 | 0 | 0 | 0 | 0 | 0 | 0 | 0 | 0 | 0 | 0 | 0 | 0 | 0 | 0 | 0 | 0 | 0 | 0 | 0 | 0 | 0 | 0 | 0 | 0 | 0
F11_Commercial_Interruptible - Miscellaneous_Existing_Water Heating_Natural Gas_Water Heater - Motion Control Faucet_A_Achievable Economic TRC Potential | F11 | Commercial | Interruptible - Miscellaneous | Existing | Water Heating | Natural Gas | Water Heater - Motion Control Faucet | A | Purchases (Cumulative) | Achievable Economic TRC Potential | 0 | 0 | 0 | 0 | 0 | 0 | 0 | 0 | 0 | 0 | 0 | 0 | 0 | 0 | 0 | 0 | 0 | 0 | 0 | 0 | 0 | 0 | 0 | 0 | 0 | 0 | 0
F1_Commercial_Interruptible - Miscellaneous_Existing_Water Heating_Natural Gas_Water Heater - Solar System_A_Achievable Economic TRC Potential | F1 | Commercial | Interruptible - Miscellaneous | Existing | Water Heating | Natural Gas | Water Heater - Solar System | A | Integrated Unit Energy Savings (kWh or therms) | Achievable Economic TRC Potential | 0 | 0 | 38.547 | 37.7556 | 37.0296 | 36.341 | 35.6878 | 35.0567 | 34.4797 | 33.9506 | 33.4683 | 33.0422 | 32.6946 | 32.4219 | 32.2456 | 32.0652 | 31.9285 | 31.8199 | 31.7347 | 31.6662 | 31.6175 | 31.583 | 31.5585 | 31.541 | 31.5174 | 31.5115 | 31.5067
F2_Commercial_Interruptible - Miscellaneous_Existing_Water Heating_Natural Gas_Water Heater - Solar System_A_Achievable Economic TRC Potential | F2 | Commercial | Interruptible - Miscellaneous | Existing | Water Heating | Natural Gas | Water Heater - Solar System | A | Integrated Unit Summer Peak Savings (kW) | Achievable Economic TRC Potential | 0 | 0 | 0 | 0 | 0 | 0 | 0 | 0 | 0 | 0 | 0 | 0 | 0 | 0 | 0 | 0 | 0 | 0 | 0 | 0 | 0 | 0 | 0 | 0 | 0 | 0 | 0
F3_Commercial_Interruptible - Miscellaneous_Existing_Water Heating_Natural Gas_Water Heater - Solar System_A_Achievable Economic TRC Potential | F3 | Commercial | Interruptible - Miscellaneous | Existing | Water Heating | Natural Gas | Water Heater - Solar System | A | Integrated Unit Winter Peak Savings (kW) | Achievable Economic TRC Potential | 0 | 0 | 0 | 0 | 0 | 0 | 0 | 0 | 0 | 0 | 0 | 0 | 0 | 0 | 0 | 0 | 0 | 0 | 0 | 0 | 0 | 0 | 0 | 0 | 0 | 0 | 0
F4_Commercial_Interruptible - Miscellaneous_Existing_Water Heating_Natural Gas_Water Heater - Solar System_A_Achievable Economic TRC Potential | F4 | Commercial | Interruptible - Miscellaneous | Existing | Water Heating | Natural Gas | Water Heater - Solar System | A | Incremental Energy Savings (MWh or mTherms) | Achievable Economic TRC Potential | 0 | 0 | 0.015359 | 0.017576 | 0.020234 | 0.022268 | 0.024241 | 0.027194 | 0.028784 | 0.028506 | 0.028134 | 0.02466 | 0.019157 | 0.013074 | 0.0077452 | 0.0046774 | 0 | 0 | 0 | 0 | 0 | 0 | 0 | 0 | 0 | 0 | 0
F5_Commercial_Interruptible - Miscellaneous_Existing_Water Heating_Natural Gas_Water Heater - Solar System_A_Achievable Economic TRC Potential | F5 | Commercial | Interruptible - Miscellaneous | Existing | Water Heating | Natural Gas | Water Heater - Solar System | A | Incremental Summer Peak Savings (MW) | Achievable Economic TRC Potential | 0 | 0 | 0 | 0 | 0 | 0 | 0 | 0 | 0 | 0 | 0 | 0 | 0 | 0 | 0 | 0 | 0 | 0 | 0 | 0 | 0 | 0 | 0 | 0 | 0 | 0 | 0
F6_Commercial_Interruptible - Miscellaneous_Existing_Water Heating_Natural Gas_Water Heater - Solar System_A_Achievable Economic TRC Potential | F6 | Commercial | Interruptible - Miscellaneous | Existing | Water Heating | Natural Gas | Water Heater - Solar System | A | Incremental Winter Peak Savings (MW) | Achievable Economic TRC Potential | 0 | 0 | 0 | 0 | 0 | 0 | 0 | 0 | 0 | 0 | 0 | 0 | 0 | 0 | 0 | 0 | 0 | 0 | 0 | 0 | 0 | 0 | 0 | 0 | 0 | 0 | 0
F7_Commercial_Interruptible - Miscellaneous_Existing_Water Heating_Natural Gas_Water Heater - Solar System_A_Achievable Economic TRC Potential | F7 | Commercial | Interruptible - Miscellaneous | Existing | Water Heating | Natural Gas | Water Heater - Solar System | A | Cumulative Energy Savings (MWh or mTherms) | Achievable Economic TRC Potential | 0 | 0 | 0.015359 | 0.032619 | 0.052226 | 0.073523 | 0.096442 | 0.12193 | 0.14871 | 0.17493 | 0.20058 | 0.22269 | 0.2395 | 0.25058 | 0.25696 | 0.2602 | 0.25909 | 0.25821 | 0.25752 | 0.25696 | 0.25657 | 0.25629 | 0.25609 | 0.25595 | 0.25575 | 0.25571 | 0.25567
F8_Commercial_Interruptible - Miscellaneous_Existing_Water Heating_Natural Gas_Water Heater - Solar System_A_Achievable Economic TRC Potential | F8 | Commercial | Interruptible - Miscellaneous | Existing | Water Heating | Natural Gas | Water Heater - Solar System | A | Cumulative Summer Peak Savings (MW) | Achievable Economic TRC Potential | 0 | 0 | 0 | 0 | 0 | 0 | 0 | 0 | 0 | 0 | 0 | 0 | 0 | 0 | 0 | 0 | 0 | 0 | 0 | 0 | 0 | 0 | 0 | 0 | 0 | 0 | 0
F9_Commercial_Interruptible - Miscellaneous_Existing_Water Heating_Natural Gas_Water Heater - Solar System_A_Achievable Economic TRC Potential | F9 | Commercial | Interruptible - Miscellaneous | Existing | Water Heating | Natural Gas | Water Heater - Solar System | A | Cumulative Winter Peak Savings (MW) | Achievable Economic TRC Potential | 0 | 0 | 0 | 0 | 0 | 0 | 0 | 0 | 0 | 0 | 0 | 0 | 0 | 0 | 0 | 0 | 0 | 0 | 0 | 0 | 0 | 0 | 0 | 0 | 0 | 0 | 0
F10_Commercial_Interruptible - Miscellaneous_Existing_Water Heating_Natural Gas_Water Heater - Solar System_A_Achievable Economic TRC Potential | F10 | Commercial | Interruptible - Miscellaneous | Existing | Water Heating | Natural Gas | Water Heater - Solar System | A | Purchases (Incremental) | Achievable Economic TRC Potential | 0 | 0 | 0.39845 | 0.46551 | 0.54643 | 0.61275 | 0.67924 | 0.77571 | 0.83482 | 0.83962 | 0.84061 | 0.74632 | 0.58593 | 0.40325 | 0.24019 | 0.14587 | 0 | 0 | 0 | 0 | 0 | 0 | 0 | 0 | 0 | 0 | 0
F11_Commercial_Interruptible - Miscellaneous_Existing_Water Heating_Natural Gas_Water Heater - Solar System_A_Achievable Economic TRC Potential | F11 | Commercial | Interruptible - Miscellaneous | Existing | Water Heating | Natural Gas | Water Heater - Solar System | A | Purchases (Cumulative) | Achievable Economic TRC Potential | 0 | 0 | 0.39845 | 0.86396 | 1.4104 | 2.0231 | 2.7024 | 3.4781 | 4.3129 | 5.1525 | 5.9931 | 6.7395 | 7.3254 | 7.7286 | 7.9688 | 8.1147 | 8.1147 | 8.1147 | 8.1147 | 8.1147 | 8.1147 | 8.1147 | 8.1147 | 8.1147 | 8.1147 | 8.1147 | 8.1147
F1_Commercial_Interruptible - Miscellaneous_Existing_Water Heating_Natural Gas_Commercial Laundry - Ozone Treatment_A_Achievable Economic TRC Potential | F1 | Commercial | Interruptible - Miscellaneous | Existing | Water Heating | Natural Gas | Commercial Laundry - Ozone Treatment | A | Integrated Unit Energy Savings (kWh or therms) | Achievable Economic TRC Potential | 0 | 0 | 144.6939 | 141.0964 | 137.6899 | 134.4917 | 131.4937 | 128.5077 | 125.6851 | 123.05 | 120.635 | 118.5292 | 116.8446 | 115.5724 | 114.8903 | 114.2151 | 113.728 | 113.3411 | 113.0378 | 112.7938 | 112.6203 | 112.4974 | 112.4102 | 112.3478 | 112.2638 | 112.2426 | 112.2257
F2_Commercial_Interruptible - Miscellaneous_Existing_Water Heating_Natural Gas_Commercial Laundry - Ozone Treatment_A_Achievable Economic TRC Potential | F2 | Commercial | Interruptible - Miscellaneous | Existing | Water Heating | Natural Gas | Commercial Laundry - Ozone Treatment | A | Integrated Unit Summer Peak Savings (kW) | Achievable Economic TRC Potential | 0 | 0 | 0 | 0 | 0 | 0 | 0 | 0 | 0 | 0 | 0 | 0 | 0 | 0 | 0 | 0 | 0 | 0 | 0 | 0 | 0 | 0 | 0 | 0 | 0 | 0 | 0
F3_Commercial_Interruptible - Miscellaneous_Existing_Water Heating_Natural Gas_Commercial Laundry - Ozone Treatment_A_Achievable Economic TRC Potential | F3 | Commercial | Interruptible - Miscellaneous | Existing | Water Heating | Natural Gas | Commercial Laundry - Ozone Treatment | A | Integrated Unit Winter Peak Savings (kW) | Achievable Economic TRC Potential | 0 | 0 | 0 | 0 | 0 | 0 | 0 | 0 | 0 | 0 | 0 | 0 | 0 | 0 | 0 | 0 | 0 | 0 | 0 | 0 | 0 | 0 | 0 | 0 | 0 | 0 | 0
F4_Commercial_Interruptible - Miscellaneous_Existing_Water Heating_Natural Gas_Commercial Laundry - Ozone Treatment_A_Achievable Economic TRC Potential | F4 | Commercial | Interruptible - Miscellaneous | Existing | Water Heating | Natural Gas | Commercial Laundry - Ozone Treatment | A | Incremental Energy Savings (MWh or mTherms) | Achievable Economic TRC Potential | 0 | 0 | 0 | 0 | 0 | 0 | 0 | 0 | 0 | 0 | 0 | 0 | 0 | 0 | 0 | 0 | 0 | 0 | 0 | 0 | 0 | 0 | 0 | 0 | 0 | 0 | 0
F5_Commercial_Interruptible - Miscellaneous_Existing_Water Heating_Natural Gas_Commercial Laundry - Ozone Treatment_A_Achievable Economic TRC Potential | F5 | Commercial | Interruptible - Miscellaneous | Existing | Water Heating | Natural Gas | Commercial Laundry - Ozone Treatment | A | Incremental Summer Peak Savings (MW) | Achievable Economic TRC Potential | 0 | 0 | 0 | 0 | 0 | 0 | 0 | 0 | 0 | 0 | 0 | 0 | 0 | 0 | 0 | 0 | 0 | 0 | 0 | 0 | 0 | 0 | 0 | 0 | 0 | 0 | 0
F6_Commercial_Interruptible - Miscellaneous_Existing_Water Heating_Natural Gas_Commercial Laundry - Ozone Treatment_A_Achievable Economic TRC Potential | F6 | Commercial | Interruptible - Miscellaneous | Existing | Water Heating | Natural Gas | Commercial Laundry - Ozone Treatment | A | Incremental Winter Peak Savings (MW) | Achievable Economic TRC Potential | 0 | 0 | 0 | 0 | 0 | 0 | 0 | 0 | 0 | 0 | 0 | 0 | 0 | 0 | 0 | 0 | 0 | 0 | 0 | 0 | 0 | 0 | 0 | 0 | 0 | 0 | 0
F7_Commercial_Interruptible - Miscellaneous_Existing_Water Heating_Natural Gas_Commercial Laundry - Ozone Treatment_A_Achievable Economic TRC Potential | F7 | Commercial | Interruptible - Miscellaneous | Existing | Water Heating | Natural Gas | Commercial Laundry - Ozone Treatment | A | Cumulative Energy Savings (MWh or mTherms) | Achievable Economic TRC Potential | 0 | 0 | 0 | 0 | 0 | 0 | 0 | 0 | 0 | 0 | 0 | 0 | 0 | 0 | 0 | 0 | 0 | 0 | 0 | 0 | 0 | 0 | 0 | 0 | 0 | 0 | 0
F8_Commercial_Interruptible - Miscellaneous_Existing_Water Heating_Natural Gas_Commercial Laundry - Ozone Treatment_A_Achievable Economic TRC Potential | F8 | Commercial | Interruptible - Miscellaneous | Existing | Water Heating | Natural Gas | Commercial Laundry - Ozone Treatment | A | Cumulative Summer Peak Savings (MW) | Achievable Economic TRC Potential | 0 | 0 | 0 | 0 | 0 | 0 | 0 | 0 | 0 | 0 | 0 | 0 | 0 | 0 | 0 | 0 | 0 | 0 | 0 | 0 | 0 | 0 | 0 | 0 | 0 | 0 | 0
F9_Commercial_Interruptible - Miscellaneous_Existing_Water Heating_Natural Gas_Commercial Laundry - Ozone Treatment_A_Achievable Economic TRC Potential | F9 | Commercial | Interruptible - Miscellaneous | Existing | Water Heating | Natural Gas | Commercial Laundry - Ozone Treatment | A | Cumulative Winter Peak Savings (MW) | Achievable Economic TRC Potential | 0 | 0 | 0 | 0 | 0 | 0 | 0 | 0 | 0 | 0 | 0 | 0 | 0 | 0 | 0 | 0 | 0 | 0 | 0 | 0 | 0 | 0 | 0 | 0 | 0 | 0 | 0
F10_Commercial_Interruptible - Miscellaneous_Existing_Water Heating_Natural Gas_Commercial Laundry - Ozone Treatment_A_Achievable Economic TRC Potential | F10 | Commercial | Interruptible - Miscellaneous | Existing | Water Heating | Natural Gas | Commercial Laundry - Ozone Treatment | A | Purchases (Incremental) | Achievable Economic TRC Potential | 0 | 0 | 0 | 0 | 0 | 0 | 0 | 0 | 0 | 0 | 0 | 0 | 0 | 0 | 0 | 0 | 0 | 0 | 0 | 0 | 0 | 0 | 0 | 0 | 0 | 0 | 0
F11_Commercial_Interruptible - Miscellaneous_Existing_Water Heating_Natural Gas_Commercial Laundry - Ozone Treatment_A_Achievable Economic TRC Potential | F11 | Commercial | Interruptible - Miscellaneous | Existing | Water Heating | Natural Gas | Commercial Laundry - Ozone Treatment | A | Purchases (Cumulative) | Achievable Economic TRC Potential | 0 | 0 | 0 | 0 | 0 | 0 | 0 | 0 | 0 | 0 | 0 | 0 | 0 | 0 | 0 | 0 | 0 | 0 | 0 | 0 | 0 | 0 | 0 | 0 | 0 | 0 | 0
F1_Commercial_Interruptible - Miscellaneous_Existing_Water Heating_Natural Gas_Commercial Laundry - ENERGY STAR Washer_A_Achievable Economic TRC Potential | F1 | Commercial | Interruptible - Miscellaneous | Existing | Water Heating | Natural Gas | Commercial Laundry - ENERGY STAR Washer | A | Integrated Unit Energy Savings (kWh or therms) | Achievable Economic TRC Potential | 0 | 0 | 33.9817 | 33.1368 | 32.3368 | 31.5857 | 30.8816 | 30.1803 | 29.5174 | 28.8985 | 28.3314 | 27.8368 | 27.4412 | 27.1424 | 26.9822 | 26.8237 | 26.7093 | 26.6184 | 26.5472 | 26.4899 | 26.4491 | 26.4203 | 26.3998 | 26.3851 | 26.3654 | 26.3604 | 26.3564
F2_Commercial_Interruptible - Miscellaneous_Existing_Water Heating_Natural Gas_Commercial Laundry - ENERGY STAR Washer_A_Achievable Economic TRC Potential | F2 | Commercial | Interruptible - Miscellaneous | Existing | Water Heating | Natural Gas | Commercial Laundry - ENERGY STAR Washer | A | Integrated Unit Summer Peak Savings (kW) | Achievable Economic TRC Potential | 0 | 0 | 0 | 0 | 0 | 0 | 0 | 0 | 0 | 0 | 0 | 0 | 0 | 0 | 0 | 0 | 0 | 0 | 0 | 0 | 0 | 0 | 0 | 0 | 0 | 0 | 0
F3_Commercial_Interruptible - Miscellaneous_Existing_Water Heating_Natural Gas_Commercial Laundry - ENERGY STAR Washer_A_Achievable Economic TRC Potential | F3 | Commercial | Interruptible - Miscellaneous | Existing | Water Heating | Natural Gas | Commercial Laundry - ENERGY STAR Washer | A | Integrated Unit Winter Peak Savings (kW) | Achievable Economic TRC Potential | 0 | 0 | 0 | 0 | 0 | 0 | 0 | 0 | 0 | 0 | 0 | 0 | 0 | 0 | 0 | 0 | 0 | 0 | 0 | 0 | 0 | 0 | 0 | 0 | 0 | 0 | 0
F4_Commercial_Interruptible - Miscellaneous_Existing_Water Heating_Natural Gas_Commercial Laundry - ENERGY STAR Washer_A_Achievable Economic TRC Potential | F4 | Commercial | Interruptible - Miscellaneous | Existing | Water Heating | Natural Gas | Commercial Laundry - ENERGY STAR Washer | A | Incremental Energy Savings (MWh or mTherms) | Achievable Economic TRC Potential | 0 | 0 | 8.5692e-05 | 0.0001026 | 0.00012252 | 0.00013892 | 0.00015493 | 0.00017702 | 0.00018992 | 0.00011708 | 8.7774e-05 | 4.2748e-05 | 0 | 0 | 0 | 0 | 0 | 0 | 0 | 0 | 0 | 0 | 0 | 0 | 0 | 0 | 0
F5_Commercial_Interruptible - Miscellaneous_Existing_Water Heating_Natural Gas_Commercial Laundry - ENERGY STAR Washer_A_Achievable Economic TRC Potential | F5 | Commercial | Interruptible - Miscellaneous | Existing | Water Heating | Natural Gas | Commercial Laundry - ENERGY STAR Washer | A | Incremental Summer Peak Savings (MW) | Achievable Economic TRC Potential | 0 | 0 | 0 | 0 | 0 | 0 | 0 | 0 | 0 | 0 | 0 | 0 | 0 | 0 | 0 | 0 | 0 | 0 | 0 | 0 | 0 | 0 | 0 | 0 | 0 | 0 | 0
F6_Commercial_Interruptible - Miscellaneous_Existing_Water Heating_Natural Gas_Commercial Laundry - ENERGY STAR Washer_A_Achievable Economic TRC Potential | F6 | Commercial | Interruptible - Miscellaneous | Existing | Water Heating | Natural Gas | Commercial Laundry - ENERGY STAR Washer | A | Incremental Winter Peak Savings (MW) | Achievable Economic TRC Potential | 0 | 0 | 0 | 0 | 0 | 0 | 0 | 0 | 0 | 0 | 0 | 0 | 0 | 0 | 0 | 0 | 0 | 0 | 0 | 0 | 0 | 0 | 0 | 0 | 0 | 0 | 0
F7_Commercial_Interruptible - Miscellaneous_Existing_Water Heating_Natural Gas_Commercial Laundry - ENERGY STAR Washer_A_Achievable Economic TRC Potential | F7 | Commercial | Interruptible - Miscellaneous | Existing | Water Heating | Natural Gas | Commercial Laundry - ENERGY STAR Washer | A | Cumulative Energy Savings (MWh or mTherms) | Achievable Economic TRC Potential | 0 | 0 | 8.5692e-05 | 0.00018616 | 0.00030419 | 0.00043605 | 0.00058125 | 0.00074507 | 0.00091863 | 0.0010164 | 0.0010843 | 0.0011081 | 0.0010923 | 0.0010805 | 0.0010741 | 0.0010678 | 0.0010632 | 0.0010596 | 0.0010568 | 0.0010545 | 0.0010529 | 0.0010517 | 0.0010509 | 0.0010503 | 0.0010495 | 0.0010493 | 0.0010492
F8_Commercial_Interruptible - Miscellaneous_Existing_Water Heating_Natural Gas_Commercial Laundry - ENERGY STAR Washer_A_Achievable Economic TRC Potential | F8 | Commercial | Interruptible - Miscellaneous | Existing | Water Heating | Natural Gas | Commercial Laundry - ENERGY STAR Washer | A | Cumulative Summer Peak Savings (MW) | Achievable Economic TRC Potential | 0 | 0 | 0 | 0 | 0 | 0 | 0 | 0 | 0 | 0 | 0 | 0 | 0 | 0 | 0 | 0 | 0 | 0 | 0 | 0 | 0 | 0 | 0 | 0 | 0 | 0 | 0
F9_Commercial_Interruptible - Miscellaneous_Existing_Water Heating_Natural Gas_Commercial Laundry - ENERGY STAR Washer_A_Achievable Economic TRC Potential | F9 | Commercial | Interruptible - Miscellaneous | Existing | Water Heating | Natural Gas | Commercial Laundry - ENERGY STAR Washer | A | Cumulative Winter Peak Savings (MW) | Achievable Economic TRC Potential | 0 | 0 | 0 | 0 | 0 | 0 | 0 | 0 | 0 | 0 | 0 | 0 | 0 | 0 | 0 | 0 | 0 | 0 | 0 | 0 | 0 | 0 | 0 | 0 | 0 | 0 | 0
F10_Commercial_Interruptible - Miscellaneous_Existing_Water Heating_Natural Gas_Commercial Laundry - ENERGY STAR Washer_A_Achievable Economic TRC Potential | F10 | Commercial | Interruptible - Miscellaneous | Existing | Water Heating | Natural Gas | Commercial Laundry - ENERGY STAR Washer | A | Purchases (Incremental) | Achievable Economic TRC Potential | 0 | 0 | 0.0025217 | 0.0030962 | 0.0037889 | 0.0043983 | 0.0050168 | 0.0058653 | 0.0064343 | 0.0040514 | 0.0030981 | 0.0015357 | 0 | 0 | 0 | 0 | 0 | 0 | 0 | 0 | 0 | 0 | 0 | 0 | 0 | 0 | 0
F11_Commercial_Interruptible - Miscellaneous_Existing_Water Heating_Natural Gas_Commercial Laundry - ENERGY STAR Washer_A_Achievable Economic TRC Potential | F11 | Commercial | Interruptible - Miscellaneous | Existing | Water Heating | Natural Gas | Commercial Laundry - ENERGY STAR Washer | A | Purchases (Cumulative) | Achievable Economic TRC Potential | 0 | 0 | 0.0025217 | 0.005618 | 0.0094069 | 0.013805 | 0.018822 | 0.024687 | 0.031122 | 0.035173 | 0.038271 | 0.039807 | 0.039807 | 0.039807 | 0.039807 | 0.039807 | 0.039807 | 0.039807 | 0.039807 | 0.039807 | 0.039807 | 0.039807 | 0.039807 | 0.039807 | 0.039807 | 0.039807 | 0.039807
F1_Commercial_Interruptible - Miscellaneous_Existing_Water Heating_Natural Gas_Water Heater - Efficient Dishwasher_A_Achievable Economic TRC Potential | F1 | Commercial | Interruptible - Miscellaneous | Existing | Water Heating | Natural Gas | Water Heater - Efficient Dishwasher | A | Integrated Unit Energy Savings (kWh or therms) | Achievable Economic TRC Potential | 0 | 0 | 98.5463 | 96.2784 | 94.1726 | 92.2344 | 90.4578 | 88.7252 | 87.1239 | 85.6477 | 84.2932 | 83.0994 | 82.1314 | 81.3824 | 80.9021 | 80.4266 | 80.0837 | 79.8112 | 79.5976 | 79.4258 | 79.3037 | 79.2171 | 79.1557 | 79.1118 | 79.0526 | 79.0377 | 79.0257
F2_Commercial_Interruptible - Miscellaneous_Existing_Water Heating_Natural Gas_Water Heater - Efficient Dishwasher_A_Achievable Economic TRC Potential | F2 | Commercial | Interruptible - Miscellaneous | Existing | Water Heating | Natural Gas | Water Heater - Efficient Dishwasher | A | Integrated Unit Summer Peak Savings (kW) | Achievable Economic TRC Potential | 0 | 0 | 0 | 0 | 0 | 0 | 0 | 0 | 0 | 0 | 0 | 0 | 0 | 0 | 0 | 0 | 0 | 0 | 0 | 0 | 0 | 0 | 0 | 0 | 0 | 0 | 0
F3_Commercial_Interruptible - Miscellaneous_Existing_Water Heating_Natural Gas_Water Heater - Efficient Dishwasher_A_Achievable Economic TRC Potential | F3 | Commercial | Interruptible - Miscellaneous | Existing | Water Heating | Natural Gas | Water Heater - Efficient Dishwasher | A | Integrated Unit Winter Peak Savings (kW) | Achievable Economic TRC Potential | 0 | 0 | 0 | 0 | 0 | 0 | 0 | 0 | 0 | 0 | 0 | 0 | 0 | 0 | 0 | 0 | 0 | 0 | 0 | 0 | 0 | 0 | 0 | 0 | 0 | 0 | 0
F4_Commercial_Interruptible - Miscellaneous_Existing_Water Heating_Natural Gas_Water Heater - Efficient Dishwasher_A_Achievable Economic TRC Potential | F4 | Commercial | Interruptible - Miscellaneous | Existing | Water Heating | Natural Gas | Water Heater - Efficient Dishwasher | A | Incremental Energy Savings (MWh or mTherms) | Achievable Economic TRC Potential | 0 | 0 | 0.030861 | 0.03702 | 0.044311 | 0.05038 | 0.056358 | 0.064627 | 0.069617 | 0.069914 | 0.064843 | 0.054949 | 0.042027 | 0.028579 | 0 | 0 | 0 | 0 | 0 | 0 | 0 | 0 | 0 | 0 | 0 | 0 | 0
F5_Commercial_Interruptible - Miscellaneous_Existing_Water Heating_Natural Gas_Water Heater - Efficient Dishwasher_A_Achievable Economic TRC Potential | F5 | Commercial | Interruptible - Miscellaneous | Existing | Water Heating | Natural Gas | Water Heater - Efficient Dishwasher | A | Incremental Summer Peak Savings (MW) | Achievable Economic TRC Potential | 0 | 0 | 0 | 0 | 0 | 0 | 0 | 0 | 0 | 0 | 0 | 0 | 0 | 0 | 0 | 0 | 0 | 0 | 0 | 0 | 0 | 0 | 0 | 0 | 0 | 0 | 0
F6_Commercial_Interruptible - Miscellaneous_Existing_Water Heating_Natural Gas_Water Heater - Efficient Dishwasher_A_Achievable Economic TRC Potential | F6 | Commercial | Interruptible - Miscellaneous | Existing | Water Heating | Natural Gas | Water Heater - Efficient Dishwasher | A | Incremental Winter Peak Savings (MW) | Achievable Economic TRC Potential | 0 | 0 | 0 | 0 | 0 | 0 | 0 | 0 | 0 | 0 | 0 | 0 | 0 | 0 | 0 | 0 | 0 | 0 | 0 | 0 | 0 | 0 | 0 | 0 | 0 | 0 | 0
F7_Commercial_Interruptible - Miscellaneous_Existing_Water Heating_Natural Gas_Water Heater - Efficient Dishwasher_A_Achievable Economic TRC Potential | F7 | Commercial | Interruptible - Miscellaneous | Existing | Water Heating | Natural Gas | Water Heater - Efficient Dishwasher | A | Cumulative Energy Savings (MWh or mTherms) | Achievable Economic TRC Potential | 0 | 0 | 0.030861 | 0.067171 | 0.11001 | 0.15813 | 0.21144 | 0.27202 | 0.33673 | 0.40093 | 0.45944 | 0.50788 | 0.54399 | 0.56761 | 0.56426 | 0.56094 | 0.55855 | 0.55665 | 0.55516 | 0.55396 | 0.55311 | 0.55251 | 0.55208 | 0.55177 | 0.55136 | 0.55125 | 0.55117
F8_Commercial_Interruptible - Miscellaneous_Existing_Water Heating_Natural Gas_Water Heater - Efficient Dishwasher_A_Achievable Economic TRC Potential | F8 | Commercial | Interruptible - Miscellaneous | Existing | Water Heating | Natural Gas | Water Heater - Efficient Dishwasher | A | Cumulative Summer Peak Savings (MW) | Achievable Economic TRC Potential | 0 | 0 | 0 | 0 | 0 | 0 | 0 | 0 | 0 | 0 | 0 | 0 | 0 | 0 | 0 | 0 | 0 | 0 | 0 | 0 | 0 | 0 | 0 | 0 | 0 | 0 | 0
F9_Commercial_Interruptible - Miscellaneous_Existing_Water Heating_Natural Gas_Water Heater - Efficient Dishwasher_A_Achievable Economic TRC Potential | F9 | Commercial | Interruptible - Miscellaneous | Existing | Water Heating | Natural Gas | Water Heater - Efficient Dishwasher | A | Cumulative Winter Peak Savings (MW) | Achievable Economic TRC Potential | 0 | 0 | 0 | 0 | 0 | 0 | 0 | 0 | 0 | 0 | 0 | 0 | 0 | 0 | 0 | 0 | 0 | 0 | 0 | 0 | 0 | 0 | 0 | 0 | 0 | 0 | 0
F10_Commercial_Interruptible - Miscellaneous_Existing_Water Heating_Natural Gas_Water Heater - Efficient Dishwasher_A_Achievable Economic TRC Potential | F10 | Commercial | Interruptible - Miscellaneous | Existing | Water Heating | Natural Gas | Water Heater - Efficient Dishwasher | A | Purchases (Incremental) | Achievable Economic TRC Potential | 0 | 0 | 0.31316 | 0.38451 | 0.47053 | 0.54622 | 0.62303 | 0.72839 | 0.79906 | 0.8163 | 0.76926 | 0.66125 | 0.5117 | 0.35117 | 0 | 0 | 0 | 0 | 0 | 0 | 0 | 0 | 0 | 0 | 0 | 0 | 0
F11_Commercial_Interruptible - Miscellaneous_Existing_Water Heating_Natural Gas_Water Heater - Efficient Dishwasher_A_Achievable Economic TRC Potential | F11 | Commercial | Interruptible - Miscellaneous | Existing | Water Heating | Natural Gas | Water Heater - Efficient Dishwasher | A | Purchases (Cumulative) | Achievable Economic TRC Potential | 0 | 0 | 0.31316 | 0.69768 | 1.1682 | 1.7144 | 2.3375 | 3.0658 | 3.8649 | 4.6812 | 5.4505 | 6.1117 | 6.6234 | 6.9746 | 6.9746 | 6.9746 | 6.9746 | 6.9746 | 6.9746 | 6.9746 | 6.9746 | 6.9746 | 6.9746 | 6.9746 | 6.9746 | 6.9746 | 6.9746
F1_Commercial_Interruptible - Miscellaneous_Existing_Water Heating_Natural Gas_Commercial Laundry - Alternative Dry-Cleaning Methods_A_Achievable Economic TRC Potential | F1 | Commercial | Interruptible - Miscellaneous | Existing | Water Heating | Natural Gas | Commercial Laundry - Alternative Dry-Cleaning Methods | A | Integrated Unit Energy Savings (kWh or therms) | Achievable Economic TRC Potential | 0 | 0 | 0 | 0 | 0 | 0 | 0 | 0 | 0 | 0 | 0 | 0 | 0 | 0 | 0 | 0 | 0 | 0 | 0 | 0 | 0 | 0 | 0 | 0 | 0 | 0 | 0
F2_Commercial_Interruptible - Miscellaneous_Existing_Water Heating_Natural Gas_Commercial Laundry - Alternative Dry-Cleaning Methods_A_Achievable Economic TRC Potential | F2 | Commercial | Interruptible - Miscellaneous | Existing | Water Heating | Natural Gas | Commercial Laundry - Alternative Dry-Cleaning Methods | A | Integrated Unit Summer Peak Savings (kW) | Achievable Economic TRC Potential | 0 | 0 | 0 | 0 | 0 | 0 | 0 | 0 | 0 | 0 | 0 | 0 | 0 | 0 | 0 | 0 | 0 | 0 | 0 | 0 | 0 | 0 | 0 | 0 | 0 | 0 | 0
F3_Commercial_Interruptible - Miscellaneous_Existing_Water Heating_Natural Gas_Commercial Laundry - Alternative Dry-Cleaning Methods_A_Achievable Economic TRC Potential | F3 | Commercial | Interruptible - Miscellaneous | Existing | Water Heating | Natural Gas | Commercial Laundry - Alternative Dry-Cleaning Methods | A | Integrated Unit Winter Peak Savings (kW) | Achievable Economic TRC Potential | 0 | 0 | 0 | 0 | 0 | 0 | 0 | 0 | 0 | 0 | 0 | 0 | 0 | 0 | 0 | 0 | 0 | 0 | 0 | 0 | 0 | 0 | 0 | 0 | 0 | 0 | 0
F4_Commercial_Interruptible - Miscellaneous_Existing_Water Heating_Natural Gas_Commercial Laundry - Alternative Dry-Cleaning Methods_A_Achievable Economic TRC Potential | F4 | Commercial | Interruptible - Miscellaneous | Existing | Water Heating | Natural Gas | Commercial Laundry - Alternative Dry-Cleaning Methods | A | Incremental Energy Savings (MWh or mTherms) | Achievable Economic TRC Potential | 0 | 0 | 0 | 0 | 0 | 0 | 0 | 0 | 0 | 0 | 0 | 0 | 0 | 0 | 0 | 0 | 0 | 0 | 0 | 0 | 0 | 0 | 0 | 0 | 0 | 0 | 0
F5_Commercial_Interruptible - Miscellaneous_Existing_Water Heating_Natural Gas_Commercial Laundry - Alternative Dry-Cleaning Methods_A_Achievable Economic TRC Potential | F5 | Commercial | Interruptible - Miscellaneous | Existing | Water Heating | Natural Gas | Commercial Laundry - Alternative Dry-Cleaning Methods | A | Incremental Summer Peak Savings (MW) | Achievable Economic TRC Potential | 0 | 0 | 0 | 0 | 0 | 0 | 0 | 0 | 0 | 0 | 0 | 0 | 0 | 0 | 0 | 0 | 0 | 0 | 0 | 0 | 0 | 0 | 0 | 0 | 0 | 0 | 0
F6_Commercial_Interruptible - Miscellaneous_Existing_Water Heating_Natural Gas_Commercial Laundry - Alternative Dry-Cleaning Methods_A_Achievable Economic TRC Potential | F6 | Commercial | Interruptible - Miscellaneous | Existing | Water Heating | Natural Gas | Commercial Laundry - Alternative Dry-Cleaning Methods | A | Incremental Winter Peak Savings (MW) | Achievable Economic TRC Potential | 0 | 0 | 0 | 0 | 0 | 0 | 0 | 0 | 0 | 0 | 0 | 0 | 0 | 0 | 0 | 0 | 0 | 0 | 0 | 0 | 0 | 0 | 0 | 0 | 0 | 0 | 0
F7_Commercial_Interruptible - Miscellaneous_Existing_Water Heating_Natural Gas_Commercial Laundry - Alternative Dry-Cleaning Methods_A_Achievable Economic TRC Potential | F7 | Commercial | Interruptible - Miscellaneous | Existing | Water Heating | Natural Gas | Commercial Laundry - Alternative Dry-Cleaning Methods | A | Cumulative Energy Savings (MWh or mTherms) | Achievable Economic TRC Potential | 0 | 0 | 0 | 0 | 0 | 0 | 0 | 0 | 0 | 0 | 0 | 0 | 0 | 0 | 0 | 0 | 0 | 0 | 0 | 0 | 0 | 0 | 0 | 0 | 0 | 0 | 0
F8_Commercial_Interruptible - Miscellaneous_Existing_Water Heating_Natural Gas_Commercial Laundry - Alternative Dry-Cleaning Methods_A_Achievable Economic TRC Potential | F8 | Commercial | Interruptible - Miscellaneous | Existing | Water Heating | Natural Gas | Commercial Laundry - Alternative Dry-Cleaning Methods | A | Cumulative Summer Peak Savings (MW) | Achievable Economic TRC Potential | 0 | 0 | 0 | 0 | 0 | 0 | 0 | 0 | 0 | 0 | 0 | 0 | 0 | 0 | 0 | 0 | 0 | 0 | 0 | 0 | 0 | 0 | 0 | 0 | 0 | 0 | 0
F9_Commercial_Interruptible - Miscellaneous_Existing_Water Heating_Natural Gas_Commercial Laundry - Alternative Dry-Cleaning Methods_A_Achievable Economic TRC Potential | F9 | Commercial | Interruptible - Miscellaneous | Existing | Water Heating | Natural Gas | Commercial Laundry - Alternative Dry-Cleaning Methods | A | Cumulative Winter Peak Savings (MW) | Achievable Economic TRC Potential | 0 | 0 | 0 | 0 | 0 | 0 | 0 | 0 | 0 | 0 | 0 | 0 | 0 | 0 | 0 | 0 | 0 | 0 | 0 | 0 | 0 | 0 | 0 | 0 | 0 | 0 | 0
F10_Commercial_Interruptible - Miscellaneous_Existing_Water Heating_Natural Gas_Commercial Laundry - Alternative Dry-Cleaning Methods_A_Achievable Economic TRC Potential | F10 | Commercial | Interruptible - Miscellaneous | Existing | Water Heating | Natural Gas | Commercial Laundry - Alternative Dry-Cleaning Methods | A | Purchases (Incremental) | Achievable Economic TRC Potential | 0 | 0 | 0 | 0 | 0 | 0 | 0 | 0 | 0 | 0 | 0 | 0 | 0 | 0 | 0 | 0 | 0 | 0 | 0 | 0 | 0 | 0 | 0 | 0 | 0 | 0 | 0
F11_Commercial_Interruptible - Miscellaneous_Existing_Water Heating_Natural Gas_Commercial Laundry - Alternative Dry-Cleaning Methods_A_Achievable Economic TRC Potential | F11 | Commercial | Interruptible - Miscellaneous | Existing | Water Heating | Natural Gas | Commercial Laundry - Alternative Dry-Cleaning Methods | A | Purchases (Cumulative) | Achievable Economic TRC Potential | 0 | 0 | 0 | 0 | 0 | 0 | 0 | 0 | 0 | 0 | 0 | 0 | 0 | 0 | 0 | 0 | 0 | 0 | 0 | 0 | 0 | 0 | 0 | 0 | 0 | 0 | 0
F1_Commercial_Interruptible - Miscellaneous_Existing_Space Heating_Natural Gas_Advanced Kitchen Ventilation Controls_A_Achievable Economic TRC Potential | F1 | Commercial | Interruptible - Miscellaneous | Existing | Space Heating | Natural Gas | Advanced Kitchen Ventilation Controls | A | Integrated Unit Energy Savings (kWh or therms) | Achievable Economic TRC Potential | 0 | 0 | 0.059947 | 0.059676 | 0.059359 | 0.059001 | 0.058595 | 0.058135 | 0.057614 | 0.057029 | 0.056378 | 0.055666 | 0.054906 | 0.054115 | 0.053319 | 0.052543 | 0.05181 | 0.051153 | 0.05058 | 0.050075 | 0.049648 | 0.049254 | 0.048952 | 0.048665 | 0.048391 | 0.048129 | 0.047878
F2_Commercial_Interruptible - Miscellaneous_Existing_Space Heating_Natural Gas_Advanced Kitchen Ventilation Controls_A_Achievable Economic TRC Potential | F2 | Commercial | Interruptible - Miscellaneous | Existing | Space Heating | Natural Gas | Advanced Kitchen Ventilation Controls | A | Integrated Unit Summer Peak Savings (kW) | Achievable Economic TRC Potential | 0 | 0 | 0 | 0 | 0 | 0 | 0 | 0 | 0 | 0 | 0 | 0 | 0 | 0 | 0 | 0 | 0 | 0 | 0 | 0 | 0 | 0 | 0 | 0 | 0 | 0 | 0
F3_Commercial_Interruptible - Miscellaneous_Existing_Space Heating_Natural Gas_Advanced Kitchen Ventilation Controls_A_Achievable Economic TRC Potential | F3 | Commercial | Interruptible - Miscellaneous | Existing | Space Heating | Natural Gas | Advanced Kitchen Ventilation Controls | A | Integrated Unit Winter Peak Savings (kW) | Achievable Economic TRC Potential | 0 | 0 | 0 | 0 | 0 | 0 | 0 | 0 | 0 | 0 | 0 | 0 | 0 | 0 | 0 | 0 | 0 | 0 | 0 | 0 | 0 | 0 | 0 | 0 | 0 | 0 | 0
F4_Commercial_Interruptible - Miscellaneous_Existing_Space Heating_Natural Gas_Advanced Kitchen Ventilation Controls_A_Achievable Economic TRC Potential | F4 | Commercial | Interruptible - Miscellaneous | Existing | Space Heating | Natural Gas | Advanced Kitchen Ventilation Controls | A | Incremental Energy Savings (MWh or mTherms) | Achievable Economic TRC Potential | 0 | 0 | 0 | 0 | 0 | 0 | 0 | 0 | 0 | 0 | 0 | 0 | 0 | 0 | 0 | 0 | 0 | 0 | 0 | 0 | 0 | 0 | 0 | 0 | 0 | 0 | 0
F5_Commercial_Interruptible - Miscellaneous_Existing_Space Heating_Natural Gas_Advanced Kitchen Ventilation Controls_A_Achievable Economic TRC Potential | F5 | Commercial | Interruptible - Miscellaneous | Existing | Space Heating | Natural Gas | Advanced Kitchen Ventilation Controls | A | Incremental Summer Peak Savings (MW) | Achievable Economic TRC Potential | 0 | 0 | 0 | 0 | 0 | 0 | 0 | 0 | 0 | 0 | 0 | 0 | 0 | 0 | 0 | 0 | 0 | 0 | 0 | 0 | 0 | 0 | 0 | 0 | 0 | 0 | 0
F6_Commercial_Interruptible - Miscellaneous_Existing_Space Heating_Natural Gas_Advanced Kitchen Ventilation Controls_A_Achievable Economic TRC Potential | F6 | Commercial | Interruptible - Miscellaneous | Existing | Space Heating | Natural Gas | Advanced Kitchen Ventilation Controls | A | Incremental Winter Peak Savings (MW) | Achievable Economic TRC Potential | 0 | 0 | 0 | 0 | 0 | 0 | 0 | 0 | 0 | 0 | 0 | 0 | 0 | 0 | 0 | 0 | 0 | 0 | 0 | 0 | 0 | 0 | 0 | 0 | 0 | 0 | 0
F7_Commercial_Interruptible - Miscellaneous_Existing_Space Heating_Natural Gas_Advanced Kitchen Ventilation Controls_A_Achievable Economic TRC Potential | F7 | Commercial | Interruptible - Miscellaneous | Existing | Space Heating | Natural Gas | Advanced Kitchen Ventilation Controls | A | Cumulative Energy Savings (MWh or mTherms) | Achievable Economic TRC Potential | 0 | 0 | 0 | 0 | 0 | 0 | 0 | 0 | 0 | 0 | 0 | 0 | 0 | 0 | 0 | 0 | 0 | 0 | 0 | 0 | 0 | 0 | 0 | 0 | 0 | 0 | 0
F8_Commercial_Interruptible - Miscellaneous_Existing_Space Heating_Natural Gas_Advanced Kitchen Ventilation Controls_A_Achievable Economic TRC Potential | F8 | Commercial | Interruptible - Miscellaneous | Existing | Space Heating | Natural Gas | Advanced Kitchen Ventilation Controls | A | Cumulative Summer Peak Savings (MW) | Achievable Economic TRC Potential | 0 | 0 | 0 | 0 | 0 | 0 | 0 | 0 | 0 | 0 | 0 | 0 | 0 | 0 | 0 | 0 | 0 | 0 | 0 | 0 | 0 | 0 | 0 | 0 | 0 | 0 | 0
F9_Commercial_Interruptible - Miscellaneous_Existing_Space Heating_Natural Gas_Advanced Kitchen Ventilation Controls_A_Achievable Economic TRC Potential | F9 | Commercial | Interruptible - Miscellaneous | Existing | Space Heating | Natural Gas | Advanced Kitchen Ventilation Controls | A | Cumulative Winter Peak Savings (MW) | Achievable Economic TRC Potential | 0 | 0 | 0 | 0 | 0 | 0 | 0 | 0 | 0 | 0 | 0 | 0 | 0 | 0 | 0 | 0 | 0 | 0 | 0 | 0 | 0 | 0 | 0 | 0 | 0 | 0 | 0
F10_Commercial_Interruptible - Miscellaneous_Existing_Space Heating_Natural Gas_Advanced Kitchen Ventilation Controls_A_Achievable Economic TRC Potential | F10 | Commercial | Interruptible - Miscellaneous | Existing | Space Heating | Natural Gas | Advanced Kitchen Ventilation Controls | A | Purchases (Incremental) | Achievable Economic TRC Potential | 0 | 0 | 0 | 0 | 0 | 0 | 0 | 0 | 0 | 0 | 0 | 0 | 0 | 0 | 0 | 0 | 0 | 0 | 0 | 0 | 0 | 0 | 0 | 0 | 0 | 0 | 0
F11_Commercial_Interruptible - Miscellaneous_Existing_Space Heating_Natural Gas_Advanced Kitchen Ventilation Controls_A_Achievable Economic TRC Potential | F11 | Commercial | Interruptible - Miscellaneous | Existing | Space Heating | Natural Gas | Advanced Kitchen Ventilation Controls | A | Purchases (Cumulative) | Achievable Economic TRC Potential | 0 | 0 | 0 | 0 | 0 | 0 | 0 | 0 | 0 | 0 | 0 | 0 | 0 | 0 | 0 | 0 | 0 | 0 | 0 | 0 | 0 | 0 | 0 | 0 | 0 | 0 | 0
F1_Commercial_Interruptible - Miscellaneous_Existing_Space Heating_Natural Gas_Infiltration Control - Loading Dock Sealing_A_Achievable Economic TRC Potential | F1 | Commercial | Interruptible - Miscellaneous | Existing | Space Heating | Natural Gas | Infiltration Control - Loading Dock Sealing | A | Integrated Unit Energy Savings (kWh or therms) | Achievable Economic TRC Potential | 0 | 0 | 213.7944 | 211.939 | 209.7467 | 207.2662 | 204.4452 | 201.326 | 197.8106 | 193.9222 | 189.7069 | 185.2571 | 180.7312 | 176.1974 | 171.7615 | 167.5495 | 163.7064 | 160.4298 | 157.7477 | 155.4774 | 153.7193 | 152.1021 | 151.1642 | 150.272 | 149.4211 | 148.6076 | 147.8277
F2_Commercial_Interruptible - Miscellaneous_Existing_Space Heating_Natural Gas_Infiltration Control - Loading Dock Sealing_A_Achievable Economic TRC Potential | F2 | Commercial | Interruptible - Miscellaneous | Existing | Space Heating | Natural Gas | Infiltration Control - Loading Dock Sealing | A | Integrated Unit Summer Peak Savings (kW) | Achievable Economic TRC Potential | 0 | 0 | 0 | 0 | 0 | 0 | 0 | 0 | 0 | 0 | 0 | 0 | 0 | 0 | 0 | 0 | 0 | 0 | 0 | 0 | 0 | 0 | 0 | 0 | 0 | 0 | 0
F3_Commercial_Interruptible - Miscellaneous_Existing_Space Heating_Natural Gas_Infiltration Control - Loading Dock Sealing_A_Achievable Economic TRC Potential | F3 | Commercial | Interruptible - Miscellaneous | Existing | Space Heating | Natural Gas | Infiltration Control - Loading Dock Sealing | A | Integrated Unit Winter Peak Savings (kW) | Achievable Economic TRC Potential | 0 | 0 | 0 | 0 | 0 | 0 | 0 | 0 | 0 | 0 | 0 | 0 | 0 | 0 | 0 | 0 | 0 | 0 | 0 | 0 | 0 | 0 | 0 | 0 | 0 | 0 | 0
F4_Commercial_Interruptible - Miscellaneous_Existing_Space Heating_Natural Gas_Infiltration Control - Loading Dock Sealing_A_Achievable Economic TRC Potential | F4 | Commercial | Interruptible - Miscellaneous | Existing | Space Heating | Natural Gas | Infiltration Control - Loading Dock Sealing | A | Incremental Energy Savings (MWh or mTherms) | Achievable Economic TRC Potential | 0 | 0 | 0 | 0 | 0 | 0 | 0 | 0 | 0 | 0 | 0 | 0 | 0 | 0 | 0 | 0 | 0 | 0 | 0 | 0 | 0 | 0 | 0 | 0 | 0 | 0 | 0
F5_Commercial_Interruptible - Miscellaneous_Existing_Space Heating_Natural Gas_Infiltration Control - Loading Dock Sealing_A_Achievable Economic TRC Potential | F5 | Commercial | Interruptible - Miscellaneous | Existing | Space Heating | Natural Gas | Infiltration Control - Loading Dock Sealing | A | Incremental Summer Peak Savings (MW) | Achievable Economic TRC Potential | 0 | 0 | 0 | 0 | 0 | 0 | 0 | 0 | 0 | 0 | 0 | 0 | 0 | 0 | 0 | 0 | 0 | 0 | 0 | 0 | 0 | 0 | 0 | 0 | 0 | 0 | 0
F6_Commercial_Interruptible - Miscellaneous_Existing_Space Heating_Natural Gas_Infiltration Control - Loading Dock Sealing_A_Achievable Economic TRC Potential | F6 | Commercial | Interruptible - Miscellaneous | Existing | Space Heating | Natural Gas | Infiltration Control - Loading Dock Sealing | A | Incremental Winter Peak Savings (MW) | Achievable Economic TRC Potential | 0 | 0 | 0 | 0 | 0 | 0 | 0 | 0 | 0 | 0 | 0 | 0 | 0 | 0 | 0 | 0 | 0 | 0 | 0 | 0 | 0 | 0 | 0 | 0 | 0 | 0 | 0
F7_Commercial_Interruptible - Miscellaneous_Existing_Space Heating_Natural Gas_Infiltration Control - Loading Dock Sealing_A_Achievable Economic TRC Potential | F7 | Commercial | Interruptible - Miscellaneous | Existing | Space Heating | Natural Gas | Infiltration Control - Loading Dock Sealing | A | Cumulative Energy Savings (MWh or mTherms) | Achievable Economic TRC Potential | 0 | 0 | 0 | 0 | 0 | 0 | 0 | 0 | 0 | 0 | 0 | 0 | 0 | 0 | 0 | 0 | 0 | 0 | 0 | 0 | 0 | 0 | 0 | 0 | 0 | 0 | 0
F8_Commercial_Interruptible - Miscellaneous_Existing_Space Heating_Natural Gas_Infiltration Control - Loading Dock Sealing_A_Achievable Economic TRC Potential | F8 | Commercial | Interruptible - Miscellaneous | Existing | Space Heating | Natural Gas | Infiltration Control - Loading Dock Sealing | A | Cumulative Summer Peak Savings (MW) | Achievable Economic TRC Potential | 0 | 0 | 0 | 0 | 0 | 0 | 0 | 0 | 0 | 0 | 0 | 0 | 0 | 0 | 0 | 0 | 0 | 0 | 0 | 0 | 0 | 0 | 0 | 0 | 0 | 0 | 0
F9_Commercial_Interruptible - Miscellaneous_Existing_Space Heating_Natural Gas_Infiltration Control - Loading Dock Sealing_A_Achievable Economic TRC Potential | F9 | Commercial | Interruptible - Miscellaneous | Existing | Space Heating | Natural Gas | Infiltration Control - Loading Dock Sealing | A | Cumulative Winter Peak Savings (MW) | Achievable Economic TRC Potential | 0 | 0 | 0 | 0 | 0 | 0 | 0 | 0 | 0 | 0 | 0 | 0 | 0 | 0 | 0 | 0 | 0 | 0 | 0 | 0 | 0 | 0 | 0 | 0 | 0 | 0 | 0
F10_Commercial_Interruptible - Miscellaneous_Existing_Space Heating_Natural Gas_Infiltration Control - Loading Dock Sealing_A_Achievable Economic TRC Potential | F10 | Commercial | Interruptible - Miscellaneous | Existing | Space Heating | Natural Gas | Infiltration Control - Loading Dock Sealing | A | Purchases (Incremental) | Achievable Economic TRC Potential | 0 | 0 | 0 | 0 | 0 | 0 | 0 | 0 | 0 | 0 | 0 | 0 | 0 | 0 | 0 | 0 | 0 | 0 | 0 | 0 | 0 | 0 | 0 | 0 | 0 | 0 | 0
F11_Commercial_Interruptible - Miscellaneous_Existing_Space Heating_Natural Gas_Infiltration Control - Loading Dock Sealing_A_Achievable Economic TRC Potential | F11 | Commercial | Interruptible - Miscellaneous | Existing | Space Heating | Natural Gas | Infiltration Control - Loading Dock Sealing | A | Purchases (Cumulative) | Achievable Economic TRC Potential | 0 | 0 | 0 | 0 | 0 | 0 | 0 | 0 | 0 | 0 | 0 | 0 | 0 | 0 | 0 | 0 | 0 | 0 | 0 | 0 | 0 | 0 | 0 | 0 | 0 | 0 | 0
F1_Commercial_Interruptible - Miscellaneous_Existing_Space Heating_Natural Gas_Greenhouse Heat Curtain_A_Achievable Economic TRC Potential | F1 | Commercial | Interruptible - Miscellaneous | Existing | Space Heating | Natural Gas | Greenhouse Heat Curtain | A | Integrated Unit Energy Savings (kWh or therms) | Achievable Economic TRC Potential | 0 | 0 | 186.8504 | 185.4585 | 183.8372 | 182.0184 | 179.9652 | 177.631 | 175.0052 | 172.0895 | 168.9054 | 165.507 | 162.0627 | 158.5835 | 155.1331 | 151.8308 | 148.7824 | 146.1531 | 143.9674 | 142.0825 | 140.5776 | 139.1795 | 138.3225 | 137.5073 | 136.7297 | 135.9864 | 135.2735
F2_Commercial_Interruptible - Miscellaneous_Existing_Space Heating_Natural Gas_Greenhouse Heat Curtain_A_Achievable Economic TRC Potential | F2 | Commercial | Interruptible - Miscellaneous | Existing | Space Heating | Natural Gas | Greenhouse Heat Curtain | A | Integrated Unit Summer Peak Savings (kW) | Achievable Economic TRC Potential | 0 | 0 | 0 | 0 | 0 | 0 | 0 | 0 | 0 | 0 | 0 | 0 | 0 | 0 | 0 | 0 | 0 | 0 | 0 | 0 | 0 | 0 | 0 | 0 | 0 | 0 | 0
F3_Commercial_Interruptible - Miscellaneous_Existing_Space Heating_Natural Gas_Greenhouse Heat Curtain_A_Achievable Economic TRC Potential | F3 | Commercial | Interruptible - Miscellaneous | Existing | Space Heating | Natural Gas | Greenhouse Heat Curtain | A | Integrated Unit Winter Peak Savings (kW) | Achievable Economic TRC Potential | 0 | 0 | 0 | 0 | 0 | 0 | 0 | 0 | 0 | 0 | 0 | 0 | 0 | 0 | 0 | 0 | 0 | 0 | 0 | 0 | 0 | 0 | 0 | 0 | 0 | 0 | 0
F4_Commercial_Interruptible - Miscellaneous_Existing_Space Heating_Natural Gas_Greenhouse Heat Curtain_A_Achievable Economic TRC Potential | F4 | Commercial | Interruptible - Miscellaneous | Existing | Space Heating | Natural Gas | Greenhouse Heat Curtain | A | Incremental Energy Savings (MWh or mTherms) | Achievable Economic TRC Potential | 0 | 0 | 0 | 0 | 0 | 0 | 0 | 0 | 0 | 0 | 0 | 0 | 0 | 0 | 0 | 0 | 0 | 0 | 0 | 0 | 0 | 0 | 0 | 0 | 0 | 0 | 0
F5_Commercial_Interruptible - Miscellaneous_Existing_Space Heating_Natural Gas_Greenhouse Heat Curtain_A_Achievable Economic TRC Potential | F5 | Commercial | Interruptible - Miscellaneous | Existing | Space Heating | Natural Gas | Greenhouse Heat Curtain | A | Incremental Summer Peak Savings (MW) | Achievable Economic TRC Potential | 0 | 0 | 0 | 0 | 0 | 0 | 0 | 0 | 0 | 0 | 0 | 0 | 0 | 0 | 0 | 0 | 0 | 0 | 0 | 0 | 0 | 0 | 0 | 0 | 0 | 0 | 0
F6_Commercial_Interruptible - Miscellaneous_Existing_Space Heating_Natural Gas_Greenhouse Heat Curtain_A_Achievable Economic TRC Potential | F6 | Commercial | Interruptible - Miscellaneous | Existing | Space Heating | Natural Gas | Greenhouse Heat Curtain | A | Incremental Winter Peak Savings (MW) | Achievable Economic TRC Potential | 0 | 0 | 0 | 0 | 0 | 0 | 0 | 0 | 0 | 0 | 0 | 0 | 0 | 0 | 0 | 0 | 0 | 0 | 0 | 0 | 0 | 0 | 0 | 0 | 0 | 0 | 0
F7_Commercial_Interruptible - Miscellaneous_Existing_Space Heating_Natural Gas_Greenhouse Heat Curtain_A_Achievable Economic TRC Potential | F7 | Commercial | Interruptible - Miscellaneous | Existing | Space Heating | Natural Gas | Greenhouse Heat Curtain | A | Cumulative Energy Savings (MWh or mTherms) | Achievable Economic TRC Potential | 0 | 0 | 0 | 0 | 0 | 0 | 0 | 0 | 0 | 0 | 0 | 0 | 0 | 0 | 0 | 0 | 0 | 0 | 0 | 0 | 0 | 0 | 0 | 0 | 0 | 0 | 0
F8_Commercial_Interruptible - Miscellaneous_Existing_Space Heating_Natural Gas_Greenhouse Heat Curtain_A_Achievable Economic TRC Potential | F8 | Commercial | Interruptible - Miscellaneous | Existing | Space Heating | Natural Gas | Greenhouse Heat Curtain | A | Cumulative Summer Peak Savings (MW) | Achievable Economic TRC Potential | 0 | 0 | 0 | 0 | 0 | 0 | 0 | 0 | 0 | 0 | 0 | 0 | 0 | 0 | 0 | 0 | 0 | 0 | 0 | 0 | 0 | 0 | 0 | 0 | 0 | 0 | 0
F9_Commercial_Interruptible - Miscellaneous_Existing_Space Heating_Natural Gas_Greenhouse Heat Curtain_A_Achievable Economic TRC Potential | F9 | Commercial | Interruptible - Miscellaneous | Existing | Space Heating | Natural Gas | Greenhouse Heat Curtain | A | Cumulative Winter Peak Savings (MW) | Achievable Economic TRC Potential | 0 | 0 | 0 | 0 | 0 | 0 | 0 | 0 | 0 | 0 | 0 | 0 | 0 | 0 | 0 | 0 | 0 | 0 | 0 | 0 | 0 | 0 | 0 | 0 | 0 | 0 | 0
F10_Commercial_Interruptible - Miscellaneous_Existing_Space Heating_Natural Gas_Greenhouse Heat Curtain_A_Achievable Economic TRC Potential | F10 | Commercial | Interruptible - Miscellaneous | Existing | Space Heating | Natural Gas | Greenhouse Heat Curtain | A | Purchases (Incremental) | Achievable Economic TRC Potential | 0 | 0 | 0 | 0 | 0 | 0 | 0 | 0 | 0 | 0 | 0 | 0 | 0 | 0 | 0 | 0 | 0 | 0 | 0 | 0 | 0 | 0 | 0 | 0 | 0 | 0 | 0
F11_Commercial_Interruptible - Miscellaneous_Existing_Space Heating_Natural Gas_Greenhouse Heat Curtain_A_Achievable Economic TRC Potential | F11 | Commercial | Interruptible - Miscellaneous | Existing | Space Heating | Natural Gas | Greenhouse Heat Curtain | A | Purchases (Cumulative) | Achievable Economic TRC Potential | 0 | 0 | 0 | 0 | 0 | 0 | 0 | 0 | 0 | 0 | 0 | 0 | 0 | 0 | 0 | 0 | 0 | 0 | 0 | 0 | 0 | 0 | 0 | 0 | 0 | 0 | 0
F1_Commercial_Interruptible - Miscellaneous_Existing_Space Heating_Natural Gas_Ventilation - Parking Garages, Demand Controlled_A_Achievable Economic TRC Potential | F1 | Commercial | Interruptible - Miscellaneous | Existing | Space Heating | Natural Gas | Ventilation - Parking Garages, Demand Controlled | A | Integrated Unit Energy Savings (kWh or therms) | Achievable Economic TRC Potential | 0 | 0 | 0 | 0 | 0 | 0 | 0 | 0 | 0 | 0 | 0 | 0 | 0 | 0 | 0 | 0 | 0 | 0 | 0 | 0 | 0 | 0 | 0 | 0 | 0 | 0 | 0
F2_Commercial_Interruptible - Miscellaneous_Existing_Space Heating_Natural Gas_Ventilation - Parking Garages, Demand Controlled_A_Achievable Economic TRC Potential | F2 | Commercial | Interruptible - Miscellaneous | Existing | Space Heating | Natural Gas | Ventilation - Parking Garages, Demand Controlled | A | Integrated Unit Summer Peak Savings (kW) | Achievable Economic TRC Potential | 0 | 0 | 0 | 0 | 0 | 0 | 0 | 0 | 0 | 0 | 0 | 0 | 0 | 0 | 0 | 0 | 0 | 0 | 0 | 0 | 0 | 0 | 0 | 0 | 0 | 0 | 0
F3_Commercial_Interruptible - Miscellaneous_Existing_Space Heating_Natural Gas_Ventilation - Parking Garages, Demand Controlled_A_Achievable Economic TRC Potential | F3 | Commercial | Interruptible - Miscellaneous | Existing | Space Heating | Natural Gas | Ventilation - Parking Garages, Demand Controlled | A | Integrated Unit Winter Peak Savings (kW) | Achievable Economic TRC Potential | 0 | 0 | 0 | 0 | 0 | 0 | 0 | 0 | 0 | 0 | 0 | 0 | 0 | 0 | 0 | 0 | 0 | 0 | 0 | 0 | 0 | 0 | 0 | 0 | 0 | 0 | 0
F4_Commercial_Interruptible - Miscellaneous_Existing_Space Heating_Natural Gas_Ventilation - Parking Garages, Demand Controlled_A_Achievable Economic TRC Potential | F4 | Commercial | Interruptible - Miscellaneous | Existing | Space Heating | Natural Gas | Ventilation - Parking Garages, Demand Controlled | A | Incremental Energy Savings (MWh or mTherms) | Achievable Economic TRC Potential | 0 | 0 | 0 | 0 | 0 | 0 | 0 | 0 | 0 | 0 | 0 | 0 | 0 | 0 | 0 | 0 | 0 | 0 | 0 | 0 | 0 | 0 | 0 | 0 | 0 | 0 | 0
F5_Commercial_Interruptible - Miscellaneous_Existing_Space Heating_Natural Gas_Ventilation - Parking Garages, Demand Controlled_A_Achievable Economic TRC Potential | F5 | Commercial | Interruptible - Miscellaneous | Existing | Space Heating | Natural Gas | Ventilation - Parking Garages, Demand Controlled | A | Incremental Summer Peak Savings (MW) | Achievable Economic TRC Potential | 0 | 0 | 0 | 0 | 0 | 0 | 0 | 0 | 0 | 0 | 0 | 0 | 0 | 0 | 0 | 0 | 0 | 0 | 0 | 0 | 0 | 0 | 0 | 0 | 0 | 0 | 0
F6_Commercial_Interruptible - Miscellaneous_Existing_Space Heating_Natural Gas_Ventilation - Parking Garages, Demand Controlled_A_Achievable Economic TRC Potential | F6 | Commercial | Interruptible - Miscellaneous | Existing | Space Heating | Natural Gas | Ventilation - Parking Garages, Demand Controlled | A | Incremental Winter Peak Savings (MW) | Achievable Economic TRC Potential | 0 | 0 | 0 | 0 | 0 | 0 | 0 | 0 | 0 | 0 | 0 | 0 | 0 | 0 | 0 | 0 | 0 | 0 | 0 | 0 | 0 | 0 | 0 | 0 | 0 | 0 | 0
F7_Commercial_Interruptible - Miscellaneous_Existing_Space Heating_Natural Gas_Ventilation - Parking Garages, Demand Controlled_A_Achievable Economic TRC Potential | F7 | Commercial | Interruptible - Miscellaneous | Existing | Space Heating | Natural Gas | Ventilation - Parking Garages, Demand Controlled | A | Cumulative Energy Savings (MWh or mTherms) | Achievable Economic TRC Potential | 0 | 0 | 0 | 0 | 0 | 0 | 0 | 0 | 0 | 0 | 0 | 0 | 0 | 0 | 0 | 0 | 0 | 0 | 0 | 0 | 0 | 0 | 0 | 0 | 0 | 0 | 0
F8_Commercial_Interruptible - Miscellaneous_Existing_Space Heating_Natural Gas_Ventilation - Parking Garages, Demand Controlled_A_Achievable Economic TRC Potential | F8 | Commercial | Interruptible - Miscellaneous | Existing | Space Heating | Natural Gas | Ventilation - Parking Garages, Demand Controlled | A | Cumulative Summer Peak Savings (MW) | Achievable Economic TRC Potential | 0 | 0 | 0 | 0 | 0 | 0 | 0 | 0 | 0 | 0 | 0 | 0 | 0 | 0 | 0 | 0 | 0 | 0 | 0 | 0 | 0 | 0 | 0 | 0 | 0 | 0 | 0
F9_Commercial_Interruptible - Miscellaneous_Existing_Space Heating_Natural Gas_Ventilation - Parking Garages, Demand Controlled_A_Achievable Economic TRC Potential | F9 | Commercial | Interruptible - Miscellaneous | Existing | Space Heating | Natural Gas | Ventilation - Parking Garages, Demand Controlled | A | Cumulative Winter Peak Savings (MW) | Achievable Economic TRC Potential | 0 | 0 | 0 | 0 | 0 | 0 | 0 | 0 | 0 | 0 | 0 | 0 | 0 | 0 | 0 | 0 | 0 | 0 | 0 | 0 | 0 | 0 | 0 | 0 | 0 | 0 | 0
F10_Commercial_Interruptible - Miscellaneous_Existing_Space Heating_Natural Gas_Ventilation - Parking Garages, Demand Controlled_A_Achievable Economic TRC Potential | F10 | Commercial | Interruptible - Miscellaneous | Existing | Space Heating | Natural Gas | Ventilation - Parking Garages, Demand Controlled | A | Purchases (Incremental) | Achievable Economic TRC Potential | 0 | 0 | 0 | 0 | 0 | 0 | 0 | 0 | 0 | 0 | 0 | 0 | 0 | 0 | 0 | 0 | 0 | 0 | 0 | 0 | 0 | 0 | 0 | 0 | 0 | 0 | 0
F11_Commercial_Interruptible - Miscellaneous_Existing_Space Heating_Natural Gas_Ventilation - Parking Garages, Demand Controlled_A_Achievable Economic TRC Potential | F11 | Commercial | Interruptible - Miscellaneous | Existing | Space Heating | Natural Gas | Ventilation - Parking Garages, Demand Controlled | A | Purchases (Cumulative) | Achievable Economic TRC Potential | 0 | 0 | 0 | 0 | 0 | 0 | 0 | 0 | 0 | 0 | 0 | 0 | 0 | 0 | 0 | 0 | 0 | 0 | 0 | 0 | 0 | 0 | 0 | 0 | 0 | 0 | 0
F1_Commercial_Interruptible - Miscellaneous_Existing_Miscellaneous_Natural Gas_Pool Heater - Night Covers_A_Achievable Economic TRC Potential | F1 | Commercial | Interruptible - Miscellaneous | Existing | Miscellaneous | Natural Gas | Pool Heater - Night Covers | A | Integrated Unit Energy Savings (kWh or therms) | Achievable Economic TRC Potential | 0 | 0 | 0.024915 | 0.024915 | 0.024915 | 0.024915 | 0.024915 | 0.024915 | 0.024914 | 0.024913 | 0.024912 | 0.02491 | 0.024908 | 0.024906 | 0.024903 | 0.024899 | 0.024895 | 0.024892 | 0.024888 | 0.024885 | 0.024882 | 0.024879 | 0.024877 | 0.024876 | 0.024875 | 0.024875 | 0.024875
F2_Commercial_Interruptible - Miscellaneous_Existing_Miscellaneous_Natural Gas_Pool Heater - Night Covers_A_Achievable Economic TRC Potential | F2 | Commercial | Interruptible - Miscellaneous | Existing | Miscellaneous | Natural Gas | Pool Heater - Night Covers | A | Integrated Unit Summer Peak Savings (kW) | Achievable Economic TRC Potential | 0 | 0 | 0 | 0 | 0 | 0 | 0 | 0 | 0 | 0 | 0 | 0 | 0 | 0 | 0 | 0 | 0 | 0 | 0 | 0 | 0 | 0 | 0 | 0 | 0 | 0 | 0
F3_Commercial_Interruptible - Miscellaneous_Existing_Miscellaneous_Natural Gas_Pool Heater - Night Covers_A_Achievable Economic TRC Potential | F3 | Commercial | Interruptible - Miscellaneous | Existing | Miscellaneous | Natural Gas | Pool Heater - Night Covers | A | Integrated Unit Winter Peak Savings (kW) | Achievable Economic TRC Potential | 0 | 0 | 0 | 0 | 0 | 0 | 0 | 0 | 0 | 0 | 0 | 0 | 0 | 0 | 0 | 0 | 0 | 0 | 0 | 0 | 0 | 0 | 0 | 0 | 0 | 0 | 0
F4_Commercial_Interruptible - Miscellaneous_Existing_Miscellaneous_Natural Gas_Pool Heater - Night Covers_A_Achievable Economic TRC Potential | F4 | Commercial | Interruptible - Miscellaneous | Existing | Miscellaneous | Natural Gas | Pool Heater - Night Covers | A | Incremental Energy Savings (MWh or mTherms) | Achievable Economic TRC Potential | 0 | 0 | 0 | 0 | 0 | 0 | 0 | 0 | 0 | 0 | 0 | 0 | 0 | 0 | 0 | 0 | 0 | 0 | 0 | 0 | 0 | 0 | 0 | 0 | 0 | 0 | 0
F5_Commercial_Interruptible - Miscellaneous_Existing_Miscellaneous_Natural Gas_Pool Heater - Night Covers_A_Achievable Economic TRC Potential | F5 | Commercial | Interruptible - Miscellaneous | Existing | Miscellaneous | Natural Gas | Pool Heater - Night Covers | A | Incremental Summer Peak Savings (MW) | Achievable Economic TRC Potential | 0 | 0 | 0 | 0 | 0 | 0 | 0 | 0 | 0 | 0 | 0 | 0 | 0 | 0 | 0 | 0 | 0 | 0 | 0 | 0 | 0 | 0 | 0 | 0 | 0 | 0 | 0
F6_Commercial_Interruptible - Miscellaneous_Existing_Miscellaneous_Natural Gas_Pool Heater - Night Covers_A_Achievable Economic TRC Potential | F6 | Commercial | Interruptible - Miscellaneous | Existing | Miscellaneous | Natural Gas | Pool Heater - Night Covers | A | Incremental Winter Peak Savings (MW) | Achievable Economic TRC Potential | 0 | 0 | 0 | 0 | 0 | 0 | 0 | 0 | 0 | 0 | 0 | 0 | 0 | 0 | 0 | 0 | 0 | 0 | 0 | 0 | 0 | 0 | 0 | 0 | 0 | 0 | 0
F7_Commercial_Interruptible - Miscellaneous_Existing_Miscellaneous_Natural Gas_Pool Heater - Night Covers_A_Achievable Economic TRC Potential | F7 | Commercial | Interruptible - Miscellaneous | Existing | Miscellaneous | Natural Gas | Pool Heater - Night Covers | A | Cumulative Energy Savings (MWh or mTherms) | Achievable Economic TRC Potential | 0 | 0 | 0 | 0 | 0 | 0 | 0 | 0 | 0 | 0 | 0 | 0 | 0 | 0 | 0 | 0 | 0 | 0 | 0 | 0 | 0 | 0 | 0 | 0 | 0 | 0 | 0
F8_Commercial_Interruptible - Miscellaneous_Existing_Miscellaneous_Natural Gas_Pool Heater - Night Covers_A_Achievable Economic TRC Potential | F8 | Commercial | Interruptible - Miscellaneous | Existing | Miscellaneous | Natural Gas | Pool Heater - Night Covers | A | Cumulative Summer Peak Savings (MW) | Achievable Economic TRC Potential | 0 | 0 | 0 | 0 | 0 | 0 | 0 | 0 | 0 | 0 | 0 | 0 | 0 | 0 | 0 | 0 | 0 | 0 | 0 | 0 | 0 | 0 | 0 | 0 | 0 | 0 | 0
F9_Commercial_Interruptible - Miscellaneous_Existing_Miscellaneous_Natural Gas_Pool Heater - Night Covers_A_Achievable Economic TRC Potential | F9 | Commercial | Interruptible - Miscellaneous | Existing | Miscellaneous | Natural Gas | Pool Heater - Night Covers | A | Cumulative Winter Peak Savings (MW) | Achievable Economic TRC Potential | 0 | 0 | 0 | 0 | 0 | 0 | 0 | 0 | 0 | 0 | 0 | 0 | 0 | 0 | 0 | 0 | 0 | 0 | 0 | 0 | 0 | 0 | 0 | 0 | 0 | 0 | 0
F10_Commercial_Interruptible - Miscellaneous_Existing_Miscellaneous_Natural Gas_Pool Heater - Night Covers_A_Achievable Economic TRC Potential | F10 | Commercial | Interruptible - Miscellaneous | Existing | Miscellaneous | Natural Gas | Pool Heater - Night Covers | A | Purchases (Incremental) | Achievable Economic TRC Potential | 0 | 0 | 0 | 0 | 0 | 0 | 0 | 0 | 0 | 0 | 0 | 0 | 0 | 0 | 0 | 0 | 0 | 0 | 0 | 0 | 0 | 0 | 0 | 0 | 0 | 0 | 0
F11_Commercial_Interruptible - Miscellaneous_Existing_Miscellaneous_Natural Gas_Pool Heater - Night Covers_A_Achievable Economic TRC Potential | F11 | Commercial | Interruptible - Miscellaneous | Existing | Miscellaneous | Natural Gas | Pool Heater - Night Covers | A | Purchases (Cumulative) | Achievable Economic TRC Potential | 0 | 0 | 0 | 0 | 0 | 0 | 0 | 0 | 0 | 0 | 0 | 0 | 0 | 0 | 0 | 0 | 0 | 0 | 0 | 0 | 0 | 0 | 0 | 0 | 0 | 0 | 0
F1_Commercial_Interruptible - Miscellaneous_Existing_Space Heating_Natural Gas_Advanced New Construction Designs_A_Achievable Economic TRC Potential | F1 | Commercial | Interruptible - Miscellaneous | Existing | Space Heating | Natural Gas | Advanced New Construction Designs | A | Integrated Unit Energy Savings (kWh or therms) | Achievable Economic TRC Potential | 0 | 0 | 0 | 0 | 0 | 0 | 0 | 0 | 0 | 0 | 0 | 0 | 0 | 0 | 0 | 0 | 0 | 0 | 0 | 0 | 0 | 0 | 0 | 0 | 0 | 0 | 0
F2_Commercial_Interruptible - Miscellaneous_Existing_Space Heating_Natural Gas_Advanced New Construction Designs_A_Achievable Economic TRC Potential | F2 | Commercial | Interruptible - Miscellaneous | Existing | Space Heating | Natural Gas | Advanced New Construction Designs | A | Integrated Unit Summer Peak Savings (kW) | Achievable Economic TRC Potential | 0 | 0 | 0 | 0 | 0 | 0 | 0 | 0 | 0 | 0 | 0 | 0 | 0 | 0 | 0 | 0 | 0 | 0 | 0 | 0 | 0 | 0 | 0 | 0 | 0 | 0 | 0
F3_Commercial_Interruptible - Miscellaneous_Existing_Space Heating_Natural Gas_Advanced New Construction Designs_A_Achievable Economic TRC Potential | F3 | Commercial | Interruptible - Miscellaneous | Existing | Space Heating | Natural Gas | Advanced New Construction Designs | A | Integrated Unit Winter Peak Savings (kW) | Achievable Economic TRC Potential | 0 | 0 | 0 | 0 | 0 | 0 | 0 | 0 | 0 | 0 | 0 | 0 | 0 | 0 | 0 | 0 | 0 | 0 | 0 | 0 | 0 | 0 | 0 | 0 | 0 | 0 | 0
F4_Commercial_Interruptible - Miscellaneous_Existing_Space Heating_Natural Gas_Advanced New Construction Designs_A_Achievable Economic TRC Potential | F4 | Commercial | Interruptible - Miscellaneous | Existing | Space Heating | Natural Gas | Advanced New Construction Designs | A | Incremental Energy Savings (MWh or mTherms) | Achievable Economic TRC Potential | 0 | 0 | 0 | 0 | 0 | 0 | 0 | 0 | 0 | 0 | 0 | 0 | 0 | 0 | 0 | 0 | 0 | 0 | 0 | 0 | 0 | 0 | 0 | 0 | 0 | 0 | 0
F5_Commercial_Interruptible - Miscellaneous_Existing_Space Heating_Natural Gas_Advanced New Construction Designs_A_Achievable Economic TRC Potential | F5 | Commercial | Interruptible - Miscellaneous | Existing | Space Heating | Natural Gas | Advanced New Construction Designs | A | Incremental Summer Peak Savings (MW) | Achievable Economic TRC Potential | 0 | 0 | 0 | 0 | 0 | 0 | 0 | 0 | 0 | 0 | 0 | 0 | 0 | 0 | 0 | 0 | 0 | 0 | 0 | 0 | 0 | 0 | 0 | 0 | 0 | 0 | 0
F6_Commercial_Interruptible - Miscellaneous_Existing_Space Heating_Natural Gas_Advanced New Construction Designs_A_Achievable Economic TRC Potential | F6 | Commercial | Interruptible - Miscellaneous | Existing | Space Heating | Natural Gas | Advanced New Construction Designs | A | Incremental Winter Peak Savings (MW) | Achievable Economic TRC Potential | 0 | 0 | 0 | 0 | 0 | 0 | 0 | 0 | 0 | 0 | 0 | 0 | 0 | 0 | 0 | 0 | 0 | 0 | 0 | 0 | 0 | 0 | 0 | 0 | 0 | 0 | 0
F7_Commercial_Interruptible - Miscellaneous_Existing_Space Heating_Natural Gas_Advanced New Construction Designs_A_Achievable Economic TRC Potential | F7 | Commercial | Interruptible - Miscellaneous | Existing | Space Heating | Natural Gas | Advanced New Construction Designs | A | Cumulative Energy Savings (MWh or mTherms) | Achievable Economic TRC Potential | 0 | 0 | 0 | 0 | 0 | 0 | 0 | 0 | 0 | 0 | 0 | 0 | 0 | 0 | 0 | 0 | 0 | 0 | 0 | 0 | 0 | 0 | 0 | 0 | 0 | 0 | 0
F8_Commercial_Interruptible - Miscellaneous_Existing_Space Heating_Natural Gas_Advanced New Construction Designs_A_Achievable Economic TRC Potential | F8 | Commercial | Interruptible - Miscellaneous | Existing | Space Heating | Natural Gas | Advanced New Construction Designs | A | Cumulative Summer Peak Savings (MW) | Achievable Economic TRC Potential | 0 | 0 | 0 | 0 | 0 | 0 | 0 | 0 | 0 | 0 | 0 | 0 | 0 | 0 | 0 | 0 | 0 | 0 | 0 | 0 | 0 | 0 | 0 | 0 | 0 | 0 | 0
F9_Commercial_Interruptible - Miscellaneous_Existing_Space Heating_Natural Gas_Advanced New Construction Designs_A_Achievable Economic TRC Potential | F9 | Commercial | Interruptible - Miscellaneous | Existing | Space Heating | Natural Gas | Advanced New Construction Designs | A | Cumulative Winter Peak Savings (MW) | Achievable Economic TRC Potential | 0 | 0 | 0 | 0 | 0 | 0 | 0 | 0 | 0 | 0 | 0 | 0 | 0 | 0 | 0 | 0 | 0 | 0 | 0 | 0 | 0 | 0 | 0 | 0 | 0 | 0 | 0
F10_Commercial_Interruptible - Miscellaneous_Existing_Space Heating_Natural Gas_Advanced New Construction Designs_A_Achievable Economic TRC Potential | F10 | Commercial | Interruptible - Miscellaneous | Existing | Space Heating | Natural Gas | Advanced New Construction Designs | A | Purchases (Incremental) | Achievable Economic TRC Potential | 0 | 0 | 0 | 0 | 0 | 0 | 0 | 0 | 0 | 0 | 0 | 0 | 0 | 0 | 0 | 0 | 0 | 0 | 0 | 0 | 0 | 0 | 0 | 0 | 0 | 0 | 0
F11_Commercial_Interruptible - Miscellaneous_Existing_Space Heating_Natural Gas_Advanced New Construction Designs_A_Achievable Economic TRC Potential | F11 | Commercial | Interruptible - Miscellaneous | Existing | Space Heating | Natural Gas | Advanced New Construction Designs | A | Purchases (Cumulative) | Achievable Economic TRC Potential | 0 | 0 | 0 | 0 | 0 | 0 | 0 | 0 | 0 | 0 | 0 | 0 | 0 | 0 | 0 | 0 | 0 | 0 | 0 | 0 | 0 | 0 | 0 | 0 | 0 | 0 | 0
F1_Commercial_Interruptible - Miscellaneous_Existing_Water Heating_Natural Gas_Advanced New Construction Designs_A_Achievable Economic TRC Potential | F1 | Commercial | Interruptible - Miscellaneous | Existing | Water Heating | Natural Gas | Advanced New Construction Designs | A | Integrated Unit Energy Savings (kWh or therms) | Achievable Economic TRC Potential | 0 | 0 | 0 | 0 | 0 | 0 | 0 | 0 | 0 | 0 | 0 | 0 | 0 | 0 | 0 | 0 | 0 | 0 | 0 | 0 | 0 | 0 | 0 | 0 | 0 | 0 | 0
F2_Commercial_Interruptible - Miscellaneous_Existing_Water Heating_Natural Gas_Advanced New Construction Designs_A_Achievable Economic TRC Potential | F2 | Commercial | Interruptible - Miscellaneous | Existing | Water Heating | Natural Gas | Advanced New Construction Designs | A | Integrated Unit Summer Peak Savings (kW) | Achievable Economic TRC Potential | 0 | 0 | 0 | 0 | 0 | 0 | 0 | 0 | 0 | 0 | 0 | 0 | 0 | 0 | 0 | 0 | 0 | 0 | 0 | 0 | 0 | 0 | 0 | 0 | 0 | 0 | 0
F3_Commercial_Interruptible - Miscellaneous_Existing_Water Heating_Natural Gas_Advanced New Construction Designs_A_Achievable Economic TRC Potential | F3 | Commercial | Interruptible - Miscellaneous | Existing | Water Heating | Natural Gas | Advanced New Construction Designs | A | Integrated Unit Winter Peak Savings (kW) | Achievable Economic TRC Potential | 0 | 0 | 0 | 0 | 0 | 0 | 0 | 0 | 0 | 0 | 0 | 0 | 0 | 0 | 0 | 0 | 0 | 0 | 0 | 0 | 0 | 0 | 0 | 0 | 0 | 0 | 0
F4_Commercial_Interruptible - Miscellaneous_Existing_Water Heating_Natural Gas_Advanced New Construction Designs_A_Achievable Economic TRC Potential | F4 | Commercial | Interruptible - Miscellaneous | Existing | Water Heating | Natural Gas | Advanced New Construction Designs | A | Incremental Energy Savings (MWh or mTherms) | Achievable Economic TRC Potential | 0 | 0 | 0 | 0 | 0 | 0 | 0 | 0 | 0 | 0 | 0 | 0 | 0 | 0 | 0 | 0 | 0 | 0 | 0 | 0 | 0 | 0 | 0 | 0 | 0 | 0 | 0
F5_Commercial_Interruptible - Miscellaneous_Existing_Water Heating_Natural Gas_Advanced New Construction Designs_A_Achievable Economic TRC Potential | F5 | Commercial | Interruptible - Miscellaneous | Existing | Water Heating | Natural Gas | Advanced New Construction Designs | A | Incremental Summer Peak Savings (MW) | Achievable Economic TRC Potential | 0 | 0 | 0 | 0 | 0 | 0 | 0 | 0 | 0 | 0 | 0 | 0 | 0 | 0 | 0 | 0 | 0 | 0 | 0 | 0 | 0 | 0 | 0 | 0 | 0 | 0 | 0
F6_Commercial_Interruptible - Miscellaneous_Existing_Water Heating_Natural Gas_Advanced New Construction Designs_A_Achievable Economic TRC Potential | F6 | Commercial | Interruptible - Miscellaneous | Existing | Water Heating | Natural Gas | Advanced New Construction Designs | A | Incremental Winter Peak Savings (MW) | Achievable Economic TRC Potential | 0 | 0 | 0 | 0 | 0 | 0 | 0 | 0 | 0 | 0 | 0 | 0 | 0 | 0 | 0 | 0 | 0 | 0 | 0 | 0 | 0 | 0 | 0 | 0 | 0 | 0 | 0
F7_Commercial_Interruptible - Miscellaneous_Existing_Water Heating_Natural Gas_Advanced New Construction Designs_A_Achievable Economic TRC Potential | F7 | Commercial | Interruptible - Miscellaneous | Existing | Water Heating | Natural Gas | Advanced New Construction Designs | A | Cumulative Energy Savings (MWh or mTherms) | Achievable Economic TRC Potential | 0 | 0 | 0 | 0 | 0 | 0 | 0 | 0 | 0 | 0 | 0 | 0 | 0 | 0 | 0 | 0 | 0 | 0 | 0 | 0 | 0 | 0 | 0 | 0 | 0 | 0 | 0
F8_Commercial_Interruptible - Miscellaneous_Existing_Water Heating_Natural Gas_Advanced New Construction Designs_A_Achievable Economic TRC Potential | F8 | Commercial | Interruptible - Miscellaneous | Existing | Water Heating | Natural Gas | Advanced New Construction Designs | A | Cumulative Summer Peak Savings (MW) | Achievable Economic TRC Potential | 0 | 0 | 0 | 0 | 0 | 0 | 0 | 0 | 0 | 0 | 0 | 0 | 0 | 0 | 0 | 0 | 0 | 0 | 0 | 0 | 0 | 0 | 0 | 0 | 0 | 0 | 0
F9_Commercial_Interruptible - Miscellaneous_Existing_Water Heating_Natural Gas_Advanced New Construction Designs_A_Achievable Economic TRC Potential | F9 | Commercial | Interruptible - Miscellaneous | Existing | Water Heating | Natural Gas | Advanced New Construction Designs | A | Cumulative Winter Peak Savings (MW) | Achievable Economic TRC Potential | 0 | 0 | 0 | 0 | 0 | 0 | 0 | 0 | 0 | 0 | 0 | 0 | 0 | 0 | 0 | 0 | 0 | 0 | 0 | 0 | 0 | 0 | 0 | 0 | 0 | 0 | 0
F10_Commercial_Interruptible - Miscellaneous_Existing_Water Heating_Natural Gas_Advanced New Construction Designs_A_Achievable Economic TRC Potential | F10 | Commercial | Interruptible - Miscellaneous | Existing | Water Heating | Natural Gas | Advanced New Construction Designs | A | Purchases (Incremental) | Achievable Economic TRC Potential | 0 | 0 | 0 | 0 | 0 | 0 | 0 | 0 | 0 | 0 | 0 | 0 | 0 | 0 | 0 | 0 | 0 | 0 | 0 | 0 | 0 | 0 | 0 | 0 | 0 | 0 | 0
F11_Commercial_Interruptible - Miscellaneous_Existing_Water Heating_Natural Gas_Advanced New Construction Designs_A_Achievable Economic TRC Potential | F11 | Commercial | Interruptible - Miscellaneous | Existing | Water Heating | Natural Gas | Advanced New Construction Designs | A | Purchases (Cumulative) | Achievable Economic TRC Potential | 0 | 0 | 0 | 0 | 0 | 0 | 0 | 0 | 0 | 0 | 0 | 0 | 0 | 0 | 0 | 0 | 0 | 0 | 0 | 0 | 0 | 0 | 0 | 0 | 0 | 0 | 0
F1_Commercial_Interruptible - Miscellaneous_Existing_Space Heating_Natural Gas_Strategic Energy Management_A_Achievable Economic TRC Potential | F1 | Commercial | Interruptible - Miscellaneous | Existing | Space Heating | Natural Gas | Strategic Energy Management | A | Integrated Unit Energy Savings (kWh or therms) | Achievable Economic TRC Potential | 0 | 0 | 0.036511 | 0.036194 | 0.03582 | 0.035396 | 0.034915 | 0.034382 | 0.033782 | 0.033117 | 0.032398 | 0.031638 | 0.030865 | 0.03009 | 0.029333 | 0.028614 | 0.027957 | 0.027398 | 0.02694 | 0.026552 | 0.026252 | 0.025976 | 0.025815 | 0.025663 | 0.025518 | 0.025379 | 0.025246
F2_Commercial_Interruptible - Miscellaneous_Existing_Space Heating_Natural Gas_Strategic Energy Management_A_Achievable Economic TRC Potential | F2 | Commercial | Interruptible - Miscellaneous | Existing | Space Heating | Natural Gas | Strategic Energy Management | A | Integrated Unit Summer Peak Savings (kW) | Achievable Economic TRC Potential | 0 | 0 | 0 | 0 | 0 | 0 | 0 | 0 | 0 | 0 | 0 | 0 | 0 | 0 | 0 | 0 | 0 | 0 | 0 | 0 | 0 | 0 | 0 | 0 | 0 | 0 | 0
F3_Commercial_Interruptible - Miscellaneous_Existing_Space Heating_Natural Gas_Strategic Energy Management_A_Achievable Economic TRC Potential | F3 | Commercial | Interruptible - Miscellaneous | Existing | Space Heating | Natural Gas | Strategic Energy Management | A | Integrated Unit Winter Peak Savings (kW) | Achievable Economic TRC Potential | 0 | 0 | 0 | 0 | 0 | 0 | 0 | 0 | 0 | 0 | 0 | 0 | 0 | 0 | 0 | 0 | 0 | 0 | 0 | 0 | 0 | 0 | 0 | 0 | 0 | 0 | 0
F4_Commercial_Interruptible - Miscellaneous_Existing_Space Heating_Natural Gas_Strategic Energy Management_A_Achievable Economic TRC Potential | F4 | Commercial | Interruptible - Miscellaneous | Existing | Space Heating | Natural Gas | Strategic Energy Management | A | Incremental Energy Savings (MWh or mTherms) | Achievable Economic TRC Potential | 0 | 0 | 0.046087 | 0.093778 | 0.092808 | 0.047031 | 0 | 0 | 0 | 0 | 0 | 0 | 0 | 0 | 0 | 0 | 0 | 0 | 0 | 0 | 0 | 0 | 0 | 0 | 0 | 0 | 0
F5_Commercial_Interruptible - Miscellaneous_Existing_Space Heating_Natural Gas_Strategic Energy Management_A_Achievable Economic TRC Potential | F5 | Commercial | Interruptible - Miscellaneous | Existing | Space Heating | Natural Gas | Strategic Energy Management | A | Incremental Summer Peak Savings (MW) | Achievable Economic TRC Potential | 0 | 0 | 0 | 0 | 0 | 0 | 0 | 0 | 0 | 0 | 0 | 0 | 0 | 0 | 0 | 0 | 0 | 0 | 0 | 0 | 0 | 0 | 0 | 0 | 0 | 0 | 0
F6_Commercial_Interruptible - Miscellaneous_Existing_Space Heating_Natural Gas_Strategic Energy Management_A_Achievable Economic TRC Potential | F6 | Commercial | Interruptible - Miscellaneous | Existing | Space Heating | Natural Gas | Strategic Energy Management | A | Incremental Winter Peak Savings (MW) | Achievable Economic TRC Potential | 0 | 0 | 0 | 0 | 0 | 0 | 0 | 0 | 0 | 0 | 0 | 0 | 0 | 0 | 0 | 0 | 0 | 0 | 0 | 0 | 0 | 0 | 0 | 0 | 0 | 0 | 0
F7_Commercial_Interruptible - Miscellaneous_Existing_Space Heating_Natural Gas_Strategic Energy Management_A_Achievable Economic TRC Potential | F7 | Commercial | Interruptible - Miscellaneous | Existing | Space Heating | Natural Gas | Strategic Energy Management | A | Cumulative Energy Savings (MWh or mTherms) | Achievable Economic TRC Potential | 0 | 0 | 0.046087 | 0.13947 | 0.23083 | 0.27513 | 0.27139 | 0.26725 | 0.26258 | 0.25742 | 0.25182 | 0.24592 | 0.23991 | 0.23389 | 0.228 | 0.22241 | 0.21731 | 0.21296 | 0.2094 | 0.20639 | 0.20405 | 0.20191 | 0.20066 | 0.19948 | 0.19835 | 0.19727 | 0.19623
F8_Commercial_Interruptible - Miscellaneous_Existing_Space Heating_Natural Gas_Strategic Energy Management_A_Achievable Economic TRC Potential | F8 | Commercial | Interruptible - Miscellaneous | Existing | Space Heating | Natural Gas | Strategic Energy Management | A | Cumulative Summer Peak Savings (MW) | Achievable Economic TRC Potential | 0 | 0 | 0 | 0 | 0 | 0 | 0 | 0 | 0 | 0 | 0 | 0 | 0 | 0 | 0 | 0 | 0 | 0 | 0 | 0 | 0 | 0 | 0 | 0 | 0 | 0 | 0
F9_Commercial_Interruptible - Miscellaneous_Existing_Space Heating_Natural Gas_Strategic Energy Management_A_Achievable Economic TRC Potential | F9 | Commercial | Interruptible - Miscellaneous | Existing | Space Heating | Natural Gas | Strategic Energy Management | A | Cumulative Winter Peak Savings (MW) | Achievable Economic TRC Potential | 0 | 0 | 0 | 0 | 0 | 0 | 0 | 0 | 0 | 0 | 0 | 0 | 0 | 0 | 0 | 0 | 0 | 0 | 0 | 0 | 0 | 0 | 0 | 0 | 0 | 0 | 0
F10_Commercial_Interruptible - Miscellaneous_Existing_Space Heating_Natural Gas_Strategic Energy Management_A_Achievable Economic TRC Potential | F10 | Commercial | Interruptible - Miscellaneous | Existing | Space Heating | Natural Gas | Strategic Energy Management | A | Purchases (Incremental) | Achievable Economic TRC Potential | 0 | 0 | 1262.269 | 2590.9733 | 2590.9733 | 1328.7043 | 0 | 0 | 0 | 0 | 0 | 0 | 0 | 0 | 0 | 0 | 0 | 0 | 0 | 0 | 0 | 0 | 0 | 0 | 0 | 0 | 0
F11_Commercial_Interruptible - Miscellaneous_Existing_Space Heating_Natural Gas_Strategic Energy Management_A_Achievable Economic TRC Potential | F11 | Commercial | Interruptible - Miscellaneous | Existing | Space Heating | Natural Gas | Strategic Energy Management | A | Purchases (Cumulative) | Achievable Economic TRC Potential | 0 | 0 | 1262.269 | 3853.2423 | 6444.2156 | 7772.9199 | 7772.9199 | 7772.9199 | 7772.9199 | 7772.9199 | 7772.9199 | 7772.9199 | 7772.9199 | 7772.9199 | 7772.9199 | 7772.9199 | 7772.9199 | 7772.9199 | 7772.9199 | 7772.9199 | 7772.9199 | 7772.9199 | 7772.9199 | 7772.9199 | 7772.9199 | 7772.9199 | 7772.9199
F1_Commercial_Interruptible - Miscellaneous_Existing_Water Heating_Natural Gas_Strategic Energy Management_A_Achievable Economic TRC Potential | F1 | Commercial | Interruptible - Miscellaneous | Existing | Water Heating | Natural Gas | Strategic Energy Management | A | Integrated Unit Energy Savings (kWh or therms) | Achievable Economic TRC Potential | 0 | 0 | 0.017158 | 0.01679 | 0.01645 | 0.016125 | 0.015815 | 0.015512 | 0.015232 | 0.014974 | 0.014737 | 0.014528 | 0.014359 | 0.014228 | 0.014144 | 0.014061 | 0.014001 | 0.013953 | 0.013916 | 0.013886 | 0.013865 | 0.013849 | 0.013839 | 0.013831 | 0.013821 | 0.013818 | 0.013816
F2_Commercial_Interruptible - Miscellaneous_Existing_Water Heating_Natural Gas_Strategic Energy Management_A_Achievable Economic TRC Potential | F2 | Commercial | Interruptible - Miscellaneous | Existing | Water Heating | Natural Gas | Strategic Energy Management | A | Integrated Unit Summer Peak Savings (kW) | Achievable Economic TRC Potential | 0 | 0 | 0 | 0 | 0 | 0 | 0 | 0 | 0 | 0 | 0 | 0 | 0 | 0 | 0 | 0 | 0 | 0 | 0 | 0 | 0 | 0 | 0 | 0 | 0 | 0 | 0
F3_Commercial_Interruptible - Miscellaneous_Existing_Water Heating_Natural Gas_Strategic Energy Management_A_Achievable Economic TRC Potential | F3 | Commercial | Interruptible - Miscellaneous | Existing | Water Heating | Natural Gas | Strategic Energy Management | A | Integrated Unit Winter Peak Savings (kW) | Achievable Economic TRC Potential | 0 | 0 | 0 | 0 | 0 | 0 | 0 | 0 | 0 | 0 | 0 | 0 | 0 | 0 | 0 | 0 | 0 | 0 | 0 | 0 | 0 | 0 | 0 | 0 | 0 | 0 | 0
F4_Commercial_Interruptible - Miscellaneous_Existing_Water Heating_Natural Gas_Strategic Energy Management_A_Achievable Economic TRC Potential | F4 | Commercial | Interruptible - Miscellaneous | Existing | Water Heating | Natural Gas | Strategic Energy Management | A | Incremental Energy Savings (MWh or mTherms) | Achievable Economic TRC Potential | 0 | 0 | 0.016036 | 0.032212 | 0.031559 | 0.015864 | 0 | 0 | 0 | 0 | 0 | 0 | 0 | 0 | 0 | 0 | 0 | 0 | 0 | 0 | 0 | 0 | 0 | 0 | 0 | 0 | 0
F5_Commercial_Interruptible - Miscellaneous_Existing_Water Heating_Natural Gas_Strategic Energy Management_A_Achievable Economic TRC Potential | F5 | Commercial | Interruptible - Miscellaneous | Existing | Water Heating | Natural Gas | Strategic Energy Management | A | Incremental Summer Peak Savings (MW) | Achievable Economic TRC Potential | 0 | 0 | 0 | 0 | 0 | 0 | 0 | 0 | 0 | 0 | 0 | 0 | 0 | 0 | 0 | 0 | 0 | 0 | 0 | 0 | 0 | 0 | 0 | 0 | 0 | 0 | 0
F6_Commercial_Interruptible - Miscellaneous_Existing_Water Heating_Natural Gas_Strategic Energy Management_A_Achievable Economic TRC Potential | F6 | Commercial | Interruptible - Miscellaneous | Existing | Water Heating | Natural Gas | Strategic Energy Management | A | Incremental Winter Peak Savings (MW) | Achievable Economic TRC Potential | 0 | 0 | 0 | 0 | 0 | 0 | 0 | 0 | 0 | 0 | 0 | 0 | 0 | 0 | 0 | 0 | 0 | 0 | 0 | 0 | 0 | 0 | 0 | 0 | 0 | 0 | 0
F7_Commercial_Interruptible - Miscellaneous_Existing_Water Heating_Natural Gas_Strategic Energy Management_A_Achievable Economic TRC Potential | F7 | Commercial | Interruptible - Miscellaneous | Existing | Water Heating | Natural Gas | Strategic Energy Management | A | Cumulative Energy Savings (MWh or mTherms) | Achievable Economic TRC Potential | 0 | 0 | 0.016036 | 0.047905 | 0.078493 | 0.092807 | 0.09102 | 0.089276 | 0.087665 | 0.08618 | 0.084817 | 0.083616 | 0.082642 | 0.081888 | 0.081405 | 0.080926 | 0.080581 | 0.080307 | 0.080092 | 0.079919 | 0.079796 | 0.079709 | 0.079647 | 0.079603 | 0.079544 | 0.079529 | 0.079517
F8_Commercial_Interruptible - Miscellaneous_Existing_Water Heating_Natural Gas_Strategic Energy Management_A_Achievable Economic TRC Potential | F8 | Commercial | Interruptible - Miscellaneous | Existing | Water Heating | Natural Gas | Strategic Energy Management | A | Cumulative Summer Peak Savings (MW) | Achievable Economic TRC Potential | 0 | 0 | 0 | 0 | 0 | 0 | 0 | 0 | 0 | 0 | 0 | 0 | 0 | 0 | 0 | 0 | 0 | 0 | 0 | 0 | 0 | 0 | 0 | 0 | 0 | 0 | 0
F9_Commercial_Interruptible - Miscellaneous_Existing_Water Heating_Natural Gas_Strategic Energy Management_A_Achievable Economic TRC Potential | F9 | Commercial | Interruptible - Miscellaneous | Existing | Water Heating | Natural Gas | Strategic Energy Management | A | Cumulative Winter Peak Savings (MW) | Achievable Economic TRC Potential | 0 | 0 | 0 | 0 | 0 | 0 | 0 | 0 | 0 | 0 | 0 | 0 | 0 | 0 | 0 | 0 | 0 | 0 | 0 | 0 | 0 | 0 | 0 | 0 | 0 | 0 | 0
F10_Commercial_Interruptible - Miscellaneous_Existing_Water Heating_Natural Gas_Strategic Energy Management_A_Achievable Economic TRC Potential | F10 | Commercial | Interruptible - Miscellaneous | Existing | Water Heating | Natural Gas | Strategic Energy Management | A | Purchases (Incremental) | Achievable Economic TRC Potential | 0 | 0 | 934.6353 | 1918.462 | 1918.462 | 983.8267 | 0 | 0 | 0 | 0 | 0 | 0 | 0 | 0 | 0 | 0 | 0 | 0 | 0 | 0 | 0 | 0 | 0 | 0 | 0 | 0 | 0
F11_Commercial_Interruptible - Miscellaneous_Existing_Water Heating_Natural Gas_Strategic Energy Management_A_Achievable Economic TRC Potential | F11 | Commercial | Interruptible - Miscellaneous | Existing | Water Heating | Natural Gas | Strategic Energy Management | A | Purchases (Cumulative) | Achievable Economic TRC Potential | 0 | 0 | 934.6353 | 2853.0973 | 4771.5593 | 5755.3859 | 5755.3859 | 5755.3859 | 5755.3859 | 5755.3859 | 5755.3859 | 5755.3859 | 5755.3859 | 5755.3859 | 5755.3859 | 5755.3859 | 5755.3859 | 5755.3859 | 5755.3859 | 5755.3859 | 5755.3859 | 5755.3859 | 5755.3859 | 5755.3859 | 5755.3859 | 5755.3859 | 5755.3859
F1_Commercial_Interruptible - Miscellaneous_Existing_Space Heating_Natural Gas_Retrocommissioning_A_Achievable Economic TRC Potential | F1 | Commercial | Interruptible - Miscellaneous | Existing | Space Heating | Natural Gas | Retrocommissioning | A | Integrated Unit Energy Savings (kWh or therms) | Achievable Economic TRC Potential | 0 | 0 | 0.044796 | 0.044335 | 0.043804 | 0.043249 | 0.042661 | 0.04201 | 0.041276 | 0.040465 | 0.039585 | 0.038657 | 0.037712 | 0.036766 | 0.035841 | 0.034962 | 0.03416 | 0.033476 | 0.032917 | 0.032443 | 0.032076 | 0.031739 | 0.031543 | 0.031357 | 0.031179 | 0.031009 | 0.030847
F2_Commercial_Interruptible - Miscellaneous_Existing_Space Heating_Natural Gas_Retrocommissioning_A_Achievable Economic TRC Potential | F2 | Commercial | Interruptible - Miscellaneous | Existing | Space Heating | Natural Gas | Retrocommissioning | A | Integrated Unit Summer Peak Savings (kW) | Achievable Economic TRC Potential | 0 | 0 | 0 | 0 | 0 | 0 | 0 | 0 | 0 | 0 | 0 | 0 | 0 | 0 | 0 | 0 | 0 | 0 | 0 | 0 | 0 | 0 | 0 | 0 | 0 | 0 | 0
F3_Commercial_Interruptible - Miscellaneous_Existing_Space Heating_Natural Gas_Retrocommissioning_A_Achievable Economic TRC Potential | F3 | Commercial | Interruptible - Miscellaneous | Existing | Space Heating | Natural Gas | Retrocommissioning | A | Integrated Unit Winter Peak Savings (kW) | Achievable Economic TRC Potential | 0 | 0 | 0 | 0 | 0 | 0 | 0 | 0 | 0 | 0 | 0 | 0 | 0 | 0 | 0 | 0 | 0 | 0 | 0 | 0 | 0 | 0 | 0 | 0 | 0 | 0 | 0
F4_Commercial_Interruptible - Miscellaneous_Existing_Space Heating_Natural Gas_Retrocommissioning_A_Achievable Economic TRC Potential | F4 | Commercial | Interruptible - Miscellaneous | Existing | Space Heating | Natural Gas | Retrocommissioning | A | Incremental Energy Savings (MWh or mTherms) | Achievable Economic TRC Potential | 0 | 0 | 0.0563 | 0.11437 | 0.113 | 0.057217 | 1.94e-17 | 0 | 1.877e-17 | 0 | 0 | 0 | 0 | 0 | 0 | 0 | 0 | 0 | 0 | 0 | 0 | 0 | 0 | 0 | 0 | 0 | 0
F5_Commercial_Interruptible - Miscellaneous_Existing_Space Heating_Natural Gas_Retrocommissioning_A_Achievable Economic TRC Potential | F5 | Commercial | Interruptible - Miscellaneous | Existing | Space Heating | Natural Gas | Retrocommissioning | A | Incremental Summer Peak Savings (MW) | Achievable Economic TRC Potential | 0 | 0 | 0 | 0 | 0 | 0 | 0 | 0 | 0 | 0 | 0 | 0 | 0 | 0 | 0 | 0 | 0 | 0 | 0 | 0 | 0 | 0 | 0 | 0 | 0 | 0 | 0
F6_Commercial_Interruptible - Miscellaneous_Existing_Space Heating_Natural Gas_Retrocommissioning_A_Achievable Economic TRC Potential | F6 | Commercial | Interruptible - Miscellaneous | Existing | Space Heating | Natural Gas | Retrocommissioning | A | Incremental Winter Peak Savings (MW) | Achievable Economic TRC Potential | 0 | 0 | 0 | 0 | 0 | 0 | 0 | 0 | 0 | 0 | 0 | 0 | 0 | 0 | 0 | 0 | 0 | 0 | 0 | 0 | 0 | 0 | 0 | 0 | 0 | 0 | 0
F7_Commercial_Interruptible - Miscellaneous_Existing_Space Heating_Natural Gas_Retrocommissioning_A_Achievable Economic TRC Potential | F7 | Commercial | Interruptible - Miscellaneous | Existing | Space Heating | Natural Gas | Retrocommissioning | A | Cumulative Energy Savings (MWh or mTherms) | Achievable Economic TRC Potential | 0 | 0 | 0.0563 | 0.17009 | 0.28106 | 0.33472 | 0.33016 | 0.32513 | 0.31945 | 0.31317 | 0.30636 | 0.29918 | 0.29187 | 0.28454 | 0.27738 | 0.27058 | 0.26437 | 0.25908 | 0.25475 | 0.25108 | 0.24824 | 0.24563 | 0.24412 | 0.24268 | 0.2413 | 0.23999 | 0.23873
F8_Commercial_Interruptible - Miscellaneous_Existing_Space Heating_Natural Gas_Retrocommissioning_A_Achievable Economic TRC Potential | F8 | Commercial | Interruptible - Miscellaneous | Existing | Space Heating | Natural Gas | Retrocommissioning | A | Cumulative Summer Peak Savings (MW) | Achievable Economic TRC Potential | 0 | 0 | 0 | 0 | 0 | 0 | 0 | 0 | 0 | 0 | 0 | 0 | 0 | 0 | 0 | 0 | 0 | 0 | 0 | 0 | 0 | 0 | 0 | 0 | 0 | 0 | 0
F9_Commercial_Interruptible - Miscellaneous_Existing_Space Heating_Natural Gas_Retrocommissioning_A_Achievable Economic TRC Potential | F9 | Commercial | Interruptible - Miscellaneous | Existing | Space Heating | Natural Gas | Retrocommissioning | A | Cumulative Winter Peak Savings (MW) | Achievable Economic TRC Potential | 0 | 0 | 0 | 0 | 0 | 0 | 0 | 0 | 0 | 0 | 0 | 0 | 0 | 0 | 0 | 0 | 0 | 0 | 0 | 0 | 0 | 0 | 0 | 0 | 0 | 0 | 0
F10_Commercial_Interruptible - Miscellaneous_Existing_Space Heating_Natural Gas_Retrocommissioning_A_Achievable Economic TRC Potential | F10 | Commercial | Interruptible - Miscellaneous | Existing | Space Heating | Natural Gas | Retrocommissioning | A | Purchases (Incremental) | Achievable Economic TRC Potential | 0 | 0 | 1256.8047 | 2579.757 | 2579.757 | 1322.9523 | 4.5475e-13 | 0 | 4.5475e-13 | 0 | 0 | 0 | 0 | 0 | 0 | 0 | 0 | 0 | 0 | 0 | 0 | 0 | 0 | 0 | 0 | 0 | 0
F11_Commercial_Interruptible - Miscellaneous_Existing_Space Heating_Natural Gas_Retrocommissioning_A_Achievable Economic TRC Potential | F11 | Commercial | Interruptible - Miscellaneous | Existing | Space Heating | Natural Gas | Retrocommissioning | A | Purchases (Cumulative) | Achievable Economic TRC Potential | 0 | 0 | 1256.8047 | 3836.5616 | 6416.3186 | 7739.2709 | 7739.2709 | 7739.2709 | 7739.2709 | 7739.2709 | 7739.2709 | 7739.2709 | 7739.2709 | 7739.2709 | 7739.2709 | 7739.2709 | 7739.2709 | 7739.2709 | 7739.2709 | 7739.2709 | 7739.2709 | 7739.2709 | 7739.2709 | 7739.2709 | 7739.2709 | 7739.2709 | 7739.2709
F1_Commercial_Interruptible - Miscellaneous_Existing_Water Heating_Natural Gas_Retrocommissioning_A_Achievable Economic TRC Potential | F1 | Commercial | Interruptible - Miscellaneous | Existing | Water Heating | Natural Gas | Retrocommissioning | A | Integrated Unit Energy Savings (kWh or therms) | Achievable Economic TRC Potential | 0 | 0 | 0.021019 | 0.020496 | 0.020001 | 0.019536 | 0.019101 | 0.018667 | 0.018257 | 0.017874 | 0.017523 | 0.017217 | 0.016972 | 0.016787 | 0.016688 | 0.01659 | 0.016519 | 0.016463 | 0.016419 | 0.016384 | 0.016359 | 0.016341 | 0.016328 | 0.016319 | 0.016307 | 0.016304 | 0.016301
F2_Commercial_Interruptible - Miscellaneous_Existing_Water Heating_Natural Gas_Retrocommissioning_A_Achievable Economic TRC Potential | F2 | Commercial | Interruptible - Miscellaneous | Existing | Water Heating | Natural Gas | Retrocommissioning | A | Integrated Unit Summer Peak Savings (kW) | Achievable Economic TRC Potential | 0 | 0 | 0 | 0 | 0 | 0 | 0 | 0 | 0 | 0 | 0 | 0 | 0 | 0 | 0 | 0 | 0 | 0 | 0 | 0 | 0 | 0 | 0 | 0 | 0 | 0 | 0
F3_Commercial_Interruptible - Miscellaneous_Existing_Water Heating_Natural Gas_Retrocommissioning_A_Achievable Economic TRC Potential | F3 | Commercial | Interruptible - Miscellaneous | Existing | Water Heating | Natural Gas | Retrocommissioning | A | Integrated Unit Winter Peak Savings (kW) | Achievable Economic TRC Potential | 0 | 0 | 0 | 0 | 0 | 0 | 0 | 0 | 0 | 0 | 0 | 0 | 0 | 0 | 0 | 0 | 0 | 0 | 0 | 0 | 0 | 0 | 0 | 0 | 0 | 0 | 0
F4_Commercial_Interruptible - Miscellaneous_Existing_Water Heating_Natural Gas_Retrocommissioning_A_Achievable Economic TRC Potential | F4 | Commercial | Interruptible - Miscellaneous | Existing | Water Heating | Natural Gas | Retrocommissioning | A | Incremental Energy Savings (MWh or mTherms) | Achievable Economic TRC Potential | 0 | 0 | 0.01956 | 0.039151 | 0.038205 | 0.019137 | 0 | 0 | 0 | 0 | 0 | 0 | 0 | 0 | 0 | 0 | 0 | 0 | 0 | 0 | 0 | 0 | 0 | 0 | 0 | 0 | 0
F5_Commercial_Interruptible - Miscellaneous_Existing_Water Heating_Natural Gas_Retrocommissioning_A_Achievable Economic TRC Potential | F5 | Commercial | Interruptible - Miscellaneous | Existing | Water Heating | Natural Gas | Retrocommissioning | A | Incremental Summer Peak Savings (MW) | Achievable Economic TRC Potential | 0 | 0 | 0 | 0 | 0 | 0 | 0 | 0 | 0 | 0 | 0 | 0 | 0 | 0 | 0 | 0 | 0 | 0 | 0 | 0 | 0 | 0 | 0 | 0 | 0 | 0 | 0
F6_Commercial_Interruptible - Miscellaneous_Existing_Water Heating_Natural Gas_Retrocommissioning_A_Achievable Economic TRC Potential | F6 | Commercial | Interruptible - Miscellaneous | Existing | Water Heating | Natural Gas | Retrocommissioning | A | Incremental Winter Peak Savings (MW) | Achievable Economic TRC Potential | 0 | 0 | 0 | 0 | 0 | 0 | 0 | 0 | 0 | 0 | 0 | 0 | 0 | 0 | 0 | 0 | 0 | 0 | 0 | 0 | 0 | 0 | 0 | 0 | 0 | 0 | 0
F7_Commercial_Interruptible - Miscellaneous_Existing_Water Heating_Natural Gas_Retrocommissioning_A_Achievable Economic TRC Potential | F7 | Commercial | Interruptible - Miscellaneous | Existing | Water Heating | Natural Gas | Retrocommissioning | A | Cumulative Energy Savings (MWh or mTherms) | Achievable Economic TRC Potential | 0 | 0 | 0.01956 | 0.058224 | 0.095023 | 0.11195 | 0.10946 | 0.10697 | 0.10462 | 0.10242 | 0.10041 | 0.098661 | 0.097258 | 0.096199 | 0.095632 | 0.09507 | 0.094664 | 0.094342 | 0.09409 | 0.093887 | 0.093742 | 0.09364 | 0.093567 | 0.093515 | 0.093445 | 0.093428 | 0.093414
F8_Commercial_Interruptible - Miscellaneous_Existing_Water Heating_Natural Gas_Retrocommissioning_A_Achievable Economic TRC Potential | F8 | Commercial | Interruptible - Miscellaneous | Existing | Water Heating | Natural Gas | Retrocommissioning | A | Cumulative Summer Peak Savings (MW) | Achievable Economic TRC Potential | 0 | 0 | 0 | 0 | 0 | 0 | 0 | 0 | 0 | 0 | 0 | 0 | 0 | 0 | 0 | 0 | 0 | 0 | 0 | 0 | 0 | 0 | 0 | 0 | 0 | 0 | 0
F9_Commercial_Interruptible - Miscellaneous_Existing_Water Heating_Natural Gas_Retrocommissioning_A_Achievable Economic TRC Potential | F9 | Commercial | Interruptible - Miscellaneous | Existing | Water Heating | Natural Gas | Retrocommissioning | A | Cumulative Winter Peak Savings (MW) | Achievable Economic TRC Potential | 0 | 0 | 0 | 0 | 0 | 0 | 0 | 0 | 0 | 0 | 0 | 0 | 0 | 0 | 0 | 0 | 0 | 0 | 0 | 0 | 0 | 0 | 0 | 0 | 0 | 0 | 0
F10_Commercial_Interruptible - Miscellaneous_Existing_Water Heating_Natural Gas_Retrocommissioning_A_Achievable Economic TRC Potential | F10 | Commercial | Interruptible - Miscellaneous | Existing | Water Heating | Natural Gas | Retrocommissioning | A | Purchases (Incremental) | Achievable Economic TRC Potential | 0 | 0 | 930.5893 | 1910.1569 | 1910.1569 | 979.5677 | 0 | 0 | 0 | 0 | 0 | 0 | 0 | 0 | 0 | 0 | 0 | 0 | 0 | 0 | 0 | 0 | 0 | 0 | 0 | 0 | 0
F11_Commercial_Interruptible - Miscellaneous_Existing_Water Heating_Natural Gas_Retrocommissioning_A_Achievable Economic TRC Potential | F11 | Commercial | Interruptible - Miscellaneous | Existing | Water Heating | Natural Gas | Retrocommissioning | A | Purchases (Cumulative) | Achievable Economic TRC Potential | 0 | 0 | 930.5893 | 2840.7462 | 4750.9032 | 5730.4708 | 5730.4708 | 5730.4708 | 5730.4708 | 5730.4708 | 5730.4708 | 5730.4708 | 5730.4708 | 5730.4708 | 5730.4708 | 5730.4708 | 5730.4708 | 5730.4708 | 5730.4708 | 5730.4708 | 5730.4708 | 5730.4708 | 5730.4708 | 5730.4708 | 5730.4708 | 5730.4708 | 5730.4708
F1_Commercial_Interruptible - Miscellaneous_New_Space Heating_Natural Gas_Insulation - Ceiling_A_Achievable Economic TRC Potential | F1 | Commercial | Interruptible - Miscellaneous | New | Space Heating | Natural Gas | Insulation - Ceiling | A | Integrated Unit Energy Savings (kWh or therms) | Achievable Economic TRC Potential | 0 | 0 | 0 | 0 | 0 | 0 | 0 | 0 | 0 | 0 | 0 | 0 | 0 | 0 | 0 | 0 | 0 | 0 | 0 | 0 | 0 | 0 | 0 | 0 | 0 | 0 | 0
F2_Commercial_Interruptible - Miscellaneous_New_Space Heating_Natural Gas_Insulation - Ceiling_A_Achievable Economic TRC Potential | F2 | Commercial | Interruptible - Miscellaneous | New | Space Heating | Natural Gas | Insulation - Ceiling | A | Integrated Unit Summer Peak Savings (kW) | Achievable Economic TRC Potential | 0 | 0 | 0 | 0 | 0 | 0 | 0 | 0 | 0 | 0 | 0 | 0 | 0 | 0 | 0 | 0 | 0 | 0 | 0 | 0 | 0 | 0 | 0 | 0 | 0 | 0 | 0
F3_Commercial_Interruptible - Miscellaneous_New_Space Heating_Natural Gas_Insulation - Ceiling_A_Achievable Economic TRC Potential | F3 | Commercial | Interruptible - Miscellaneous | New | Space Heating | Natural Gas | Insulation - Ceiling | A | Integrated Unit Winter Peak Savings (kW) | Achievable Economic TRC Potential | 0 | 0 | 0 | 0 | 0 | 0 | 0 | 0 | 0 | 0 | 0 | 0 | 0 | 0 | 0 | 0 | 0 | 0 | 0 | 0 | 0 | 0 | 0 | 0 | 0 | 0 | 0
F4_Commercial_Interruptible - Miscellaneous_New_Space Heating_Natural Gas_Insulation - Ceiling_A_Achievable Economic TRC Potential | F4 | Commercial | Interruptible - Miscellaneous | New | Space Heating | Natural Gas | Insulation - Ceiling | A | Incremental Energy Savings (MWh or mTherms) | Achievable Economic TRC Potential | 0 | 0 | 0 | 0 | 0 | 0 | 0 | 0 | 0 | 0 | 0 | 0 | 0 | 0 | 0 | 0 | 0 | 0 | 0 | 0 | 0 | 0 | 0 | 0 | 0 | 0 | 0
F5_Commercial_Interruptible - Miscellaneous_New_Space Heating_Natural Gas_Insulation - Ceiling_A_Achievable Economic TRC Potential | F5 | Commercial | Interruptible - Miscellaneous | New | Space Heating | Natural Gas | Insulation - Ceiling | A | Incremental Summer Peak Savings (MW) | Achievable Economic TRC Potential | 0 | 0 | 0 | 0 | 0 | 0 | 0 | 0 | 0 | 0 | 0 | 0 | 0 | 0 | 0 | 0 | 0 | 0 | 0 | 0 | 0 | 0 | 0 | 0 | 0 | 0 | 0
F6_Commercial_Interruptible - Miscellaneous_New_Space Heating_Natural Gas_Insulation - Ceiling_A_Achievable Economic TRC Potential | F6 | Commercial | Interruptible - Miscellaneous | New | Space Heating | Natural Gas | Insulation - Ceiling | A | Incremental Winter Peak Savings (MW) | Achievable Economic TRC Potential | 0 | 0 | 0 | 0 | 0 | 0 | 0 | 0 | 0 | 0 | 0 | 0 | 0 | 0 | 0 | 0 | 0 | 0 | 0 | 0 | 0 | 0 | 0 | 0 | 0 | 0 | 0
F7_Commercial_Interruptible - Miscellaneous_New_Space Heating_Natural Gas_Insulation - Ceiling_A_Achievable Economic TRC Potential | F7 | Commercial | Interruptible - Miscellaneous | New | Space Heating | Natural Gas | Insulation - Ceiling | A | Cumulative Energy Savings (MWh or mTherms) | Achievable Economic TRC Potential | 0 | 0 | 0 | 0 | 0 | 0 | 0 | 0 | 0 | 0 | 0 | 0 | 0 | 0 | 0 | 0 | 0 | 0 | 0 | 0 | 0 | 0 | 0 | 0 | 0 | 0 | 0
F8_Commercial_Interruptible - Miscellaneous_New_Space Heating_Natural Gas_Insulation - Ceiling_A_Achievable Economic TRC Potential | F8 | Commercial | Interruptible - Miscellaneous | New | Space Heating | Natural Gas | Insulation - Ceiling | A | Cumulative Summer Peak Savings (MW) | Achievable Economic TRC Potential | 0 | 0 | 0 | 0 | 0 | 0 | 0 | 0 | 0 | 0 | 0 | 0 | 0 | 0 | 0 | 0 | 0 | 0 | 0 | 0 | 0 | 0 | 0 | 0 | 0 | 0 | 0
F9_Commercial_Interruptible - Miscellaneous_New_Space Heating_Natural Gas_Insulation - Ceiling_A_Achievable Economic TRC Potential | F9 | Commercial | Interruptible - Miscellaneous | New | Space Heating | Natural Gas | Insulation - Ceiling | A | Cumulative Winter Peak Savings (MW) | Achievable Economic TRC Potential | 0 | 0 | 0 | 0 | 0 | 0 | 0 | 0 | 0 | 0 | 0 | 0 | 0 | 0 | 0 | 0 | 0 | 0 | 0 | 0 | 0 | 0 | 0 | 0 | 0 | 0 | 0
F10_Commercial_Interruptible - Miscellaneous_New_Space Heating_Natural Gas_Insulation - Ceiling_A_Achievable Economic TRC Potential | F10 | Commercial | Interruptible - Miscellaneous | New | Space Heating | Natural Gas | Insulation - Ceiling | A | Purchases (Incremental) | Achievable Economic TRC Potential | 0 | 0 | 0 | 0 | 0 | 0 | 0 | 0 | 0 | 0 | 0 | 0 | 0 | 0 | 0 | 0 | 0 | 0 | 0 | 0 | 0 | 0 | 0 | 0 | 0 | 0 | 0
F11_Commercial_Interruptible - Miscellaneous_New_Space Heating_Natural Gas_Insulation - Ceiling_A_Achievable Economic TRC Potential | F11 | Commercial | Interruptible - Miscellaneous | New | Space Heating | Natural Gas | Insulation - Ceiling | A | Purchases (Cumulative) | Achievable Economic TRC Potential | 0 | 0 | 0 | 0 | 0 | 0 | 0 | 0 | 0 | 0 | 0 | 0 | 0 | 0 | 0 | 0 | 0 | 0 | 0 | 0 | 0 | 0 | 0 | 0 | 0 | 0 | 0
F1_Commercial_Interruptible - Miscellaneous_New_Space Heating_Natural Gas_Insulation - Ducting_A_Achievable Economic TRC Potential | F1 | Commercial | Interruptible - Miscellaneous | New | Space Heating | Natural Gas | Insulation - Ducting | A | Integrated Unit Energy Savings (kWh or therms) | Achievable Economic TRC Potential | 0 | 0 | 0 | 0 | 0 | 0 | 0 | 0 | 0 | 0 | 0 | 0 | 0 | 0 | 0 | 0 | 0 | 0 | 0 | 0 | 0 | 0 | 0 | 0 | 0 | 0 | 0
F2_Commercial_Interruptible - Miscellaneous_New_Space Heating_Natural Gas_Insulation - Ducting_A_Achievable Economic TRC Potential | F2 | Commercial | Interruptible - Miscellaneous | New | Space Heating | Natural Gas | Insulation - Ducting | A | Integrated Unit Summer Peak Savings (kW) | Achievable Economic TRC Potential | 0 | 0 | 0 | 0 | 0 | 0 | 0 | 0 | 0 | 0 | 0 | 0 | 0 | 0 | 0 | 0 | 0 | 0 | 0 | 0 | 0 | 0 | 0 | 0 | 0 | 0 | 0
F3_Commercial_Interruptible - Miscellaneous_New_Space Heating_Natural Gas_Insulation - Ducting_A_Achievable Economic TRC Potential | F3 | Commercial | Interruptible - Miscellaneous | New | Space Heating | Natural Gas | Insulation - Ducting | A | Integrated Unit Winter Peak Savings (kW) | Achievable Economic TRC Potential | 0 | 0 | 0 | 0 | 0 | 0 | 0 | 0 | 0 | 0 | 0 | 0 | 0 | 0 | 0 | 0 | 0 | 0 | 0 | 0 | 0 | 0 | 0 | 0 | 0 | 0 | 0
F4_Commercial_Interruptible - Miscellaneous_New_Space Heating_Natural Gas_Insulation - Ducting_A_Achievable Economic TRC Potential | F4 | Commercial | Interruptible - Miscellaneous | New | Space Heating | Natural Gas | Insulation - Ducting | A | Incremental Energy Savings (MWh or mTherms) | Achievable Economic TRC Potential | 0 | 0 | 0 | 0 | 0 | 0 | 0 | 0 | 0 | 0 | 0 | 0 | 0 | 0 | 0 | 0 | 0 | 0 | 0 | 0 | 0 | 0 | 0 | 0 | 0 | 0 | 0
F5_Commercial_Interruptible - Miscellaneous_New_Space Heating_Natural Gas_Insulation - Ducting_A_Achievable Economic TRC Potential | F5 | Commercial | Interruptible - Miscellaneous | New | Space Heating | Natural Gas | Insulation - Ducting | A | Incremental Summer Peak Savings (MW) | Achievable Economic TRC Potential | 0 | 0 | 0 | 0 | 0 | 0 | 0 | 0 | 0 | 0 | 0 | 0 | 0 | 0 | 0 | 0 | 0 | 0 | 0 | 0 | 0 | 0 | 0 | 0 | 0 | 0 | 0
F6_Commercial_Interruptible - Miscellaneous_New_Space Heating_Natural Gas_Insulation - Ducting_A_Achievable Economic TRC Potential | F6 | Commercial | Interruptible - Miscellaneous | New | Space Heating | Natural Gas | Insulation - Ducting | A | Incremental Winter Peak Savings (MW) | Achievable Economic TRC Potential | 0 | 0 | 0 | 0 | 0 | 0 | 0 | 0 | 0 | 0 | 0 | 0 | 0 | 0 | 0 | 0 | 0 | 0 | 0 | 0 | 0 | 0 | 0 | 0 | 0 | 0 | 0
F7_Commercial_Interruptible - Miscellaneous_New_Space Heating_Natural Gas_Insulation - Ducting_A_Achievable Economic TRC Potential | F7 | Commercial | Interruptible - Miscellaneous | New | Space Heating | Natural Gas | Insulation - Ducting | A | Cumulative Energy Savings (MWh or mTherms) | Achievable Economic TRC Potential | 0 | 0 | 0 | 0 | 0 | 0 | 0 | 0 | 0 | 0 | 0 | 0 | 0 | 0 | 0 | 0 | 0 | 0 | 0 | 0 | 0 | 0 | 0 | 0 | 0 | 0 | 0
F8_Commercial_Interruptible - Miscellaneous_New_Space Heating_Natural Gas_Insulation - Ducting_A_Achievable Economic TRC Potential | F8 | Commercial | Interruptible - Miscellaneous | New | Space Heating | Natural Gas | Insulation - Ducting | A | Cumulative Summer Peak Savings (MW) | Achievable Economic TRC Potential | 0 | 0 | 0 | 0 | 0 | 0 | 0 | 0 | 0 | 0 | 0 | 0 | 0 | 0 | 0 | 0 | 0 | 0 | 0 | 0 | 0 | 0 | 0 | 0 | 0 | 0 | 0
F9_Commercial_Interruptible - Miscellaneous_New_Space Heating_Natural Gas_Insulation - Ducting_A_Achievable Economic TRC Potential | F9 | Commercial | Interruptible - Miscellaneous | New | Space Heating | Natural Gas | Insulation - Ducting | A | Cumulative Winter Peak Savings (MW) | Achievable Economic TRC Potential | 0 | 0 | 0 | 0 | 0 | 0 | 0 | 0 | 0 | 0 | 0 | 0 | 0 | 0 | 0 | 0 | 0 | 0 | 0 | 0 | 0 | 0 | 0 | 0 | 0 | 0 | 0
F10_Commercial_Interruptible - Miscellaneous_New_Space Heating_Natural Gas_Insulation - Ducting_A_Achievable Economic TRC Potential | F10 | Commercial | Interruptible - Miscellaneous | New | Space Heating | Natural Gas | Insulation - Ducting | A | Purchases (Incremental) | Achievable Economic TRC Potential | 0 | 0 | 0 | 0 | 0 | 0 | 0 | 0 | 0 | 0 | 0 | 0 | 0 | 0 | 0 | 0 | 0 | 0 | 0 | 0 | 0 | 0 | 0 | 0 | 0 | 0 | 0
F11_Commercial_Interruptible - Miscellaneous_New_Space Heating_Natural Gas_Insulation - Ducting_A_Achievable Economic TRC Potential | F11 | Commercial | Interruptible - Miscellaneous | New | Space Heating | Natural Gas | Insulation - Ducting | A | Purchases (Cumulative) | Achievable Economic TRC Potential | 0 | 0 | 0 | 0 | 0 | 0 | 0 | 0 | 0 | 0 | 0 | 0 | 0 | 0 | 0 | 0 | 0 | 0 | 0 | 0 | 0 | 0 | 0 | 0 | 0 | 0 | 0
F1_Commercial_Interruptible - Miscellaneous_New_Space Heating_Natural Gas_Insulation - Wall Cavity_A_Achievable Economic TRC Potential | F1 | Commercial | Interruptible - Miscellaneous | New | Space Heating | Natural Gas | Insulation - Wall Cavity | A | Integrated Unit Energy Savings (kWh or therms) | Achievable Economic TRC Potential | 0 | 0 | 0 | 0 | 0 | 0 | 0 | 0 | 0 | 0 | 0 | 0 | 0 | 0 | 0 | 0 | 0 | 0 | 0 | 0 | 0 | 0 | 0 | 0 | 0 | 0 | 0
F2_Commercial_Interruptible - Miscellaneous_New_Space Heating_Natural Gas_Insulation - Wall Cavity_A_Achievable Economic TRC Potential | F2 | Commercial | Interruptible - Miscellaneous | New | Space Heating | Natural Gas | Insulation - Wall Cavity | A | Integrated Unit Summer Peak Savings (kW) | Achievable Economic TRC Potential | 0 | 0 | 0 | 0 | 0 | 0 | 0 | 0 | 0 | 0 | 0 | 0 | 0 | 0 | 0 | 0 | 0 | 0 | 0 | 0 | 0 | 0 | 0 | 0 | 0 | 0 | 0
F3_Commercial_Interruptible - Miscellaneous_New_Space Heating_Natural Gas_Insulation - Wall Cavity_A_Achievable Economic TRC Potential | F3 | Commercial | Interruptible - Miscellaneous | New | Space Heating | Natural Gas | Insulation - Wall Cavity | A | Integrated Unit Winter Peak Savings (kW) | Achievable Economic TRC Potential | 0 | 0 | 0 | 0 | 0 | 0 | 0 | 0 | 0 | 0 | 0 | 0 | 0 | 0 | 0 | 0 | 0 | 0 | 0 | 0 | 0 | 0 | 0 | 0 | 0 | 0 | 0
F4_Commercial_Interruptible - Miscellaneous_New_Space Heating_Natural Gas_Insulation - Wall Cavity_A_Achievable Economic TRC Potential | F4 | Commercial | Interruptible - Miscellaneous | New | Space Heating | Natural Gas | Insulation - Wall Cavity | A | Incremental Energy Savings (MWh or mTherms) | Achievable Economic TRC Potential | 0 | 0 | 0 | 0 | 0 | 0 | 0 | 0 | 0 | 0 | 0 | 0 | 0 | 0 | 0 | 0 | 0 | 0 | 0 | 0 | 0 | 0 | 0 | 0 | 0 | 0 | 0
F5_Commercial_Interruptible - Miscellaneous_New_Space Heating_Natural Gas_Insulation - Wall Cavity_A_Achievable Economic TRC Potential | F5 | Commercial | Interruptible - Miscellaneous | New | Space Heating | Natural Gas | Insulation - Wall Cavity | A | Incremental Summer Peak Savings (MW) | Achievable Economic TRC Potential | 0 | 0 | 0 | 0 | 0 | 0 | 0 | 0 | 0 | 0 | 0 | 0 | 0 | 0 | 0 | 0 | 0 | 0 | 0 | 0 | 0 | 0 | 0 | 0 | 0 | 0 | 0
F6_Commercial_Interruptible - Miscellaneous_New_Space Heating_Natural Gas_Insulation - Wall Cavity_A_Achievable Economic TRC Potential | F6 | Commercial | Interruptible - Miscellaneous | New | Space Heating | Natural Gas | Insulation - Wall Cavity | A | Incremental Winter Peak Savings (MW) | Achievable Economic TRC Potential | 0 | 0 | 0 | 0 | 0 | 0 | 0 | 0 | 0 | 0 | 0 | 0 | 0 | 0 | 0 | 0 | 0 | 0 | 0 | 0 | 0 | 0 | 0 | 0 | 0 | 0 | 0
F7_Commercial_Interruptible - Miscellaneous_New_Space Heating_Natural Gas_Insulation - Wall Cavity_A_Achievable Economic TRC Potential | F7 | Commercial | Interruptible - Miscellaneous | New | Space Heating | Natural Gas | Insulation - Wall Cavity | A | Cumulative Energy Savings (MWh or mTherms) | Achievable Economic TRC Potential | 0 | 0 | 0 | 0 | 0 | 0 | 0 | 0 | 0 | 0 | 0 | 0 | 0 | 0 | 0 | 0 | 0 | 0 | 0 | 0 | 0 | 0 | 0 | 0 | 0 | 0 | 0
F8_Commercial_Interruptible - Miscellaneous_New_Space Heating_Natural Gas_Insulation - Wall Cavity_A_Achievable Economic TRC Potential | F8 | Commercial | Interruptible - Miscellaneous | New | Space Heating | Natural Gas | Insulation - Wall Cavity | A | Cumulative Summer Peak Savings (MW) | Achievable Economic TRC Potential | 0 | 0 | 0 | 0 | 0 | 0 | 0 | 0 | 0 | 0 | 0 | 0 | 0 | 0 | 0 | 0 | 0 | 0 | 0 | 0 | 0 | 0 | 0 | 0 | 0 | 0 | 0
F9_Commercial_Interruptible - Miscellaneous_New_Space Heating_Natural Gas_Insulation - Wall Cavity_A_Achievable Economic TRC Potential | F9 | Commercial | Interruptible - Miscellaneous | New | Space Heating | Natural Gas | Insulation - Wall Cavity | A | Cumulative Winter Peak Savings (MW) | Achievable Economic TRC Potential | 0 | 0 | 0 | 0 | 0 | 0 | 0 | 0 | 0 | 0 | 0 | 0 | 0 | 0 | 0 | 0 | 0 | 0 | 0 | 0 | 0 | 0 | 0 | 0 | 0 | 0 | 0
F10_Commercial_Interruptible - Miscellaneous_New_Space Heating_Natural Gas_Insulation - Wall Cavity_A_Achievable Economic TRC Potential | F10 | Commercial | Interruptible - Miscellaneous | New | Space Heating | Natural Gas | Insulation - Wall Cavity | A | Purchases (Incremental) | Achievable Economic TRC Potential | 0 | 0 | 0 | 0 | 0 | 0 | 0 | 0 | 0 | 0 | 0 | 0 | 0 | 0 | 0 | 0 | 0 | 0 | 0 | 0 | 0 | 0 | 0 | 0 | 0 | 0 | 0
F11_Commercial_Interruptible - Miscellaneous_New_Space Heating_Natural Gas_Insulation - Wall Cavity_A_Achievable Economic TRC Potential | F11 | Commercial | Interruptible - Miscellaneous | New | Space Heating | Natural Gas | Insulation - Wall Cavity | A | Purchases (Cumulative) | Achievable Economic TRC Potential | 0 | 0 | 0 | 0 | 0 | 0 | 0 | 0 | 0 | 0 | 0 | 0 | 0 | 0 | 0 | 0 | 0 | 0 | 0 | 0 | 0 | 0 | 0 | 0 | 0 | 0 | 0
F1_Commercial_Interruptible - Miscellaneous_New_Space Heating_Natural Gas_Green Roof - Vegetated Rooftop_A_Achievable Economic TRC Potential | F1 | Commercial | Interruptible - Miscellaneous | New | Space Heating | Natural Gas | Green Roof - Vegetated Rooftop | A | Integrated Unit Energy Savings (kWh or therms) | Achievable Economic TRC Potential | 0 | 0 | 0 | 0 | 0 | 0 | 0 | 0 | 0 | 0 | 0 | 0 | 0 | 0 | 0 | 0 | 0 | 0 | 0 | 0 | 0 | 0 | 0 | 0 | 0 | 0 | 0
F2_Commercial_Interruptible - Miscellaneous_New_Space Heating_Natural Gas_Green Roof - Vegetated Rooftop_A_Achievable Economic TRC Potential | F2 | Commercial | Interruptible - Miscellaneous | New | Space Heating | Natural Gas | Green Roof - Vegetated Rooftop | A | Integrated Unit Summer Peak Savings (kW) | Achievable Economic TRC Potential | 0 | 0 | 0 | 0 | 0 | 0 | 0 | 0 | 0 | 0 | 0 | 0 | 0 | 0 | 0 | 0 | 0 | 0 | 0 | 0 | 0 | 0 | 0 | 0 | 0 | 0 | 0
F3_Commercial_Interruptible - Miscellaneous_New_Space Heating_Natural Gas_Green Roof - Vegetated Rooftop_A_Achievable Economic TRC Potential | F3 | Commercial | Interruptible - Miscellaneous | New | Space Heating | Natural Gas | Green Roof - Vegetated Rooftop | A | Integrated Unit Winter Peak Savings (kW) | Achievable Economic TRC Potential | 0 | 0 | 0 | 0 | 0 | 0 | 0 | 0 | 0 | 0 | 0 | 0 | 0 | 0 | 0 | 0 | 0 | 0 | 0 | 0 | 0 | 0 | 0 | 0 | 0 | 0 | 0
F4_Commercial_Interruptible - Miscellaneous_New_Space Heating_Natural Gas_Green Roof - Vegetated Rooftop_A_Achievable Economic TRC Potential | F4 | Commercial | Interruptible - Miscellaneous | New | Space Heating | Natural Gas | Green Roof - Vegetated Rooftop | A | Incremental Energy Savings (MWh or mTherms) | Achievable Economic TRC Potential | 0 | 0 | 0 | 0 | 0 | 0 | 0 | 0 | 0 | 0 | 0 | 0 | 0 | 0 | 0 | 0 | 0 | 0 | 0 | 0 | 0 | 0 | 0 | 0 | 0 | 0 | 0
F5_Commercial_Interruptible - Miscellaneous_New_Space Heating_Natural Gas_Green Roof - Vegetated Rooftop_A_Achievable Economic TRC Potential | F5 | Commercial | Interruptible - Miscellaneous | New | Space Heating | Natural Gas | Green Roof - Vegetated Rooftop | A | Incremental Summer Peak Savings (MW) | Achievable Economic TRC Potential | 0 | 0 | 0 | 0 | 0 | 0 | 0 | 0 | 0 | 0 | 0 | 0 | 0 | 0 | 0 | 0 | 0 | 0 | 0 | 0 | 0 | 0 | 0 | 0 | 0 | 0 | 0
F6_Commercial_Interruptible - Miscellaneous_New_Space Heating_Natural Gas_Green Roof - Vegetated Rooftop_A_Achievable Economic TRC Potential | F6 | Commercial | Interruptible - Miscellaneous | New | Space Heating | Natural Gas | Green Roof - Vegetated Rooftop | A | Incremental Winter Peak Savings (MW) | Achievable Economic TRC Potential | 0 | 0 | 0 | 0 | 0 | 0 | 0 | 0 | 0 | 0 | 0 | 0 | 0 | 0 | 0 | 0 | 0 | 0 | 0 | 0 | 0 | 0 | 0 | 0 | 0 | 0 | 0
F7_Commercial_Interruptible - Miscellaneous_New_Space Heating_Natural Gas_Green Roof - Vegetated Rooftop_A_Achievable Economic TRC Potential | F7 | Commercial | Interruptible - Miscellaneous | New | Space Heating | Natural Gas | Green Roof - Vegetated Rooftop | A | Cumulative Energy Savings (MWh or mTherms) | Achievable Economic TRC Potential | 0 | 0 | 0 | 0 | 0 | 0 | 0 | 0 | 0 | 0 | 0 | 0 | 0 | 0 | 0 | 0 | 0 | 0 | 0 | 0 | 0 | 0 | 0 | 0 | 0 | 0 | 0
F8_Commercial_Interruptible - Miscellaneous_New_Space Heating_Natural Gas_Green Roof - Vegetated Rooftop_A_Achievable Economic TRC Potential | F8 | Commercial | Interruptible - Miscellaneous | New | Space Heating | Natural Gas | Green Roof - Vegetated Rooftop | A | Cumulative Summer Peak Savings (MW) | Achievable Economic TRC Potential | 0 | 0 | 0 | 0 | 0 | 0 | 0 | 0 | 0 | 0 | 0 | 0 | 0 | 0 | 0 | 0 | 0 | 0 | 0 | 0 | 0 | 0 | 0 | 0 | 0 | 0 | 0
F9_Commercial_Interruptible - Miscellaneous_New_Space Heating_Natural Gas_Green Roof - Vegetated Rooftop_A_Achievable Economic TRC Potential | F9 | Commercial | Interruptible - Miscellaneous | New | Space Heating | Natural Gas | Green Roof - Vegetated Rooftop | A | Cumulative Winter Peak Savings (MW) | Achievable Economic TRC Potential | 0 | 0 | 0 | 0 | 0 | 0 | 0 | 0 | 0 | 0 | 0 | 0 | 0 | 0 | 0 | 0 | 0 | 0 | 0 | 0 | 0 | 0 | 0 | 0 | 0 | 0 | 0
F10_Commercial_Interruptible - Miscellaneous_New_Space Heating_Natural Gas_Green Roof - Vegetated Rooftop_A_Achievable Economic TRC Potential | F10 | Commercial | Interruptible - Miscellaneous | New | Space Heating | Natural Gas | Green Roof - Vegetated Rooftop | A | Purchases (Incremental) | Achievable Economic TRC Potential | 0 | 0 | 0 | 0 | 0 | 0 | 0 | 0 | 0 | 0 | 0 | 0 | 0 | 0 | 0 | 0 | 0 | 0 | 0 | 0 | 0 | 0 | 0 | 0 | 0 | 0 | 0
F11_Commercial_Interruptible - Miscellaneous_New_Space Heating_Natural Gas_Green Roof - Vegetated Rooftop_A_Achievable Economic TRC Potential | F11 | Commercial | Interruptible - Miscellaneous | New | Space Heating | Natural Gas | Green Roof - Vegetated Rooftop | A | Purchases (Cumulative) | Achievable Economic TRC Potential | 0 | 0 | 0 | 0 | 0 | 0 | 0 | 0 | 0 | 0 | 0 | 0 | 0 | 0 | 0 | 0 | 0 | 0 | 0 | 0 | 0 | 0 | 0 | 0 | 0 | 0 | 0
F1_Commercial_Interruptible - Miscellaneous_New_Space Heating_Natural Gas_Ducting - Repair and Sealing_A_Achievable Economic TRC Potential | F1 | Commercial | Interruptible - Miscellaneous | New | Space Heating | Natural Gas | Ducting - Repair and Sealing | A | Integrated Unit Energy Savings (kWh or therms) | Achievable Economic TRC Potential | 0 | 0 | 0 | 0 | 0 | 0 | 0 | 0 | 0 | 0 | 0 | 0 | 0 | 0 | 0 | 0 | 0 | 0 | 0 | 0 | 0 | 0 | 0 | 0 | 0 | 0 | 0
F2_Commercial_Interruptible - Miscellaneous_New_Space Heating_Natural Gas_Ducting - Repair and Sealing_A_Achievable Economic TRC Potential | F2 | Commercial | Interruptible - Miscellaneous | New | Space Heating | Natural Gas | Ducting - Repair and Sealing | A | Integrated Unit Summer Peak Savings (kW) | Achievable Economic TRC Potential | 0 | 0 | 0 | 0 | 0 | 0 | 0 | 0 | 0 | 0 | 0 | 0 | 0 | 0 | 0 | 0 | 0 | 0 | 0 | 0 | 0 | 0 | 0 | 0 | 0 | 0 | 0
F3_Commercial_Interruptible - Miscellaneous_New_Space Heating_Natural Gas_Ducting - Repair and Sealing_A_Achievable Economic TRC Potential | F3 | Commercial | Interruptible - Miscellaneous | New | Space Heating | Natural Gas | Ducting - Repair and Sealing | A | Integrated Unit Winter Peak Savings (kW) | Achievable Economic TRC Potential | 0 | 0 | 0 | 0 | 0 | 0 | 0 | 0 | 0 | 0 | 0 | 0 | 0 | 0 | 0 | 0 | 0 | 0 | 0 | 0 | 0 | 0 | 0 | 0 | 0 | 0 | 0
F4_Commercial_Interruptible - Miscellaneous_New_Space Heating_Natural Gas_Ducting - Repair and Sealing_A_Achievable Economic TRC Potential | F4 | Commercial | Interruptible - Miscellaneous | New | Space Heating | Natural Gas | Ducting - Repair and Sealing | A | Incremental Energy Savings (MWh or mTherms) | Achievable Economic TRC Potential | 0 | 0 | 0 | 0 | 0 | 0 | 0 | 0 | 0 | 0 | 0 | 0 | 0 | 0 | 0 | 0 | 0 | 0 | 0 | 0 | 0 | 0 | 0 | 0 | 0 | 0 | 0
F5_Commercial_Interruptible - Miscellaneous_New_Space Heating_Natural Gas_Ducting - Repair and Sealing_A_Achievable Economic TRC Potential | F5 | Commercial | Interruptible - Miscellaneous | New | Space Heating | Natural Gas | Ducting - Repair and Sealing | A | Incremental Summer Peak Savings (MW) | Achievable Economic TRC Potential | 0 | 0 | 0 | 0 | 0 | 0 | 0 | 0 | 0 | 0 | 0 | 0 | 0 | 0 | 0 | 0 | 0 | 0 | 0 | 0 | 0 | 0 | 0 | 0 | 0 | 0 | 0
F6_Commercial_Interruptible - Miscellaneous_New_Space Heating_Natural Gas_Ducting - Repair and Sealing_A_Achievable Economic TRC Potential | F6 | Commercial | Interruptible - Miscellaneous | New | Space Heating | Natural Gas | Ducting - Repair and Sealing | A | Incremental Winter Peak Savings (MW) | Achievable Economic TRC Potential | 0 | 0 | 0 | 0 | 0 | 0 | 0 | 0 | 0 | 0 | 0 | 0 | 0 | 0 | 0 | 0 | 0 | 0 | 0 | 0 | 0 | 0 | 0 | 0 | 0 | 0 | 0
F7_Commercial_Interruptible - Miscellaneous_New_Space Heating_Natural Gas_Ducting - Repair and Sealing_A_Achievable Economic TRC Potential | F7 | Commercial | Interruptible - Miscellaneous | New | Space Heating | Natural Gas | Ducting - Repair and Sealing | A | Cumulative Energy Savings (MWh or mTherms) | Achievable Economic TRC Potential | 0 | 0 | 0 | 0 | 0 | 0 | 0 | 0 | 0 | 0 | 0 | 0 | 0 | 0 | 0 | 0 | 0 | 0 | 0 | 0 | 0 | 0 | 0 | 0 | 0 | 0 | 0
F8_Commercial_Interruptible - Miscellaneous_New_Space Heating_Natural Gas_Ducting - Repair and Sealing_A_Achievable Economic TRC Potential | F8 | Commercial | Interruptible - Miscellaneous | New | Space Heating | Natural Gas | Ducting - Repair and Sealing | A | Cumulative Summer Peak Savings (MW) | Achievable Economic TRC Potential | 0 | 0 | 0 | 0 | 0 | 0 | 0 | 0 | 0 | 0 | 0 | 0 | 0 | 0 | 0 | 0 | 0 | 0 | 0 | 0 | 0 | 0 | 0 | 0 | 0 | 0 | 0
F9_Commercial_Interruptible - Miscellaneous_New_Space Heating_Natural Gas_Ducting - Repair and Sealing_A_Achievable Economic TRC Potential | F9 | Commercial | Interruptible - Miscellaneous | New | Space Heating | Natural Gas | Ducting - Repair and Sealing | A | Cumulative Winter Peak Savings (MW) | Achievable Economic TRC Potential | 0 | 0 | 0 | 0 | 0 | 0 | 0 | 0 | 0 | 0 | 0 | 0 | 0 | 0 | 0 | 0 | 0 | 0 | 0 | 0 | 0 | 0 | 0 | 0 | 0 | 0 | 0
F10_Commercial_Interruptible - Miscellaneous_New_Space Heating_Natural Gas_Ducting - Repair and Sealing_A_Achievable Economic TRC Potential | F10 | Commercial | Interruptible - Miscellaneous | New | Space Heating | Natural Gas | Ducting - Repair and Sealing | A | Purchases (Incremental) | Achievable Economic TRC Potential | 0 | 0 | 0 | 0 | 0 | 0 | 0 | 0 | 0 | 0 | 0 | 0 | 0 | 0 | 0 | 0 | 0 | 0 | 0 | 0 | 0 | 0 | 0 | 0 | 0 | 0 | 0
F11_Commercial_Interruptible - Miscellaneous_New_Space Heating_Natural Gas_Ducting - Repair and Sealing_A_Achievable Economic TRC Potential | F11 | Commercial | Interruptible - Miscellaneous | New | Space Heating | Natural Gas | Ducting - Repair and Sealing | A | Purchases (Cumulative) | Achievable Economic TRC Potential | 0 | 0 | 0 | 0 | 0 | 0 | 0 | 0 | 0 | 0 | 0 | 0 | 0 | 0 | 0 | 0 | 0 | 0 | 0 | 0 | 0 | 0 | 0 | 0 | 0 | 0 | 0
F1_Commercial_Interruptible - Miscellaneous_New_Space Heating_Natural Gas_Windows - High Efficiency Glazing_A_Achievable Economic TRC Potential | F1 | Commercial | Interruptible - Miscellaneous | New | Space Heating | Natural Gas | Windows - High Efficiency Glazing | A | Integrated Unit Energy Savings (kWh or therms) | Achievable Economic TRC Potential | 0 | 0 | 0 | 0 | 0 | 0 | 0 | 0 | 0 | 0 | 0 | 0 | 0 | 0 | 0 | 0 | 0 | 0 | 0 | 0 | 0 | 0 | 0 | 0 | 0 | 0 | 0
F2_Commercial_Interruptible - Miscellaneous_New_Space Heating_Natural Gas_Windows - High Efficiency Glazing_A_Achievable Economic TRC Potential | F2 | Commercial | Interruptible - Miscellaneous | New | Space Heating | Natural Gas | Windows - High Efficiency Glazing | A | Integrated Unit Summer Peak Savings (kW) | Achievable Economic TRC Potential | 0 | 0 | 0 | 0 | 0 | 0 | 0 | 0 | 0 | 0 | 0 | 0 | 0 | 0 | 0 | 0 | 0 | 0 | 0 | 0 | 0 | 0 | 0 | 0 | 0 | 0 | 0
F3_Commercial_Interruptible - Miscellaneous_New_Space Heating_Natural Gas_Windows - High Efficiency Glazing_A_Achievable Economic TRC Potential | F3 | Commercial | Interruptible - Miscellaneous | New | Space Heating | Natural Gas | Windows - High Efficiency Glazing | A | Integrated Unit Winter Peak Savings (kW) | Achievable Economic TRC Potential | 0 | 0 | 0 | 0 | 0 | 0 | 0 | 0 | 0 | 0 | 0 | 0 | 0 | 0 | 0 | 0 | 0 | 0 | 0 | 0 | 0 | 0 | 0 | 0 | 0 | 0 | 0
F4_Commercial_Interruptible - Miscellaneous_New_Space Heating_Natural Gas_Windows - High Efficiency Glazing_A_Achievable Economic TRC Potential | F4 | Commercial | Interruptible - Miscellaneous | New | Space Heating | Natural Gas | Windows - High Efficiency Glazing | A | Incremental Energy Savings (MWh or mTherms) | Achievable Economic TRC Potential | 0 | 0 | 0 | 0 | 0 | 0 | 0 | 0 | 0 | 0 | 0 | 0 | 0 | 0 | 0 | 0 | 0 | 0 | 0 | 0 | 0 | 0 | 0 | 0 | 0 | 0 | 0
F5_Commercial_Interruptible - Miscellaneous_New_Space Heating_Natural Gas_Windows - High Efficiency Glazing_A_Achievable Economic TRC Potential | F5 | Commercial | Interruptible - Miscellaneous | New | Space Heating | Natural Gas | Windows - High Efficiency Glazing | A | Incremental Summer Peak Savings (MW) | Achievable Economic TRC Potential | 0 | 0 | 0 | 0 | 0 | 0 | 0 | 0 | 0 | 0 | 0 | 0 | 0 | 0 | 0 | 0 | 0 | 0 | 0 | 0 | 0 | 0 | 0 | 0 | 0 | 0 | 0
F6_Commercial_Interruptible - Miscellaneous_New_Space Heating_Natural Gas_Windows - High Efficiency Glazing_A_Achievable Economic TRC Potential | F6 | Commercial | Interruptible - Miscellaneous | New | Space Heating | Natural Gas | Windows - High Efficiency Glazing | A | Incremental Winter Peak Savings (MW) | Achievable Economic TRC Potential | 0 | 0 | 0 | 0 | 0 | 0 | 0 | 0 | 0 | 0 | 0 | 0 | 0 | 0 | 0 | 0 | 0 | 0 | 0 | 0 | 0 | 0 | 0 | 0 | 0 | 0 | 0
F7_Commercial_Interruptible - Miscellaneous_New_Space Heating_Natural Gas_Windows - High Efficiency Glazing_A_Achievable Economic TRC Potential | F7 | Commercial | Interruptible - Miscellaneous | New | Space Heating | Natural Gas | Windows - High Efficiency Glazing | A | Cumulative Energy Savings (MWh or mTherms) | Achievable Economic TRC Potential | 0 | 0 | 0 | 0 | 0 | 0 | 0 | 0 | 0 | 0 | 0 | 0 | 0 | 0 | 0 | 0 | 0 | 0 | 0 | 0 | 0 | 0 | 0 | 0 | 0 | 0 | 0
F8_Commercial_Interruptible - Miscellaneous_New_Space Heating_Natural Gas_Windows - High Efficiency Glazing_A_Achievable Economic TRC Potential | F8 | Commercial | Interruptible - Miscellaneous | New | Space Heating | Natural Gas | Windows - High Efficiency Glazing | A | Cumulative Summer Peak Savings (MW) | Achievable Economic TRC Potential | 0 | 0 | 0 | 0 | 0 | 0 | 0 | 0 | 0 | 0 | 0 | 0 | 0 | 0 | 0 | 0 | 0 | 0 | 0 | 0 | 0 | 0 | 0 | 0 | 0 | 0 | 0
F9_Commercial_Interruptible - Miscellaneous_New_Space Heating_Natural Gas_Windows - High Efficiency Glazing_A_Achievable Economic TRC Potential | F9 | Commercial | Interruptible - Miscellaneous | New | Space Heating | Natural Gas | Windows - High Efficiency Glazing | A | Cumulative Winter Peak Savings (MW) | Achievable Economic TRC Potential | 0 | 0 | 0 | 0 | 0 | 0 | 0 | 0 | 0 | 0 | 0 | 0 | 0 | 0 | 0 | 0 | 0 | 0 | 0 | 0 | 0 | 0 | 0 | 0 | 0 | 0 | 0
F10_Commercial_Interruptible - Miscellaneous_New_Space Heating_Natural Gas_Windows - High Efficiency Glazing_A_Achievable Economic TRC Potential | F10 | Commercial | Interruptible - Miscellaneous | New | Space Heating | Natural Gas | Windows - High Efficiency Glazing | A | Purchases (Incremental) | Achievable Economic TRC Potential | 0 | 0 | 0 | 0 | 0 | 0 | 0 | 0 | 0 | 0 | 0 | 0 | 0 | 0 | 0 | 0 | 0 | 0 | 0 | 0 | 0 | 0 | 0 | 0 | 0 | 0 | 0
F11_Commercial_Interruptible - Miscellaneous_New_Space Heating_Natural Gas_Windows - High Efficiency Glazing_A_Achievable Economic TRC Potential | F11 | Commercial | Interruptible - Miscellaneous | New | Space Heating | Natural Gas | Windows - High Efficiency Glazing | A | Purchases (Cumulative) | Achievable Economic TRC Potential | 0 | 0 | 0 | 0 | 0 | 0 | 0 | 0 | 0 | 0 | 0 | 0 | 0 | 0 | 0 | 0 | 0 | 0 | 0 | 0 | 0 | 0 | 0 | 0 | 0 | 0 | 0
F1_Commercial_Interruptible - Miscellaneous_New_Space Heating_Natural Gas_Windows - Secondary Glazing Systems_A_Achievable Economic TRC Potential | F1 | Commercial | Interruptible - Miscellaneous | New | Space Heating | Natural Gas | Windows - Secondary Glazing Systems | A | Integrated Unit Energy Savings (kWh or therms) | Achievable Economic TRC Potential | 0 | 0 | 0 | 0 | 0 | 0 | 0 | 0 | 0 | 0 | 0 | 0 | 0 | 0 | 0 | 0 | 0 | 0 | 0 | 0 | 0 | 0 | 0 | 0 | 0 | 0 | 0
F2_Commercial_Interruptible - Miscellaneous_New_Space Heating_Natural Gas_Windows - Secondary Glazing Systems_A_Achievable Economic TRC Potential | F2 | Commercial | Interruptible - Miscellaneous | New | Space Heating | Natural Gas | Windows - Secondary Glazing Systems | A | Integrated Unit Summer Peak Savings (kW) | Achievable Economic TRC Potential | 0 | 0 | 0 | 0 | 0 | 0 | 0 | 0 | 0 | 0 | 0 | 0 | 0 | 0 | 0 | 0 | 0 | 0 | 0 | 0 | 0 | 0 | 0 | 0 | 0 | 0 | 0
F3_Commercial_Interruptible - Miscellaneous_New_Space Heating_Natural Gas_Windows - Secondary Glazing Systems_A_Achievable Economic TRC Potential | F3 | Commercial | Interruptible - Miscellaneous | New | Space Heating | Natural Gas | Windows - Secondary Glazing Systems | A | Integrated Unit Winter Peak Savings (kW) | Achievable Economic TRC Potential | 0 | 0 | 0 | 0 | 0 | 0 | 0 | 0 | 0 | 0 | 0 | 0 | 0 | 0 | 0 | 0 | 0 | 0 | 0 | 0 | 0 | 0 | 0 | 0 | 0 | 0 | 0
F4_Commercial_Interruptible - Miscellaneous_New_Space Heating_Natural Gas_Windows - Secondary Glazing Systems_A_Achievable Economic TRC Potential | F4 | Commercial | Interruptible - Miscellaneous | New | Space Heating | Natural Gas | Windows - Secondary Glazing Systems | A | Incremental Energy Savings (MWh or mTherms) | Achievable Economic TRC Potential | 0 | 0 | 0 | 0 | 0 | 0 | 0 | 0 | 0 | 0 | 0 | 0 | 0 | 0 | 0 | 0 | 0 | 0 | 0 | 0 | 0 | 0 | 0 | 0 | 0 | 0 | 0
F5_Commercial_Interruptible - Miscellaneous_New_Space Heating_Natural Gas_Windows - Secondary Glazing Systems_A_Achievable Economic TRC Potential | F5 | Commercial | Interruptible - Miscellaneous | New | Space Heating | Natural Gas | Windows - Secondary Glazing Systems | A | Incremental Summer Peak Savings (MW) | Achievable Economic TRC Potential | 0 | 0 | 0 | 0 | 0 | 0 | 0 | 0 | 0 | 0 | 0 | 0 | 0 | 0 | 0 | 0 | 0 | 0 | 0 | 0 | 0 | 0 | 0 | 0 | 0 | 0 | 0
F6_Commercial_Interruptible - Miscellaneous_New_Space Heating_Natural Gas_Windows - Secondary Glazing Systems_A_Achievable Economic TRC Potential | F6 | Commercial | Interruptible - Miscellaneous | New | Space Heating | Natural Gas | Windows - Secondary Glazing Systems | A | Incremental Winter Peak Savings (MW) | Achievable Economic TRC Potential | 0 | 0 | 0 | 0 | 0 | 0 | 0 | 0 | 0 | 0 | 0 | 0 | 0 | 0 | 0 | 0 | 0 | 0 | 0 | 0 | 0 | 0 | 0 | 0 | 0 | 0 | 0
F7_Commercial_Interruptible - Miscellaneous_New_Space Heating_Natural Gas_Windows - Secondary Glazing Systems_A_Achievable Economic TRC Potential | F7 | Commercial | Interruptible - Miscellaneous | New | Space Heating | Natural Gas | Windows - Secondary Glazing Systems | A | Cumulative Energy Savings (MWh or mTherms) | Achievable Economic TRC Potential | 0 | 0 | 0 | 0 | 0 | 0 | 0 | 0 | 0 | 0 | 0 | 0 | 0 | 0 | 0 | 0 | 0 | 0 | 0 | 0 | 0 | 0 | 0 | 0 | 0 | 0 | 0
F8_Commercial_Interruptible - Miscellaneous_New_Space Heating_Natural Gas_Windows - Secondary Glazing Systems_A_Achievable Economic TRC Potential | F8 | Commercial | Interruptible - Miscellaneous | New | Space Heating | Natural Gas | Windows - Secondary Glazing Systems | A | Cumulative Summer Peak Savings (MW) | Achievable Economic TRC Potential | 0 | 0 | 0 | 0 | 0 | 0 | 0 | 0 | 0 | 0 | 0 | 0 | 0 | 0 | 0 | 0 | 0 | 0 | 0 | 0 | 0 | 0 | 0 | 0 | 0 | 0 | 0
F9_Commercial_Interruptible - Miscellaneous_New_Space Heating_Natural Gas_Windows - Secondary Glazing Systems_A_Achievable Economic TRC Potential | F9 | Commercial | Interruptible - Miscellaneous | New | Space Heating | Natural Gas | Windows - Secondary Glazing Systems | A | Cumulative Winter Peak Savings (MW) | Achievable Economic TRC Potential | 0 | 0 | 0 | 0 | 0 | 0 | 0 | 0 | 0 | 0 | 0 | 0 | 0 | 0 | 0 | 0 | 0 | 0 | 0 | 0 | 0 | 0 | 0 | 0 | 0 | 0 | 0
F10_Commercial_Interruptible - Miscellaneous_New_Space Heating_Natural Gas_Windows - Secondary Glazing Systems_A_Achievable Economic TRC Potential | F10 | Commercial | Interruptible - Miscellaneous | New | Space Heating | Natural Gas | Windows - Secondary Glazing Systems | A | Purchases (Incremental) | Achievable Economic TRC Potential | 0 | 0 | 0 | 0 | 0 | 0 | 0 | 0 | 0 | 0 | 0 | 0 | 0 | 0 | 0 | 0 | 0 | 0 | 0 | 0 | 0 | 0 | 0 | 0 | 0 | 0 | 0
F11_Commercial_Interruptible - Miscellaneous_New_Space Heating_Natural Gas_Windows - Secondary Glazing Systems_A_Achievable Economic TRC Potential | F11 | Commercial | Interruptible - Miscellaneous | New | Space Heating | Natural Gas | Windows - Secondary Glazing Systems | A | Purchases (Cumulative) | Achievable Economic TRC Potential | 0 | 0 | 0 | 0 | 0 | 0 | 0 | 0 | 0 | 0 | 0 | 0 | 0 | 0 | 0 | 0 | 0 | 0 | 0 | 0 | 0 | 0 | 0 | 0 | 0 | 0 | 0
F1_Commercial_Interruptible - Miscellaneous_New_Space Heating_Natural Gas_HVAC - Energy Recovery Ventilator_A_Achievable Economic TRC Potential | F1 | Commercial | Interruptible - Miscellaneous | New | Space Heating | Natural Gas | HVAC - Energy Recovery Ventilator | A | Integrated Unit Energy Savings (kWh or therms) | Achievable Economic TRC Potential | 0 | 0 | 0 | 0 | 0 | 0 | 0 | 0 | 0 | 0 | 0 | 0 | 0 | 0 | 0 | 0 | 0 | 0 | 0 | 0 | 0 | 0 | 0 | 0 | 0 | 0 | 0
F2_Commercial_Interruptible - Miscellaneous_New_Space Heating_Natural Gas_HVAC - Energy Recovery Ventilator_A_Achievable Economic TRC Potential | F2 | Commercial | Interruptible - Miscellaneous | New | Space Heating | Natural Gas | HVAC - Energy Recovery Ventilator | A | Integrated Unit Summer Peak Savings (kW) | Achievable Economic TRC Potential | 0 | 0 | 0 | 0 | 0 | 0 | 0 | 0 | 0 | 0 | 0 | 0 | 0 | 0 | 0 | 0 | 0 | 0 | 0 | 0 | 0 | 0 | 0 | 0 | 0 | 0 | 0
F3_Commercial_Interruptible - Miscellaneous_New_Space Heating_Natural Gas_HVAC - Energy Recovery Ventilator_A_Achievable Economic TRC Potential | F3 | Commercial | Interruptible - Miscellaneous | New | Space Heating | Natural Gas | HVAC - Energy Recovery Ventilator | A | Integrated Unit Winter Peak Savings (kW) | Achievable Economic TRC Potential | 0 | 0 | 0 | 0 | 0 | 0 | 0 | 0 | 0 | 0 | 0 | 0 | 0 | 0 | 0 | 0 | 0 | 0 | 0 | 0 | 0 | 0 | 0 | 0 | 0 | 0 | 0
F4_Commercial_Interruptible - Miscellaneous_New_Space Heating_Natural Gas_HVAC - Energy Recovery Ventilator_A_Achievable Economic TRC Potential | F4 | Commercial | Interruptible - Miscellaneous | New | Space Heating | Natural Gas | HVAC - Energy Recovery Ventilator | A | Incremental Energy Savings (MWh or mTherms) | Achievable Economic TRC Potential | 0 | 0 | 0 | 0 | 0 | 0 | 0 | 0 | 0 | 0 | 0 | 0 | 0 | 0 | 0 | 0 | 0 | 0 | 0 | 0 | 0 | 0 | 0 | 0 | 0 | 0 | 0
F5_Commercial_Interruptible - Miscellaneous_New_Space Heating_Natural Gas_HVAC - Energy Recovery Ventilator_A_Achievable Economic TRC Potential | F5 | Commercial | Interruptible - Miscellaneous | New | Space Heating | Natural Gas | HVAC - Energy Recovery Ventilator | A | Incremental Summer Peak Savings (MW) | Achievable Economic TRC Potential | 0 | 0 | 0 | 0 | 0 | 0 | 0 | 0 | 0 | 0 | 0 | 0 | 0 | 0 | 0 | 0 | 0 | 0 | 0 | 0 | 0 | 0 | 0 | 0 | 0 | 0 | 0
F6_Commercial_Interruptible - Miscellaneous_New_Space Heating_Natural Gas_HVAC - Energy Recovery Ventilator_A_Achievable Economic TRC Potential | F6 | Commercial | Interruptible - Miscellaneous | New | Space Heating | Natural Gas | HVAC - Energy Recovery Ventilator | A | Incremental Winter Peak Savings (MW) | Achievable Economic TRC Potential | 0 | 0 | 0 | 0 | 0 | 0 | 0 | 0 | 0 | 0 | 0 | 0 | 0 | 0 | 0 | 0 | 0 | 0 | 0 | 0 | 0 | 0 | 0 | 0 | 0 | 0 | 0
F7_Commercial_Interruptible - Miscellaneous_New_Space Heating_Natural Gas_HVAC - Energy Recovery Ventilator_A_Achievable Economic TRC Potential | F7 | Commercial | Interruptible - Miscellaneous | New | Space Heating | Natural Gas | HVAC - Energy Recovery Ventilator | A | Cumulative Energy Savings (MWh or mTherms) | Achievable Economic TRC Potential | 0 | 0 | 0 | 0 | 0 | 0 | 0 | 0 | 0 | 0 | 0 | 0 | 0 | 0 | 0 | 0 | 0 | 0 | 0 | 0 | 0 | 0 | 0 | 0 | 0 | 0 | 0
F8_Commercial_Interruptible - Miscellaneous_New_Space Heating_Natural Gas_HVAC - Energy Recovery Ventilator_A_Achievable Economic TRC Potential | F8 | Commercial | Interruptible - Miscellaneous | New | Space Heating | Natural Gas | HVAC - Energy Recovery Ventilator | A | Cumulative Summer Peak Savings (MW) | Achievable Economic TRC Potential | 0 | 0 | 0 | 0 | 0 | 0 | 0 | 0 | 0 | 0 | 0 | 0 | 0 | 0 | 0 | 0 | 0 | 0 | 0 | 0 | 0 | 0 | 0 | 0 | 0 | 0 | 0
F9_Commercial_Interruptible - Miscellaneous_New_Space Heating_Natural Gas_HVAC - Energy Recovery Ventilator_A_Achievable Economic TRC Potential | F9 | Commercial | Interruptible - Miscellaneous | New | Space Heating | Natural Gas | HVAC - Energy Recovery Ventilator | A | Cumulative Winter Peak Savings (MW) | Achievable Economic TRC Potential | 0 | 0 | 0 | 0 | 0 | 0 | 0 | 0 | 0 | 0 | 0 | 0 | 0 | 0 | 0 | 0 | 0 | 0 | 0 | 0 | 0 | 0 | 0 | 0 | 0 | 0 | 0
F10_Commercial_Interruptible - Miscellaneous_New_Space Heating_Natural Gas_HVAC - Energy Recovery Ventilator_A_Achievable Economic TRC Potential | F10 | Commercial | Interruptible - Miscellaneous | New | Space Heating | Natural Gas | HVAC - Energy Recovery Ventilator | A | Purchases (Incremental) | Achievable Economic TRC Potential | 0 | 0 | 0 | 0 | 0 | 0 | 0 | 0 | 0 | 0 | 0 | 0 | 0 | 0 | 0 | 0 | 0 | 0 | 0 | 0 | 0 | 0 | 0 | 0 | 0 | 0 | 0
F11_Commercial_Interruptible - Miscellaneous_New_Space Heating_Natural Gas_HVAC - Energy Recovery Ventilator_A_Achievable Economic TRC Potential | F11 | Commercial | Interruptible - Miscellaneous | New | Space Heating | Natural Gas | HVAC - Energy Recovery Ventilator | A | Purchases (Cumulative) | Achievable Economic TRC Potential | 0 | 0 | 0 | 0 | 0 | 0 | 0 | 0 | 0 | 0 | 0 | 0 | 0 | 0 | 0 | 0 | 0 | 0 | 0 | 0 | 0 | 0 | 0 | 0 | 0 | 0 | 0
F1_Commercial_Interruptible - Miscellaneous_New_Space Heating_Natural Gas_Building Shell - Air Sealing (Infiltration Control)_A_Achievable Economic TRC Potential | F1 | Commercial | Interruptible - Miscellaneous | New | Space Heating | Natural Gas | Building Shell - Air Sealing (Infiltration Control) | A | Integrated Unit Energy Savings (kWh or therms) | Achievable Economic TRC Potential | 0 | 0 | 0 | 0 | 0 | 0 | 0 | 0 | 0 | 0 | 0 | 0 | 0 | 0 | 0 | 0 | 0 | 0 | 0 | 0 | 0 | 0 | 0 | 0 | 0 | 0 | 0
F2_Commercial_Interruptible - Miscellaneous_New_Space Heating_Natural Gas_Building Shell - Air Sealing (Infiltration Control)_A_Achievable Economic TRC Potential | F2 | Commercial | Interruptible - Miscellaneous | New | Space Heating | Natural Gas | Building Shell - Air Sealing (Infiltration Control) | A | Integrated Unit Summer Peak Savings (kW) | Achievable Economic TRC Potential | 0 | 0 | 0 | 0 | 0 | 0 | 0 | 0 | 0 | 0 | 0 | 0 | 0 | 0 | 0 | 0 | 0 | 0 | 0 | 0 | 0 | 0 | 0 | 0 | 0 | 0 | 0
F3_Commercial_Interruptible - Miscellaneous_New_Space Heating_Natural Gas_Building Shell - Air Sealing (Infiltration Control)_A_Achievable Economic TRC Potential | F3 | Commercial | Interruptible - Miscellaneous | New | Space Heating | Natural Gas | Building Shell - Air Sealing (Infiltration Control) | A | Integrated Unit Winter Peak Savings (kW) | Achievable Economic TRC Potential | 0 | 0 | 0 | 0 | 0 | 0 | 0 | 0 | 0 | 0 | 0 | 0 | 0 | 0 | 0 | 0 | 0 | 0 | 0 | 0 | 0 | 0 | 0 | 0 | 0 | 0 | 0
F4_Commercial_Interruptible - Miscellaneous_New_Space Heating_Natural Gas_Building Shell - Air Sealing (Infiltration Control)_A_Achievable Economic TRC Potential | F4 | Commercial | Interruptible - Miscellaneous | New | Space Heating | Natural Gas | Building Shell - Air Sealing (Infiltration Control) | A | Incremental Energy Savings (MWh or mTherms) | Achievable Economic TRC Potential | 0 | 0 | 0 | 0 | 0 | 0 | 0 | 0 | 0 | 0 | 0 | 0 | 0 | 0 | 0 | 0 | 0 | 0 | 0 | 0 | 0 | 0 | 0 | 0 | 0 | 0 | 0
F5_Commercial_Interruptible - Miscellaneous_New_Space Heating_Natural Gas_Building Shell - Air Sealing (Infiltration Control)_A_Achievable Economic TRC Potential | F5 | Commercial | Interruptible - Miscellaneous | New | Space Heating | Natural Gas | Building Shell - Air Sealing (Infiltration Control) | A | Incremental Summer Peak Savings (MW) | Achievable Economic TRC Potential | 0 | 0 | 0 | 0 | 0 | 0 | 0 | 0 | 0 | 0 | 0 | 0 | 0 | 0 | 0 | 0 | 0 | 0 | 0 | 0 | 0 | 0 | 0 | 0 | 0 | 0 | 0
F6_Commercial_Interruptible - Miscellaneous_New_Space Heating_Natural Gas_Building Shell - Air Sealing (Infiltration Control)_A_Achievable Economic TRC Potential | F6 | Commercial | Interruptible - Miscellaneous | New | Space Heating | Natural Gas | Building Shell - Air Sealing (Infiltration Control) | A | Incremental Winter Peak Savings (MW) | Achievable Economic TRC Potential | 0 | 0 | 0 | 0 | 0 | 0 | 0 | 0 | 0 | 0 | 0 | 0 | 0 | 0 | 0 | 0 | 0 | 0 | 0 | 0 | 0 | 0 | 0 | 0 | 0 | 0 | 0
F7_Commercial_Interruptible - Miscellaneous_New_Space Heating_Natural Gas_Building Shell - Air Sealing (Infiltration Control)_A_Achievable Economic TRC Potential | F7 | Commercial | Interruptible - Miscellaneous | New | Space Heating | Natural Gas | Building Shell - Air Sealing (Infiltration Control) | A | Cumulative Energy Savings (MWh or mTherms) | Achievable Economic TRC Potential | 0 | 0 | 0 | 0 | 0 | 0 | 0 | 0 | 0 | 0 | 0 | 0 | 0 | 0 | 0 | 0 | 0 | 0 | 0 | 0 | 0 | 0 | 0 | 0 | 0 | 0 | 0
F8_Commercial_Interruptible - Miscellaneous_New_Space Heating_Natural Gas_Building Shell - Air Sealing (Infiltration Control)_A_Achievable Economic TRC Potential | F8 | Commercial | Interruptible - Miscellaneous | New | Space Heating | Natural Gas | Building Shell - Air Sealing (Infiltration Control) | A | Cumulative Summer Peak Savings (MW) | Achievable Economic TRC Potential | 0 | 0 | 0 | 0 | 0 | 0 | 0 | 0 | 0 | 0 | 0 | 0 | 0 | 0 | 0 | 0 | 0 | 0 | 0 | 0 | 0 | 0 | 0 | 0 | 0 | 0 | 0
F9_Commercial_Interruptible - Miscellaneous_New_Space Heating_Natural Gas_Building Shell - Air Sealing (Infiltration Control)_A_Achievable Economic TRC Potential | F9 | Commercial | Interruptible - Miscellaneous | New | Space Heating | Natural Gas | Building Shell - Air Sealing (Infiltration Control) | A | Cumulative Winter Peak Savings (MW) | Achievable Economic TRC Potential | 0 | 0 | 0 | 0 | 0 | 0 | 0 | 0 | 0 | 0 | 0 | 0 | 0 | 0 | 0 | 0 | 0 | 0 | 0 | 0 | 0 | 0 | 0 | 0 | 0 | 0 | 0
F10_Commercial_Interruptible - Miscellaneous_New_Space Heating_Natural Gas_Building Shell - Air Sealing (Infiltration Control)_A_Achievable Economic TRC Potential | F10 | Commercial | Interruptible - Miscellaneous | New | Space Heating | Natural Gas | Building Shell - Air Sealing (Infiltration Control) | A | Purchases (Incremental) | Achievable Economic TRC Potential | 0 | 0 | 0 | 0 | 0 | 0 | 0 | 0 | 0 | 0 | 0 | 0 | 0 | 0 | 0 | 0 | 0 | 0 | 0 | 0 | 0 | 0 | 0 | 0 | 0 | 0 | 0
F11_Commercial_Interruptible - Miscellaneous_New_Space Heating_Natural Gas_Building Shell - Air Sealing (Infiltration Control)_A_Achievable Economic TRC Potential | F11 | Commercial | Interruptible - Miscellaneous | New | Space Heating | Natural Gas | Building Shell - Air Sealing (Infiltration Control) | A | Purchases (Cumulative) | Achievable Economic TRC Potential | 0 | 0 | 0 | 0 | 0 | 0 | 0 | 0 | 0 | 0 | 0 | 0 | 0 | 0 | 0 | 0 | 0 | 0 | 0 | 0 | 0 | 0 | 0 | 0 | 0 | 0 | 0
F1_Commercial_Interruptible - Miscellaneous_New_Space Heating_Natural Gas_Ventilation - Demand Controlled_A_Achievable Economic TRC Potential | F1 | Commercial | Interruptible - Miscellaneous | New | Space Heating | Natural Gas | Ventilation - Demand Controlled | A | Integrated Unit Energy Savings (kWh or therms) | Achievable Economic TRC Potential | 0 | 0 | 0 | 0 | 0 | 0 | 0 | 0 | 0 | 0 | 0 | 0 | 0 | 0 | 0 | 0 | 0 | 0 | 0 | 0 | 0 | 0 | 0 | 0 | 0 | 0 | 0
F2_Commercial_Interruptible - Miscellaneous_New_Space Heating_Natural Gas_Ventilation - Demand Controlled_A_Achievable Economic TRC Potential | F2 | Commercial | Interruptible - Miscellaneous | New | Space Heating | Natural Gas | Ventilation - Demand Controlled | A | Integrated Unit Summer Peak Savings (kW) | Achievable Economic TRC Potential | 0 | 0 | 0 | 0 | 0 | 0 | 0 | 0 | 0 | 0 | 0 | 0 | 0 | 0 | 0 | 0 | 0 | 0 | 0 | 0 | 0 | 0 | 0 | 0 | 0 | 0 | 0
F3_Commercial_Interruptible - Miscellaneous_New_Space Heating_Natural Gas_Ventilation - Demand Controlled_A_Achievable Economic TRC Potential | F3 | Commercial | Interruptible - Miscellaneous | New | Space Heating | Natural Gas | Ventilation - Demand Controlled | A | Integrated Unit Winter Peak Savings (kW) | Achievable Economic TRC Potential | 0 | 0 | 0 | 0 | 0 | 0 | 0 | 0 | 0 | 0 | 0 | 0 | 0 | 0 | 0 | 0 | 0 | 0 | 0 | 0 | 0 | 0 | 0 | 0 | 0 | 0 | 0
F4_Commercial_Interruptible - Miscellaneous_New_Space Heating_Natural Gas_Ventilation - Demand Controlled_A_Achievable Economic TRC Potential | F4 | Commercial | Interruptible - Miscellaneous | New | Space Heating | Natural Gas | Ventilation - Demand Controlled | A | Incremental Energy Savings (MWh or mTherms) | Achievable Economic TRC Potential | 0 | 0 | 0 | 0 | 0 | 0 | 0 | 0 | 0 | 0 | 0 | 0 | 0 | 0 | 0 | 0 | 0 | 0 | 0 | 0 | 0 | 0 | 0 | 0 | 0 | 0 | 0
F5_Commercial_Interruptible - Miscellaneous_New_Space Heating_Natural Gas_Ventilation - Demand Controlled_A_Achievable Economic TRC Potential | F5 | Commercial | Interruptible - Miscellaneous | New | Space Heating | Natural Gas | Ventilation - Demand Controlled | A | Incremental Summer Peak Savings (MW) | Achievable Economic TRC Potential | 0 | 0 | 0 | 0 | 0 | 0 | 0 | 0 | 0 | 0 | 0 | 0 | 0 | 0 | 0 | 0 | 0 | 0 | 0 | 0 | 0 | 0 | 0 | 0 | 0 | 0 | 0
F6_Commercial_Interruptible - Miscellaneous_New_Space Heating_Natural Gas_Ventilation - Demand Controlled_A_Achievable Economic TRC Potential | F6 | Commercial | Interruptible - Miscellaneous | New | Space Heating | Natural Gas | Ventilation - Demand Controlled | A | Incremental Winter Peak Savings (MW) | Achievable Economic TRC Potential | 0 | 0 | 0 | 0 | 0 | 0 | 0 | 0 | 0 | 0 | 0 | 0 | 0 | 0 | 0 | 0 | 0 | 0 | 0 | 0 | 0 | 0 | 0 | 0 | 0 | 0 | 0
F7_Commercial_Interruptible - Miscellaneous_New_Space Heating_Natural Gas_Ventilation - Demand Controlled_A_Achievable Economic TRC Potential | F7 | Commercial | Interruptible - Miscellaneous | New | Space Heating | Natural Gas | Ventilation - Demand Controlled | A | Cumulative Energy Savings (MWh or mTherms) | Achievable Economic TRC Potential | 0 | 0 | 0 | 0 | 0 | 0 | 0 | 0 | 0 | 0 | 0 | 0 | 0 | 0 | 0 | 0 | 0 | 0 | 0 | 0 | 0 | 0 | 0 | 0 | 0 | 0 | 0
F8_Commercial_Interruptible - Miscellaneous_New_Space Heating_Natural Gas_Ventilation - Demand Controlled_A_Achievable Economic TRC Potential | F8 | Commercial | Interruptible - Miscellaneous | New | Space Heating | Natural Gas | Ventilation - Demand Controlled | A | Cumulative Summer Peak Savings (MW) | Achievable Economic TRC Potential | 0 | 0 | 0 | 0 | 0 | 0 | 0 | 0 | 0 | 0 | 0 | 0 | 0 | 0 | 0 | 0 | 0 | 0 | 0 | 0 | 0 | 0 | 0 | 0 | 0 | 0 | 0
F9_Commercial_Interruptible - Miscellaneous_New_Space Heating_Natural Gas_Ventilation - Demand Controlled_A_Achievable Economic TRC Potential | F9 | Commercial | Interruptible - Miscellaneous | New | Space Heating | Natural Gas | Ventilation - Demand Controlled | A | Cumulative Winter Peak Savings (MW) | Achievable Economic TRC Potential | 0 | 0 | 0 | 0 | 0 | 0 | 0 | 0 | 0 | 0 | 0 | 0 | 0 | 0 | 0 | 0 | 0 | 0 | 0 | 0 | 0 | 0 | 0 | 0 | 0 | 0 | 0
F10_Commercial_Interruptible - Miscellaneous_New_Space Heating_Natural Gas_Ventilation - Demand Controlled_A_Achievable Economic TRC Potential | F10 | Commercial | Interruptible - Miscellaneous | New | Space Heating | Natural Gas | Ventilation - Demand Controlled | A | Purchases (Incremental) | Achievable Economic TRC Potential | 0 | 0 | 0 | 0 | 0 | 0 | 0 | 0 | 0 | 0 | 0 | 0 | 0 | 0 | 0 | 0 | 0 | 0 | 0 | 0 | 0 | 0 | 0 | 0 | 0 | 0 | 0
F11_Commercial_Interruptible - Miscellaneous_New_Space Heating_Natural Gas_Ventilation - Demand Controlled_A_Achievable Economic TRC Potential | F11 | Commercial | Interruptible - Miscellaneous | New | Space Heating | Natural Gas | Ventilation - Demand Controlled | A | Purchases (Cumulative) | Achievable Economic TRC Potential | 0 | 0 | 0 | 0 | 0 | 0 | 0 | 0 | 0 | 0 | 0 | 0 | 0 | 0 | 0 | 0 | 0 | 0 | 0 | 0 | 0 | 0 | 0 | 0 | 0 | 0 | 0
F1_Commercial_Interruptible - Miscellaneous_New_Space Heating_Natural Gas_HVAC - Dedicated Outdoor Air System (DOAS)_A_Achievable Economic TRC Potential | F1 | Commercial | Interruptible - Miscellaneous | New | Space Heating | Natural Gas | HVAC - Dedicated Outdoor Air System (DOAS) | A | Integrated Unit Energy Savings (kWh or therms) | Achievable Economic TRC Potential | 0 | 0 | 0 | 0 | 0 | 0 | 0 | 0 | 0 | 0 | 0 | 0 | 0 | 0 | 0 | 0 | 0 | 0 | 0 | 0 | 0 | 0 | 0 | 0 | 0 | 0 | 0
F2_Commercial_Interruptible - Miscellaneous_New_Space Heating_Natural Gas_HVAC - Dedicated Outdoor Air System (DOAS)_A_Achievable Economic TRC Potential | F2 | Commercial | Interruptible - Miscellaneous | New | Space Heating | Natural Gas | HVAC - Dedicated Outdoor Air System (DOAS) | A | Integrated Unit Summer Peak Savings (kW) | Achievable Economic TRC Potential | 0 | 0 | 0 | 0 | 0 | 0 | 0 | 0 | 0 | 0 | 0 | 0 | 0 | 0 | 0 | 0 | 0 | 0 | 0 | 0 | 0 | 0 | 0 | 0 | 0 | 0 | 0
F3_Commercial_Interruptible - Miscellaneous_New_Space Heating_Natural Gas_HVAC - Dedicated Outdoor Air System (DOAS)_A_Achievable Economic TRC Potential | F3 | Commercial | Interruptible - Miscellaneous | New | Space Heating | Natural Gas | HVAC - Dedicated Outdoor Air System (DOAS) | A | Integrated Unit Winter Peak Savings (kW) | Achievable Economic TRC Potential | 0 | 0 | 0 | 0 | 0 | 0 | 0 | 0 | 0 | 0 | 0 | 0 | 0 | 0 | 0 | 0 | 0 | 0 | 0 | 0 | 0 | 0 | 0 | 0 | 0 | 0 | 0
F4_Commercial_Interruptible - Miscellaneous_New_Space Heating_Natural Gas_HVAC - Dedicated Outdoor Air System (DOAS)_A_Achievable Economic TRC Potential | F4 | Commercial | Interruptible - Miscellaneous | New | Space Heating | Natural Gas | HVAC - Dedicated Outdoor Air System (DOAS) | A | Incremental Energy Savings (MWh or mTherms) | Achievable Economic TRC Potential | 0 | 0 | 0 | 0 | 0 | 0 | 0 | 0 | 0 | 0 | 0 | 0 | 0 | 0 | 0 | 0 | 0 | 0 | 0 | 0 | 0 | 0 | 0 | 0 | 0 | 0 | 0
F5_Commercial_Interruptible - Miscellaneous_New_Space Heating_Natural Gas_HVAC - Dedicated Outdoor Air System (DOAS)_A_Achievable Economic TRC Potential | F5 | Commercial | Interruptible - Miscellaneous | New | Space Heating | Natural Gas | HVAC - Dedicated Outdoor Air System (DOAS) | A | Incremental Summer Peak Savings (MW) | Achievable Economic TRC Potential | 0 | 0 | 0 | 0 | 0 | 0 | 0 | 0 | 0 | 0 | 0 | 0 | 0 | 0 | 0 | 0 | 0 | 0 | 0 | 0 | 0 | 0 | 0 | 0 | 0 | 0 | 0
F6_Commercial_Interruptible - Miscellaneous_New_Space Heating_Natural Gas_HVAC - Dedicated Outdoor Air System (DOAS)_A_Achievable Economic TRC Potential | F6 | Commercial | Interruptible - Miscellaneous | New | Space Heating | Natural Gas | HVAC - Dedicated Outdoor Air System (DOAS) | A | Incremental Winter Peak Savings (MW) | Achievable Economic TRC Potential | 0 | 0 | 0 | 0 | 0 | 0 | 0 | 0 | 0 | 0 | 0 | 0 | 0 | 0 | 0 | 0 | 0 | 0 | 0 | 0 | 0 | 0 | 0 | 0 | 0 | 0 | 0
F7_Commercial_Interruptible - Miscellaneous_New_Space Heating_Natural Gas_HVAC - Dedicated Outdoor Air System (DOAS)_A_Achievable Economic TRC Potential | F7 | Commercial | Interruptible - Miscellaneous | New | Space Heating | Natural Gas | HVAC - Dedicated Outdoor Air System (DOAS) | A | Cumulative Energy Savings (MWh or mTherms) | Achievable Economic TRC Potential | 0 | 0 | 0 | 0 | 0 | 0 | 0 | 0 | 0 | 0 | 0 | 0 | 0 | 0 | 0 | 0 | 0 | 0 | 0 | 0 | 0 | 0 | 0 | 0 | 0 | 0 | 0
F8_Commercial_Interruptible - Miscellaneous_New_Space Heating_Natural Gas_HVAC - Dedicated Outdoor Air System (DOAS)_A_Achievable Economic TRC Potential | F8 | Commercial | Interruptible - Miscellaneous | New | Space Heating | Natural Gas | HVAC - Dedicated Outdoor Air System (DOAS) | A | Cumulative Summer Peak Savings (MW) | Achievable Economic TRC Potential | 0 | 0 | 0 | 0 | 0 | 0 | 0 | 0 | 0 | 0 | 0 | 0 | 0 | 0 | 0 | 0 | 0 | 0 | 0 | 0 | 0 | 0 | 0 | 0 | 0 | 0 | 0
F9_Commercial_Interruptible - Miscellaneous_New_Space Heating_Natural Gas_HVAC - Dedicated Outdoor Air System (DOAS)_A_Achievable Economic TRC Potential | F9 | Commercial | Interruptible - Miscellaneous | New | Space Heating | Natural Gas | HVAC - Dedicated Outdoor Air System (DOAS) | A | Cumulative Winter Peak Savings (MW) | Achievable Economic TRC Potential | 0 | 0 | 0 | 0 | 0 | 0 | 0 | 0 | 0 | 0 | 0 | 0 | 0 | 0 | 0 | 0 | 0 | 0 | 0 | 0 | 0 | 0 | 0 | 0 | 0 | 0 | 0
F10_Commercial_Interruptible - Miscellaneous_New_Space Heating_Natural Gas_HVAC - Dedicated Outdoor Air System (DOAS)_A_Achievable Economic TRC Potential | F10 | Commercial | Interruptible - Miscellaneous | New | Space Heating | Natural Gas | HVAC - Dedicated Outdoor Air System (DOAS) | A | Purchases (Incremental) | Achievable Economic TRC Potential | 0 | 0 | 0 | 0 | 0 | 0 | 0 | 0 | 0 | 0 | 0 | 0 | 0 | 0 | 0 | 0 | 0 | 0 | 0 | 0 | 0 | 0 | 0 | 0 | 0 | 0 | 0
F11_Commercial_Interruptible - Miscellaneous_New_Space Heating_Natural Gas_HVAC - Dedicated Outdoor Air System (DOAS)_A_Achievable Economic TRC Potential | F11 | Commercial | Interruptible - Miscellaneous | New | Space Heating | Natural Gas | HVAC - Dedicated Outdoor Air System (DOAS) | A | Purchases (Cumulative) | Achievable Economic TRC Potential | 0 | 0 | 0 | 0 | 0 | 0 | 0 | 0 | 0 | 0 | 0 | 0 | 0 | 0 | 0 | 0 | 0 | 0 | 0 | 0 | 0 | 0 | 0 | 0 | 0 | 0 | 0
F1_Commercial_Interruptible - Miscellaneous_New_Space Heating_Natural Gas_Destratification Fans (HVLS)_A_Achievable Economic TRC Potential | F1 | Commercial | Interruptible - Miscellaneous | New | Space Heating | Natural Gas | Destratification Fans (HVLS) | A | Integrated Unit Energy Savings (kWh or therms) | Achievable Economic TRC Potential | 0 | 0 | 0 | 0 | 0 | 0 | 0 | 0 | 0 | 0 | 0 | 0 | 0 | 0 | 0 | 0 | 0 | 0 | 0 | 0 | 0 | 0 | 0 | 0 | 0 | 0 | 0
F2_Commercial_Interruptible - Miscellaneous_New_Space Heating_Natural Gas_Destratification Fans (HVLS)_A_Achievable Economic TRC Potential | F2 | Commercial | Interruptible - Miscellaneous | New | Space Heating | Natural Gas | Destratification Fans (HVLS) | A | Integrated Unit Summer Peak Savings (kW) | Achievable Economic TRC Potential | 0 | 0 | 0 | 0 | 0 | 0 | 0 | 0 | 0 | 0 | 0 | 0 | 0 | 0 | 0 | 0 | 0 | 0 | 0 | 0 | 0 | 0 | 0 | 0 | 0 | 0 | 0
F3_Commercial_Interruptible - Miscellaneous_New_Space Heating_Natural Gas_Destratification Fans (HVLS)_A_Achievable Economic TRC Potential | F3 | Commercial | Interruptible - Miscellaneous | New | Space Heating | Natural Gas | Destratification Fans (HVLS) | A | Integrated Unit Winter Peak Savings (kW) | Achievable Economic TRC Potential | 0 | 0 | 0 | 0 | 0 | 0 | 0 | 0 | 0 | 0 | 0 | 0 | 0 | 0 | 0 | 0 | 0 | 0 | 0 | 0 | 0 | 0 | 0 | 0 | 0 | 0 | 0
F4_Commercial_Interruptible - Miscellaneous_New_Space Heating_Natural Gas_Destratification Fans (HVLS)_A_Achievable Economic TRC Potential | F4 | Commercial | Interruptible - Miscellaneous | New | Space Heating | Natural Gas | Destratification Fans (HVLS) | A | Incremental Energy Savings (MWh or mTherms) | Achievable Economic TRC Potential | 0 | 0 | 0 | 0 | 0 | 0 | 0 | 0 | 0 | 0 | 0 | 0 | 0 | 0 | 0 | 0 | 0 | 0 | 0 | 0 | 0 | 0 | 0 | 0 | 0 | 0 | 0
F5_Commercial_Interruptible - Miscellaneous_New_Space Heating_Natural Gas_Destratification Fans (HVLS)_A_Achievable Economic TRC Potential | F5 | Commercial | Interruptible - Miscellaneous | New | Space Heating | Natural Gas | Destratification Fans (HVLS) | A | Incremental Summer Peak Savings (MW) | Achievable Economic TRC Potential | 0 | 0 | 0 | 0 | 0 | 0 | 0 | 0 | 0 | 0 | 0 | 0 | 0 | 0 | 0 | 0 | 0 | 0 | 0 | 0 | 0 | 0 | 0 | 0 | 0 | 0 | 0
F6_Commercial_Interruptible - Miscellaneous_New_Space Heating_Natural Gas_Destratification Fans (HVLS)_A_Achievable Economic TRC Potential | F6 | Commercial | Interruptible - Miscellaneous | New | Space Heating | Natural Gas | Destratification Fans (HVLS) | A | Incremental Winter Peak Savings (MW) | Achievable Economic TRC Potential | 0 | 0 | 0 | 0 | 0 | 0 | 0 | 0 | 0 | 0 | 0 | 0 | 0 | 0 | 0 | 0 | 0 | 0 | 0 | 0 | 0 | 0 | 0 | 0 | 0 | 0 | 0
F7_Commercial_Interruptible - Miscellaneous_New_Space Heating_Natural Gas_Destratification Fans (HVLS)_A_Achievable Economic TRC Potential | F7 | Commercial | Interruptible - Miscellaneous | New | Space Heating | Natural Gas | Destratification Fans (HVLS) | A | Cumulative Energy Savings (MWh or mTherms) | Achievable Economic TRC Potential | 0 | 0 | 0 | 0 | 0 | 0 | 0 | 0 | 0 | 0 | 0 | 0 | 0 | 0 | 0 | 0 | 0 | 0 | 0 | 0 | 0 | 0 | 0 | 0 | 0 | 0 | 0
F8_Commercial_Interruptible - Miscellaneous_New_Space Heating_Natural Gas_Destratification Fans (HVLS)_A_Achievable Economic TRC Potential | F8 | Commercial | Interruptible - Miscellaneous | New | Space Heating | Natural Gas | Destratification Fans (HVLS) | A | Cumulative Summer Peak Savings (MW) | Achievable Economic TRC Potential | 0 | 0 | 0 | 0 | 0 | 0 | 0 | 0 | 0 | 0 | 0 | 0 | 0 | 0 | 0 | 0 | 0 | 0 | 0 | 0 | 0 | 0 | 0 | 0 | 0 | 0 | 0
F9_Commercial_Interruptible - Miscellaneous_New_Space Heating_Natural Gas_Destratification Fans (HVLS)_A_Achievable Economic TRC Potential | F9 | Commercial | Interruptible - Miscellaneous | New | Space Heating | Natural Gas | Destratification Fans (HVLS) | A | Cumulative Winter Peak Savings (MW) | Achievable Economic TRC Potential | 0 | 0 | 0 | 0 | 0 | 0 | 0 | 0 | 0 | 0 | 0 | 0 | 0 | 0 | 0 | 0 | 0 | 0 | 0 | 0 | 0 | 0 | 0 | 0 | 0 | 0 | 0
F10_Commercial_Interruptible - Miscellaneous_New_Space Heating_Natural Gas_Destratification Fans (HVLS)_A_Achievable Economic TRC Potential | F10 | Commercial | Interruptible - Miscellaneous | New | Space Heating | Natural Gas | Destratification Fans (HVLS) | A | Purchases (Incremental) | Achievable Economic TRC Potential | 0 | 0 | 0 | 0 | 0 | 0 | 0 | 0 | 0 | 0 | 0 | 0 | 0 | 0 | 0 | 0 | 0 | 0 | 0 | 0 | 0 | 0 | 0 | 0 | 0 | 0 | 0
F11_Commercial_Interruptible - Miscellaneous_New_Space Heating_Natural Gas_Destratification Fans (HVLS)_A_Achievable Economic TRC Potential | F11 | Commercial | Interruptible - Miscellaneous | New | Space Heating | Natural Gas | Destratification Fans (HVLS) | A | Purchases (Cumulative) | Achievable Economic TRC Potential | 0 | 0 | 0 | 0 | 0 | 0 | 0 | 0 | 0 | 0 | 0 | 0 | 0 | 0 | 0 | 0 | 0 | 0 | 0 | 0 | 0 | 0 | 0 | 0 | 0 | 0 | 0
F1_Commercial_Interruptible - Miscellaneous_New_Space Heating_Natural Gas_Gas Boiler - Maintenance_A_Achievable Economic TRC Potential | F1 | Commercial | Interruptible - Miscellaneous | New | Space Heating | Natural Gas | Gas Boiler - Maintenance | A | Integrated Unit Energy Savings (kWh or therms) | Achievable Economic TRC Potential | 0 | 0 | 0 | 0 | 0 | 0 | 0 | 0 | 0 | 0 | 0 | 0 | 0 | 0 | 0 | 0 | 0 | 0 | 0 | 0 | 0 | 0 | 0 | 0 | 0 | 0 | 0
F2_Commercial_Interruptible - Miscellaneous_New_Space Heating_Natural Gas_Gas Boiler - Maintenance_A_Achievable Economic TRC Potential | F2 | Commercial | Interruptible - Miscellaneous | New | Space Heating | Natural Gas | Gas Boiler - Maintenance | A | Integrated Unit Summer Peak Savings (kW) | Achievable Economic TRC Potential | 0 | 0 | 0 | 0 | 0 | 0 | 0 | 0 | 0 | 0 | 0 | 0 | 0 | 0 | 0 | 0 | 0 | 0 | 0 | 0 | 0 | 0 | 0 | 0 | 0 | 0 | 0
F3_Commercial_Interruptible - Miscellaneous_New_Space Heating_Natural Gas_Gas Boiler - Maintenance_A_Achievable Economic TRC Potential | F3 | Commercial | Interruptible - Miscellaneous | New | Space Heating | Natural Gas | Gas Boiler - Maintenance | A | Integrated Unit Winter Peak Savings (kW) | Achievable Economic TRC Potential | 0 | 0 | 0 | 0 | 0 | 0 | 0 | 0 | 0 | 0 | 0 | 0 | 0 | 0 | 0 | 0 | 0 | 0 | 0 | 0 | 0 | 0 | 0 | 0 | 0 | 0 | 0
F4_Commercial_Interruptible - Miscellaneous_New_Space Heating_Natural Gas_Gas Boiler - Maintenance_A_Achievable Economic TRC Potential | F4 | Commercial | Interruptible - Miscellaneous | New | Space Heating | Natural Gas | Gas Boiler - Maintenance | A | Incremental Energy Savings (MWh or mTherms) | Achievable Economic TRC Potential | 0 | 0 | 0 | 0 | 0 | 0 | 0 | 0 | 0 | 0 | 0 | 0 | 0 | 0 | 0 | 0 | 0 | 0 | 0 | 0 | 0 | 0 | 0 | 0 | 0 | 0 | 0
F5_Commercial_Interruptible - Miscellaneous_New_Space Heating_Natural Gas_Gas Boiler - Maintenance_A_Achievable Economic TRC Potential | F5 | Commercial | Interruptible - Miscellaneous | New | Space Heating | Natural Gas | Gas Boiler - Maintenance | A | Incremental Summer Peak Savings (MW) | Achievable Economic TRC Potential | 0 | 0 | 0 | 0 | 0 | 0 | 0 | 0 | 0 | 0 | 0 | 0 | 0 | 0 | 0 | 0 | 0 | 0 | 0 | 0 | 0 | 0 | 0 | 0 | 0 | 0 | 0
F6_Commercial_Interruptible - Miscellaneous_New_Space Heating_Natural Gas_Gas Boiler - Maintenance_A_Achievable Economic TRC Potential | F6 | Commercial | Interruptible - Miscellaneous | New | Space Heating | Natural Gas | Gas Boiler - Maintenance | A | Incremental Winter Peak Savings (MW) | Achievable Economic TRC Potential | 0 | 0 | 0 | 0 | 0 | 0 | 0 | 0 | 0 | 0 | 0 | 0 | 0 | 0 | 0 | 0 | 0 | 0 | 0 | 0 | 0 | 0 | 0 | 0 | 0 | 0 | 0
F7_Commercial_Interruptible - Miscellaneous_New_Space Heating_Natural Gas_Gas Boiler - Maintenance_A_Achievable Economic TRC Potential | F7 | Commercial | Interruptible - Miscellaneous | New | Space Heating | Natural Gas | Gas Boiler - Maintenance | A | Cumulative Energy Savings (MWh or mTherms) | Achievable Economic TRC Potential | 0 | 0 | 0 | 0 | 0 | 0 | 0 | 0 | 0 | 0 | 0 | 0 | 0 | 0 | 0 | 0 | 0 | 0 | 0 | 0 | 0 | 0 | 0 | 0 | 0 | 0 | 0
F8_Commercial_Interruptible - Miscellaneous_New_Space Heating_Natural Gas_Gas Boiler - Maintenance_A_Achievable Economic TRC Potential | F8 | Commercial | Interruptible - Miscellaneous | New | Space Heating | Natural Gas | Gas Boiler - Maintenance | A | Cumulative Summer Peak Savings (MW) | Achievable Economic TRC Potential | 0 | 0 | 0 | 0 | 0 | 0 | 0 | 0 | 0 | 0 | 0 | 0 | 0 | 0 | 0 | 0 | 0 | 0 | 0 | 0 | 0 | 0 | 0 | 0 | 0 | 0 | 0
F9_Commercial_Interruptible - Miscellaneous_New_Space Heating_Natural Gas_Gas Boiler - Maintenance_A_Achievable Economic TRC Potential | F9 | Commercial | Interruptible - Miscellaneous | New | Space Heating | Natural Gas | Gas Boiler - Maintenance | A | Cumulative Winter Peak Savings (MW) | Achievable Economic TRC Potential | 0 | 0 | 0 | 0 | 0 | 0 | 0 | 0 | 0 | 0 | 0 | 0 | 0 | 0 | 0 | 0 | 0 | 0 | 0 | 0 | 0 | 0 | 0 | 0 | 0 | 0 | 0
F10_Commercial_Interruptible - Miscellaneous_New_Space Heating_Natural Gas_Gas Boiler - Maintenance_A_Achievable Economic TRC Potential | F10 | Commercial | Interruptible - Miscellaneous | New | Space Heating | Natural Gas | Gas Boiler - Maintenance | A | Purchases (Incremental) | Achievable Economic TRC Potential | 0 | 0 | 0 | 0 | 0 | 0 | 0 | 0 | 0 | 0 | 0 | 0 | 0 | 0 | 0 | 0 | 0 | 0 | 0 | 0 | 0 | 0 | 0 | 0 | 0 | 0 | 0
F11_Commercial_Interruptible - Miscellaneous_New_Space Heating_Natural Gas_Gas Boiler - Maintenance_A_Achievable Economic TRC Potential | F11 | Commercial | Interruptible - Miscellaneous | New | Space Heating | Natural Gas | Gas Boiler - Maintenance | A | Purchases (Cumulative) | Achievable Economic TRC Potential | 0 | 0 | 0 | 0 | 0 | 0 | 0 | 0 | 0 | 0 | 0 | 0 | 0 | 0 | 0 | 0 | 0 | 0 | 0 | 0 | 0 | 0 | 0 | 0 | 0 | 0 | 0
F1_Commercial_Interruptible - Miscellaneous_New_Space Heating_Natural Gas_Gas Furnace - Maintenance_A_Achievable Economic TRC Potential | F1 | Commercial | Interruptible - Miscellaneous | New | Space Heating | Natural Gas | Gas Furnace - Maintenance | A | Integrated Unit Energy Savings (kWh or therms) | Achievable Economic TRC Potential | 0 | 0 | 0 | 0 | 0 | 0 | 0 | 0 | 0 | 0 | 0 | 0 | 0 | 0 | 0 | 0 | 0 | 0 | 0 | 0 | 0 | 0 | 0 | 0 | 0 | 0 | 0
F2_Commercial_Interruptible - Miscellaneous_New_Space Heating_Natural Gas_Gas Furnace - Maintenance_A_Achievable Economic TRC Potential | F2 | Commercial | Interruptible - Miscellaneous | New | Space Heating | Natural Gas | Gas Furnace - Maintenance | A | Integrated Unit Summer Peak Savings (kW) | Achievable Economic TRC Potential | 0 | 0 | 0 | 0 | 0 | 0 | 0 | 0 | 0 | 0 | 0 | 0 | 0 | 0 | 0 | 0 | 0 | 0 | 0 | 0 | 0 | 0 | 0 | 0 | 0 | 0 | 0
F3_Commercial_Interruptible - Miscellaneous_New_Space Heating_Natural Gas_Gas Furnace - Maintenance_A_Achievable Economic TRC Potential | F3 | Commercial | Interruptible - Miscellaneous | New | Space Heating | Natural Gas | Gas Furnace - Maintenance | A | Integrated Unit Winter Peak Savings (kW) | Achievable Economic TRC Potential | 0 | 0 | 0 | 0 | 0 | 0 | 0 | 0 | 0 | 0 | 0 | 0 | 0 | 0 | 0 | 0 | 0 | 0 | 0 | 0 | 0 | 0 | 0 | 0 | 0 | 0 | 0
F4_Commercial_Interruptible - Miscellaneous_New_Space Heating_Natural Gas_Gas Furnace - Maintenance_A_Achievable Economic TRC Potential | F4 | Commercial | Interruptible - Miscellaneous | New | Space Heating | Natural Gas | Gas Furnace - Maintenance | A | Incremental Energy Savings (MWh or mTherms) | Achievable Economic TRC Potential | 0 | 0 | 0 | 0 | 0 | 0 | 0 | 0 | 0 | 0 | 0 | 0 | 0 | 0 | 0 | 0 | 0 | 0 | 0 | 0 | 0 | 0 | 0 | 0 | 0 | 0 | 0
F5_Commercial_Interruptible - Miscellaneous_New_Space Heating_Natural Gas_Gas Furnace - Maintenance_A_Achievable Economic TRC Potential | F5 | Commercial | Interruptible - Miscellaneous | New | Space Heating | Natural Gas | Gas Furnace - Maintenance | A | Incremental Summer Peak Savings (MW) | Achievable Economic TRC Potential | 0 | 0 | 0 | 0 | 0 | 0 | 0 | 0 | 0 | 0 | 0 | 0 | 0 | 0 | 0 | 0 | 0 | 0 | 0 | 0 | 0 | 0 | 0 | 0 | 0 | 0 | 0
F6_Commercial_Interruptible - Miscellaneous_New_Space Heating_Natural Gas_Gas Furnace - Maintenance_A_Achievable Economic TRC Potential | F6 | Commercial | Interruptible - Miscellaneous | New | Space Heating | Natural Gas | Gas Furnace - Maintenance | A | Incremental Winter Peak Savings (MW) | Achievable Economic TRC Potential | 0 | 0 | 0 | 0 | 0 | 0 | 0 | 0 | 0 | 0 | 0 | 0 | 0 | 0 | 0 | 0 | 0 | 0 | 0 | 0 | 0 | 0 | 0 | 0 | 0 | 0 | 0
F7_Commercial_Interruptible - Miscellaneous_New_Space Heating_Natural Gas_Gas Furnace - Maintenance_A_Achievable Economic TRC Potential | F7 | Commercial | Interruptible - Miscellaneous | New | Space Heating | Natural Gas | Gas Furnace - Maintenance | A | Cumulative Energy Savings (MWh or mTherms) | Achievable Economic TRC Potential | 0 | 0 | 0 | 0 | 0 | 0 | 0 | 0 | 0 | 0 | 0 | 0 | 0 | 0 | 0 | 0 | 0 | 0 | 0 | 0 | 0 | 0 | 0 | 0 | 0 | 0 | 0
F8_Commercial_Interruptible - Miscellaneous_New_Space Heating_Natural Gas_Gas Furnace - Maintenance_A_Achievable Economic TRC Potential | F8 | Commercial | Interruptible - Miscellaneous | New | Space Heating | Natural Gas | Gas Furnace - Maintenance | A | Cumulative Summer Peak Savings (MW) | Achievable Economic TRC Potential | 0 | 0 | 0 | 0 | 0 | 0 | 0 | 0 | 0 | 0 | 0 | 0 | 0 | 0 | 0 | 0 | 0 | 0 | 0 | 0 | 0 | 0 | 0 | 0 | 0 | 0 | 0
F9_Commercial_Interruptible - Miscellaneous_New_Space Heating_Natural Gas_Gas Furnace - Maintenance_A_Achievable Economic TRC Potential | F9 | Commercial | Interruptible - Miscellaneous | New | Space Heating | Natural Gas | Gas Furnace - Maintenance | A | Cumulative Winter Peak Savings (MW) | Achievable Economic TRC Potential | 0 | 0 | 0 | 0 | 0 | 0 | 0 | 0 | 0 | 0 | 0 | 0 | 0 | 0 | 0 | 0 | 0 | 0 | 0 | 0 | 0 | 0 | 0 | 0 | 0 | 0 | 0
F10_Commercial_Interruptible - Miscellaneous_New_Space Heating_Natural Gas_Gas Furnace - Maintenance_A_Achievable Economic TRC Potential | F10 | Commercial | Interruptible - Miscellaneous | New | Space Heating | Natural Gas | Gas Furnace - Maintenance | A | Purchases (Incremental) | Achievable Economic TRC Potential | 0 | 0 | 0 | 0 | 0 | 0 | 0 | 0 | 0 | 0 | 0 | 0 | 0 | 0 | 0 | 0 | 0 | 0 | 0 | 0 | 0 | 0 | 0 | 0 | 0 | 0 | 0
F11_Commercial_Interruptible - Miscellaneous_New_Space Heating_Natural Gas_Gas Furnace - Maintenance_A_Achievable Economic TRC Potential | F11 | Commercial | Interruptible - Miscellaneous | New | Space Heating | Natural Gas | Gas Furnace - Maintenance | A | Purchases (Cumulative) | Achievable Economic TRC Potential | 0 | 0 | 0 | 0 | 0 | 0 | 0 | 0 | 0 | 0 | 0 | 0 | 0 | 0 | 0 | 0 | 0 | 0 | 0 | 0 | 0 | 0 | 0 | 0 | 0 | 0 | 0
F1_Commercial_Interruptible - Miscellaneous_New_Space Heating_Natural Gas_Gas Boiler - Hot Water Reset_A_Achievable Economic TRC Potential | F1 | Commercial | Interruptible - Miscellaneous | New | Space Heating | Natural Gas | Gas Boiler - Hot Water Reset | A | Integrated Unit Energy Savings (kWh or therms) | Achievable Economic TRC Potential | 0 | 0 | 0 | 0 | 0 | 0 | 0 | 0 | 0 | 0 | 0 | 0 | 0 | 0 | 0 | 0 | 0 | 0 | 0 | 0 | 0 | 0 | 0 | 0 | 0 | 0 | 0
F2_Commercial_Interruptible - Miscellaneous_New_Space Heating_Natural Gas_Gas Boiler - Hot Water Reset_A_Achievable Economic TRC Potential | F2 | Commercial | Interruptible - Miscellaneous | New | Space Heating | Natural Gas | Gas Boiler - Hot Water Reset | A | Integrated Unit Summer Peak Savings (kW) | Achievable Economic TRC Potential | 0 | 0 | 0 | 0 | 0 | 0 | 0 | 0 | 0 | 0 | 0 | 0 | 0 | 0 | 0 | 0 | 0 | 0 | 0 | 0 | 0 | 0 | 0 | 0 | 0 | 0 | 0
F3_Commercial_Interruptible - Miscellaneous_New_Space Heating_Natural Gas_Gas Boiler - Hot Water Reset_A_Achievable Economic TRC Potential | F3 | Commercial | Interruptible - Miscellaneous | New | Space Heating | Natural Gas | Gas Boiler - Hot Water Reset | A | Integrated Unit Winter Peak Savings (kW) | Achievable Economic TRC Potential | 0 | 0 | 0 | 0 | 0 | 0 | 0 | 0 | 0 | 0 | 0 | 0 | 0 | 0 | 0 | 0 | 0 | 0 | 0 | 0 | 0 | 0 | 0 | 0 | 0 | 0 | 0
F4_Commercial_Interruptible - Miscellaneous_New_Space Heating_Natural Gas_Gas Boiler - Hot Water Reset_A_Achievable Economic TRC Potential | F4 | Commercial | Interruptible - Miscellaneous | New | Space Heating | Natural Gas | Gas Boiler - Hot Water Reset | A | Incremental Energy Savings (MWh or mTherms) | Achievable Economic TRC Potential | 0 | 0 | 0 | 0 | 0 | 0 | 0 | 0 | 0 | 0 | 0 | 0 | 0 | 0 | 0 | 0 | 0 | 0 | 0 | 0 | 0 | 0 | 0 | 0 | 0 | 0 | 0
F5_Commercial_Interruptible - Miscellaneous_New_Space Heating_Natural Gas_Gas Boiler - Hot Water Reset_A_Achievable Economic TRC Potential | F5 | Commercial | Interruptible - Miscellaneous | New | Space Heating | Natural Gas | Gas Boiler - Hot Water Reset | A | Incremental Summer Peak Savings (MW) | Achievable Economic TRC Potential | 0 | 0 | 0 | 0 | 0 | 0 | 0 | 0 | 0 | 0 | 0 | 0 | 0 | 0 | 0 | 0 | 0 | 0 | 0 | 0 | 0 | 0 | 0 | 0 | 0 | 0 | 0
F6_Commercial_Interruptible - Miscellaneous_New_Space Heating_Natural Gas_Gas Boiler - Hot Water Reset_A_Achievable Economic TRC Potential | F6 | Commercial | Interruptible - Miscellaneous | New | Space Heating | Natural Gas | Gas Boiler - Hot Water Reset | A | Incremental Winter Peak Savings (MW) | Achievable Economic TRC Potential | 0 | 0 | 0 | 0 | 0 | 0 | 0 | 0 | 0 | 0 | 0 | 0 | 0 | 0 | 0 | 0 | 0 | 0 | 0 | 0 | 0 | 0 | 0 | 0 | 0 | 0 | 0
F7_Commercial_Interruptible - Miscellaneous_New_Space Heating_Natural Gas_Gas Boiler - Hot Water Reset_A_Achievable Economic TRC Potential | F7 | Commercial | Interruptible - Miscellaneous | New | Space Heating | Natural Gas | Gas Boiler - Hot Water Reset | A | Cumulative Energy Savings (MWh or mTherms) | Achievable Economic TRC Potential | 0 | 0 | 0 | 0 | 0 | 0 | 0 | 0 | 0 | 0 | 0 | 0 | 0 | 0 | 0 | 0 | 0 | 0 | 0 | 0 | 0 | 0 | 0 | 0 | 0 | 0 | 0
F8_Commercial_Interruptible - Miscellaneous_New_Space Heating_Natural Gas_Gas Boiler - Hot Water Reset_A_Achievable Economic TRC Potential | F8 | Commercial | Interruptible - Miscellaneous | New | Space Heating | Natural Gas | Gas Boiler - Hot Water Reset | A | Cumulative Summer Peak Savings (MW) | Achievable Economic TRC Potential | 0 | 0 | 0 | 0 | 0 | 0 | 0 | 0 | 0 | 0 | 0 | 0 | 0 | 0 | 0 | 0 | 0 | 0 | 0 | 0 | 0 | 0 | 0 | 0 | 0 | 0 | 0
F9_Commercial_Interruptible - Miscellaneous_New_Space Heating_Natural Gas_Gas Boiler - Hot Water Reset_A_Achievable Economic TRC Potential | F9 | Commercial | Interruptible - Miscellaneous | New | Space Heating | Natural Gas | Gas Boiler - Hot Water Reset | A | Cumulative Winter Peak Savings (MW) | Achievable Economic TRC Potential | 0 | 0 | 0 | 0 | 0 | 0 | 0 | 0 | 0 | 0 | 0 | 0 | 0 | 0 | 0 | 0 | 0 | 0 | 0 | 0 | 0 | 0 | 0 | 0 | 0 | 0 | 0
F10_Commercial_Interruptible - Miscellaneous_New_Space Heating_Natural Gas_Gas Boiler - Hot Water Reset_A_Achievable Economic TRC Potential | F10 | Commercial | Interruptible - Miscellaneous | New | Space Heating | Natural Gas | Gas Boiler - Hot Water Reset | A | Purchases (Incremental) | Achievable Economic TRC Potential | 0 | 0 | 0 | 0 | 0 | 0 | 0 | 0 | 0 | 0 | 0 | 0 | 0 | 0 | 0 | 0 | 0 | 0 | 0 | 0 | 0 | 0 | 0 | 0 | 0 | 0 | 0
F11_Commercial_Interruptible - Miscellaneous_New_Space Heating_Natural Gas_Gas Boiler - Hot Water Reset_A_Achievable Economic TRC Potential | F11 | Commercial | Interruptible - Miscellaneous | New | Space Heating | Natural Gas | Gas Boiler - Hot Water Reset | A | Purchases (Cumulative) | Achievable Economic TRC Potential | 0 | 0 | 0 | 0 | 0 | 0 | 0 | 0 | 0 | 0 | 0 | 0 | 0 | 0 | 0 | 0 | 0 | 0 | 0 | 0 | 0 | 0 | 0 | 0 | 0 | 0 | 0
F1_Commercial_Interruptible - Miscellaneous_New_Space Heating_Natural Gas_Gas Boiler - Steam Trap Replacement_A_Achievable Economic TRC Potential | F1 | Commercial | Interruptible - Miscellaneous | New | Space Heating | Natural Gas | Gas Boiler - Steam Trap Replacement | A | Integrated Unit Energy Savings (kWh or therms) | Achievable Economic TRC Potential | 0 | 0 | 0 | 0 | 0 | 0 | 0 | 0 | 0 | 0 | 0 | 0 | 0 | 0 | 0 | 0 | 0 | 0 | 0 | 0 | 0 | 0 | 0 | 0 | 0 | 0 | 0
F2_Commercial_Interruptible - Miscellaneous_New_Space Heating_Natural Gas_Gas Boiler - Steam Trap Replacement_A_Achievable Economic TRC Potential | F2 | Commercial | Interruptible - Miscellaneous | New | Space Heating | Natural Gas | Gas Boiler - Steam Trap Replacement | A | Integrated Unit Summer Peak Savings (kW) | Achievable Economic TRC Potential | 0 | 0 | 0 | 0 | 0 | 0 | 0 | 0 | 0 | 0 | 0 | 0 | 0 | 0 | 0 | 0 | 0 | 0 | 0 | 0 | 0 | 0 | 0 | 0 | 0 | 0 | 0
F3_Commercial_Interruptible - Miscellaneous_New_Space Heating_Natural Gas_Gas Boiler - Steam Trap Replacement_A_Achievable Economic TRC Potential | F3 | Commercial | Interruptible - Miscellaneous | New | Space Heating | Natural Gas | Gas Boiler - Steam Trap Replacement | A | Integrated Unit Winter Peak Savings (kW) | Achievable Economic TRC Potential | 0 | 0 | 0 | 0 | 0 | 0 | 0 | 0 | 0 | 0 | 0 | 0 | 0 | 0 | 0 | 0 | 0 | 0 | 0 | 0 | 0 | 0 | 0 | 0 | 0 | 0 | 0
F4_Commercial_Interruptible - Miscellaneous_New_Space Heating_Natural Gas_Gas Boiler - Steam Trap Replacement_A_Achievable Economic TRC Potential | F4 | Commercial | Interruptible - Miscellaneous | New | Space Heating | Natural Gas | Gas Boiler - Steam Trap Replacement | A | Incremental Energy Savings (MWh or mTherms) | Achievable Economic TRC Potential | 0 | 0 | 0 | 0 | 0 | 0 | 0 | 0 | 0 | 0 | 0 | 0 | 0 | 0 | 0 | 0 | 0 | 0 | 0 | 0 | 0 | 0 | 0 | 0 | 0 | 0 | 0
F5_Commercial_Interruptible - Miscellaneous_New_Space Heating_Natural Gas_Gas Boiler - Steam Trap Replacement_A_Achievable Economic TRC Potential | F5 | Commercial | Interruptible - Miscellaneous | New | Space Heating | Natural Gas | Gas Boiler - Steam Trap Replacement | A | Incremental Summer Peak Savings (MW) | Achievable Economic TRC Potential | 0 | 0 | 0 | 0 | 0 | 0 | 0 | 0 | 0 | 0 | 0 | 0 | 0 | 0 | 0 | 0 | 0 | 0 | 0 | 0 | 0 | 0 | 0 | 0 | 0 | 0 | 0
F6_Commercial_Interruptible - Miscellaneous_New_Space Heating_Natural Gas_Gas Boiler - Steam Trap Replacement_A_Achievable Economic TRC Potential | F6 | Commercial | Interruptible - Miscellaneous | New | Space Heating | Natural Gas | Gas Boiler - Steam Trap Replacement | A | Incremental Winter Peak Savings (MW) | Achievable Economic TRC Potential | 0 | 0 | 0 | 0 | 0 | 0 | 0 | 0 | 0 | 0 | 0 | 0 | 0 | 0 | 0 | 0 | 0 | 0 | 0 | 0 | 0 | 0 | 0 | 0 | 0 | 0 | 0
F7_Commercial_Interruptible - Miscellaneous_New_Space Heating_Natural Gas_Gas Boiler - Steam Trap Replacement_A_Achievable Economic TRC Potential | F7 | Commercial | Interruptible - Miscellaneous | New | Space Heating | Natural Gas | Gas Boiler - Steam Trap Replacement | A | Cumulative Energy Savings (MWh or mTherms) | Achievable Economic TRC Potential | 0 | 0 | 0 | 0 | 0 | 0 | 0 | 0 | 0 | 0 | 0 | 0 | 0 | 0 | 0 | 0 | 0 | 0 | 0 | 0 | 0 | 0 | 0 | 0 | 0 | 0 | 0
F8_Commercial_Interruptible - Miscellaneous_New_Space Heating_Natural Gas_Gas Boiler - Steam Trap Replacement_A_Achievable Economic TRC Potential | F8 | Commercial | Interruptible - Miscellaneous | New | Space Heating | Natural Gas | Gas Boiler - Steam Trap Replacement | A | Cumulative Summer Peak Savings (MW) | Achievable Economic TRC Potential | 0 | 0 | 0 | 0 | 0 | 0 | 0 | 0 | 0 | 0 | 0 | 0 | 0 | 0 | 0 | 0 | 0 | 0 | 0 | 0 | 0 | 0 | 0 | 0 | 0 | 0 | 0
F9_Commercial_Interruptible - Miscellaneous_New_Space Heating_Natural Gas_Gas Boiler - Steam Trap Replacement_A_Achievable Economic TRC Potential | F9 | Commercial | Interruptible - Miscellaneous | New | Space Heating | Natural Gas | Gas Boiler - Steam Trap Replacement | A | Cumulative Winter Peak Savings (MW) | Achievable Economic TRC Potential | 0 | 0 | 0 | 0 | 0 | 0 | 0 | 0 | 0 | 0 | 0 | 0 | 0 | 0 | 0 | 0 | 0 | 0 | 0 | 0 | 0 | 0 | 0 | 0 | 0 | 0 | 0
F10_Commercial_Interruptible - Miscellaneous_New_Space Heating_Natural Gas_Gas Boiler - Steam Trap Replacement_A_Achievable Economic TRC Potential | F10 | Commercial | Interruptible - Miscellaneous | New | Space Heating | Natural Gas | Gas Boiler - Steam Trap Replacement | A | Purchases (Incremental) | Achievable Economic TRC Potential | 0 | 0 | 0 | 0 | 0 | 0 | 0 | 0 | 0 | 0 | 0 | 0 | 0 | 0 | 0 | 0 | 0 | 0 | 0 | 0 | 0 | 0 | 0 | 0 | 0 | 0 | 0
F11_Commercial_Interruptible - Miscellaneous_New_Space Heating_Natural Gas_Gas Boiler - Steam Trap Replacement_A_Achievable Economic TRC Potential | F11 | Commercial | Interruptible - Miscellaneous | New | Space Heating | Natural Gas | Gas Boiler - Steam Trap Replacement | A | Purchases (Cumulative) | Achievable Economic TRC Potential | 0 | 0 | 0 | 0 | 0 | 0 | 0 | 0 | 0 | 0 | 0 | 0 | 0 | 0 | 0 | 0 | 0 | 0 | 0 | 0 | 0 | 0 | 0 | 0 | 0 | 0 | 0
F1_Commercial_Interruptible - Miscellaneous_New_Space Heating_Natural Gas_Gas Boiler - High Turndown Burner_A_Achievable Economic TRC Potential | F1 | Commercial | Interruptible - Miscellaneous | New | Space Heating | Natural Gas | Gas Boiler - High Turndown Burner | A | Integrated Unit Energy Savings (kWh or therms) | Achievable Economic TRC Potential | 0 | 0 | 0 | 0 | 0 | 0 | 0 | 0 | 0 | 0 | 0 | 0 | 0 | 0 | 0 | 0 | 0 | 0 | 0 | 0 | 0 | 0 | 0 | 0 | 0 | 0 | 0
F2_Commercial_Interruptible - Miscellaneous_New_Space Heating_Natural Gas_Gas Boiler - High Turndown Burner_A_Achievable Economic TRC Potential | F2 | Commercial | Interruptible - Miscellaneous | New | Space Heating | Natural Gas | Gas Boiler - High Turndown Burner | A | Integrated Unit Summer Peak Savings (kW) | Achievable Economic TRC Potential | 0 | 0 | 0 | 0 | 0 | 0 | 0 | 0 | 0 | 0 | 0 | 0 | 0 | 0 | 0 | 0 | 0 | 0 | 0 | 0 | 0 | 0 | 0 | 0 | 0 | 0 | 0
F3_Commercial_Interruptible - Miscellaneous_New_Space Heating_Natural Gas_Gas Boiler - High Turndown Burner_A_Achievable Economic TRC Potential | F3 | Commercial | Interruptible - Miscellaneous | New | Space Heating | Natural Gas | Gas Boiler - High Turndown Burner | A | Integrated Unit Winter Peak Savings (kW) | Achievable Economic TRC Potential | 0 | 0 | 0 | 0 | 0 | 0 | 0 | 0 | 0 | 0 | 0 | 0 | 0 | 0 | 0 | 0 | 0 | 0 | 0 | 0 | 0 | 0 | 0 | 0 | 0 | 0 | 0
F4_Commercial_Interruptible - Miscellaneous_New_Space Heating_Natural Gas_Gas Boiler - High Turndown Burner_A_Achievable Economic TRC Potential | F4 | Commercial | Interruptible - Miscellaneous | New | Space Heating | Natural Gas | Gas Boiler - High Turndown Burner | A | Incremental Energy Savings (MWh or mTherms) | Achievable Economic TRC Potential | 0 | 0 | 0 | 0 | 0 | 0 | 0 | 0 | 0 | 0 | 0 | 0 | 0 | 0 | 0 | 0 | 0 | 0 | 0 | 0 | 0 | 0 | 0 | 0 | 0 | 0 | 0
F5_Commercial_Interruptible - Miscellaneous_New_Space Heating_Natural Gas_Gas Boiler - High Turndown Burner_A_Achievable Economic TRC Potential | F5 | Commercial | Interruptible - Miscellaneous | New | Space Heating | Natural Gas | Gas Boiler - High Turndown Burner | A | Incremental Summer Peak Savings (MW) | Achievable Economic TRC Potential | 0 | 0 | 0 | 0 | 0 | 0 | 0 | 0 | 0 | 0 | 0 | 0 | 0 | 0 | 0 | 0 | 0 | 0 | 0 | 0 | 0 | 0 | 0 | 0 | 0 | 0 | 0
F6_Commercial_Interruptible - Miscellaneous_New_Space Heating_Natural Gas_Gas Boiler - High Turndown Burner_A_Achievable Economic TRC Potential | F6 | Commercial | Interruptible - Miscellaneous | New | Space Heating | Natural Gas | Gas Boiler - High Turndown Burner | A | Incremental Winter Peak Savings (MW) | Achievable Economic TRC Potential | 0 | 0 | 0 | 0 | 0 | 0 | 0 | 0 | 0 | 0 | 0 | 0 | 0 | 0 | 0 | 0 | 0 | 0 | 0 | 0 | 0 | 0 | 0 | 0 | 0 | 0 | 0
F7_Commercial_Interruptible - Miscellaneous_New_Space Heating_Natural Gas_Gas Boiler - High Turndown Burner_A_Achievable Economic TRC Potential | F7 | Commercial | Interruptible - Miscellaneous | New | Space Heating | Natural Gas | Gas Boiler - High Turndown Burner | A | Cumulative Energy Savings (MWh or mTherms) | Achievable Economic TRC Potential | 0 | 0 | 0 | 0 | 0 | 0 | 0 | 0 | 0 | 0 | 0 | 0 | 0 | 0 | 0 | 0 | 0 | 0 | 0 | 0 | 0 | 0 | 0 | 0 | 0 | 0 | 0
F8_Commercial_Interruptible - Miscellaneous_New_Space Heating_Natural Gas_Gas Boiler - High Turndown Burner_A_Achievable Economic TRC Potential | F8 | Commercial | Interruptible - Miscellaneous | New | Space Heating | Natural Gas | Gas Boiler - High Turndown Burner | A | Cumulative Summer Peak Savings (MW) | Achievable Economic TRC Potential | 0 | 0 | 0 | 0 | 0 | 0 | 0 | 0 | 0 | 0 | 0 | 0 | 0 | 0 | 0 | 0 | 0 | 0 | 0 | 0 | 0 | 0 | 0 | 0 | 0 | 0 | 0
F9_Commercial_Interruptible - Miscellaneous_New_Space Heating_Natural Gas_Gas Boiler - High Turndown Burner_A_Achievable Economic TRC Potential | F9 | Commercial | Interruptible - Miscellaneous | New | Space Heating | Natural Gas | Gas Boiler - High Turndown Burner | A | Cumulative Winter Peak Savings (MW) | Achievable Economic TRC Potential | 0 | 0 | 0 | 0 | 0 | 0 | 0 | 0 | 0 | 0 | 0 | 0 | 0 | 0 | 0 | 0 | 0 | 0 | 0 | 0 | 0 | 0 | 0 | 0 | 0 | 0 | 0
F10_Commercial_Interruptible - Miscellaneous_New_Space Heating_Natural Gas_Gas Boiler - High Turndown Burner_A_Achievable Economic TRC Potential | F10 | Commercial | Interruptible - Miscellaneous | New | Space Heating | Natural Gas | Gas Boiler - High Turndown Burner | A | Purchases (Incremental) | Achievable Economic TRC Potential | 0 | 0 | 0 | 0 | 0 | 0 | 0 | 0 | 0 | 0 | 0 | 0 | 0 | 0 | 0 | 0 | 0 | 0 | 0 | 0 | 0 | 0 | 0 | 0 | 0 | 0 | 0
F11_Commercial_Interruptible - Miscellaneous_New_Space Heating_Natural Gas_Gas Boiler - High Turndown Burner_A_Achievable Economic TRC Potential | F11 | Commercial | Interruptible - Miscellaneous | New | Space Heating | Natural Gas | Gas Boiler - High Turndown Burner | A | Purchases (Cumulative) | Achievable Economic TRC Potential | 0 | 0 | 0 | 0 | 0 | 0 | 0 | 0 | 0 | 0 | 0 | 0 | 0 | 0 | 0 | 0 | 0 | 0 | 0 | 0 | 0 | 0 | 0 | 0 | 0 | 0 | 0
F1_Commercial_Interruptible - Miscellaneous_New_Space Heating_Natural Gas_Gas Boiler - Burner Control Optimization_A_Achievable Economic TRC Potential | F1 | Commercial | Interruptible - Miscellaneous | New | Space Heating | Natural Gas | Gas Boiler - Burner Control Optimization | A | Integrated Unit Energy Savings (kWh or therms) | Achievable Economic TRC Potential | 0 | 0 | 0 | 0 | 0 | 0 | 0 | 0 | 0 | 0 | 0 | 0 | 0 | 0 | 0 | 0 | 0 | 0 | 0 | 0 | 0 | 0 | 0 | 0 | 0 | 0 | 0
F2_Commercial_Interruptible - Miscellaneous_New_Space Heating_Natural Gas_Gas Boiler - Burner Control Optimization_A_Achievable Economic TRC Potential | F2 | Commercial | Interruptible - Miscellaneous | New | Space Heating | Natural Gas | Gas Boiler - Burner Control Optimization | A | Integrated Unit Summer Peak Savings (kW) | Achievable Economic TRC Potential | 0 | 0 | 0 | 0 | 0 | 0 | 0 | 0 | 0 | 0 | 0 | 0 | 0 | 0 | 0 | 0 | 0 | 0 | 0 | 0 | 0 | 0 | 0 | 0 | 0 | 0 | 0
F3_Commercial_Interruptible - Miscellaneous_New_Space Heating_Natural Gas_Gas Boiler - Burner Control Optimization_A_Achievable Economic TRC Potential | F3 | Commercial | Interruptible - Miscellaneous | New | Space Heating | Natural Gas | Gas Boiler - Burner Control Optimization | A | Integrated Unit Winter Peak Savings (kW) | Achievable Economic TRC Potential | 0 | 0 | 0 | 0 | 0 | 0 | 0 | 0 | 0 | 0 | 0 | 0 | 0 | 0 | 0 | 0 | 0 | 0 | 0 | 0 | 0 | 0 | 0 | 0 | 0 | 0 | 0
F4_Commercial_Interruptible - Miscellaneous_New_Space Heating_Natural Gas_Gas Boiler - Burner Control Optimization_A_Achievable Economic TRC Potential | F4 | Commercial | Interruptible - Miscellaneous | New | Space Heating | Natural Gas | Gas Boiler - Burner Control Optimization | A | Incremental Energy Savings (MWh or mTherms) | Achievable Economic TRC Potential | 0 | 0 | 0 | 0 | 0 | 0 | 0 | 0 | 0 | 0 | 0 | 0 | 0 | 0 | 0 | 0 | 0 | 0 | 0 | 0 | 0 | 0 | 0 | 0 | 0 | 0 | 0
F5_Commercial_Interruptible - Miscellaneous_New_Space Heating_Natural Gas_Gas Boiler - Burner Control Optimization_A_Achievable Economic TRC Potential | F5 | Commercial | Interruptible - Miscellaneous | New | Space Heating | Natural Gas | Gas Boiler - Burner Control Optimization | A | Incremental Summer Peak Savings (MW) | Achievable Economic TRC Potential | 0 | 0 | 0 | 0 | 0 | 0 | 0 | 0 | 0 | 0 | 0 | 0 | 0 | 0 | 0 | 0 | 0 | 0 | 0 | 0 | 0 | 0 | 0 | 0 | 0 | 0 | 0
F6_Commercial_Interruptible - Miscellaneous_New_Space Heating_Natural Gas_Gas Boiler - Burner Control Optimization_A_Achievable Economic TRC Potential | F6 | Commercial | Interruptible - Miscellaneous | New | Space Heating | Natural Gas | Gas Boiler - Burner Control Optimization | A | Incremental Winter Peak Savings (MW) | Achievable Economic TRC Potential | 0 | 0 | 0 | 0 | 0 | 0 | 0 | 0 | 0 | 0 | 0 | 0 | 0 | 0 | 0 | 0 | 0 | 0 | 0 | 0 | 0 | 0 | 0 | 0 | 0 | 0 | 0
F7_Commercial_Interruptible - Miscellaneous_New_Space Heating_Natural Gas_Gas Boiler - Burner Control Optimization_A_Achievable Economic TRC Potential | F7 | Commercial | Interruptible - Miscellaneous | New | Space Heating | Natural Gas | Gas Boiler - Burner Control Optimization | A | Cumulative Energy Savings (MWh or mTherms) | Achievable Economic TRC Potential | 0 | 0 | 0 | 0 | 0 | 0 | 0 | 0 | 0 | 0 | 0 | 0 | 0 | 0 | 0 | 0 | 0 | 0 | 0 | 0 | 0 | 0 | 0 | 0 | 0 | 0 | 0
F8_Commercial_Interruptible - Miscellaneous_New_Space Heating_Natural Gas_Gas Boiler - Burner Control Optimization_A_Achievable Economic TRC Potential | F8 | Commercial | Interruptible - Miscellaneous | New | Space Heating | Natural Gas | Gas Boiler - Burner Control Optimization | A | Cumulative Summer Peak Savings (MW) | Achievable Economic TRC Potential | 0 | 0 | 0 | 0 | 0 | 0 | 0 | 0 | 0 | 0 | 0 | 0 | 0 | 0 | 0 | 0 | 0 | 0 | 0 | 0 | 0 | 0 | 0 | 0 | 0 | 0 | 0
F9_Commercial_Interruptible - Miscellaneous_New_Space Heating_Natural Gas_Gas Boiler - Burner Control Optimization_A_Achievable Economic TRC Potential | F9 | Commercial | Interruptible - Miscellaneous | New | Space Heating | Natural Gas | Gas Boiler - Burner Control Optimization | A | Cumulative Winter Peak Savings (MW) | Achievable Economic TRC Potential | 0 | 0 | 0 | 0 | 0 | 0 | 0 | 0 | 0 | 0 | 0 | 0 | 0 | 0 | 0 | 0 | 0 | 0 | 0 | 0 | 0 | 0 | 0 | 0 | 0 | 0 | 0
F10_Commercial_Interruptible - Miscellaneous_New_Space Heating_Natural Gas_Gas Boiler - Burner Control Optimization_A_Achievable Economic TRC Potential | F10 | Commercial | Interruptible - Miscellaneous | New | Space Heating | Natural Gas | Gas Boiler - Burner Control Optimization | A | Purchases (Incremental) | Achievable Economic TRC Potential | 0 | 0 | 0 | 0 | 0 | 0 | 0 | 0 | 0 | 0 | 0 | 0 | 0 | 0 | 0 | 0 | 0 | 0 | 0 | 0 | 0 | 0 | 0 | 0 | 0 | 0 | 0
F11_Commercial_Interruptible - Miscellaneous_New_Space Heating_Natural Gas_Gas Boiler - Burner Control Optimization_A_Achievable Economic TRC Potential | F11 | Commercial | Interruptible - Miscellaneous | New | Space Heating | Natural Gas | Gas Boiler - Burner Control Optimization | A | Purchases (Cumulative) | Achievable Economic TRC Potential | 0 | 0 | 0 | 0 | 0 | 0 | 0 | 0 | 0 | 0 | 0 | 0 | 0 | 0 | 0 | 0 | 0 | 0 | 0 | 0 | 0 | 0 | 0 | 0 | 0 | 0 | 0
F1_Commercial_Interruptible - Miscellaneous_New_Space Heating_Natural Gas_Gas Boiler - Stack Economizer_A_Achievable Economic TRC Potential | F1 | Commercial | Interruptible - Miscellaneous | New | Space Heating | Natural Gas | Gas Boiler - Stack Economizer | A | Integrated Unit Energy Savings (kWh or therms) | Achievable Economic TRC Potential | 0 | 0 | 0 | 0 | 0 | 0 | 0 | 0 | 0 | 0 | 0 | 0 | 0 | 0 | 0 | 0 | 0 | 0 | 0 | 0 | 0 | 0 | 0 | 0 | 0 | 0 | 0
F2_Commercial_Interruptible - Miscellaneous_New_Space Heating_Natural Gas_Gas Boiler - Stack Economizer_A_Achievable Economic TRC Potential | F2 | Commercial | Interruptible - Miscellaneous | New | Space Heating | Natural Gas | Gas Boiler - Stack Economizer | A | Integrated Unit Summer Peak Savings (kW) | Achievable Economic TRC Potential | 0 | 0 | 0 | 0 | 0 | 0 | 0 | 0 | 0 | 0 | 0 | 0 | 0 | 0 | 0 | 0 | 0 | 0 | 0 | 0 | 0 | 0 | 0 | 0 | 0 | 0 | 0
F3_Commercial_Interruptible - Miscellaneous_New_Space Heating_Natural Gas_Gas Boiler - Stack Economizer_A_Achievable Economic TRC Potential | F3 | Commercial | Interruptible - Miscellaneous | New | Space Heating | Natural Gas | Gas Boiler - Stack Economizer | A | Integrated Unit Winter Peak Savings (kW) | Achievable Economic TRC Potential | 0 | 0 | 0 | 0 | 0 | 0 | 0 | 0 | 0 | 0 | 0 | 0 | 0 | 0 | 0 | 0 | 0 | 0 | 0 | 0 | 0 | 0 | 0 | 0 | 0 | 0 | 0
F4_Commercial_Interruptible - Miscellaneous_New_Space Heating_Natural Gas_Gas Boiler - Stack Economizer_A_Achievable Economic TRC Potential | F4 | Commercial | Interruptible - Miscellaneous | New | Space Heating | Natural Gas | Gas Boiler - Stack Economizer | A | Incremental Energy Savings (MWh or mTherms) | Achievable Economic TRC Potential | 0 | 0 | 0 | 0 | 0 | 0 | 0 | 0 | 0 | 0 | 0 | 0 | 0 | 0 | 0 | 0 | 0 | 0 | 0 | 0 | 0 | 0 | 0 | 0 | 0 | 0 | 0
F5_Commercial_Interruptible - Miscellaneous_New_Space Heating_Natural Gas_Gas Boiler - Stack Economizer_A_Achievable Economic TRC Potential | F5 | Commercial | Interruptible - Miscellaneous | New | Space Heating | Natural Gas | Gas Boiler - Stack Economizer | A | Incremental Summer Peak Savings (MW) | Achievable Economic TRC Potential | 0 | 0 | 0 | 0 | 0 | 0 | 0 | 0 | 0 | 0 | 0 | 0 | 0 | 0 | 0 | 0 | 0 | 0 | 0 | 0 | 0 | 0 | 0 | 0 | 0 | 0 | 0
F6_Commercial_Interruptible - Miscellaneous_New_Space Heating_Natural Gas_Gas Boiler - Stack Economizer_A_Achievable Economic TRC Potential | F6 | Commercial | Interruptible - Miscellaneous | New | Space Heating | Natural Gas | Gas Boiler - Stack Economizer | A | Incremental Winter Peak Savings (MW) | Achievable Economic TRC Potential | 0 | 0 | 0 | 0 | 0 | 0 | 0 | 0 | 0 | 0 | 0 | 0 | 0 | 0 | 0 | 0 | 0 | 0 | 0 | 0 | 0 | 0 | 0 | 0 | 0 | 0 | 0
F7_Commercial_Interruptible - Miscellaneous_New_Space Heating_Natural Gas_Gas Boiler - Stack Economizer_A_Achievable Economic TRC Potential | F7 | Commercial | Interruptible - Miscellaneous | New | Space Heating | Natural Gas | Gas Boiler - Stack Economizer | A | Cumulative Energy Savings (MWh or mTherms) | Achievable Economic TRC Potential | 0 | 0 | 0 | 0 | 0 | 0 | 0 | 0 | 0 | 0 | 0 | 0 | 0 | 0 | 0 | 0 | 0 | 0 | 0 | 0 | 0 | 0 | 0 | 0 | 0 | 0 | 0
F8_Commercial_Interruptible - Miscellaneous_New_Space Heating_Natural Gas_Gas Boiler - Stack Economizer_A_Achievable Economic TRC Potential | F8 | Commercial | Interruptible - Miscellaneous | New | Space Heating | Natural Gas | Gas Boiler - Stack Economizer | A | Cumulative Summer Peak Savings (MW) | Achievable Economic TRC Potential | 0 | 0 | 0 | 0 | 0 | 0 | 0 | 0 | 0 | 0 | 0 | 0 | 0 | 0 | 0 | 0 | 0 | 0 | 0 | 0 | 0 | 0 | 0 | 0 | 0 | 0 | 0
F9_Commercial_Interruptible - Miscellaneous_New_Space Heating_Natural Gas_Gas Boiler - Stack Economizer_A_Achievable Economic TRC Potential | F9 | Commercial | Interruptible - Miscellaneous | New | Space Heating | Natural Gas | Gas Boiler - Stack Economizer | A | Cumulative Winter Peak Savings (MW) | Achievable Economic TRC Potential | 0 | 0 | 0 | 0 | 0 | 0 | 0 | 0 | 0 | 0 | 0 | 0 | 0 | 0 | 0 | 0 | 0 | 0 | 0 | 0 | 0 | 0 | 0 | 0 | 0 | 0 | 0
F10_Commercial_Interruptible - Miscellaneous_New_Space Heating_Natural Gas_Gas Boiler - Stack Economizer_A_Achievable Economic TRC Potential | F10 | Commercial | Interruptible - Miscellaneous | New | Space Heating | Natural Gas | Gas Boiler - Stack Economizer | A | Purchases (Incremental) | Achievable Economic TRC Potential | 0 | 0 | 0 | 0 | 0 | 0 | 0 | 0 | 0 | 0 | 0 | 0 | 0 | 0 | 0 | 0 | 0 | 0 | 0 | 0 | 0 | 0 | 0 | 0 | 0 | 0 | 0
F11_Commercial_Interruptible - Miscellaneous_New_Space Heating_Natural Gas_Gas Boiler - Stack Economizer_A_Achievable Economic TRC Potential | F11 | Commercial | Interruptible - Miscellaneous | New | Space Heating | Natural Gas | Gas Boiler - Stack Economizer | A | Purchases (Cumulative) | Achievable Economic TRC Potential | 0 | 0 | 0 | 0 | 0 | 0 | 0 | 0 | 0 | 0 | 0 | 0 | 0 | 0 | 0 | 0 | 0 | 0 | 0 | 0 | 0 | 0 | 0 | 0 | 0 | 0 | 0
F1_Commercial_Interruptible - Miscellaneous_New_Space Heating_Natural Gas_Gas Boiler - Thermostatic Radiator Valves_A_Achievable Economic TRC Potential | F1 | Commercial | Interruptible - Miscellaneous | New | Space Heating | Natural Gas | Gas Boiler - Thermostatic Radiator Valves | A | Integrated Unit Energy Savings (kWh or therms) | Achievable Economic TRC Potential | 0 | 0 | 0 | 0 | 0 | 0 | 0 | 0 | 0 | 0 | 0 | 0 | 0 | 0 | 0 | 0 | 0 | 0 | 0 | 0 | 0 | 0 | 0 | 0 | 0 | 0 | 0
F2_Commercial_Interruptible - Miscellaneous_New_Space Heating_Natural Gas_Gas Boiler - Thermostatic Radiator Valves_A_Achievable Economic TRC Potential | F2 | Commercial | Interruptible - Miscellaneous | New | Space Heating | Natural Gas | Gas Boiler - Thermostatic Radiator Valves | A | Integrated Unit Summer Peak Savings (kW) | Achievable Economic TRC Potential | 0 | 0 | 0 | 0 | 0 | 0 | 0 | 0 | 0 | 0 | 0 | 0 | 0 | 0 | 0 | 0 | 0 | 0 | 0 | 0 | 0 | 0 | 0 | 0 | 0 | 0 | 0
F3_Commercial_Interruptible - Miscellaneous_New_Space Heating_Natural Gas_Gas Boiler - Thermostatic Radiator Valves_A_Achievable Economic TRC Potential | F3 | Commercial | Interruptible - Miscellaneous | New | Space Heating | Natural Gas | Gas Boiler - Thermostatic Radiator Valves | A | Integrated Unit Winter Peak Savings (kW) | Achievable Economic TRC Potential | 0 | 0 | 0 | 0 | 0 | 0 | 0 | 0 | 0 | 0 | 0 | 0 | 0 | 0 | 0 | 0 | 0 | 0 | 0 | 0 | 0 | 0 | 0 | 0 | 0 | 0 | 0
F4_Commercial_Interruptible - Miscellaneous_New_Space Heating_Natural Gas_Gas Boiler - Thermostatic Radiator Valves_A_Achievable Economic TRC Potential | F4 | Commercial | Interruptible - Miscellaneous | New | Space Heating | Natural Gas | Gas Boiler - Thermostatic Radiator Valves | A | Incremental Energy Savings (MWh or mTherms) | Achievable Economic TRC Potential | 0 | 0 | 0 | 0 | 0 | 0 | 0 | 0 | 0 | 0 | 0 | 0 | 0 | 0 | 0 | 0 | 0 | 0 | 0 | 0 | 0 | 0 | 0 | 0 | 0 | 0 | 0
F5_Commercial_Interruptible - Miscellaneous_New_Space Heating_Natural Gas_Gas Boiler - Thermostatic Radiator Valves_A_Achievable Economic TRC Potential | F5 | Commercial | Interruptible - Miscellaneous | New | Space Heating | Natural Gas | Gas Boiler - Thermostatic Radiator Valves | A | Incremental Summer Peak Savings (MW) | Achievable Economic TRC Potential | 0 | 0 | 0 | 0 | 0 | 0 | 0 | 0 | 0 | 0 | 0 | 0 | 0 | 0 | 0 | 0 | 0 | 0 | 0 | 0 | 0 | 0 | 0 | 0 | 0 | 0 | 0
F6_Commercial_Interruptible - Miscellaneous_New_Space Heating_Natural Gas_Gas Boiler - Thermostatic Radiator Valves_A_Achievable Economic TRC Potential | F6 | Commercial | Interruptible - Miscellaneous | New | Space Heating | Natural Gas | Gas Boiler - Thermostatic Radiator Valves | A | Incremental Winter Peak Savings (MW) | Achievable Economic TRC Potential | 0 | 0 | 0 | 0 | 0 | 0 | 0 | 0 | 0 | 0 | 0 | 0 | 0 | 0 | 0 | 0 | 0 | 0 | 0 | 0 | 0 | 0 | 0 | 0 | 0 | 0 | 0
F7_Commercial_Interruptible - Miscellaneous_New_Space Heating_Natural Gas_Gas Boiler - Thermostatic Radiator Valves_A_Achievable Economic TRC Potential | F7 | Commercial | Interruptible - Miscellaneous | New | Space Heating | Natural Gas | Gas Boiler - Thermostatic Radiator Valves | A | Cumulative Energy Savings (MWh or mTherms) | Achievable Economic TRC Potential | 0 | 0 | 0 | 0 | 0 | 0 | 0 | 0 | 0 | 0 | 0 | 0 | 0 | 0 | 0 | 0 | 0 | 0 | 0 | 0 | 0 | 0 | 0 | 0 | 0 | 0 | 0
F8_Commercial_Interruptible - Miscellaneous_New_Space Heating_Natural Gas_Gas Boiler - Thermostatic Radiator Valves_A_Achievable Economic TRC Potential | F8 | Commercial | Interruptible - Miscellaneous | New | Space Heating | Natural Gas | Gas Boiler - Thermostatic Radiator Valves | A | Cumulative Summer Peak Savings (MW) | Achievable Economic TRC Potential | 0 | 0 | 0 | 0 | 0 | 0 | 0 | 0 | 0 | 0 | 0 | 0 | 0 | 0 | 0 | 0 | 0 | 0 | 0 | 0 | 0 | 0 | 0 | 0 | 0 | 0 | 0
F9_Commercial_Interruptible - Miscellaneous_New_Space Heating_Natural Gas_Gas Boiler - Thermostatic Radiator Valves_A_Achievable Economic TRC Potential | F9 | Commercial | Interruptible - Miscellaneous | New | Space Heating | Natural Gas | Gas Boiler - Thermostatic Radiator Valves | A | Cumulative Winter Peak Savings (MW) | Achievable Economic TRC Potential | 0 | 0 | 0 | 0 | 0 | 0 | 0 | 0 | 0 | 0 | 0 | 0 | 0 | 0 | 0 | 0 | 0 | 0 | 0 | 0 | 0 | 0 | 0 | 0 | 0 | 0 | 0
F10_Commercial_Interruptible - Miscellaneous_New_Space Heating_Natural Gas_Gas Boiler - Thermostatic Radiator Valves_A_Achievable Economic TRC Potential | F10 | Commercial | Interruptible - Miscellaneous | New | Space Heating | Natural Gas | Gas Boiler - Thermostatic Radiator Valves | A | Purchases (Incremental) | Achievable Economic TRC Potential | 0 | 0 | 0 | 0 | 0 | 0 | 0 | 0 | 0 | 0 | 0 | 0 | 0 | 0 | 0 | 0 | 0 | 0 | 0 | 0 | 0 | 0 | 0 | 0 | 0 | 0 | 0
F11_Commercial_Interruptible - Miscellaneous_New_Space Heating_Natural Gas_Gas Boiler - Thermostatic Radiator Valves_A_Achievable Economic TRC Potential | F11 | Commercial | Interruptible - Miscellaneous | New | Space Heating | Natural Gas | Gas Boiler - Thermostatic Radiator Valves | A | Purchases (Cumulative) | Achievable Economic TRC Potential | 0 | 0 | 0 | 0 | 0 | 0 | 0 | 0 | 0 | 0 | 0 | 0 | 0 | 0 | 0 | 0 | 0 | 0 | 0 | 0 | 0 | 0 | 0 | 0 | 0 | 0 | 0
F1_Commercial_Interruptible - Miscellaneous_New_Space Heating_Natural Gas_HVAC - Shut Off Damper_A_Achievable Economic TRC Potential | F1 | Commercial | Interruptible - Miscellaneous | New | Space Heating | Natural Gas | HVAC - Shut Off Damper | A | Integrated Unit Energy Savings (kWh or therms) | Achievable Economic TRC Potential | 0 | 0 | 0 | 0 | 0 | 0 | 0 | 0 | 0 | 0 | 0 | 0 | 0 | 0 | 0 | 0 | 0 | 0 | 0 | 0 | 0 | 0 | 0 | 0 | 0 | 0 | 0
F2_Commercial_Interruptible - Miscellaneous_New_Space Heating_Natural Gas_HVAC - Shut Off Damper_A_Achievable Economic TRC Potential | F2 | Commercial | Interruptible - Miscellaneous | New | Space Heating | Natural Gas | HVAC - Shut Off Damper | A | Integrated Unit Summer Peak Savings (kW) | Achievable Economic TRC Potential | 0 | 0 | 0 | 0 | 0 | 0 | 0 | 0 | 0 | 0 | 0 | 0 | 0 | 0 | 0 | 0 | 0 | 0 | 0 | 0 | 0 | 0 | 0 | 0 | 0 | 0 | 0
F3_Commercial_Interruptible - Miscellaneous_New_Space Heating_Natural Gas_HVAC - Shut Off Damper_A_Achievable Economic TRC Potential | F3 | Commercial | Interruptible - Miscellaneous | New | Space Heating | Natural Gas | HVAC - Shut Off Damper | A | Integrated Unit Winter Peak Savings (kW) | Achievable Economic TRC Potential | 0 | 0 | 0 | 0 | 0 | 0 | 0 | 0 | 0 | 0 | 0 | 0 | 0 | 0 | 0 | 0 | 0 | 0 | 0 | 0 | 0 | 0 | 0 | 0 | 0 | 0 | 0
F4_Commercial_Interruptible - Miscellaneous_New_Space Heating_Natural Gas_HVAC - Shut Off Damper_A_Achievable Economic TRC Potential | F4 | Commercial | Interruptible - Miscellaneous | New | Space Heating | Natural Gas | HVAC - Shut Off Damper | A | Incremental Energy Savings (MWh or mTherms) | Achievable Economic TRC Potential | 0 | 0 | 0 | 0 | 0 | 0 | 0 | 0 | 0 | 0 | 0 | 0 | 0 | 0 | 0 | 0 | 0 | 0 | 0 | 0 | 0 | 0 | 0 | 0 | 0 | 0 | 0
F5_Commercial_Interruptible - Miscellaneous_New_Space Heating_Natural Gas_HVAC - Shut Off Damper_A_Achievable Economic TRC Potential | F5 | Commercial | Interruptible - Miscellaneous | New | Space Heating | Natural Gas | HVAC - Shut Off Damper | A | Incremental Summer Peak Savings (MW) | Achievable Economic TRC Potential | 0 | 0 | 0 | 0 | 0 | 0 | 0 | 0 | 0 | 0 | 0 | 0 | 0 | 0 | 0 | 0 | 0 | 0 | 0 | 0 | 0 | 0 | 0 | 0 | 0 | 0 | 0
F6_Commercial_Interruptible - Miscellaneous_New_Space Heating_Natural Gas_HVAC - Shut Off Damper_A_Achievable Economic TRC Potential | F6 | Commercial | Interruptible - Miscellaneous | New | Space Heating | Natural Gas | HVAC - Shut Off Damper | A | Incremental Winter Peak Savings (MW) | Achievable Economic TRC Potential | 0 | 0 | 0 | 0 | 0 | 0 | 0 | 0 | 0 | 0 | 0 | 0 | 0 | 0 | 0 | 0 | 0 | 0 | 0 | 0 | 0 | 0 | 0 | 0 | 0 | 0 | 0
F7_Commercial_Interruptible - Miscellaneous_New_Space Heating_Natural Gas_HVAC - Shut Off Damper_A_Achievable Economic TRC Potential | F7 | Commercial | Interruptible - Miscellaneous | New | Space Heating | Natural Gas | HVAC - Shut Off Damper | A | Cumulative Energy Savings (MWh or mTherms) | Achievable Economic TRC Potential | 0 | 0 | 0 | 0 | 0 | 0 | 0 | 0 | 0 | 0 | 0 | 0 | 0 | 0 | 0 | 0 | 0 | 0 | 0 | 0 | 0 | 0 | 0 | 0 | 0 | 0 | 0
F8_Commercial_Interruptible - Miscellaneous_New_Space Heating_Natural Gas_HVAC - Shut Off Damper_A_Achievable Economic TRC Potential | F8 | Commercial | Interruptible - Miscellaneous | New | Space Heating | Natural Gas | HVAC - Shut Off Damper | A | Cumulative Summer Peak Savings (MW) | Achievable Economic TRC Potential | 0 | 0 | 0 | 0 | 0 | 0 | 0 | 0 | 0 | 0 | 0 | 0 | 0 | 0 | 0 | 0 | 0 | 0 | 0 | 0 | 0 | 0 | 0 | 0 | 0 | 0 | 0
F9_Commercial_Interruptible - Miscellaneous_New_Space Heating_Natural Gas_HVAC - Shut Off Damper_A_Achievable Economic TRC Potential | F9 | Commercial | Interruptible - Miscellaneous | New | Space Heating | Natural Gas | HVAC - Shut Off Damper | A | Cumulative Winter Peak Savings (MW) | Achievable Economic TRC Potential | 0 | 0 | 0 | 0 | 0 | 0 | 0 | 0 | 0 | 0 | 0 | 0 | 0 | 0 | 0 | 0 | 0 | 0 | 0 | 0 | 0 | 0 | 0 | 0 | 0 | 0 | 0
F10_Commercial_Interruptible - Miscellaneous_New_Space Heating_Natural Gas_HVAC - Shut Off Damper_A_Achievable Economic TRC Potential | F10 | Commercial | Interruptible - Miscellaneous | New | Space Heating | Natural Gas | HVAC - Shut Off Damper | A | Purchases (Incremental) | Achievable Economic TRC Potential | 0 | 0 | 0 | 0 | 0 | 0 | 0 | 0 | 0 | 0 | 0 | 0 | 0 | 0 | 0 | 0 | 0 | 0 | 0 | 0 | 0 | 0 | 0 | 0 | 0 | 0 | 0
F11_Commercial_Interruptible - Miscellaneous_New_Space Heating_Natural Gas_HVAC - Shut Off Damper_A_Achievable Economic TRC Potential | F11 | Commercial | Interruptible - Miscellaneous | New | Space Heating | Natural Gas | HVAC - Shut Off Damper | A | Purchases (Cumulative) | Achievable Economic TRC Potential | 0 | 0 | 0 | 0 | 0 | 0 | 0 | 0 | 0 | 0 | 0 | 0 | 0 | 0 | 0 | 0 | 0 | 0 | 0 | 0 | 0 | 0 | 0 | 0 | 0 | 0 | 0
F1_Commercial_Interruptible - Miscellaneous_New_Space Heating_Natural Gas_Gas Furnace - Tube Inserts_A_Achievable Economic TRC Potential | F1 | Commercial | Interruptible - Miscellaneous | New | Space Heating | Natural Gas | Gas Furnace - Tube Inserts | A | Integrated Unit Energy Savings (kWh or therms) | Achievable Economic TRC Potential | 0 | 0 | 0 | 0 | 0 | 0 | 0 | 0 | 0 | 0 | 0 | 0 | 0 | 0 | 0 | 0 | 0 | 0 | 0 | 0 | 0 | 0 | 0 | 0 | 0 | 0 | 0
F2_Commercial_Interruptible - Miscellaneous_New_Space Heating_Natural Gas_Gas Furnace - Tube Inserts_A_Achievable Economic TRC Potential | F2 | Commercial | Interruptible - Miscellaneous | New | Space Heating | Natural Gas | Gas Furnace - Tube Inserts | A | Integrated Unit Summer Peak Savings (kW) | Achievable Economic TRC Potential | 0 | 0 | 0 | 0 | 0 | 0 | 0 | 0 | 0 | 0 | 0 | 0 | 0 | 0 | 0 | 0 | 0 | 0 | 0 | 0 | 0 | 0 | 0 | 0 | 0 | 0 | 0
F3_Commercial_Interruptible - Miscellaneous_New_Space Heating_Natural Gas_Gas Furnace - Tube Inserts_A_Achievable Economic TRC Potential | F3 | Commercial | Interruptible - Miscellaneous | New | Space Heating | Natural Gas | Gas Furnace - Tube Inserts | A | Integrated Unit Winter Peak Savings (kW) | Achievable Economic TRC Potential | 0 | 0 | 0 | 0 | 0 | 0 | 0 | 0 | 0 | 0 | 0 | 0 | 0 | 0 | 0 | 0 | 0 | 0 | 0 | 0 | 0 | 0 | 0 | 0 | 0 | 0 | 0
F4_Commercial_Interruptible - Miscellaneous_New_Space Heating_Natural Gas_Gas Furnace - Tube Inserts_A_Achievable Economic TRC Potential | F4 | Commercial | Interruptible - Miscellaneous | New | Space Heating | Natural Gas | Gas Furnace - Tube Inserts | A | Incremental Energy Savings (MWh or mTherms) | Achievable Economic TRC Potential | 0 | 0 | 0 | 0 | 0 | 0 | 0 | 0 | 0 | 0 | 0 | 0 | 0 | 0 | 0 | 0 | 0 | 0 | 0 | 0 | 0 | 0 | 0 | 0 | 0 | 0 | 0
F5_Commercial_Interruptible - Miscellaneous_New_Space Heating_Natural Gas_Gas Furnace - Tube Inserts_A_Achievable Economic TRC Potential | F5 | Commercial | Interruptible - Miscellaneous | New | Space Heating | Natural Gas | Gas Furnace - Tube Inserts | A | Incremental Summer Peak Savings (MW) | Achievable Economic TRC Potential | 0 | 0 | 0 | 0 | 0 | 0 | 0 | 0 | 0 | 0 | 0 | 0 | 0 | 0 | 0 | 0 | 0 | 0 | 0 | 0 | 0 | 0 | 0 | 0 | 0 | 0 | 0
F6_Commercial_Interruptible - Miscellaneous_New_Space Heating_Natural Gas_Gas Furnace - Tube Inserts_A_Achievable Economic TRC Potential | F6 | Commercial | Interruptible - Miscellaneous | New | Space Heating | Natural Gas | Gas Furnace - Tube Inserts | A | Incremental Winter Peak Savings (MW) | Achievable Economic TRC Potential | 0 | 0 | 0 | 0 | 0 | 0 | 0 | 0 | 0 | 0 | 0 | 0 | 0 | 0 | 0 | 0 | 0 | 0 | 0 | 0 | 0 | 0 | 0 | 0 | 0 | 0 | 0
F7_Commercial_Interruptible - Miscellaneous_New_Space Heating_Natural Gas_Gas Furnace - Tube Inserts_A_Achievable Economic TRC Potential | F7 | Commercial | Interruptible - Miscellaneous | New | Space Heating | Natural Gas | Gas Furnace - Tube Inserts | A | Cumulative Energy Savings (MWh or mTherms) | Achievable Economic TRC Potential | 0 | 0 | 0 | 0 | 0 | 0 | 0 | 0 | 0 | 0 | 0 | 0 | 0 | 0 | 0 | 0 | 0 | 0 | 0 | 0 | 0 | 0 | 0 | 0 | 0 | 0 | 0
F8_Commercial_Interruptible - Miscellaneous_New_Space Heating_Natural Gas_Gas Furnace - Tube Inserts_A_Achievable Economic TRC Potential | F8 | Commercial | Interruptible - Miscellaneous | New | Space Heating | Natural Gas | Gas Furnace - Tube Inserts | A | Cumulative Summer Peak Savings (MW) | Achievable Economic TRC Potential | 0 | 0 | 0 | 0 | 0 | 0 | 0 | 0 | 0 | 0 | 0 | 0 | 0 | 0 | 0 | 0 | 0 | 0 | 0 | 0 | 0 | 0 | 0 | 0 | 0 | 0 | 0
F9_Commercial_Interruptible - Miscellaneous_New_Space Heating_Natural Gas_Gas Furnace - Tube Inserts_A_Achievable Economic TRC Potential | F9 | Commercial | Interruptible - Miscellaneous | New | Space Heating | Natural Gas | Gas Furnace - Tube Inserts | A | Cumulative Winter Peak Savings (MW) | Achievable Economic TRC Potential | 0 | 0 | 0 | 0 | 0 | 0 | 0 | 0 | 0 | 0 | 0 | 0 | 0 | 0 | 0 | 0 | 0 | 0 | 0 | 0 | 0 | 0 | 0 | 0 | 0 | 0 | 0
F10_Commercial_Interruptible - Miscellaneous_New_Space Heating_Natural Gas_Gas Furnace - Tube Inserts_A_Achievable Economic TRC Potential | F10 | Commercial | Interruptible - Miscellaneous | New | Space Heating | Natural Gas | Gas Furnace - Tube Inserts | A | Purchases (Incremental) | Achievable Economic TRC Potential | 0 | 0 | 0 | 0 | 0 | 0 | 0 | 0 | 0 | 0 | 0 | 0 | 0 | 0 | 0 | 0 | 0 | 0 | 0 | 0 | 0 | 0 | 0 | 0 | 0 | 0 | 0
F11_Commercial_Interruptible - Miscellaneous_New_Space Heating_Natural Gas_Gas Furnace - Tube Inserts_A_Achievable Economic TRC Potential | F11 | Commercial | Interruptible - Miscellaneous | New | Space Heating | Natural Gas | Gas Furnace - Tube Inserts | A | Purchases (Cumulative) | Achievable Economic TRC Potential | 0 | 0 | 0 | 0 | 0 | 0 | 0 | 0 | 0 | 0 | 0 | 0 | 0 | 0 | 0 | 0 | 0 | 0 | 0 | 0 | 0 | 0 | 0 | 0 | 0 | 0 | 0
F1_Commercial_Interruptible - Miscellaneous_New_Space Heating_Natural Gas_Gas Boiler - Insulate Steam Lines/Condensate Tank_A_Achievable Economic TRC Potential | F1 | Commercial | Interruptible - Miscellaneous | New | Space Heating | Natural Gas | Gas Boiler - Insulate Steam Lines/Condensate Tank | A | Integrated Unit Energy Savings (kWh or therms) | Achievable Economic TRC Potential | 0 | 0 | 0 | 0 | 0 | 0 | 0 | 0 | 0 | 0 | 0 | 0 | 0 | 0 | 0 | 0 | 0 | 0 | 0 | 0 | 0 | 0 | 0 | 0 | 0 | 0 | 0
F2_Commercial_Interruptible - Miscellaneous_New_Space Heating_Natural Gas_Gas Boiler - Insulate Steam Lines/Condensate Tank_A_Achievable Economic TRC Potential | F2 | Commercial | Interruptible - Miscellaneous | New | Space Heating | Natural Gas | Gas Boiler - Insulate Steam Lines/Condensate Tank | A | Integrated Unit Summer Peak Savings (kW) | Achievable Economic TRC Potential | 0 | 0 | 0 | 0 | 0 | 0 | 0 | 0 | 0 | 0 | 0 | 0 | 0 | 0 | 0 | 0 | 0 | 0 | 0 | 0 | 0 | 0 | 0 | 0 | 0 | 0 | 0
F3_Commercial_Interruptible - Miscellaneous_New_Space Heating_Natural Gas_Gas Boiler - Insulate Steam Lines/Condensate Tank_A_Achievable Economic TRC Potential | F3 | Commercial | Interruptible - Miscellaneous | New | Space Heating | Natural Gas | Gas Boiler - Insulate Steam Lines/Condensate Tank | A | Integrated Unit Winter Peak Savings (kW) | Achievable Economic TRC Potential | 0 | 0 | 0 | 0 | 0 | 0 | 0 | 0 | 0 | 0 | 0 | 0 | 0 | 0 | 0 | 0 | 0 | 0 | 0 | 0 | 0 | 0 | 0 | 0 | 0 | 0 | 0
F4_Commercial_Interruptible - Miscellaneous_New_Space Heating_Natural Gas_Gas Boiler - Insulate Steam Lines/Condensate Tank_A_Achievable Economic TRC Potential | F4 | Commercial | Interruptible - Miscellaneous | New | Space Heating | Natural Gas | Gas Boiler - Insulate Steam Lines/Condensate Tank | A | Incremental Energy Savings (MWh or mTherms) | Achievable Economic TRC Potential | 0 | 0 | 0 | 0 | 0 | 0 | 0 | 0 | 0 | 0 | 0 | 0 | 0 | 0 | 0 | 0 | 0 | 0 | 0 | 0 | 0 | 0 | 0 | 0 | 0 | 0 | 0
F5_Commercial_Interruptible - Miscellaneous_New_Space Heating_Natural Gas_Gas Boiler - Insulate Steam Lines/Condensate Tank_A_Achievable Economic TRC Potential | F5 | Commercial | Interruptible - Miscellaneous | New | Space Heating | Natural Gas | Gas Boiler - Insulate Steam Lines/Condensate Tank | A | Incremental Summer Peak Savings (MW) | Achievable Economic TRC Potential | 0 | 0 | 0 | 0 | 0 | 0 | 0 | 0 | 0 | 0 | 0 | 0 | 0 | 0 | 0 | 0 | 0 | 0 | 0 | 0 | 0 | 0 | 0 | 0 | 0 | 0 | 0
F6_Commercial_Interruptible - Miscellaneous_New_Space Heating_Natural Gas_Gas Boiler - Insulate Steam Lines/Condensate Tank_A_Achievable Economic TRC Potential | F6 | Commercial | Interruptible - Miscellaneous | New | Space Heating | Natural Gas | Gas Boiler - Insulate Steam Lines/Condensate Tank | A | Incremental Winter Peak Savings (MW) | Achievable Economic TRC Potential | 0 | 0 | 0 | 0 | 0 | 0 | 0 | 0 | 0 | 0 | 0 | 0 | 0 | 0 | 0 | 0 | 0 | 0 | 0 | 0 | 0 | 0 | 0 | 0 | 0 | 0 | 0
F7_Commercial_Interruptible - Miscellaneous_New_Space Heating_Natural Gas_Gas Boiler - Insulate Steam Lines/Condensate Tank_A_Achievable Economic TRC Potential | F7 | Commercial | Interruptible - Miscellaneous | New | Space Heating | Natural Gas | Gas Boiler - Insulate Steam Lines/Condensate Tank | A | Cumulative Energy Savings (MWh or mTherms) | Achievable Economic TRC Potential | 0 | 0 | 0 | 0 | 0 | 0 | 0 | 0 | 0 | 0 | 0 | 0 | 0 | 0 | 0 | 0 | 0 | 0 | 0 | 0 | 0 | 0 | 0 | 0 | 0 | 0 | 0
F8_Commercial_Interruptible - Miscellaneous_New_Space Heating_Natural Gas_Gas Boiler - Insulate Steam Lines/Condensate Tank_A_Achievable Economic TRC Potential | F8 | Commercial | Interruptible - Miscellaneous | New | Space Heating | Natural Gas | Gas Boiler - Insulate Steam Lines/Condensate Tank | A | Cumulative Summer Peak Savings (MW) | Achievable Economic TRC Potential | 0 | 0 | 0 | 0 | 0 | 0 | 0 | 0 | 0 | 0 | 0 | 0 | 0 | 0 | 0 | 0 | 0 | 0 | 0 | 0 | 0 | 0 | 0 | 0 | 0 | 0 | 0
F9_Commercial_Interruptible - Miscellaneous_New_Space Heating_Natural Gas_Gas Boiler - Insulate Steam Lines/Condensate Tank_A_Achievable Economic TRC Potential | F9 | Commercial | Interruptible - Miscellaneous | New | Space Heating | Natural Gas | Gas Boiler - Insulate Steam Lines/Condensate Tank | A | Cumulative Winter Peak Savings (MW) | Achievable Economic TRC Potential | 0 | 0 | 0 | 0 | 0 | 0 | 0 | 0 | 0 | 0 | 0 | 0 | 0 | 0 | 0 | 0 | 0 | 0 | 0 | 0 | 0 | 0 | 0 | 0 | 0 | 0 | 0
F10_Commercial_Interruptible - Miscellaneous_New_Space Heating_Natural Gas_Gas Boiler - Insulate Steam Lines/Condensate Tank_A_Achievable Economic TRC Potential | F10 | Commercial | Interruptible - Miscellaneous | New | Space Heating | Natural Gas | Gas Boiler - Insulate Steam Lines/Condensate Tank | A | Purchases (Incremental) | Achievable Economic TRC Potential | 0 | 0 | 0 | 0 | 0 | 0 | 0 | 0 | 0 | 0 | 0 | 0 | 0 | 0 | 0 | 0 | 0 | 0 | 0 | 0 | 0 | 0 | 0 | 0 | 0 | 0 | 0
F11_Commercial_Interruptible - Miscellaneous_New_Space Heating_Natural Gas_Gas Boiler - Insulate Steam Lines/Condensate Tank_A_Achievable Economic TRC Potential | F11 | Commercial | Interruptible - Miscellaneous | New | Space Heating | Natural Gas | Gas Boiler - Insulate Steam Lines/Condensate Tank | A | Purchases (Cumulative) | Achievable Economic TRC Potential | 0 | 0 | 0 | 0 | 0 | 0 | 0 | 0 | 0 | 0 | 0 | 0 | 0 | 0 | 0 | 0 | 0 | 0 | 0 | 0 | 0 | 0 | 0 | 0 | 0 | 0 | 0
F1_Commercial_Interruptible - Miscellaneous_New_Space Heating_Natural Gas_Gas Boiler - Insulate Hot Water Lines_A_Achievable Economic TRC Potential | F1 | Commercial | Interruptible - Miscellaneous | New | Space Heating | Natural Gas | Gas Boiler - Insulate Hot Water Lines | A | Integrated Unit Energy Savings (kWh or therms) | Achievable Economic TRC Potential | 0 | 0 | 0 | 0 | 0 | 0 | 0 | 0 | 0 | 0 | 0 | 0 | 0 | 0 | 0 | 0 | 0 | 0 | 0 | 0 | 0 | 0 | 0 | 0 | 0 | 0 | 0
F2_Commercial_Interruptible - Miscellaneous_New_Space Heating_Natural Gas_Gas Boiler - Insulate Hot Water Lines_A_Achievable Economic TRC Potential | F2 | Commercial | Interruptible - Miscellaneous | New | Space Heating | Natural Gas | Gas Boiler - Insulate Hot Water Lines | A | Integrated Unit Summer Peak Savings (kW) | Achievable Economic TRC Potential | 0 | 0 | 0 | 0 | 0 | 0 | 0 | 0 | 0 | 0 | 0 | 0 | 0 | 0 | 0 | 0 | 0 | 0 | 0 | 0 | 0 | 0 | 0 | 0 | 0 | 0 | 0
F3_Commercial_Interruptible - Miscellaneous_New_Space Heating_Natural Gas_Gas Boiler - Insulate Hot Water Lines_A_Achievable Economic TRC Potential | F3 | Commercial | Interruptible - Miscellaneous | New | Space Heating | Natural Gas | Gas Boiler - Insulate Hot Water Lines | A | Integrated Unit Winter Peak Savings (kW) | Achievable Economic TRC Potential | 0 | 0 | 0 | 0 | 0 | 0 | 0 | 0 | 0 | 0 | 0 | 0 | 0 | 0 | 0 | 0 | 0 | 0 | 0 | 0 | 0 | 0 | 0 | 0 | 0 | 0 | 0
F4_Commercial_Interruptible - Miscellaneous_New_Space Heating_Natural Gas_Gas Boiler - Insulate Hot Water Lines_A_Achievable Economic TRC Potential | F4 | Commercial | Interruptible - Miscellaneous | New | Space Heating | Natural Gas | Gas Boiler - Insulate Hot Water Lines | A | Incremental Energy Savings (MWh or mTherms) | Achievable Economic TRC Potential | 0 | 0 | 0 | 0 | 0 | 0 | 0 | 0 | 0 | 0 | 0 | 0 | 0 | 0 | 0 | 0 | 0 | 0 | 0 | 0 | 0 | 0 | 0 | 0 | 0 | 0 | 0
F5_Commercial_Interruptible - Miscellaneous_New_Space Heating_Natural Gas_Gas Boiler - Insulate Hot Water Lines_A_Achievable Economic TRC Potential | F5 | Commercial | Interruptible - Miscellaneous | New | Space Heating | Natural Gas | Gas Boiler - Insulate Hot Water Lines | A | Incremental Summer Peak Savings (MW) | Achievable Economic TRC Potential | 0 | 0 | 0 | 0 | 0 | 0 | 0 | 0 | 0 | 0 | 0 | 0 | 0 | 0 | 0 | 0 | 0 | 0 | 0 | 0 | 0 | 0 | 0 | 0 | 0 | 0 | 0
F6_Commercial_Interruptible - Miscellaneous_New_Space Heating_Natural Gas_Gas Boiler - Insulate Hot Water Lines_A_Achievable Economic TRC Potential | F6 | Commercial | Interruptible - Miscellaneous | New | Space Heating | Natural Gas | Gas Boiler - Insulate Hot Water Lines | A | Incremental Winter Peak Savings (MW) | Achievable Economic TRC Potential | 0 | 0 | 0 | 0 | 0 | 0 | 0 | 0 | 0 | 0 | 0 | 0 | 0 | 0 | 0 | 0 | 0 | 0 | 0 | 0 | 0 | 0 | 0 | 0 | 0 | 0 | 0
F7_Commercial_Interruptible - Miscellaneous_New_Space Heating_Natural Gas_Gas Boiler - Insulate Hot Water Lines_A_Achievable Economic TRC Potential | F7 | Commercial | Interruptible - Miscellaneous | New | Space Heating | Natural Gas | Gas Boiler - Insulate Hot Water Lines | A | Cumulative Energy Savings (MWh or mTherms) | Achievable Economic TRC Potential | 0 | 0 | 0 | 0 | 0 | 0 | 0 | 0 | 0 | 0 | 0 | 0 | 0 | 0 | 0 | 0 | 0 | 0 | 0 | 0 | 0 | 0 | 0 | 0 | 0 | 0 | 0
F8_Commercial_Interruptible - Miscellaneous_New_Space Heating_Natural Gas_Gas Boiler - Insulate Hot Water Lines_A_Achievable Economic TRC Potential | F8 | Commercial | Interruptible - Miscellaneous | New | Space Heating | Natural Gas | Gas Boiler - Insulate Hot Water Lines | A | Cumulative Summer Peak Savings (MW) | Achievable Economic TRC Potential | 0 | 0 | 0 | 0 | 0 | 0 | 0 | 0 | 0 | 0 | 0 | 0 | 0 | 0 | 0 | 0 | 0 | 0 | 0 | 0 | 0 | 0 | 0 | 0 | 0 | 0 | 0
F9_Commercial_Interruptible - Miscellaneous_New_Space Heating_Natural Gas_Gas Boiler - Insulate Hot Water Lines_A_Achievable Economic TRC Potential | F9 | Commercial | Interruptible - Miscellaneous | New | Space Heating | Natural Gas | Gas Boiler - Insulate Hot Water Lines | A | Cumulative Winter Peak Savings (MW) | Achievable Economic TRC Potential | 0 | 0 | 0 | 0 | 0 | 0 | 0 | 0 | 0 | 0 | 0 | 0 | 0 | 0 | 0 | 0 | 0 | 0 | 0 | 0 | 0 | 0 | 0 | 0 | 0 | 0 | 0
F10_Commercial_Interruptible - Miscellaneous_New_Space Heating_Natural Gas_Gas Boiler - Insulate Hot Water Lines_A_Achievable Economic TRC Potential | F10 | Commercial | Interruptible - Miscellaneous | New | Space Heating | Natural Gas | Gas Boiler - Insulate Hot Water Lines | A | Purchases (Incremental) | Achievable Economic TRC Potential | 0 | 0 | 0 | 0 | 0 | 0 | 0 | 0 | 0 | 0 | 0 | 0 | 0 | 0 | 0 | 0 | 0 | 0 | 0 | 0 | 0 | 0 | 0 | 0 | 0 | 0 | 0
F11_Commercial_Interruptible - Miscellaneous_New_Space Heating_Natural Gas_Gas Boiler - Insulate Hot Water Lines_A_Achievable Economic TRC Potential | F11 | Commercial | Interruptible - Miscellaneous | New | Space Heating | Natural Gas | Gas Boiler - Insulate Hot Water Lines | A | Purchases (Cumulative) | Achievable Economic TRC Potential | 0 | 0 | 0 | 0 | 0 | 0 | 0 | 0 | 0 | 0 | 0 | 0 | 0 | 0 | 0 | 0 | 0 | 0 | 0 | 0 | 0 | 0 | 0 | 0 | 0 | 0 | 0
F1_Commercial_Interruptible - Miscellaneous_New_Space Heating_Natural Gas_Condensing RTU_A_Achievable Economic TRC Potential | F1 | Commercial | Interruptible - Miscellaneous | New | Space Heating | Natural Gas | Condensing RTU | A | Integrated Unit Energy Savings (kWh or therms) | Achievable Economic TRC Potential | 0 | 0 | 0 | 0 | 0 | 0 | 0 | 0 | 0 | 0 | 0 | 0 | 0 | 0 | 0 | 0 | 0 | 0 | 0 | 0 | 0 | 0 | 0 | 0 | 0 | 0 | 0
F2_Commercial_Interruptible - Miscellaneous_New_Space Heating_Natural Gas_Condensing RTU_A_Achievable Economic TRC Potential | F2 | Commercial | Interruptible - Miscellaneous | New | Space Heating | Natural Gas | Condensing RTU | A | Integrated Unit Summer Peak Savings (kW) | Achievable Economic TRC Potential | 0 | 0 | 0 | 0 | 0 | 0 | 0 | 0 | 0 | 0 | 0 | 0 | 0 | 0 | 0 | 0 | 0 | 0 | 0 | 0 | 0 | 0 | 0 | 0 | 0 | 0 | 0
F3_Commercial_Interruptible - Miscellaneous_New_Space Heating_Natural Gas_Condensing RTU_A_Achievable Economic TRC Potential | F3 | Commercial | Interruptible - Miscellaneous | New | Space Heating | Natural Gas | Condensing RTU | A | Integrated Unit Winter Peak Savings (kW) | Achievable Economic TRC Potential | 0 | 0 | 0 | 0 | 0 | 0 | 0 | 0 | 0 | 0 | 0 | 0 | 0 | 0 | 0 | 0 | 0 | 0 | 0 | 0 | 0 | 0 | 0 | 0 | 0 | 0 | 0
F4_Commercial_Interruptible - Miscellaneous_New_Space Heating_Natural Gas_Condensing RTU_A_Achievable Economic TRC Potential | F4 | Commercial | Interruptible - Miscellaneous | New | Space Heating | Natural Gas | Condensing RTU | A | Incremental Energy Savings (MWh or mTherms) | Achievable Economic TRC Potential | 0 | 0 | 0 | 0 | 0 | 0 | 0 | 0 | 0 | 0 | 0 | 0 | 0 | 0 | 0 | 0 | 0 | 0 | 0 | 0 | 0 | 0 | 0 | 0 | 0 | 0 | 0
F5_Commercial_Interruptible - Miscellaneous_New_Space Heating_Natural Gas_Condensing RTU_A_Achievable Economic TRC Potential | F5 | Commercial | Interruptible - Miscellaneous | New | Space Heating | Natural Gas | Condensing RTU | A | Incremental Summer Peak Savings (MW) | Achievable Economic TRC Potential | 0 | 0 | 0 | 0 | 0 | 0 | 0 | 0 | 0 | 0 | 0 | 0 | 0 | 0 | 0 | 0 | 0 | 0 | 0 | 0 | 0 | 0 | 0 | 0 | 0 | 0 | 0
F6_Commercial_Interruptible - Miscellaneous_New_Space Heating_Natural Gas_Condensing RTU_A_Achievable Economic TRC Potential | F6 | Commercial | Interruptible - Miscellaneous | New | Space Heating | Natural Gas | Condensing RTU | A | Incremental Winter Peak Savings (MW) | Achievable Economic TRC Potential | 0 | 0 | 0 | 0 | 0 | 0 | 0 | 0 | 0 | 0 | 0 | 0 | 0 | 0 | 0 | 0 | 0 | 0 | 0 | 0 | 0 | 0 | 0 | 0 | 0 | 0 | 0
F7_Commercial_Interruptible - Miscellaneous_New_Space Heating_Natural Gas_Condensing RTU_A_Achievable Economic TRC Potential | F7 | Commercial | Interruptible - Miscellaneous | New | Space Heating | Natural Gas | Condensing RTU | A | Cumulative Energy Savings (MWh or mTherms) | Achievable Economic TRC Potential | 0 | 0 | 0 | 0 | 0 | 0 | 0 | 0 | 0 | 0 | 0 | 0 | 0 | 0 | 0 | 0 | 0 | 0 | 0 | 0 | 0 | 0 | 0 | 0 | 0 | 0 | 0
F8_Commercial_Interruptible - Miscellaneous_New_Space Heating_Natural Gas_Condensing RTU_A_Achievable Economic TRC Potential | F8 | Commercial | Interruptible - Miscellaneous | New | Space Heating | Natural Gas | Condensing RTU | A | Cumulative Summer Peak Savings (MW) | Achievable Economic TRC Potential | 0 | 0 | 0 | 0 | 0 | 0 | 0 | 0 | 0 | 0 | 0 | 0 | 0 | 0 | 0 | 0 | 0 | 0 | 0 | 0 | 0 | 0 | 0 | 0 | 0 | 0 | 0
F9_Commercial_Interruptible - Miscellaneous_New_Space Heating_Natural Gas_Condensing RTU_A_Achievable Economic TRC Potential | F9 | Commercial | Interruptible - Miscellaneous | New | Space Heating | Natural Gas | Condensing RTU | A | Cumulative Winter Peak Savings (MW) | Achievable Economic TRC Potential | 0 | 0 | 0 | 0 | 0 | 0 | 0 | 0 | 0 | 0 | 0 | 0 | 0 | 0 | 0 | 0 | 0 | 0 | 0 | 0 | 0 | 0 | 0 | 0 | 0 | 0 | 0
F10_Commercial_Interruptible - Miscellaneous_New_Space Heating_Natural Gas_Condensing RTU_A_Achievable Economic TRC Potential | F10 | Commercial | Interruptible - Miscellaneous | New | Space Heating | Natural Gas | Condensing RTU | A | Purchases (Incremental) | Achievable Economic TRC Potential | 0 | 0 | 0 | 0 | 0 | 0 | 0 | 0 | 0 | 0 | 0 | 0 | 0 | 0 | 0 | 0 | 0 | 0 | 0 | 0 | 0 | 0 | 0 | 0 | 0 | 0 | 0
F11_Commercial_Interruptible - Miscellaneous_New_Space Heating_Natural Gas_Condensing RTU_A_Achievable Economic TRC Potential | F11 | Commercial | Interruptible - Miscellaneous | New | Space Heating | Natural Gas | Condensing RTU | A | Purchases (Cumulative) | Achievable Economic TRC Potential | 0 | 0 | 0 | 0 | 0 | 0 | 0 | 0 | 0 | 0 | 0 | 0 | 0 | 0 | 0 | 0 | 0 | 0 | 0 | 0 | 0 | 0 | 0 | 0 | 0 | 0 | 0
F1_Commercial_Interruptible - Miscellaneous_New_Space Heating_Natural Gas_Hydronic Heating Radiator Replacement_A_Achievable Economic TRC Potential | F1 | Commercial | Interruptible - Miscellaneous | New | Space Heating | Natural Gas | Hydronic Heating Radiator Replacement | A | Integrated Unit Energy Savings (kWh or therms) | Achievable Economic TRC Potential | 0 | 0 | 0 | 0 | 0 | 0 | 0 | 0 | 0 | 0 | 0 | 0 | 0 | 0 | 0 | 0 | 0 | 0 | 0 | 0 | 0 | 0 | 0 | 0 | 0 | 0 | 0
F2_Commercial_Interruptible - Miscellaneous_New_Space Heating_Natural Gas_Hydronic Heating Radiator Replacement_A_Achievable Economic TRC Potential | F2 | Commercial | Interruptible - Miscellaneous | New | Space Heating | Natural Gas | Hydronic Heating Radiator Replacement | A | Integrated Unit Summer Peak Savings (kW) | Achievable Economic TRC Potential | 0 | 0 | 0 | 0 | 0 | 0 | 0 | 0 | 0 | 0 | 0 | 0 | 0 | 0 | 0 | 0 | 0 | 0 | 0 | 0 | 0 | 0 | 0 | 0 | 0 | 0 | 0
F3_Commercial_Interruptible - Miscellaneous_New_Space Heating_Natural Gas_Hydronic Heating Radiator Replacement_A_Achievable Economic TRC Potential | F3 | Commercial | Interruptible - Miscellaneous | New | Space Heating | Natural Gas | Hydronic Heating Radiator Replacement | A | Integrated Unit Winter Peak Savings (kW) | Achievable Economic TRC Potential | 0 | 0 | 0 | 0 | 0 | 0 | 0 | 0 | 0 | 0 | 0 | 0 | 0 | 0 | 0 | 0 | 0 | 0 | 0 | 0 | 0 | 0 | 0 | 0 | 0 | 0 | 0
F4_Commercial_Interruptible - Miscellaneous_New_Space Heating_Natural Gas_Hydronic Heating Radiator Replacement_A_Achievable Economic TRC Potential | F4 | Commercial | Interruptible - Miscellaneous | New | Space Heating | Natural Gas | Hydronic Heating Radiator Replacement | A | Incremental Energy Savings (MWh or mTherms) | Achievable Economic TRC Potential | 0 | 0 | 0 | 0 | 0 | 0 | 0 | 0 | 0 | 0 | 0 | 0 | 0 | 0 | 0 | 0 | 0 | 0 | 0 | 0 | 0 | 0 | 0 | 0 | 0 | 0 | 0
F5_Commercial_Interruptible - Miscellaneous_New_Space Heating_Natural Gas_Hydronic Heating Radiator Replacement_A_Achievable Economic TRC Potential | F5 | Commercial | Interruptible - Miscellaneous | New | Space Heating | Natural Gas | Hydronic Heating Radiator Replacement | A | Incremental Summer Peak Savings (MW) | Achievable Economic TRC Potential | 0 | 0 | 0 | 0 | 0 | 0 | 0 | 0 | 0 | 0 | 0 | 0 | 0 | 0 | 0 | 0 | 0 | 0 | 0 | 0 | 0 | 0 | 0 | 0 | 0 | 0 | 0
F6_Commercial_Interruptible - Miscellaneous_New_Space Heating_Natural Gas_Hydronic Heating Radiator Replacement_A_Achievable Economic TRC Potential | F6 | Commercial | Interruptible - Miscellaneous | New | Space Heating | Natural Gas | Hydronic Heating Radiator Replacement | A | Incremental Winter Peak Savings (MW) | Achievable Economic TRC Potential | 0 | 0 | 0 | 0 | 0 | 0 | 0 | 0 | 0 | 0 | 0 | 0 | 0 | 0 | 0 | 0 | 0 | 0 | 0 | 0 | 0 | 0 | 0 | 0 | 0 | 0 | 0
F7_Commercial_Interruptible - Miscellaneous_New_Space Heating_Natural Gas_Hydronic Heating Radiator Replacement_A_Achievable Economic TRC Potential | F7 | Commercial | Interruptible - Miscellaneous | New | Space Heating | Natural Gas | Hydronic Heating Radiator Replacement | A | Cumulative Energy Savings (MWh or mTherms) | Achievable Economic TRC Potential | 0 | 0 | 0 | 0 | 0 | 0 | 0 | 0 | 0 | 0 | 0 | 0 | 0 | 0 | 0 | 0 | 0 | 0 | 0 | 0 | 0 | 0 | 0 | 0 | 0 | 0 | 0
F8_Commercial_Interruptible - Miscellaneous_New_Space Heating_Natural Gas_Hydronic Heating Radiator Replacement_A_Achievable Economic TRC Potential | F8 | Commercial | Interruptible - Miscellaneous | New | Space Heating | Natural Gas | Hydronic Heating Radiator Replacement | A | Cumulative Summer Peak Savings (MW) | Achievable Economic TRC Potential | 0 | 0 | 0 | 0 | 0 | 0 | 0 | 0 | 0 | 0 | 0 | 0 | 0 | 0 | 0 | 0 | 0 | 0 | 0 | 0 | 0 | 0 | 0 | 0 | 0 | 0 | 0
F9_Commercial_Interruptible - Miscellaneous_New_Space Heating_Natural Gas_Hydronic Heating Radiator Replacement_A_Achievable Economic TRC Potential | F9 | Commercial | Interruptible - Miscellaneous | New | Space Heating | Natural Gas | Hydronic Heating Radiator Replacement | A | Cumulative Winter Peak Savings (MW) | Achievable Economic TRC Potential | 0 | 0 | 0 | 0 | 0 | 0 | 0 | 0 | 0 | 0 | 0 | 0 | 0 | 0 | 0 | 0 | 0 | 0 | 0 | 0 | 0 | 0 | 0 | 0 | 0 | 0 | 0
F10_Commercial_Interruptible - Miscellaneous_New_Space Heating_Natural Gas_Hydronic Heating Radiator Replacement_A_Achievable Economic TRC Potential | F10 | Commercial | Interruptible - Miscellaneous | New | Space Heating | Natural Gas | Hydronic Heating Radiator Replacement | A | Purchases (Incremental) | Achievable Economic TRC Potential | 0 | 0 | 0 | 0 | 0 | 0 | 0 | 0 | 0 | 0 | 0 | 0 | 0 | 0 | 0 | 0 | 0 | 0 | 0 | 0 | 0 | 0 | 0 | 0 | 0 | 0 | 0
F11_Commercial_Interruptible - Miscellaneous_New_Space Heating_Natural Gas_Hydronic Heating Radiator Replacement_A_Achievable Economic TRC Potential | F11 | Commercial | Interruptible - Miscellaneous | New | Space Heating | Natural Gas | Hydronic Heating Radiator Replacement | A | Purchases (Cumulative) | Achievable Economic TRC Potential | 0 | 0 | 0 | 0 | 0 | 0 | 0 | 0 | 0 | 0 | 0 | 0 | 0 | 0 | 0 | 0 | 0 | 0 | 0 | 0 | 0 | 0 | 0 | 0 | 0 | 0 | 0
F1_Commercial_Interruptible - Miscellaneous_New_Space Heating_Natural Gas_Thermostat - Connected_A_Achievable Economic TRC Potential | F1 | Commercial | Interruptible - Miscellaneous | New | Space Heating | Natural Gas | Thermostat - Connected | A | Integrated Unit Energy Savings (kWh or therms) | Achievable Economic TRC Potential | 0 | 0 | 0 | 0 | 0 | 0 | 0 | 0 | 0 | 0 | 0 | 0 | 0 | 0 | 0 | 0 | 0 | 0 | 0 | 0 | 0 | 0 | 0 | 0 | 0 | 0 | 0
F2_Commercial_Interruptible - Miscellaneous_New_Space Heating_Natural Gas_Thermostat - Connected_A_Achievable Economic TRC Potential | F2 | Commercial | Interruptible - Miscellaneous | New | Space Heating | Natural Gas | Thermostat - Connected | A | Integrated Unit Summer Peak Savings (kW) | Achievable Economic TRC Potential | 0 | 0 | 0 | 0 | 0 | 0 | 0 | 0 | 0 | 0 | 0 | 0 | 0 | 0 | 0 | 0 | 0 | 0 | 0 | 0 | 0 | 0 | 0 | 0 | 0 | 0 | 0
F3_Commercial_Interruptible - Miscellaneous_New_Space Heating_Natural Gas_Thermostat - Connected_A_Achievable Economic TRC Potential | F3 | Commercial | Interruptible - Miscellaneous | New | Space Heating | Natural Gas | Thermostat - Connected | A | Integrated Unit Winter Peak Savings (kW) | Achievable Economic TRC Potential | 0 | 0 | 0 | 0 | 0 | 0 | 0 | 0 | 0 | 0 | 0 | 0 | 0 | 0 | 0 | 0 | 0 | 0 | 0 | 0 | 0 | 0 | 0 | 0 | 0 | 0 | 0
F4_Commercial_Interruptible - Miscellaneous_New_Space Heating_Natural Gas_Thermostat - Connected_A_Achievable Economic TRC Potential | F4 | Commercial | Interruptible - Miscellaneous | New | Space Heating | Natural Gas | Thermostat - Connected | A | Incremental Energy Savings (MWh or mTherms) | Achievable Economic TRC Potential | 0 | 0 | 0 | 0 | 0 | 0 | 0 | 0 | 0 | 0 | 0 | 0 | 0 | 0 | 0 | 0 | 0 | 0 | 0 | 0 | 0 | 0 | 0 | 0 | 0 | 0 | 0
F5_Commercial_Interruptible - Miscellaneous_New_Space Heating_Natural Gas_Thermostat - Connected_A_Achievable Economic TRC Potential | F5 | Commercial | Interruptible - Miscellaneous | New | Space Heating | Natural Gas | Thermostat - Connected | A | Incremental Summer Peak Savings (MW) | Achievable Economic TRC Potential | 0 | 0 | 0 | 0 | 0 | 0 | 0 | 0 | 0 | 0 | 0 | 0 | 0 | 0 | 0 | 0 | 0 | 0 | 0 | 0 | 0 | 0 | 0 | 0 | 0 | 0 | 0
F6_Commercial_Interruptible - Miscellaneous_New_Space Heating_Natural Gas_Thermostat - Connected_A_Achievable Economic TRC Potential | F6 | Commercial | Interruptible - Miscellaneous | New | Space Heating | Natural Gas | Thermostat - Connected | A | Incremental Winter Peak Savings (MW) | Achievable Economic TRC Potential | 0 | 0 | 0 | 0 | 0 | 0 | 0 | 0 | 0 | 0 | 0 | 0 | 0 | 0 | 0 | 0 | 0 | 0 | 0 | 0 | 0 | 0 | 0 | 0 | 0 | 0 | 0
F7_Commercial_Interruptible - Miscellaneous_New_Space Heating_Natural Gas_Thermostat - Connected_A_Achievable Economic TRC Potential | F7 | Commercial | Interruptible - Miscellaneous | New | Space Heating | Natural Gas | Thermostat - Connected | A | Cumulative Energy Savings (MWh or mTherms) | Achievable Economic TRC Potential | 0 | 0 | 0 | 0 | 0 | 0 | 0 | 0 | 0 | 0 | 0 | 0 | 0 | 0 | 0 | 0 | 0 | 0 | 0 | 0 | 0 | 0 | 0 | 0 | 0 | 0 | 0
F8_Commercial_Interruptible - Miscellaneous_New_Space Heating_Natural Gas_Thermostat - Connected_A_Achievable Economic TRC Potential | F8 | Commercial | Interruptible - Miscellaneous | New | Space Heating | Natural Gas | Thermostat - Connected | A | Cumulative Summer Peak Savings (MW) | Achievable Economic TRC Potential | 0 | 0 | 0 | 0 | 0 | 0 | 0 | 0 | 0 | 0 | 0 | 0 | 0 | 0 | 0 | 0 | 0 | 0 | 0 | 0 | 0 | 0 | 0 | 0 | 0 | 0 | 0
F9_Commercial_Interruptible - Miscellaneous_New_Space Heating_Natural Gas_Thermostat - Connected_A_Achievable Economic TRC Potential | F9 | Commercial | Interruptible - Miscellaneous | New | Space Heating | Natural Gas | Thermostat - Connected | A | Cumulative Winter Peak Savings (MW) | Achievable Economic TRC Potential | 0 | 0 | 0 | 0 | 0 | 0 | 0 | 0 | 0 | 0 | 0 | 0 | 0 | 0 | 0 | 0 | 0 | 0 | 0 | 0 | 0 | 0 | 0 | 0 | 0 | 0 | 0
F10_Commercial_Interruptible - Miscellaneous_New_Space Heating_Natural Gas_Thermostat - Connected_A_Achievable Economic TRC Potential | F10 | Commercial | Interruptible - Miscellaneous | New | Space Heating | Natural Gas | Thermostat - Connected | A | Purchases (Incremental) | Achievable Economic TRC Potential | 0 | 0 | 0 | 0 | 0 | 0 | 0 | 0 | 0 | 0 | 0 | 0 | 0 | 0 | 0 | 0 | 0 | 0 | 0 | 0 | 0 | 0 | 0 | 0 | 0 | 0 | 0
F11_Commercial_Interruptible - Miscellaneous_New_Space Heating_Natural Gas_Thermostat - Connected_A_Achievable Economic TRC Potential | F11 | Commercial | Interruptible - Miscellaneous | New | Space Heating | Natural Gas | Thermostat - Connected | A | Purchases (Cumulative) | Achievable Economic TRC Potential | 0 | 0 | 0 | 0 | 0 | 0 | 0 | 0 | 0 | 0 | 0 | 0 | 0 | 0 | 0 | 0 | 0 | 0 | 0 | 0 | 0 | 0 | 0 | 0 | 0 | 0 | 0
F1_Commercial_Interruptible - Miscellaneous_New_Water Heating_Natural Gas_Water Heater - Thermostatic Shower Restriction Valve_A_Achievable Economic TRC Potential | F1 | Commercial | Interruptible - Miscellaneous | New | Water Heating | Natural Gas | Water Heater - Thermostatic Shower Restriction Valve | A | Integrated Unit Energy Savings (kWh or therms) | Achievable Economic TRC Potential | 0 | 0 | 0 | 0 | 0 | 0 | 0 | 0 | 0 | 0 | 0 | 0 | 0 | 0 | 0 | 0 | 0 | 0 | 0 | 0 | 0 | 0 | 0 | 0 | 0 | 0 | 0
F2_Commercial_Interruptible - Miscellaneous_New_Water Heating_Natural Gas_Water Heater - Thermostatic Shower Restriction Valve_A_Achievable Economic TRC Potential | F2 | Commercial | Interruptible - Miscellaneous | New | Water Heating | Natural Gas | Water Heater - Thermostatic Shower Restriction Valve | A | Integrated Unit Summer Peak Savings (kW) | Achievable Economic TRC Potential | 0 | 0 | 0 | 0 | 0 | 0 | 0 | 0 | 0 | 0 | 0 | 0 | 0 | 0 | 0 | 0 | 0 | 0 | 0 | 0 | 0 | 0 | 0 | 0 | 0 | 0 | 0
F3_Commercial_Interruptible - Miscellaneous_New_Water Heating_Natural Gas_Water Heater - Thermostatic Shower Restriction Valve_A_Achievable Economic TRC Potential | F3 | Commercial | Interruptible - Miscellaneous | New | Water Heating | Natural Gas | Water Heater - Thermostatic Shower Restriction Valve | A | Integrated Unit Winter Peak Savings (kW) | Achievable Economic TRC Potential | 0 | 0 | 0 | 0 | 0 | 0 | 0 | 0 | 0 | 0 | 0 | 0 | 0 | 0 | 0 | 0 | 0 | 0 | 0 | 0 | 0 | 0 | 0 | 0 | 0 | 0 | 0
F4_Commercial_Interruptible - Miscellaneous_New_Water Heating_Natural Gas_Water Heater - Thermostatic Shower Restriction Valve_A_Achievable Economic TRC Potential | F4 | Commercial | Interruptible - Miscellaneous | New | Water Heating | Natural Gas | Water Heater - Thermostatic Shower Restriction Valve | A | Incremental Energy Savings (MWh or mTherms) | Achievable Economic TRC Potential | 0 | 0 | 0 | 0 | 0 | 0 | 0 | 0 | 0 | 0 | 0 | 0 | 0 | 0 | 0 | 0 | 0 | 0 | 0 | 0 | 0 | 0 | 0 | 0 | 0 | 0 | 0
F5_Commercial_Interruptible - Miscellaneous_New_Water Heating_Natural Gas_Water Heater - Thermostatic Shower Restriction Valve_A_Achievable Economic TRC Potential | F5 | Commercial | Interruptible - Miscellaneous | New | Water Heating | Natural Gas | Water Heater - Thermostatic Shower Restriction Valve | A | Incremental Summer Peak Savings (MW) | Achievable Economic TRC Potential | 0 | 0 | 0 | 0 | 0 | 0 | 0 | 0 | 0 | 0 | 0 | 0 | 0 | 0 | 0 | 0 | 0 | 0 | 0 | 0 | 0 | 0 | 0 | 0 | 0 | 0 | 0
F6_Commercial_Interruptible - Miscellaneous_New_Water Heating_Natural Gas_Water Heater - Thermostatic Shower Restriction Valve_A_Achievable Economic TRC Potential | F6 | Commercial | Interruptible - Miscellaneous | New | Water Heating | Natural Gas | Water Heater - Thermostatic Shower Restriction Valve | A | Incremental Winter Peak Savings (MW) | Achievable Economic TRC Potential | 0 | 0 | 0 | 0 | 0 | 0 | 0 | 0 | 0 | 0 | 0 | 0 | 0 | 0 | 0 | 0 | 0 | 0 | 0 | 0 | 0 | 0 | 0 | 0 | 0 | 0 | 0
F7_Commercial_Interruptible - Miscellaneous_New_Water Heating_Natural Gas_Water Heater - Thermostatic Shower Restriction Valve_A_Achievable Economic TRC Potential | F7 | Commercial | Interruptible - Miscellaneous | New | Water Heating | Natural Gas | Water Heater - Thermostatic Shower Restriction Valve | A | Cumulative Energy Savings (MWh or mTherms) | Achievable Economic TRC Potential | 0 | 0 | 0 | 0 | 0 | 0 | 0 | 0 | 0 | 0 | 0 | 0 | 0 | 0 | 0 | 0 | 0 | 0 | 0 | 0 | 0 | 0 | 0 | 0 | 0 | 0 | 0
F8_Commercial_Interruptible - Miscellaneous_New_Water Heating_Natural Gas_Water Heater - Thermostatic Shower Restriction Valve_A_Achievable Economic TRC Potential | F8 | Commercial | Interruptible - Miscellaneous | New | Water Heating | Natural Gas | Water Heater - Thermostatic Shower Restriction Valve | A | Cumulative Summer Peak Savings (MW) | Achievable Economic TRC Potential | 0 | 0 | 0 | 0 | 0 | 0 | 0 | 0 | 0 | 0 | 0 | 0 | 0 | 0 | 0 | 0 | 0 | 0 | 0 | 0 | 0 | 0 | 0 | 0 | 0 | 0 | 0
F9_Commercial_Interruptible - Miscellaneous_New_Water Heating_Natural Gas_Water Heater - Thermostatic Shower Restriction Valve_A_Achievable Economic TRC Potential | F9 | Commercial | Interruptible - Miscellaneous | New | Water Heating | Natural Gas | Water Heater - Thermostatic Shower Restriction Valve | A | Cumulative Winter Peak Savings (MW) | Achievable Economic TRC Potential | 0 | 0 | 0 | 0 | 0 | 0 | 0 | 0 | 0 | 0 | 0 | 0 | 0 | 0 | 0 | 0 | 0 | 0 | 0 | 0 | 0 | 0 | 0 | 0 | 0 | 0 | 0
F10_Commercial_Interruptible - Miscellaneous_New_Water Heating_Natural Gas_Water Heater - Thermostatic Shower Restriction Valve_A_Achievable Economic TRC Potential | F10 | Commercial | Interruptible - Miscellaneous | New | Water Heating | Natural Gas | Water Heater - Thermostatic Shower Restriction Valve | A | Purchases (Incremental) | Achievable Economic TRC Potential | 0 | 0 | 0 | 0 | 0 | 0 | 0 | 0 | 0 | 0 | 0 | 0 | 0 | 0 | 0 | 0 | 0 | 0 | 0 | 0 | 0 | 0 | 0 | 0 | 0 | 0 | 0
F11_Commercial_Interruptible - Miscellaneous_New_Water Heating_Natural Gas_Water Heater - Thermostatic Shower Restriction Valve_A_Achievable Economic TRC Potential | F11 | Commercial | Interruptible - Miscellaneous | New | Water Heating | Natural Gas | Water Heater - Thermostatic Shower Restriction Valve | A | Purchases (Cumulative) | Achievable Economic TRC Potential | 0 | 0 | 0 | 0 | 0 | 0 | 0 | 0 | 0 | 0 | 0 | 0 | 0 | 0 | 0 | 0 | 0 | 0 | 0 | 0 | 0 | 0 | 0 | 0 | 0 | 0 | 0
F1_Commercial_Interruptible - Miscellaneous_New_Water Heating_Natural Gas_Water Heater - Pre-Rinse Spray Valve_A_Achievable Economic TRC Potential | F1 | Commercial | Interruptible - Miscellaneous | New | Water Heating | Natural Gas | Water Heater - Pre-Rinse Spray Valve | A | Integrated Unit Energy Savings (kWh or therms) | Achievable Economic TRC Potential | 0 | 0 | 0 | 0 | 0 | 0 | 0 | 0 | 0 | 0 | 0 | 0 | 0 | 0 | 0 | 0 | 0 | 0 | 0 | 0 | 0 | 0 | 0 | 0 | 0 | 0 | 0
F2_Commercial_Interruptible - Miscellaneous_New_Water Heating_Natural Gas_Water Heater - Pre-Rinse Spray Valve_A_Achievable Economic TRC Potential | F2 | Commercial | Interruptible - Miscellaneous | New | Water Heating | Natural Gas | Water Heater - Pre-Rinse Spray Valve | A | Integrated Unit Summer Peak Savings (kW) | Achievable Economic TRC Potential | 0 | 0 | 0 | 0 | 0 | 0 | 0 | 0 | 0 | 0 | 0 | 0 | 0 | 0 | 0 | 0 | 0 | 0 | 0 | 0 | 0 | 0 | 0 | 0 | 0 | 0 | 0
F3_Commercial_Interruptible - Miscellaneous_New_Water Heating_Natural Gas_Water Heater - Pre-Rinse Spray Valve_A_Achievable Economic TRC Potential | F3 | Commercial | Interruptible - Miscellaneous | New | Water Heating | Natural Gas | Water Heater - Pre-Rinse Spray Valve | A | Integrated Unit Winter Peak Savings (kW) | Achievable Economic TRC Potential | 0 | 0 | 0 | 0 | 0 | 0 | 0 | 0 | 0 | 0 | 0 | 0 | 0 | 0 | 0 | 0 | 0 | 0 | 0 | 0 | 0 | 0 | 0 | 0 | 0 | 0 | 0
F4_Commercial_Interruptible - Miscellaneous_New_Water Heating_Natural Gas_Water Heater - Pre-Rinse Spray Valve_A_Achievable Economic TRC Potential | F4 | Commercial | Interruptible - Miscellaneous | New | Water Heating | Natural Gas | Water Heater - Pre-Rinse Spray Valve | A | Incremental Energy Savings (MWh or mTherms) | Achievable Economic TRC Potential | 0 | 0 | 0 | 0 | 0 | 0 | 0 | 0 | 0 | 0 | 0 | 0 | 0 | 0 | 0 | 0 | 0 | 0 | 0 | 0 | 0 | 0 | 0 | 0 | 0 | 0 | 0
F5_Commercial_Interruptible - Miscellaneous_New_Water Heating_Natural Gas_Water Heater - Pre-Rinse Spray Valve_A_Achievable Economic TRC Potential | F5 | Commercial | Interruptible - Miscellaneous | New | Water Heating | Natural Gas | Water Heater - Pre-Rinse Spray Valve | A | Incremental Summer Peak Savings (MW) | Achievable Economic TRC Potential | 0 | 0 | 0 | 0 | 0 | 0 | 0 | 0 | 0 | 0 | 0 | 0 | 0 | 0 | 0 | 0 | 0 | 0 | 0 | 0 | 0 | 0 | 0 | 0 | 0 | 0 | 0
F6_Commercial_Interruptible - Miscellaneous_New_Water Heating_Natural Gas_Water Heater - Pre-Rinse Spray Valve_A_Achievable Economic TRC Potential | F6 | Commercial | Interruptible - Miscellaneous | New | Water Heating | Natural Gas | Water Heater - Pre-Rinse Spray Valve | A | Incremental Winter Peak Savings (MW) | Achievable Economic TRC Potential | 0 | 0 | 0 | 0 | 0 | 0 | 0 | 0 | 0 | 0 | 0 | 0 | 0 | 0 | 0 | 0 | 0 | 0 | 0 | 0 | 0 | 0 | 0 | 0 | 0 | 0 | 0
F7_Commercial_Interruptible - Miscellaneous_New_Water Heating_Natural Gas_Water Heater - Pre-Rinse Spray Valve_A_Achievable Economic TRC Potential | F7 | Commercial | Interruptible - Miscellaneous | New | Water Heating | Natural Gas | Water Heater - Pre-Rinse Spray Valve | A | Cumulative Energy Savings (MWh or mTherms) | Achievable Economic TRC Potential | 0 | 0 | 0 | 0 | 0 | 0 | 0 | 0 | 0 | 0 | 0 | 0 | 0 | 0 | 0 | 0 | 0 | 0 | 0 | 0 | 0 | 0 | 0 | 0 | 0 | 0 | 0
F8_Commercial_Interruptible - Miscellaneous_New_Water Heating_Natural Gas_Water Heater - Pre-Rinse Spray Valve_A_Achievable Economic TRC Potential | F8 | Commercial | Interruptible - Miscellaneous | New | Water Heating | Natural Gas | Water Heater - Pre-Rinse Spray Valve | A | Cumulative Summer Peak Savings (MW) | Achievable Economic TRC Potential | 0 | 0 | 0 | 0 | 0 | 0 | 0 | 0 | 0 | 0 | 0 | 0 | 0 | 0 | 0 | 0 | 0 | 0 | 0 | 0 | 0 | 0 | 0 | 0 | 0 | 0 | 0
F9_Commercial_Interruptible - Miscellaneous_New_Water Heating_Natural Gas_Water Heater - Pre-Rinse Spray Valve_A_Achievable Economic TRC Potential | F9 | Commercial | Interruptible - Miscellaneous | New | Water Heating | Natural Gas | Water Heater - Pre-Rinse Spray Valve | A | Cumulative Winter Peak Savings (MW) | Achievable Economic TRC Potential | 0 | 0 | 0 | 0 | 0 | 0 | 0 | 0 | 0 | 0 | 0 | 0 | 0 | 0 | 0 | 0 | 0 | 0 | 0 | 0 | 0 | 0 | 0 | 0 | 0 | 0 | 0
F10_Commercial_Interruptible - Miscellaneous_New_Water Heating_Natural Gas_Water Heater - Pre-Rinse Spray Valve_A_Achievable Economic TRC Potential | F10 | Commercial | Interruptible - Miscellaneous | New | Water Heating | Natural Gas | Water Heater - Pre-Rinse Spray Valve | A | Purchases (Incremental) | Achievable Economic TRC Potential | 0 | 0 | 0 | 0 | 0 | 0 | 0 | 0 | 0 | 0 | 0 | 0 | 0 | 0 | 0 | 0 | 0 | 0 | 0 | 0 | 0 | 0 | 0 | 0 | 0 | 0 | 0
F11_Commercial_Interruptible - Miscellaneous_New_Water Heating_Natural Gas_Water Heater - Pre-Rinse Spray Valve_A_Achievable Economic TRC Potential | F11 | Commercial | Interruptible - Miscellaneous | New | Water Heating | Natural Gas | Water Heater - Pre-Rinse Spray Valve | A | Purchases (Cumulative) | Achievable Economic TRC Potential | 0 | 0 | 0 | 0 | 0 | 0 | 0 | 0 | 0 | 0 | 0 | 0 | 0 | 0 | 0 | 0 | 0 | 0 | 0 | 0 | 0 | 0 | 0 | 0 | 0 | 0 | 0
F1_Commercial_Interruptible - Miscellaneous_New_Water Heating_Natural Gas_Water Heater - Temperature Setback_A_Achievable Economic TRC Potential | F1 | Commercial | Interruptible - Miscellaneous | New | Water Heating | Natural Gas | Water Heater - Temperature Setback | A | Integrated Unit Energy Savings (kWh or therms) | Achievable Economic TRC Potential | 0 | 0 | 0 | 0 | 0 | 0 | 0 | 0 | 0 | 0 | 0 | 0 | 0 | 0 | 0 | 0 | 0 | 0 | 0 | 0 | 0 | 0 | 0 | 0 | 0 | 0 | 0
F2_Commercial_Interruptible - Miscellaneous_New_Water Heating_Natural Gas_Water Heater - Temperature Setback_A_Achievable Economic TRC Potential | F2 | Commercial | Interruptible - Miscellaneous | New | Water Heating | Natural Gas | Water Heater - Temperature Setback | A | Integrated Unit Summer Peak Savings (kW) | Achievable Economic TRC Potential | 0 | 0 | 0 | 0 | 0 | 0 | 0 | 0 | 0 | 0 | 0 | 0 | 0 | 0 | 0 | 0 | 0 | 0 | 0 | 0 | 0 | 0 | 0 | 0 | 0 | 0 | 0
F3_Commercial_Interruptible - Miscellaneous_New_Water Heating_Natural Gas_Water Heater - Temperature Setback_A_Achievable Economic TRC Potential | F3 | Commercial | Interruptible - Miscellaneous | New | Water Heating | Natural Gas | Water Heater - Temperature Setback | A | Integrated Unit Winter Peak Savings (kW) | Achievable Economic TRC Potential | 0 | 0 | 0 | 0 | 0 | 0 | 0 | 0 | 0 | 0 | 0 | 0 | 0 | 0 | 0 | 0 | 0 | 0 | 0 | 0 | 0 | 0 | 0 | 0 | 0 | 0 | 0
F4_Commercial_Interruptible - Miscellaneous_New_Water Heating_Natural Gas_Water Heater - Temperature Setback_A_Achievable Economic TRC Potential | F4 | Commercial | Interruptible - Miscellaneous | New | Water Heating | Natural Gas | Water Heater - Temperature Setback | A | Incremental Energy Savings (MWh or mTherms) | Achievable Economic TRC Potential | 0 | 0 | 0 | 0 | 0 | 0 | 0 | 0 | 0 | 0 | 0 | 0 | 0 | 0 | 0 | 0 | 0 | 0 | 0 | 0 | 0 | 0 | 0 | 0 | 0 | 0 | 0
F5_Commercial_Interruptible - Miscellaneous_New_Water Heating_Natural Gas_Water Heater - Temperature Setback_A_Achievable Economic TRC Potential | F5 | Commercial | Interruptible - Miscellaneous | New | Water Heating | Natural Gas | Water Heater - Temperature Setback | A | Incremental Summer Peak Savings (MW) | Achievable Economic TRC Potential | 0 | 0 | 0 | 0 | 0 | 0 | 0 | 0 | 0 | 0 | 0 | 0 | 0 | 0 | 0 | 0 | 0 | 0 | 0 | 0 | 0 | 0 | 0 | 0 | 0 | 0 | 0
F6_Commercial_Interruptible - Miscellaneous_New_Water Heating_Natural Gas_Water Heater - Temperature Setback_A_Achievable Economic TRC Potential | F6 | Commercial | Interruptible - Miscellaneous | New | Water Heating | Natural Gas | Water Heater - Temperature Setback | A | Incremental Winter Peak Savings (MW) | Achievable Economic TRC Potential | 0 | 0 | 0 | 0 | 0 | 0 | 0 | 0 | 0 | 0 | 0 | 0 | 0 | 0 | 0 | 0 | 0 | 0 | 0 | 0 | 0 | 0 | 0 | 0 | 0 | 0 | 0
F7_Commercial_Interruptible - Miscellaneous_New_Water Heating_Natural Gas_Water Heater - Temperature Setback_A_Achievable Economic TRC Potential | F7 | Commercial | Interruptible - Miscellaneous | New | Water Heating | Natural Gas | Water Heater - Temperature Setback | A | Cumulative Energy Savings (MWh or mTherms) | Achievable Economic TRC Potential | 0 | 0 | 0 | 0 | 0 | 0 | 0 | 0 | 0 | 0 | 0 | 0 | 0 | 0 | 0 | 0 | 0 | 0 | 0 | 0 | 0 | 0 | 0 | 0 | 0 | 0 | 0
F8_Commercial_Interruptible - Miscellaneous_New_Water Heating_Natural Gas_Water Heater - Temperature Setback_A_Achievable Economic TRC Potential | F8 | Commercial | Interruptible - Miscellaneous | New | Water Heating | Natural Gas | Water Heater - Temperature Setback | A | Cumulative Summer Peak Savings (MW) | Achievable Economic TRC Potential | 0 | 0 | 0 | 0 | 0 | 0 | 0 | 0 | 0 | 0 | 0 | 0 | 0 | 0 | 0 | 0 | 0 | 0 | 0 | 0 | 0 | 0 | 0 | 0 | 0 | 0 | 0
F9_Commercial_Interruptible - Miscellaneous_New_Water Heating_Natural Gas_Water Heater - Temperature Setback_A_Achievable Economic TRC Potential | F9 | Commercial | Interruptible - Miscellaneous | New | Water Heating | Natural Gas | Water Heater - Temperature Setback | A | Cumulative Winter Peak Savings (MW) | Achievable Economic TRC Potential | 0 | 0 | 0 | 0 | 0 | 0 | 0 | 0 | 0 | 0 | 0 | 0 | 0 | 0 | 0 | 0 | 0 | 0 | 0 | 0 | 0 | 0 | 0 | 0 | 0 | 0 | 0
F10_Commercial_Interruptible - Miscellaneous_New_Water Heating_Natural Gas_Water Heater - Temperature Setback_A_Achievable Economic TRC Potential | F10 | Commercial | Interruptible - Miscellaneous | New | Water Heating | Natural Gas | Water Heater - Temperature Setback | A | Purchases (Incremental) | Achievable Economic TRC Potential | 0 | 0 | 0 | 0 | 0 | 0 | 0 | 0 | 0 | 0 | 0 | 0 | 0 | 0 | 0 | 0 | 0 | 0 | 0 | 0 | 0 | 0 | 0 | 0 | 0 | 0 | 0
F11_Commercial_Interruptible - Miscellaneous_New_Water Heating_Natural Gas_Water Heater - Temperature Setback_A_Achievable Economic TRC Potential | F11 | Commercial | Interruptible - Miscellaneous | New | Water Heating | Natural Gas | Water Heater - Temperature Setback | A | Purchases (Cumulative) | Achievable Economic TRC Potential | 0 | 0 | 0 | 0 | 0 | 0 | 0 | 0 | 0 | 0 | 0 | 0 | 0 | 0 | 0 | 0 | 0 | 0 | 0 | 0 | 0 | 0 | 0 | 0 | 0 | 0 | 0
F1_Commercial_Interruptible - Miscellaneous_New_Water Heating_Natural Gas_Water Heater - Faucet Aerators_A_Achievable Economic TRC Potential | F1 | Commercial | Interruptible - Miscellaneous | New | Water Heating | Natural Gas | Water Heater - Faucet Aerators | A | Integrated Unit Energy Savings (kWh or therms) | Achievable Economic TRC Potential | 0 | 0 | 0 | 0 | 0 | 0 | 0 | 0 | 0 | 0 | 0 | 0 | 0 | 0 | 0 | 0 | 0 | 0 | 0 | 0 | 0 | 0 | 0 | 0 | 0 | 0 | 0
F2_Commercial_Interruptible - Miscellaneous_New_Water Heating_Natural Gas_Water Heater - Faucet Aerators_A_Achievable Economic TRC Potential | F2 | Commercial | Interruptible - Miscellaneous | New | Water Heating | Natural Gas | Water Heater - Faucet Aerators | A | Integrated Unit Summer Peak Savings (kW) | Achievable Economic TRC Potential | 0 | 0 | 0 | 0 | 0 | 0 | 0 | 0 | 0 | 0 | 0 | 0 | 0 | 0 | 0 | 0 | 0 | 0 | 0 | 0 | 0 | 0 | 0 | 0 | 0 | 0 | 0
F3_Commercial_Interruptible - Miscellaneous_New_Water Heating_Natural Gas_Water Heater - Faucet Aerators_A_Achievable Economic TRC Potential | F3 | Commercial | Interruptible - Miscellaneous | New | Water Heating | Natural Gas | Water Heater - Faucet Aerators | A | Integrated Unit Winter Peak Savings (kW) | Achievable Economic TRC Potential | 0 | 0 | 0 | 0 | 0 | 0 | 0 | 0 | 0 | 0 | 0 | 0 | 0 | 0 | 0 | 0 | 0 | 0 | 0 | 0 | 0 | 0 | 0 | 0 | 0 | 0 | 0
F4_Commercial_Interruptible - Miscellaneous_New_Water Heating_Natural Gas_Water Heater - Faucet Aerators_A_Achievable Economic TRC Potential | F4 | Commercial | Interruptible - Miscellaneous | New | Water Heating | Natural Gas | Water Heater - Faucet Aerators | A | Incremental Energy Savings (MWh or mTherms) | Achievable Economic TRC Potential | 0 | 0 | 0 | 0 | 0 | 0 | 0 | 0 | 0 | 0 | 0 | 0 | 0 | 0 | 0 | 0 | 0 | 0 | 0 | 0 | 0 | 0 | 0 | 0 | 0 | 0 | 0
F5_Commercial_Interruptible - Miscellaneous_New_Water Heating_Natural Gas_Water Heater - Faucet Aerators_A_Achievable Economic TRC Potential | F5 | Commercial | Interruptible - Miscellaneous | New | Water Heating | Natural Gas | Water Heater - Faucet Aerators | A | Incremental Summer Peak Savings (MW) | Achievable Economic TRC Potential | 0 | 0 | 0 | 0 | 0 | 0 | 0 | 0 | 0 | 0 | 0 | 0 | 0 | 0 | 0 | 0 | 0 | 0 | 0 | 0 | 0 | 0 | 0 | 0 | 0 | 0 | 0
F6_Commercial_Interruptible - Miscellaneous_New_Water Heating_Natural Gas_Water Heater - Faucet Aerators_A_Achievable Economic TRC Potential | F6 | Commercial | Interruptible - Miscellaneous | New | Water Heating | Natural Gas | Water Heater - Faucet Aerators | A | Incremental Winter Peak Savings (MW) | Achievable Economic TRC Potential | 0 | 0 | 0 | 0 | 0 | 0 | 0 | 0 | 0 | 0 | 0 | 0 | 0 | 0 | 0 | 0 | 0 | 0 | 0 | 0 | 0 | 0 | 0 | 0 | 0 | 0 | 0
F7_Commercial_Interruptible - Miscellaneous_New_Water Heating_Natural Gas_Water Heater - Faucet Aerators_A_Achievable Economic TRC Potential | F7 | Commercial | Interruptible - Miscellaneous | New | Water Heating | Natural Gas | Water Heater - Faucet Aerators | A | Cumulative Energy Savings (MWh or mTherms) | Achievable Economic TRC Potential | 0 | 0 | 0 | 0 | 0 | 0 | 0 | 0 | 0 | 0 | 0 | 0 | 0 | 0 | 0 | 0 | 0 | 0 | 0 | 0 | 0 | 0 | 0 | 0 | 0 | 0 | 0
F8_Commercial_Interruptible - Miscellaneous_New_Water Heating_Natural Gas_Water Heater - Faucet Aerators_A_Achievable Economic TRC Potential | F8 | Commercial | Interruptible - Miscellaneous | New | Water Heating | Natural Gas | Water Heater - Faucet Aerators | A | Cumulative Summer Peak Savings (MW) | Achievable Economic TRC Potential | 0 | 0 | 0 | 0 | 0 | 0 | 0 | 0 | 0 | 0 | 0 | 0 | 0 | 0 | 0 | 0 | 0 | 0 | 0 | 0 | 0 | 0 | 0 | 0 | 0 | 0 | 0
F9_Commercial_Interruptible - Miscellaneous_New_Water Heating_Natural Gas_Water Heater - Faucet Aerators_A_Achievable Economic TRC Potential | F9 | Commercial | Interruptible - Miscellaneous | New | Water Heating | Natural Gas | Water Heater - Faucet Aerators | A | Cumulative Winter Peak Savings (MW) | Achievable Economic TRC Potential | 0 | 0 | 0 | 0 | 0 | 0 | 0 | 0 | 0 | 0 | 0 | 0 | 0 | 0 | 0 | 0 | 0 | 0 | 0 | 0 | 0 | 0 | 0 | 0 | 0 | 0 | 0
F10_Commercial_Interruptible - Miscellaneous_New_Water Heating_Natural Gas_Water Heater - Faucet Aerators_A_Achievable Economic TRC Potential | F10 | Commercial | Interruptible - Miscellaneous | New | Water Heating | Natural Gas | Water Heater - Faucet Aerators | A | Purchases (Incremental) | Achievable Economic TRC Potential | 0 | 0 | 0 | 0 | 0 | 0 | 0 | 0 | 0 | 0 | 0 | 0 | 0 | 0 | 0 | 0 | 0 | 0 | 0 | 0 | 0 | 0 | 0 | 0 | 0 | 0 | 0
F11_Commercial_Interruptible - Miscellaneous_New_Water Heating_Natural Gas_Water Heater - Faucet Aerators_A_Achievable Economic TRC Potential | F11 | Commercial | Interruptible - Miscellaneous | New | Water Heating | Natural Gas | Water Heater - Faucet Aerators | A | Purchases (Cumulative) | Achievable Economic TRC Potential | 0 | 0 | 0 | 0 | 0 | 0 | 0 | 0 | 0 | 0 | 0 | 0 | 0 | 0 | 0 | 0 | 0 | 0 | 0 | 0 | 0 | 0 | 0 | 0 | 0 | 0 | 0
F1_Commercial_Interruptible - Miscellaneous_New_Water Heating_Natural Gas_Water Heater - Low-Flow Showerheads_A_Achievable Economic TRC Potential | F1 | Commercial | Interruptible - Miscellaneous | New | Water Heating | Natural Gas | Water Heater - Low-Flow Showerheads | A | Integrated Unit Energy Savings (kWh or therms) | Achievable Economic TRC Potential | 0 | 0 | 0 | 0 | 0 | 0 | 0 | 0 | 0 | 0 | 0 | 0 | 0 | 0 | 0 | 0 | 0 | 0 | 0 | 0 | 0 | 0 | 0 | 0 | 0 | 0 | 0
F2_Commercial_Interruptible - Miscellaneous_New_Water Heating_Natural Gas_Water Heater - Low-Flow Showerheads_A_Achievable Economic TRC Potential | F2 | Commercial | Interruptible - Miscellaneous | New | Water Heating | Natural Gas | Water Heater - Low-Flow Showerheads | A | Integrated Unit Summer Peak Savings (kW) | Achievable Economic TRC Potential | 0 | 0 | 0 | 0 | 0 | 0 | 0 | 0 | 0 | 0 | 0 | 0 | 0 | 0 | 0 | 0 | 0 | 0 | 0 | 0 | 0 | 0 | 0 | 0 | 0 | 0 | 0
F3_Commercial_Interruptible - Miscellaneous_New_Water Heating_Natural Gas_Water Heater - Low-Flow Showerheads_A_Achievable Economic TRC Potential | F3 | Commercial | Interruptible - Miscellaneous | New | Water Heating | Natural Gas | Water Heater - Low-Flow Showerheads | A | Integrated Unit Winter Peak Savings (kW) | Achievable Economic TRC Potential | 0 | 0 | 0 | 0 | 0 | 0 | 0 | 0 | 0 | 0 | 0 | 0 | 0 | 0 | 0 | 0 | 0 | 0 | 0 | 0 | 0 | 0 | 0 | 0 | 0 | 0 | 0
F4_Commercial_Interruptible - Miscellaneous_New_Water Heating_Natural Gas_Water Heater - Low-Flow Showerheads_A_Achievable Economic TRC Potential | F4 | Commercial | Interruptible - Miscellaneous | New | Water Heating | Natural Gas | Water Heater - Low-Flow Showerheads | A | Incremental Energy Savings (MWh or mTherms) | Achievable Economic TRC Potential | 0 | 0 | 0 | 0 | 0 | 0 | 0 | 0 | 0 | 0 | 0 | 0 | 0 | 0 | 0 | 0 | 0 | 0 | 0 | 0 | 0 | 0 | 0 | 0 | 0 | 0 | 0
F5_Commercial_Interruptible - Miscellaneous_New_Water Heating_Natural Gas_Water Heater - Low-Flow Showerheads_A_Achievable Economic TRC Potential | F5 | Commercial | Interruptible - Miscellaneous | New | Water Heating | Natural Gas | Water Heater - Low-Flow Showerheads | A | Incremental Summer Peak Savings (MW) | Achievable Economic TRC Potential | 0 | 0 | 0 | 0 | 0 | 0 | 0 | 0 | 0 | 0 | 0 | 0 | 0 | 0 | 0 | 0 | 0 | 0 | 0 | 0 | 0 | 0 | 0 | 0 | 0 | 0 | 0
F6_Commercial_Interruptible - Miscellaneous_New_Water Heating_Natural Gas_Water Heater - Low-Flow Showerheads_A_Achievable Economic TRC Potential | F6 | Commercial | Interruptible - Miscellaneous | New | Water Heating | Natural Gas | Water Heater - Low-Flow Showerheads | A | Incremental Winter Peak Savings (MW) | Achievable Economic TRC Potential | 0 | 0 | 0 | 0 | 0 | 0 | 0 | 0 | 0 | 0 | 0 | 0 | 0 | 0 | 0 | 0 | 0 | 0 | 0 | 0 | 0 | 0 | 0 | 0 | 0 | 0 | 0
F7_Commercial_Interruptible - Miscellaneous_New_Water Heating_Natural Gas_Water Heater - Low-Flow Showerheads_A_Achievable Economic TRC Potential | F7 | Commercial | Interruptible - Miscellaneous | New | Water Heating | Natural Gas | Water Heater - Low-Flow Showerheads | A | Cumulative Energy Savings (MWh or mTherms) | Achievable Economic TRC Potential | 0 | 0 | 0 | 0 | 0 | 0 | 0 | 0 | 0 | 0 | 0 | 0 | 0 | 0 | 0 | 0 | 0 | 0 | 0 | 0 | 0 | 0 | 0 | 0 | 0 | 0 | 0
F8_Commercial_Interruptible - Miscellaneous_New_Water Heating_Natural Gas_Water Heater - Low-Flow Showerheads_A_Achievable Economic TRC Potential | F8 | Commercial | Interruptible - Miscellaneous | New | Water Heating | Natural Gas | Water Heater - Low-Flow Showerheads | A | Cumulative Summer Peak Savings (MW) | Achievable Economic TRC Potential | 0 | 0 | 0 | 0 | 0 | 0 | 0 | 0 | 0 | 0 | 0 | 0 | 0 | 0 | 0 | 0 | 0 | 0 | 0 | 0 | 0 | 0 | 0 | 0 | 0 | 0 | 0
F9_Commercial_Interruptible - Miscellaneous_New_Water Heating_Natural Gas_Water Heater - Low-Flow Showerheads_A_Achievable Economic TRC Potential | F9 | Commercial | Interruptible - Miscellaneous | New | Water Heating | Natural Gas | Water Heater - Low-Flow Showerheads | A | Cumulative Winter Peak Savings (MW) | Achievable Economic TRC Potential | 0 | 0 | 0 | 0 | 0 | 0 | 0 | 0 | 0 | 0 | 0 | 0 | 0 | 0 | 0 | 0 | 0 | 0 | 0 | 0 | 0 | 0 | 0 | 0 | 0 | 0 | 0
F10_Commercial_Interruptible - Miscellaneous_New_Water Heating_Natural Gas_Water Heater - Low-Flow Showerheads_A_Achievable Economic TRC Potential | F10 | Commercial | Interruptible - Miscellaneous | New | Water Heating | Natural Gas | Water Heater - Low-Flow Showerheads | A | Purchases (Incremental) | Achievable Economic TRC Potential | 0 | 0 | 0 | 0 | 0 | 0 | 0 | 0 | 0 | 0 | 0 | 0 | 0 | 0 | 0 | 0 | 0 | 0 | 0 | 0 | 0 | 0 | 0 | 0 | 0 | 0 | 0
F11_Commercial_Interruptible - Miscellaneous_New_Water Heating_Natural Gas_Water Heater - Low-Flow Showerheads_A_Achievable Economic TRC Potential | F11 | Commercial | Interruptible - Miscellaneous | New | Water Heating | Natural Gas | Water Heater - Low-Flow Showerheads | A | Purchases (Cumulative) | Achievable Economic TRC Potential | 0 | 0 | 0 | 0 | 0 | 0 | 0 | 0 | 0 | 0 | 0 | 0 | 0 | 0 | 0 | 0 | 0 | 0 | 0 | 0 | 0 | 0 | 0 | 0 | 0 | 0 | 0
F1_Commercial_Interruptible - Miscellaneous_New_Water Heating_Natural Gas_Water Heater - Tank Blanket/Insulation_A_Achievable Economic TRC Potential | F1 | Commercial | Interruptible - Miscellaneous | New | Water Heating | Natural Gas | Water Heater - Tank Blanket/Insulation | A | Integrated Unit Energy Savings (kWh or therms) | Achievable Economic TRC Potential | 0 | 0 | 0 | 0 | 0 | 0 | 0 | 0 | 0 | 0 | 0 | 0 | 0 | 0 | 0 | 0 | 0 | 0 | 0 | 0 | 0 | 0 | 0 | 0 | 0 | 0 | 0
F2_Commercial_Interruptible - Miscellaneous_New_Water Heating_Natural Gas_Water Heater - Tank Blanket/Insulation_A_Achievable Economic TRC Potential | F2 | Commercial | Interruptible - Miscellaneous | New | Water Heating | Natural Gas | Water Heater - Tank Blanket/Insulation | A | Integrated Unit Summer Peak Savings (kW) | Achievable Economic TRC Potential | 0 | 0 | 0 | 0 | 0 | 0 | 0 | 0 | 0 | 0 | 0 | 0 | 0 | 0 | 0 | 0 | 0 | 0 | 0 | 0 | 0 | 0 | 0 | 0 | 0 | 0 | 0
F3_Commercial_Interruptible - Miscellaneous_New_Water Heating_Natural Gas_Water Heater - Tank Blanket/Insulation_A_Achievable Economic TRC Potential | F3 | Commercial | Interruptible - Miscellaneous | New | Water Heating | Natural Gas | Water Heater - Tank Blanket/Insulation | A | Integrated Unit Winter Peak Savings (kW) | Achievable Economic TRC Potential | 0 | 0 | 0 | 0 | 0 | 0 | 0 | 0 | 0 | 0 | 0 | 0 | 0 | 0 | 0 | 0 | 0 | 0 | 0 | 0 | 0 | 0 | 0 | 0 | 0 | 0 | 0
F4_Commercial_Interruptible - Miscellaneous_New_Water Heating_Natural Gas_Water Heater - Tank Blanket/Insulation_A_Achievable Economic TRC Potential | F4 | Commercial | Interruptible - Miscellaneous | New | Water Heating | Natural Gas | Water Heater - Tank Blanket/Insulation | A | Incremental Energy Savings (MWh or mTherms) | Achievable Economic TRC Potential | 0 | 0 | 0 | 0 | 0 | 0 | 0 | 0 | 0 | 0 | 0 | 0 | 0 | 0 | 0 | 0 | 0 | 0 | 0 | 0 | 0 | 0 | 0 | 0 | 0 | 0 | 0
F5_Commercial_Interruptible - Miscellaneous_New_Water Heating_Natural Gas_Water Heater - Tank Blanket/Insulation_A_Achievable Economic TRC Potential | F5 | Commercial | Interruptible - Miscellaneous | New | Water Heating | Natural Gas | Water Heater - Tank Blanket/Insulation | A | Incremental Summer Peak Savings (MW) | Achievable Economic TRC Potential | 0 | 0 | 0 | 0 | 0 | 0 | 0 | 0 | 0 | 0 | 0 | 0 | 0 | 0 | 0 | 0 | 0 | 0 | 0 | 0 | 0 | 0 | 0 | 0 | 0 | 0 | 0
F6_Commercial_Interruptible - Miscellaneous_New_Water Heating_Natural Gas_Water Heater - Tank Blanket/Insulation_A_Achievable Economic TRC Potential | F6 | Commercial | Interruptible - Miscellaneous | New | Water Heating | Natural Gas | Water Heater - Tank Blanket/Insulation | A | Incremental Winter Peak Savings (MW) | Achievable Economic TRC Potential | 0 | 0 | 0 | 0 | 0 | 0 | 0 | 0 | 0 | 0 | 0 | 0 | 0 | 0 | 0 | 0 | 0 | 0 | 0 | 0 | 0 | 0 | 0 | 0 | 0 | 0 | 0
F7_Commercial_Interruptible - Miscellaneous_New_Water Heating_Natural Gas_Water Heater - Tank Blanket/Insulation_A_Achievable Economic TRC Potential | F7 | Commercial | Interruptible - Miscellaneous | New | Water Heating | Natural Gas | Water Heater - Tank Blanket/Insulation | A | Cumulative Energy Savings (MWh or mTherms) | Achievable Economic TRC Potential | 0 | 0 | 0 | 0 | 0 | 0 | 0 | 0 | 0 | 0 | 0 | 0 | 0 | 0 | 0 | 0 | 0 | 0 | 0 | 0 | 0 | 0 | 0 | 0 | 0 | 0 | 0
F8_Commercial_Interruptible - Miscellaneous_New_Water Heating_Natural Gas_Water Heater - Tank Blanket/Insulation_A_Achievable Economic TRC Potential | F8 | Commercial | Interruptible - Miscellaneous | New | Water Heating | Natural Gas | Water Heater - Tank Blanket/Insulation | A | Cumulative Summer Peak Savings (MW) | Achievable Economic TRC Potential | 0 | 0 | 0 | 0 | 0 | 0 | 0 | 0 | 0 | 0 | 0 | 0 | 0 | 0 | 0 | 0 | 0 | 0 | 0 | 0 | 0 | 0 | 0 | 0 | 0 | 0 | 0
F9_Commercial_Interruptible - Miscellaneous_New_Water Heating_Natural Gas_Water Heater - Tank Blanket/Insulation_A_Achievable Economic TRC Potential | F9 | Commercial | Interruptible - Miscellaneous | New | Water Heating | Natural Gas | Water Heater - Tank Blanket/Insulation | A | Cumulative Winter Peak Savings (MW) | Achievable Economic TRC Potential | 0 | 0 | 0 | 0 | 0 | 0 | 0 | 0 | 0 | 0 | 0 | 0 | 0 | 0 | 0 | 0 | 0 | 0 | 0 | 0 | 0 | 0 | 0 | 0 | 0 | 0 | 0
F10_Commercial_Interruptible - Miscellaneous_New_Water Heating_Natural Gas_Water Heater - Tank Blanket/Insulation_A_Achievable Economic TRC Potential | F10 | Commercial | Interruptible - Miscellaneous | New | Water Heating | Natural Gas | Water Heater - Tank Blanket/Insulation | A | Purchases (Incremental) | Achievable Economic TRC Potential | 0 | 0 | 0 | 0 | 0 | 0 | 0 | 0 | 0 | 0 | 0 | 0 | 0 | 0 | 0 | 0 | 0 | 0 | 0 | 0 | 0 | 0 | 0 | 0 | 0 | 0 | 0
F11_Commercial_Interruptible - Miscellaneous_New_Water Heating_Natural Gas_Water Heater - Tank Blanket/Insulation_A_Achievable Economic TRC Potential | F11 | Commercial | Interruptible - Miscellaneous | New | Water Heating | Natural Gas | Water Heater - Tank Blanket/Insulation | A | Purchases (Cumulative) | Achievable Economic TRC Potential | 0 | 0 | 0 | 0 | 0 | 0 | 0 | 0 | 0 | 0 | 0 | 0 | 0 | 0 | 0 | 0 | 0 | 0 | 0 | 0 | 0 | 0 | 0 | 0 | 0 | 0 | 0
F1_Commercial_Interruptible - Miscellaneous_New_Water Heating_Natural Gas_Water Heater - Drainwater Heat Recovery_A_Achievable Economic TRC Potential | F1 | Commercial | Interruptible - Miscellaneous | New | Water Heating | Natural Gas | Water Heater - Drainwater Heat Recovery | A | Integrated Unit Energy Savings (kWh or therms) | Achievable Economic TRC Potential | 0 | 0 | 0 | 0 | 0 | 0 | 0 | 0 | 0 | 0 | 0 | 0 | 0 | 0 | 0 | 0 | 0 | 0 | 0 | 0 | 0 | 0 | 0 | 0 | 0 | 0 | 0
F2_Commercial_Interruptible - Miscellaneous_New_Water Heating_Natural Gas_Water Heater - Drainwater Heat Recovery_A_Achievable Economic TRC Potential | F2 | Commercial | Interruptible - Miscellaneous | New | Water Heating | Natural Gas | Water Heater - Drainwater Heat Recovery | A | Integrated Unit Summer Peak Savings (kW) | Achievable Economic TRC Potential | 0 | 0 | 0 | 0 | 0 | 0 | 0 | 0 | 0 | 0 | 0 | 0 | 0 | 0 | 0 | 0 | 0 | 0 | 0 | 0 | 0 | 0 | 0 | 0 | 0 | 0 | 0
F3_Commercial_Interruptible - Miscellaneous_New_Water Heating_Natural Gas_Water Heater - Drainwater Heat Recovery_A_Achievable Economic TRC Potential | F3 | Commercial | Interruptible - Miscellaneous | New | Water Heating | Natural Gas | Water Heater - Drainwater Heat Recovery | A | Integrated Unit Winter Peak Savings (kW) | Achievable Economic TRC Potential | 0 | 0 | 0 | 0 | 0 | 0 | 0 | 0 | 0 | 0 | 0 | 0 | 0 | 0 | 0 | 0 | 0 | 0 | 0 | 0 | 0 | 0 | 0 | 0 | 0 | 0 | 0
F4_Commercial_Interruptible - Miscellaneous_New_Water Heating_Natural Gas_Water Heater - Drainwater Heat Recovery_A_Achievable Economic TRC Potential | F4 | Commercial | Interruptible - Miscellaneous | New | Water Heating | Natural Gas | Water Heater - Drainwater Heat Recovery | A | Incremental Energy Savings (MWh or mTherms) | Achievable Economic TRC Potential | 0 | 0 | 0 | 0 | 0 | 0 | 0 | 0 | 0 | 0 | 0 | 0 | 0 | 0 | 0 | 0 | 0 | 0 | 0 | 0 | 0 | 0 | 0 | 0 | 0 | 0 | 0
F5_Commercial_Interruptible - Miscellaneous_New_Water Heating_Natural Gas_Water Heater - Drainwater Heat Recovery_A_Achievable Economic TRC Potential | F5 | Commercial | Interruptible - Miscellaneous | New | Water Heating | Natural Gas | Water Heater - Drainwater Heat Recovery | A | Incremental Summer Peak Savings (MW) | Achievable Economic TRC Potential | 0 | 0 | 0 | 0 | 0 | 0 | 0 | 0 | 0 | 0 | 0 | 0 | 0 | 0 | 0 | 0 | 0 | 0 | 0 | 0 | 0 | 0 | 0 | 0 | 0 | 0 | 0
F6_Commercial_Interruptible - Miscellaneous_New_Water Heating_Natural Gas_Water Heater - Drainwater Heat Recovery_A_Achievable Economic TRC Potential | F6 | Commercial | Interruptible - Miscellaneous | New | Water Heating | Natural Gas | Water Heater - Drainwater Heat Recovery | A | Incremental Winter Peak Savings (MW) | Achievable Economic TRC Potential | 0 | 0 | 0 | 0 | 0 | 0 | 0 | 0 | 0 | 0 | 0 | 0 | 0 | 0 | 0 | 0 | 0 | 0 | 0 | 0 | 0 | 0 | 0 | 0 | 0 | 0 | 0
F7_Commercial_Interruptible - Miscellaneous_New_Water Heating_Natural Gas_Water Heater - Drainwater Heat Recovery_A_Achievable Economic TRC Potential | F7 | Commercial | Interruptible - Miscellaneous | New | Water Heating | Natural Gas | Water Heater - Drainwater Heat Recovery | A | Cumulative Energy Savings (MWh or mTherms) | Achievable Economic TRC Potential | 0 | 0 | 0 | 0 | 0 | 0 | 0 | 0 | 0 | 0 | 0 | 0 | 0 | 0 | 0 | 0 | 0 | 0 | 0 | 0 | 0 | 0 | 0 | 0 | 0 | 0 | 0
F8_Commercial_Interruptible - Miscellaneous_New_Water Heating_Natural Gas_Water Heater - Drainwater Heat Recovery_A_Achievable Economic TRC Potential | F8 | Commercial | Interruptible - Miscellaneous | New | Water Heating | Natural Gas | Water Heater - Drainwater Heat Recovery | A | Cumulative Summer Peak Savings (MW) | Achievable Economic TRC Potential | 0 | 0 | 0 | 0 | 0 | 0 | 0 | 0 | 0 | 0 | 0 | 0 | 0 | 0 | 0 | 0 | 0 | 0 | 0 | 0 | 0 | 0 | 0 | 0 | 0 | 0 | 0
F9_Commercial_Interruptible - Miscellaneous_New_Water Heating_Natural Gas_Water Heater - Drainwater Heat Recovery_A_Achievable Economic TRC Potential | F9 | Commercial | Interruptible - Miscellaneous | New | Water Heating | Natural Gas | Water Heater - Drainwater Heat Recovery | A | Cumulative Winter Peak Savings (MW) | Achievable Economic TRC Potential | 0 | 0 | 0 | 0 | 0 | 0 | 0 | 0 | 0 | 0 | 0 | 0 | 0 | 0 | 0 | 0 | 0 | 0 | 0 | 0 | 0 | 0 | 0 | 0 | 0 | 0 | 0
F10_Commercial_Interruptible - Miscellaneous_New_Water Heating_Natural Gas_Water Heater - Drainwater Heat Recovery_A_Achievable Economic TRC Potential | F10 | Commercial | Interruptible - Miscellaneous | New | Water Heating | Natural Gas | Water Heater - Drainwater Heat Recovery | A | Purchases (Incremental) | Achievable Economic TRC Potential | 0 | 0 | 0 | 0 | 0 | 0 | 0 | 0 | 0 | 0 | 0 | 0 | 0 | 0 | 0 | 0 | 0 | 0 | 0 | 0 | 0 | 0 | 0 | 0 | 0 | 0 | 0
F11_Commercial_Interruptible - Miscellaneous_New_Water Heating_Natural Gas_Water Heater - Drainwater Heat Recovery_A_Achievable Economic TRC Potential | F11 | Commercial | Interruptible - Miscellaneous | New | Water Heating | Natural Gas | Water Heater - Drainwater Heat Recovery | A | Purchases (Cumulative) | Achievable Economic TRC Potential | 0 | 0 | 0 | 0 | 0 | 0 | 0 | 0 | 0 | 0 | 0 | 0 | 0 | 0 | 0 | 0 | 0 | 0 | 0 | 0 | 0 | 0 | 0 | 0 | 0 | 0 | 0
F1_Commercial_Interruptible - Miscellaneous_New_Water Heating_Natural Gas_Water Heater - Circulation Pump Controls_A_Achievable Economic TRC Potential | F1 | Commercial | Interruptible - Miscellaneous | New | Water Heating | Natural Gas | Water Heater - Circulation Pump Controls | A | Integrated Unit Energy Savings (kWh or therms) | Achievable Economic TRC Potential | 0 | 0 | 0 | 0 | 0 | 0 | 0 | 0 | 0 | 0 | 0 | 0 | 0 | 0 | 0 | 0 | 0 | 0 | 0 | 0 | 0 | 0 | 0 | 0 | 0 | 0 | 0
F2_Commercial_Interruptible - Miscellaneous_New_Water Heating_Natural Gas_Water Heater - Circulation Pump Controls_A_Achievable Economic TRC Potential | F2 | Commercial | Interruptible - Miscellaneous | New | Water Heating | Natural Gas | Water Heater - Circulation Pump Controls | A | Integrated Unit Summer Peak Savings (kW) | Achievable Economic TRC Potential | 0 | 0 | 0 | 0 | 0 | 0 | 0 | 0 | 0 | 0 | 0 | 0 | 0 | 0 | 0 | 0 | 0 | 0 | 0 | 0 | 0 | 0 | 0 | 0 | 0 | 0 | 0
F3_Commercial_Interruptible - Miscellaneous_New_Water Heating_Natural Gas_Water Heater - Circulation Pump Controls_A_Achievable Economic TRC Potential | F3 | Commercial | Interruptible - Miscellaneous | New | Water Heating | Natural Gas | Water Heater - Circulation Pump Controls | A | Integrated Unit Winter Peak Savings (kW) | Achievable Economic TRC Potential | 0 | 0 | 0 | 0 | 0 | 0 | 0 | 0 | 0 | 0 | 0 | 0 | 0 | 0 | 0 | 0 | 0 | 0 | 0 | 0 | 0 | 0 | 0 | 0 | 0 | 0 | 0
F4_Commercial_Interruptible - Miscellaneous_New_Water Heating_Natural Gas_Water Heater - Circulation Pump Controls_A_Achievable Economic TRC Potential | F4 | Commercial | Interruptible - Miscellaneous | New | Water Heating | Natural Gas | Water Heater - Circulation Pump Controls | A | Incremental Energy Savings (MWh or mTherms) | Achievable Economic TRC Potential | 0 | 0 | 0 | 0 | 0 | 0 | 0 | 0 | 0 | 0 | 0 | 0 | 0 | 0 | 0 | 0 | 0 | 0 | 0 | 0 | 0 | 0 | 0 | 0 | 0 | 0 | 0
F5_Commercial_Interruptible - Miscellaneous_New_Water Heating_Natural Gas_Water Heater - Circulation Pump Controls_A_Achievable Economic TRC Potential | F5 | Commercial | Interruptible - Miscellaneous | New | Water Heating | Natural Gas | Water Heater - Circulation Pump Controls | A | Incremental Summer Peak Savings (MW) | Achievable Economic TRC Potential | 0 | 0 | 0 | 0 | 0 | 0 | 0 | 0 | 0 | 0 | 0 | 0 | 0 | 0 | 0 | 0 | 0 | 0 | 0 | 0 | 0 | 0 | 0 | 0 | 0 | 0 | 0
F6_Commercial_Interruptible - Miscellaneous_New_Water Heating_Natural Gas_Water Heater - Circulation Pump Controls_A_Achievable Economic TRC Potential | F6 | Commercial | Interruptible - Miscellaneous | New | Water Heating | Natural Gas | Water Heater - Circulation Pump Controls | A | Incremental Winter Peak Savings (MW) | Achievable Economic TRC Potential | 0 | 0 | 0 | 0 | 0 | 0 | 0 | 0 | 0 | 0 | 0 | 0 | 0 | 0 | 0 | 0 | 0 | 0 | 0 | 0 | 0 | 0 | 0 | 0 | 0 | 0 | 0
F7_Commercial_Interruptible - Miscellaneous_New_Water Heating_Natural Gas_Water Heater - Circulation Pump Controls_A_Achievable Economic TRC Potential | F7 | Commercial | Interruptible - Miscellaneous | New | Water Heating | Natural Gas | Water Heater - Circulation Pump Controls | A | Cumulative Energy Savings (MWh or mTherms) | Achievable Economic TRC Potential | 0 | 0 | 0 | 0 | 0 | 0 | 0 | 0 | 0 | 0 | 0 | 0 | 0 | 0 | 0 | 0 | 0 | 0 | 0 | 0 | 0 | 0 | 0 | 0 | 0 | 0 | 0
F8_Commercial_Interruptible - Miscellaneous_New_Water Heating_Natural Gas_Water Heater - Circulation Pump Controls_A_Achievable Economic TRC Potential | F8 | Commercial | Interruptible - Miscellaneous | New | Water Heating | Natural Gas | Water Heater - Circulation Pump Controls | A | Cumulative Summer Peak Savings (MW) | Achievable Economic TRC Potential | 0 | 0 | 0 | 0 | 0 | 0 | 0 | 0 | 0 | 0 | 0 | 0 | 0 | 0 | 0 | 0 | 0 | 0 | 0 | 0 | 0 | 0 | 0 | 0 | 0 | 0 | 0
F9_Commercial_Interruptible - Miscellaneous_New_Water Heating_Natural Gas_Water Heater - Circulation Pump Controls_A_Achievable Economic TRC Potential | F9 | Commercial | Interruptible - Miscellaneous | New | Water Heating | Natural Gas | Water Heater - Circulation Pump Controls | A | Cumulative Winter Peak Savings (MW) | Achievable Economic TRC Potential | 0 | 0 | 0 | 0 | 0 | 0 | 0 | 0 | 0 | 0 | 0 | 0 | 0 | 0 | 0 | 0 | 0 | 0 | 0 | 0 | 0 | 0 | 0 | 0 | 0 | 0 | 0
F10_Commercial_Interruptible - Miscellaneous_New_Water Heating_Natural Gas_Water Heater - Circulation Pump Controls_A_Achievable Economic TRC Potential | F10 | Commercial | Interruptible - Miscellaneous | New | Water Heating | Natural Gas | Water Heater - Circulation Pump Controls | A | Purchases (Incremental) | Achievable Economic TRC Potential | 0 | 0 | 0 | 0 | 0 | 0 | 0 | 0 | 0 | 0 | 0 | 0 | 0 | 0 | 0 | 0 | 0 | 0 | 0 | 0 | 0 | 0 | 0 | 0 | 0 | 0 | 0
F11_Commercial_Interruptible - Miscellaneous_New_Water Heating_Natural Gas_Water Heater - Circulation Pump Controls_A_Achievable Economic TRC Potential | F11 | Commercial | Interruptible - Miscellaneous | New | Water Heating | Natural Gas | Water Heater - Circulation Pump Controls | A | Purchases (Cumulative) | Achievable Economic TRC Potential | 0 | 0 | 0 | 0 | 0 | 0 | 0 | 0 | 0 | 0 | 0 | 0 | 0 | 0 | 0 | 0 | 0 | 0 | 0 | 0 | 0 | 0 | 0 | 0 | 0 | 0 | 0
F1_Commercial_Interruptible - Miscellaneous_New_Water Heating_Natural Gas_Water Heater - Pipe Insulation_A_Achievable Economic TRC Potential | F1 | Commercial | Interruptible - Miscellaneous | New | Water Heating | Natural Gas | Water Heater - Pipe Insulation | A | Integrated Unit Energy Savings (kWh or therms) | Achievable Economic TRC Potential | 0 | 0 | 0 | 0 | 0 | 0 | 0 | 0 | 0 | 0 | 0 | 0 | 0 | 0 | 0 | 0 | 0 | 0 | 0 | 0 | 0 | 0 | 0 | 0 | 0 | 0 | 0
F2_Commercial_Interruptible - Miscellaneous_New_Water Heating_Natural Gas_Water Heater - Pipe Insulation_A_Achievable Economic TRC Potential | F2 | Commercial | Interruptible - Miscellaneous | New | Water Heating | Natural Gas | Water Heater - Pipe Insulation | A | Integrated Unit Summer Peak Savings (kW) | Achievable Economic TRC Potential | 0 | 0 | 0 | 0 | 0 | 0 | 0 | 0 | 0 | 0 | 0 | 0 | 0 | 0 | 0 | 0 | 0 | 0 | 0 | 0 | 0 | 0 | 0 | 0 | 0 | 0 | 0
F3_Commercial_Interruptible - Miscellaneous_New_Water Heating_Natural Gas_Water Heater - Pipe Insulation_A_Achievable Economic TRC Potential | F3 | Commercial | Interruptible - Miscellaneous | New | Water Heating | Natural Gas | Water Heater - Pipe Insulation | A | Integrated Unit Winter Peak Savings (kW) | Achievable Economic TRC Potential | 0 | 0 | 0 | 0 | 0 | 0 | 0 | 0 | 0 | 0 | 0 | 0 | 0 | 0 | 0 | 0 | 0 | 0 | 0 | 0 | 0 | 0 | 0 | 0 | 0 | 0 | 0
F4_Commercial_Interruptible - Miscellaneous_New_Water Heating_Natural Gas_Water Heater - Pipe Insulation_A_Achievable Economic TRC Potential | F4 | Commercial | Interruptible - Miscellaneous | New | Water Heating | Natural Gas | Water Heater - Pipe Insulation | A | Incremental Energy Savings (MWh or mTherms) | Achievable Economic TRC Potential | 0 | 0 | 0 | 0 | 0 | 0 | 0 | 0 | 0 | 0 | 0 | 0 | 0 | 0 | 0 | 0 | 0 | 0 | 0 | 0 | 0 | 0 | 0 | 0 | 0 | 0 | 0
F5_Commercial_Interruptible - Miscellaneous_New_Water Heating_Natural Gas_Water Heater - Pipe Insulation_A_Achievable Economic TRC Potential | F5 | Commercial | Interruptible - Miscellaneous | New | Water Heating | Natural Gas | Water Heater - Pipe Insulation | A | Incremental Summer Peak Savings (MW) | Achievable Economic TRC Potential | 0 | 0 | 0 | 0 | 0 | 0 | 0 | 0 | 0 | 0 | 0 | 0 | 0 | 0 | 0 | 0 | 0 | 0 | 0 | 0 | 0 | 0 | 0 | 0 | 0 | 0 | 0
F6_Commercial_Interruptible - Miscellaneous_New_Water Heating_Natural Gas_Water Heater - Pipe Insulation_A_Achievable Economic TRC Potential | F6 | Commercial | Interruptible - Miscellaneous | New | Water Heating | Natural Gas | Water Heater - Pipe Insulation | A | Incremental Winter Peak Savings (MW) | Achievable Economic TRC Potential | 0 | 0 | 0 | 0 | 0 | 0 | 0 | 0 | 0 | 0 | 0 | 0 | 0 | 0 | 0 | 0 | 0 | 0 | 0 | 0 | 0 | 0 | 0 | 0 | 0 | 0 | 0
F7_Commercial_Interruptible - Miscellaneous_New_Water Heating_Natural Gas_Water Heater - Pipe Insulation_A_Achievable Economic TRC Potential | F7 | Commercial | Interruptible - Miscellaneous | New | Water Heating | Natural Gas | Water Heater - Pipe Insulation | A | Cumulative Energy Savings (MWh or mTherms) | Achievable Economic TRC Potential | 0 | 0 | 0 | 0 | 0 | 0 | 0 | 0 | 0 | 0 | 0 | 0 | 0 | 0 | 0 | 0 | 0 | 0 | 0 | 0 | 0 | 0 | 0 | 0 | 0 | 0 | 0
F8_Commercial_Interruptible - Miscellaneous_New_Water Heating_Natural Gas_Water Heater - Pipe Insulation_A_Achievable Economic TRC Potential | F8 | Commercial | Interruptible - Miscellaneous | New | Water Heating | Natural Gas | Water Heater - Pipe Insulation | A | Cumulative Summer Peak Savings (MW) | Achievable Economic TRC Potential | 0 | 0 | 0 | 0 | 0 | 0 | 0 | 0 | 0 | 0 | 0 | 0 | 0 | 0 | 0 | 0 | 0 | 0 | 0 | 0 | 0 | 0 | 0 | 0 | 0 | 0 | 0
F9_Commercial_Interruptible - Miscellaneous_New_Water Heating_Natural Gas_Water Heater - Pipe Insulation_A_Achievable Economic TRC Potential | F9 | Commercial | Interruptible - Miscellaneous | New | Water Heating | Natural Gas | Water Heater - Pipe Insulation | A | Cumulative Winter Peak Savings (MW) | Achievable Economic TRC Potential | 0 | 0 | 0 | 0 | 0 | 0 | 0 | 0 | 0 | 0 | 0 | 0 | 0 | 0 | 0 | 0 | 0 | 0 | 0 | 0 | 0 | 0 | 0 | 0 | 0 | 0 | 0
F10_Commercial_Interruptible - Miscellaneous_New_Water Heating_Natural Gas_Water Heater - Pipe Insulation_A_Achievable Economic TRC Potential | F10 | Commercial | Interruptible - Miscellaneous | New | Water Heating | Natural Gas | Water Heater - Pipe Insulation | A | Purchases (Incremental) | Achievable Economic TRC Potential | 0 | 0 | 0 | 0 | 0 | 0 | 0 | 0 | 0 | 0 | 0 | 0 | 0 | 0 | 0 | 0 | 0 | 0 | 0 | 0 | 0 | 0 | 0 | 0 | 0 | 0 | 0
F11_Commercial_Interruptible - Miscellaneous_New_Water Heating_Natural Gas_Water Heater - Pipe Insulation_A_Achievable Economic TRC Potential | F11 | Commercial | Interruptible - Miscellaneous | New | Water Heating | Natural Gas | Water Heater - Pipe Insulation | A | Purchases (Cumulative) | Achievable Economic TRC Potential | 0 | 0 | 0 | 0 | 0 | 0 | 0 | 0 | 0 | 0 | 0 | 0 | 0 | 0 | 0 | 0 | 0 | 0 | 0 | 0 | 0 | 0 | 0 | 0 | 0 | 0 | 0
F1_Commercial_Interruptible - Miscellaneous_New_Water Heating_Natural Gas_Water Heater - Motion Control Faucet_A_Achievable Economic TRC Potential | F1 | Commercial | Interruptible - Miscellaneous | New | Water Heating | Natural Gas | Water Heater - Motion Control Faucet | A | Integrated Unit Energy Savings (kWh or therms) | Achievable Economic TRC Potential | 0 | 0 | 0 | 0 | 0 | 0 | 0 | 0 | 0 | 0 | 0 | 0 | 0 | 0 | 0 | 0 | 0 | 0 | 0 | 0 | 0 | 0 | 0 | 0 | 0 | 0 | 0
F2_Commercial_Interruptible - Miscellaneous_New_Water Heating_Natural Gas_Water Heater - Motion Control Faucet_A_Achievable Economic TRC Potential | F2 | Commercial | Interruptible - Miscellaneous | New | Water Heating | Natural Gas | Water Heater - Motion Control Faucet | A | Integrated Unit Summer Peak Savings (kW) | Achievable Economic TRC Potential | 0 | 0 | 0 | 0 | 0 | 0 | 0 | 0 | 0 | 0 | 0 | 0 | 0 | 0 | 0 | 0 | 0 | 0 | 0 | 0 | 0 | 0 | 0 | 0 | 0 | 0 | 0
F3_Commercial_Interruptible - Miscellaneous_New_Water Heating_Natural Gas_Water Heater - Motion Control Faucet_A_Achievable Economic TRC Potential | F3 | Commercial | Interruptible - Miscellaneous | New | Water Heating | Natural Gas | Water Heater - Motion Control Faucet | A | Integrated Unit Winter Peak Savings (kW) | Achievable Economic TRC Potential | 0 | 0 | 0 | 0 | 0 | 0 | 0 | 0 | 0 | 0 | 0 | 0 | 0 | 0 | 0 | 0 | 0 | 0 | 0 | 0 | 0 | 0 | 0 | 0 | 0 | 0 | 0
F4_Commercial_Interruptible - Miscellaneous_New_Water Heating_Natural Gas_Water Heater - Motion Control Faucet_A_Achievable Economic TRC Potential | F4 | Commercial | Interruptible - Miscellaneous | New | Water Heating | Natural Gas | Water Heater - Motion Control Faucet | A | Incremental Energy Savings (MWh or mTherms) | Achievable Economic TRC Potential | 0 | 0 | 0 | 0 | 0 | 0 | 0 | 0 | 0 | 0 | 0 | 0 | 0 | 0 | 0 | 0 | 0 | 0 | 0 | 0 | 0 | 0 | 0 | 0 | 0 | 0 | 0
F5_Commercial_Interruptible - Miscellaneous_New_Water Heating_Natural Gas_Water Heater - Motion Control Faucet_A_Achievable Economic TRC Potential | F5 | Commercial | Interruptible - Miscellaneous | New | Water Heating | Natural Gas | Water Heater - Motion Control Faucet | A | Incremental Summer Peak Savings (MW) | Achievable Economic TRC Potential | 0 | 0 | 0 | 0 | 0 | 0 | 0 | 0 | 0 | 0 | 0 | 0 | 0 | 0 | 0 | 0 | 0 | 0 | 0 | 0 | 0 | 0 | 0 | 0 | 0 | 0 | 0
F6_Commercial_Interruptible - Miscellaneous_New_Water Heating_Natural Gas_Water Heater - Motion Control Faucet_A_Achievable Economic TRC Potential | F6 | Commercial | Interruptible - Miscellaneous | New | Water Heating | Natural Gas | Water Heater - Motion Control Faucet | A | Incremental Winter Peak Savings (MW) | Achievable Economic TRC Potential | 0 | 0 | 0 | 0 | 0 | 0 | 0 | 0 | 0 | 0 | 0 | 0 | 0 | 0 | 0 | 0 | 0 | 0 | 0 | 0 | 0 | 0 | 0 | 0 | 0 | 0 | 0
F7_Commercial_Interruptible - Miscellaneous_New_Water Heating_Natural Gas_Water Heater - Motion Control Faucet_A_Achievable Economic TRC Potential | F7 | Commercial | Interruptible - Miscellaneous | New | Water Heating | Natural Gas | Water Heater - Motion Control Faucet | A | Cumulative Energy Savings (MWh or mTherms) | Achievable Economic TRC Potential | 0 | 0 | 0 | 0 | 0 | 0 | 0 | 0 | 0 | 0 | 0 | 0 | 0 | 0 | 0 | 0 | 0 | 0 | 0 | 0 | 0 | 0 | 0 | 0 | 0 | 0 | 0
F8_Commercial_Interruptible - Miscellaneous_New_Water Heating_Natural Gas_Water Heater - Motion Control Faucet_A_Achievable Economic TRC Potential | F8 | Commercial | Interruptible - Miscellaneous | New | Water Heating | Natural Gas | Water Heater - Motion Control Faucet | A | Cumulative Summer Peak Savings (MW) | Achievable Economic TRC Potential | 0 | 0 | 0 | 0 | 0 | 0 | 0 | 0 | 0 | 0 | 0 | 0 | 0 | 0 | 0 | 0 | 0 | 0 | 0 | 0 | 0 | 0 | 0 | 0 | 0 | 0 | 0
F9_Commercial_Interruptible - Miscellaneous_New_Water Heating_Natural Gas_Water Heater - Motion Control Faucet_A_Achievable Economic TRC Potential | F9 | Commercial | Interruptible - Miscellaneous | New | Water Heating | Natural Gas | Water Heater - Motion Control Faucet | A | Cumulative Winter Peak Savings (MW) | Achievable Economic TRC Potential | 0 | 0 | 0 | 0 | 0 | 0 | 0 | 0 | 0 | 0 | 0 | 0 | 0 | 0 | 0 | 0 | 0 | 0 | 0 | 0 | 0 | 0 | 0 | 0 | 0 | 0 | 0
F10_Commercial_Interruptible - Miscellaneous_New_Water Heating_Natural Gas_Water Heater - Motion Control Faucet_A_Achievable Economic TRC Potential | F10 | Commercial | Interruptible - Miscellaneous | New | Water Heating | Natural Gas | Water Heater - Motion Control Faucet | A | Purchases (Incremental) | Achievable Economic TRC Potential | 0 | 0 | 0 | 0 | 0 | 0 | 0 | 0 | 0 | 0 | 0 | 0 | 0 | 0 | 0 | 0 | 0 | 0 | 0 | 0 | 0 | 0 | 0 | 0 | 0 | 0 | 0
F11_Commercial_Interruptible - Miscellaneous_New_Water Heating_Natural Gas_Water Heater - Motion Control Faucet_A_Achievable Economic TRC Potential | F11 | Commercial | Interruptible - Miscellaneous | New | Water Heating | Natural Gas | Water Heater - Motion Control Faucet | A | Purchases (Cumulative) | Achievable Economic TRC Potential | 0 | 0 | 0 | 0 | 0 | 0 | 0 | 0 | 0 | 0 | 0 | 0 | 0 | 0 | 0 | 0 | 0 | 0 | 0 | 0 | 0 | 0 | 0 | 0 | 0 | 0 | 0
F1_Commercial_Interruptible - Miscellaneous_New_Water Heating_Natural Gas_Water Heater - Solar System_A_Achievable Economic TRC Potential | F1 | Commercial | Interruptible - Miscellaneous | New | Water Heating | Natural Gas | Water Heater - Solar System | A | Integrated Unit Energy Savings (kWh or therms) | Achievable Economic TRC Potential | 0 | 0 | 0 | 0 | 0 | 0 | 0 | 0 | 0 | 0 | 0 | 0 | 0 | 0 | 0 | 0 | 0 | 0 | 0 | 0 | 0 | 0 | 0 | 0 | 0 | 0 | 0
F2_Commercial_Interruptible - Miscellaneous_New_Water Heating_Natural Gas_Water Heater - Solar System_A_Achievable Economic TRC Potential | F2 | Commercial | Interruptible - Miscellaneous | New | Water Heating | Natural Gas | Water Heater - Solar System | A | Integrated Unit Summer Peak Savings (kW) | Achievable Economic TRC Potential | 0 | 0 | 0 | 0 | 0 | 0 | 0 | 0 | 0 | 0 | 0 | 0 | 0 | 0 | 0 | 0 | 0 | 0 | 0 | 0 | 0 | 0 | 0 | 0 | 0 | 0 | 0
F3_Commercial_Interruptible - Miscellaneous_New_Water Heating_Natural Gas_Water Heater - Solar System_A_Achievable Economic TRC Potential | F3 | Commercial | Interruptible - Miscellaneous | New | Water Heating | Natural Gas | Water Heater - Solar System | A | Integrated Unit Winter Peak Savings (kW) | Achievable Economic TRC Potential | 0 | 0 | 0 | 0 | 0 | 0 | 0 | 0 | 0 | 0 | 0 | 0 | 0 | 0 | 0 | 0 | 0 | 0 | 0 | 0 | 0 | 0 | 0 | 0 | 0 | 0 | 0
F4_Commercial_Interruptible - Miscellaneous_New_Water Heating_Natural Gas_Water Heater - Solar System_A_Achievable Economic TRC Potential | F4 | Commercial | Interruptible - Miscellaneous | New | Water Heating | Natural Gas | Water Heater - Solar System | A | Incremental Energy Savings (MWh or mTherms) | Achievable Economic TRC Potential | 0 | 0 | 0 | 0 | 0 | 0 | 0 | 0 | 0 | 0 | 0 | 0 | 0 | 0 | 0 | 0 | 0 | 0 | 0 | 0 | 0 | 0 | 0 | 0 | 0 | 0 | 0
F5_Commercial_Interruptible - Miscellaneous_New_Water Heating_Natural Gas_Water Heater - Solar System_A_Achievable Economic TRC Potential | F5 | Commercial | Interruptible - Miscellaneous | New | Water Heating | Natural Gas | Water Heater - Solar System | A | Incremental Summer Peak Savings (MW) | Achievable Economic TRC Potential | 0 | 0 | 0 | 0 | 0 | 0 | 0 | 0 | 0 | 0 | 0 | 0 | 0 | 0 | 0 | 0 | 0 | 0 | 0 | 0 | 0 | 0 | 0 | 0 | 0 | 0 | 0
F6_Commercial_Interruptible - Miscellaneous_New_Water Heating_Natural Gas_Water Heater - Solar System_A_Achievable Economic TRC Potential | F6 | Commercial | Interruptible - Miscellaneous | New | Water Heating | Natural Gas | Water Heater - Solar System | A | Incremental Winter Peak Savings (MW) | Achievable Economic TRC Potential | 0 | 0 | 0 | 0 | 0 | 0 | 0 | 0 | 0 | 0 | 0 | 0 | 0 | 0 | 0 | 0 | 0 | 0 | 0 | 0 | 0 | 0 | 0 | 0 | 0 | 0 | 0
F7_Commercial_Interruptible - Miscellaneous_New_Water Heating_Natural Gas_Water Heater - Solar System_A_Achievable Economic TRC Potential | F7 | Commercial | Interruptible - Miscellaneous | New | Water Heating | Natural Gas | Water Heater - Solar System | A | Cumulative Energy Savings (MWh or mTherms) | Achievable Economic TRC Potential | 0 | 0 | 0 | 0 | 0 | 0 | 0 | 0 | 0 | 0 | 0 | 0 | 0 | 0 | 0 | 0 | 0 | 0 | 0 | 0 | 0 | 0 | 0 | 0 | 0 | 0 | 0
F8_Commercial_Interruptible - Miscellaneous_New_Water Heating_Natural Gas_Water Heater - Solar System_A_Achievable Economic TRC Potential | F8 | Commercial | Interruptible - Miscellaneous | New | Water Heating | Natural Gas | Water Heater - Solar System | A | Cumulative Summer Peak Savings (MW) | Achievable Economic TRC Potential | 0 | 0 | 0 | 0 | 0 | 0 | 0 | 0 | 0 | 0 | 0 | 0 | 0 | 0 | 0 | 0 | 0 | 0 | 0 | 0 | 0 | 0 | 0 | 0 | 0 | 0 | 0
F9_Commercial_Interruptible - Miscellaneous_New_Water Heating_Natural Gas_Water Heater - Solar System_A_Achievable Economic TRC Potential | F9 | Commercial | Interruptible - Miscellaneous | New | Water Heating | Natural Gas | Water Heater - Solar System | A | Cumulative Winter Peak Savings (MW) | Achievable Economic TRC Potential | 0 | 0 | 0 | 0 | 0 | 0 | 0 | 0 | 0 | 0 | 0 | 0 | 0 | 0 | 0 | 0 | 0 | 0 | 0 | 0 | 0 | 0 | 0 | 0 | 0 | 0 | 0
F10_Commercial_Interruptible - Miscellaneous_New_Water Heating_Natural Gas_Water Heater - Solar System_A_Achievable Economic TRC Potential | F10 | Commercial | Interruptible - Miscellaneous | New | Water Heating | Natural Gas | Water Heater - Solar System | A | Purchases (Incremental) | Achievable Economic TRC Potential | 0 | 0 | 0 | 0 | 0 | 0 | 0 | 0 | 0 | 0 | 0 | 0 | 0 | 0 | 0 | 0 | 0 | 0 | 0 | 0 | 0 | 0 | 0 | 0 | 0 | 0 | 0
F11_Commercial_Interruptible - Miscellaneous_New_Water Heating_Natural Gas_Water Heater - Solar System_A_Achievable Economic TRC Potential | F11 | Commercial | Interruptible - Miscellaneous | New | Water Heating | Natural Gas | Water Heater - Solar System | A | Purchases (Cumulative) | Achievable Economic TRC Potential | 0 | 0 | 0 | 0 | 0 | 0 | 0 | 0 | 0 | 0 | 0 | 0 | 0 | 0 | 0 | 0 | 0 | 0 | 0 | 0 | 0 | 0 | 0 | 0 | 0 | 0 | 0
F1_Commercial_Interruptible - Miscellaneous_New_Water Heating_Natural Gas_Commercial Laundry - Ozone Treatment_A_Achievable Economic TRC Potential | F1 | Commercial | Interruptible - Miscellaneous | New | Water Heating | Natural Gas | Commercial Laundry - Ozone Treatment | A | Integrated Unit Energy Savings (kWh or therms) | Achievable Economic TRC Potential | 0 | 0 | 0 | 0 | 0 | 0 | 0 | 0 | 0 | 0 | 0 | 0 | 0 | 0 | 0 | 0 | 0 | 0 | 0 | 0 | 0 | 0 | 0 | 0 | 0 | 0 | 0
F2_Commercial_Interruptible - Miscellaneous_New_Water Heating_Natural Gas_Commercial Laundry - Ozone Treatment_A_Achievable Economic TRC Potential | F2 | Commercial | Interruptible - Miscellaneous | New | Water Heating | Natural Gas | Commercial Laundry - Ozone Treatment | A | Integrated Unit Summer Peak Savings (kW) | Achievable Economic TRC Potential | 0 | 0 | 0 | 0 | 0 | 0 | 0 | 0 | 0 | 0 | 0 | 0 | 0 | 0 | 0 | 0 | 0 | 0 | 0 | 0 | 0 | 0 | 0 | 0 | 0 | 0 | 0
F3_Commercial_Interruptible - Miscellaneous_New_Water Heating_Natural Gas_Commercial Laundry - Ozone Treatment_A_Achievable Economic TRC Potential | F3 | Commercial | Interruptible - Miscellaneous | New | Water Heating | Natural Gas | Commercial Laundry - Ozone Treatment | A | Integrated Unit Winter Peak Savings (kW) | Achievable Economic TRC Potential | 0 | 0 | 0 | 0 | 0 | 0 | 0 | 0 | 0 | 0 | 0 | 0 | 0 | 0 | 0 | 0 | 0 | 0 | 0 | 0 | 0 | 0 | 0 | 0 | 0 | 0 | 0
F4_Commercial_Interruptible - Miscellaneous_New_Water Heating_Natural Gas_Commercial Laundry - Ozone Treatment_A_Achievable Economic TRC Potential | F4 | Commercial | Interruptible - Miscellaneous | New | Water Heating | Natural Gas | Commercial Laundry - Ozone Treatment | A | Incremental Energy Savings (MWh or mTherms) | Achievable Economic TRC Potential | 0 | 0 | 0 | 0 | 0 | 0 | 0 | 0 | 0 | 0 | 0 | 0 | 0 | 0 | 0 | 0 | 0 | 0 | 0 | 0 | 0 | 0 | 0 | 0 | 0 | 0 | 0
F5_Commercial_Interruptible - Miscellaneous_New_Water Heating_Natural Gas_Commercial Laundry - Ozone Treatment_A_Achievable Economic TRC Potential | F5 | Commercial | Interruptible - Miscellaneous | New | Water Heating | Natural Gas | Commercial Laundry - Ozone Treatment | A | Incremental Summer Peak Savings (MW) | Achievable Economic TRC Potential | 0 | 0 | 0 | 0 | 0 | 0 | 0 | 0 | 0 | 0 | 0 | 0 | 0 | 0 | 0 | 0 | 0 | 0 | 0 | 0 | 0 | 0 | 0 | 0 | 0 | 0 | 0
F6_Commercial_Interruptible - Miscellaneous_New_Water Heating_Natural Gas_Commercial Laundry - Ozone Treatment_A_Achievable Economic TRC Potential | F6 | Commercial | Interruptible - Miscellaneous | New | Water Heating | Natural Gas | Commercial Laundry - Ozone Treatment | A | Incremental Winter Peak Savings (MW) | Achievable Economic TRC Potential | 0 | 0 | 0 | 0 | 0 | 0 | 0 | 0 | 0 | 0 | 0 | 0 | 0 | 0 | 0 | 0 | 0 | 0 | 0 | 0 | 0 | 0 | 0 | 0 | 0 | 0 | 0
F7_Commercial_Interruptible - Miscellaneous_New_Water Heating_Natural Gas_Commercial Laundry - Ozone Treatment_A_Achievable Economic TRC Potential | F7 | Commercial | Interruptible - Miscellaneous | New | Water Heating | Natural Gas | Commercial Laundry - Ozone Treatment | A | Cumulative Energy Savings (MWh or mTherms) | Achievable Economic TRC Potential | 0 | 0 | 0 | 0 | 0 | 0 | 0 | 0 | 0 | 0 | 0 | 0 | 0 | 0 | 0 | 0 | 0 | 0 | 0 | 0 | 0 | 0 | 0 | 0 | 0 | 0 | 0
F8_Commercial_Interruptible - Miscellaneous_New_Water Heating_Natural Gas_Commercial Laundry - Ozone Treatment_A_Achievable Economic TRC Potential | F8 | Commercial | Interruptible - Miscellaneous | New | Water Heating | Natural Gas | Commercial Laundry - Ozone Treatment | A | Cumulative Summer Peak Savings (MW) | Achievable Economic TRC Potential | 0 | 0 | 0 | 0 | 0 | 0 | 0 | 0 | 0 | 0 | 0 | 0 | 0 | 0 | 0 | 0 | 0 | 0 | 0 | 0 | 0 | 0 | 0 | 0 | 0 | 0 | 0
F9_Commercial_Interruptible - Miscellaneous_New_Water Heating_Natural Gas_Commercial Laundry - Ozone Treatment_A_Achievable Economic TRC Potential | F9 | Commercial | Interruptible - Miscellaneous | New | Water Heating | Natural Gas | Commercial Laundry - Ozone Treatment | A | Cumulative Winter Peak Savings (MW) | Achievable Economic TRC Potential | 0 | 0 | 0 | 0 | 0 | 0 | 0 | 0 | 0 | 0 | 0 | 0 | 0 | 0 | 0 | 0 | 0 | 0 | 0 | 0 | 0 | 0 | 0 | 0 | 0 | 0 | 0
F10_Commercial_Interruptible - Miscellaneous_New_Water Heating_Natural Gas_Commercial Laundry - Ozone Treatment_A_Achievable Economic TRC Potential | F10 | Commercial | Interruptible - Miscellaneous | New | Water Heating | Natural Gas | Commercial Laundry - Ozone Treatment | A | Purchases (Incremental) | Achievable Economic TRC Potential | 0 | 0 | 0 | 0 | 0 | 0 | 0 | 0 | 0 | 0 | 0 | 0 | 0 | 0 | 0 | 0 | 0 | 0 | 0 | 0 | 0 | 0 | 0 | 0 | 0 | 0 | 0
F11_Commercial_Interruptible - Miscellaneous_New_Water Heating_Natural Gas_Commercial Laundry - Ozone Treatment_A_Achievable Economic TRC Potential | F11 | Commercial | Interruptible - Miscellaneous | New | Water Heating | Natural Gas | Commercial Laundry - Ozone Treatment | A | Purchases (Cumulative) | Achievable Economic TRC Potential | 0 | 0 | 0 | 0 | 0 | 0 | 0 | 0 | 0 | 0 | 0 | 0 | 0 | 0 | 0 | 0 | 0 | 0 | 0 | 0 | 0 | 0 | 0 | 0 | 0 | 0 | 0
F1_Commercial_Interruptible - Miscellaneous_New_Water Heating_Natural Gas_Commercial Laundry - ENERGY STAR Washer_A_Achievable Economic TRC Potential | F1 | Commercial | Interruptible - Miscellaneous | New | Water Heating | Natural Gas | Commercial Laundry - ENERGY STAR Washer | A | Integrated Unit Energy Savings (kWh or therms) | Achievable Economic TRC Potential | 0 | 0 | 0 | 0 | 0 | 0 | 0 | 0 | 0 | 0 | 0 | 0 | 0 | 0 | 0 | 0 | 0 | 0 | 0 | 0 | 0 | 0 | 0 | 0 | 0 | 0 | 0
F2_Commercial_Interruptible - Miscellaneous_New_Water Heating_Natural Gas_Commercial Laundry - ENERGY STAR Washer_A_Achievable Economic TRC Potential | F2 | Commercial | Interruptible - Miscellaneous | New | Water Heating | Natural Gas | Commercial Laundry - ENERGY STAR Washer | A | Integrated Unit Summer Peak Savings (kW) | Achievable Economic TRC Potential | 0 | 0 | 0 | 0 | 0 | 0 | 0 | 0 | 0 | 0 | 0 | 0 | 0 | 0 | 0 | 0 | 0 | 0 | 0 | 0 | 0 | 0 | 0 | 0 | 0 | 0 | 0
F3_Commercial_Interruptible - Miscellaneous_New_Water Heating_Natural Gas_Commercial Laundry - ENERGY STAR Washer_A_Achievable Economic TRC Potential | F3 | Commercial | Interruptible - Miscellaneous | New | Water Heating | Natural Gas | Commercial Laundry - ENERGY STAR Washer | A | Integrated Unit Winter Peak Savings (kW) | Achievable Economic TRC Potential | 0 | 0 | 0 | 0 | 0 | 0 | 0 | 0 | 0 | 0 | 0 | 0 | 0 | 0 | 0 | 0 | 0 | 0 | 0 | 0 | 0 | 0 | 0 | 0 | 0 | 0 | 0
F4_Commercial_Interruptible - Miscellaneous_New_Water Heating_Natural Gas_Commercial Laundry - ENERGY STAR Washer_A_Achievable Economic TRC Potential | F4 | Commercial | Interruptible - Miscellaneous | New | Water Heating | Natural Gas | Commercial Laundry - ENERGY STAR Washer | A | Incremental Energy Savings (MWh or mTherms) | Achievable Economic TRC Potential | 0 | 0 | 0 | 0 | 0 | 0 | 0 | 0 | 0 | 0 | 0 | 0 | 0 | 0 | 0 | 0 | 0 | 0 | 0 | 0 | 0 | 0 | 0 | 0 | 0 | 0 | 0
F5_Commercial_Interruptible - Miscellaneous_New_Water Heating_Natural Gas_Commercial Laundry - ENERGY STAR Washer_A_Achievable Economic TRC Potential | F5 | Commercial | Interruptible - Miscellaneous | New | Water Heating | Natural Gas | Commercial Laundry - ENERGY STAR Washer | A | Incremental Summer Peak Savings (MW) | Achievable Economic TRC Potential | 0 | 0 | 0 | 0 | 0 | 0 | 0 | 0 | 0 | 0 | 0 | 0 | 0 | 0 | 0 | 0 | 0 | 0 | 0 | 0 | 0 | 0 | 0 | 0 | 0 | 0 | 0
F6_Commercial_Interruptible - Miscellaneous_New_Water Heating_Natural Gas_Commercial Laundry - ENERGY STAR Washer_A_Achievable Economic TRC Potential | F6 | Commercial | Interruptible - Miscellaneous | New | Water Heating | Natural Gas | Commercial Laundry - ENERGY STAR Washer | A | Incremental Winter Peak Savings (MW) | Achievable Economic TRC Potential | 0 | 0 | 0 | 0 | 0 | 0 | 0 | 0 | 0 | 0 | 0 | 0 | 0 | 0 | 0 | 0 | 0 | 0 | 0 | 0 | 0 | 0 | 0 | 0 | 0 | 0 | 0
F7_Commercial_Interruptible - Miscellaneous_New_Water Heating_Natural Gas_Commercial Laundry - ENERGY STAR Washer_A_Achievable Economic TRC Potential | F7 | Commercial | Interruptible - Miscellaneous | New | Water Heating | Natural Gas | Commercial Laundry - ENERGY STAR Washer | A | Cumulative Energy Savings (MWh or mTherms) | Achievable Economic TRC Potential | 0 | 0 | 0 | 0 | 0 | 0 | 0 | 0 | 0 | 0 | 0 | 0 | 0 | 0 | 0 | 0 | 0 | 0 | 0 | 0 | 0 | 0 | 0 | 0 | 0 | 0 | 0
F8_Commercial_Interruptible - Miscellaneous_New_Water Heating_Natural Gas_Commercial Laundry - ENERGY STAR Washer_A_Achievable Economic TRC Potential | F8 | Commercial | Interruptible - Miscellaneous | New | Water Heating | Natural Gas | Commercial Laundry - ENERGY STAR Washer | A | Cumulative Summer Peak Savings (MW) | Achievable Economic TRC Potential | 0 | 0 | 0 | 0 | 0 | 0 | 0 | 0 | 0 | 0 | 0 | 0 | 0 | 0 | 0 | 0 | 0 | 0 | 0 | 0 | 0 | 0 | 0 | 0 | 0 | 0 | 0
F9_Commercial_Interruptible - Miscellaneous_New_Water Heating_Natural Gas_Commercial Laundry - ENERGY STAR Washer_A_Achievable Economic TRC Potential | F9 | Commercial | Interruptible - Miscellaneous | New | Water Heating | Natural Gas | Commercial Laundry - ENERGY STAR Washer | A | Cumulative Winter Peak Savings (MW) | Achievable Economic TRC Potential | 0 | 0 | 0 | 0 | 0 | 0 | 0 | 0 | 0 | 0 | 0 | 0 | 0 | 0 | 0 | 0 | 0 | 0 | 0 | 0 | 0 | 0 | 0 | 0 | 0 | 0 | 0
F10_Commercial_Interruptible - Miscellaneous_New_Water Heating_Natural Gas_Commercial Laundry - ENERGY STAR Washer_A_Achievable Economic TRC Potential | F10 | Commercial | Interruptible - Miscellaneous | New | Water Heating | Natural Gas | Commercial Laundry - ENERGY STAR Washer | A | Purchases (Incremental) | Achievable Economic TRC Potential | 0 | 0 | 0 | 0 | 0 | 0 | 0 | 0 | 0 | 0 | 0 | 0 | 0 | 0 | 0 | 0 | 0 | 0 | 0 | 0 | 0 | 0 | 0 | 0 | 0 | 0 | 0
F11_Commercial_Interruptible - Miscellaneous_New_Water Heating_Natural Gas_Commercial Laundry - ENERGY STAR Washer_A_Achievable Economic TRC Potential | F11 | Commercial | Interruptible - Miscellaneous | New | Water Heating | Natural Gas | Commercial Laundry - ENERGY STAR Washer | A | Purchases (Cumulative) | Achievable Economic TRC Potential | 0 | 0 | 0 | 0 | 0 | 0 | 0 | 0 | 0 | 0 | 0 | 0 | 0 | 0 | 0 | 0 | 0 | 0 | 0 | 0 | 0 | 0 | 0 | 0 | 0 | 0 | 0
F1_Commercial_Interruptible - Miscellaneous_New_Water Heating_Natural Gas_Water Heater - Efficient Dishwasher_A_Achievable Economic TRC Potential | F1 | Commercial | Interruptible - Miscellaneous | New | Water Heating | Natural Gas | Water Heater - Efficient Dishwasher | A | Integrated Unit Energy Savings (kWh or therms) | Achievable Economic TRC Potential | 0 | 0 | 0 | 0 | 0 | 0 | 0 | 0 | 0 | 0 | 0 | 0 | 0 | 0 | 0 | 0 | 0 | 0 | 0 | 0 | 0 | 0 | 0 | 0 | 0 | 0 | 0
F2_Commercial_Interruptible - Miscellaneous_New_Water Heating_Natural Gas_Water Heater - Efficient Dishwasher_A_Achievable Economic TRC Potential | F2 | Commercial | Interruptible - Miscellaneous | New | Water Heating | Natural Gas | Water Heater - Efficient Dishwasher | A | Integrated Unit Summer Peak Savings (kW) | Achievable Economic TRC Potential | 0 | 0 | 0 | 0 | 0 | 0 | 0 | 0 | 0 | 0 | 0 | 0 | 0 | 0 | 0 | 0 | 0 | 0 | 0 | 0 | 0 | 0 | 0 | 0 | 0 | 0 | 0
F3_Commercial_Interruptible - Miscellaneous_New_Water Heating_Natural Gas_Water Heater - Efficient Dishwasher_A_Achievable Economic TRC Potential | F3 | Commercial | Interruptible - Miscellaneous | New | Water Heating | Natural Gas | Water Heater - Efficient Dishwasher | A | Integrated Unit Winter Peak Savings (kW) | Achievable Economic TRC Potential | 0 | 0 | 0 | 0 | 0 | 0 | 0 | 0 | 0 | 0 | 0 | 0 | 0 | 0 | 0 | 0 | 0 | 0 | 0 | 0 | 0 | 0 | 0 | 0 | 0 | 0 | 0
F4_Commercial_Interruptible - Miscellaneous_New_Water Heating_Natural Gas_Water Heater - Efficient Dishwasher_A_Achievable Economic TRC Potential | F4 | Commercial | Interruptible - Miscellaneous | New | Water Heating | Natural Gas | Water Heater - Efficient Dishwasher | A | Incremental Energy Savings (MWh or mTherms) | Achievable Economic TRC Potential | 0 | 0 | 0 | 0 | 0 | 0 | 0 | 0 | 0 | 0 | 0 | 0 | 0 | 0 | 0 | 0 | 0 | 0 | 0 | 0 | 0 | 0 | 0 | 0 | 0 | 0 | 0
F5_Commercial_Interruptible - Miscellaneous_New_Water Heating_Natural Gas_Water Heater - Efficient Dishwasher_A_Achievable Economic TRC Potential | F5 | Commercial | Interruptible - Miscellaneous | New | Water Heating | Natural Gas | Water Heater - Efficient Dishwasher | A | Incremental Summer Peak Savings (MW) | Achievable Economic TRC Potential | 0 | 0 | 0 | 0 | 0 | 0 | 0 | 0 | 0 | 0 | 0 | 0 | 0 | 0 | 0 | 0 | 0 | 0 | 0 | 0 | 0 | 0 | 0 | 0 | 0 | 0 | 0
F6_Commercial_Interruptible - Miscellaneous_New_Water Heating_Natural Gas_Water Heater - Efficient Dishwasher_A_Achievable Economic TRC Potential | F6 | Commercial | Interruptible - Miscellaneous | New | Water Heating | Natural Gas | Water Heater - Efficient Dishwasher | A | Incremental Winter Peak Savings (MW) | Achievable Economic TRC Potential | 0 | 0 | 0 | 0 | 0 | 0 | 0 | 0 | 0 | 0 | 0 | 0 | 0 | 0 | 0 | 0 | 0 | 0 | 0 | 0 | 0 | 0 | 0 | 0 | 0 | 0 | 0
F7_Commercial_Interruptible - Miscellaneous_New_Water Heating_Natural Gas_Water Heater - Efficient Dishwasher_A_Achievable Economic TRC Potential | F7 | Commercial | Interruptible - Miscellaneous | New | Water Heating | Natural Gas | Water Heater - Efficient Dishwasher | A | Cumulative Energy Savings (MWh or mTherms) | Achievable Economic TRC Potential | 0 | 0 | 0 | 0 | 0 | 0 | 0 | 0 | 0 | 0 | 0 | 0 | 0 | 0 | 0 | 0 | 0 | 0 | 0 | 0 | 0 | 0 | 0 | 0 | 0 | 0 | 0
F8_Commercial_Interruptible - Miscellaneous_New_Water Heating_Natural Gas_Water Heater - Efficient Dishwasher_A_Achievable Economic TRC Potential | F8 | Commercial | Interruptible - Miscellaneous | New | Water Heating | Natural Gas | Water Heater - Efficient Dishwasher | A | Cumulative Summer Peak Savings (MW) | Achievable Economic TRC Potential | 0 | 0 | 0 | 0 | 0 | 0 | 0 | 0 | 0 | 0 | 0 | 0 | 0 | 0 | 0 | 0 | 0 | 0 | 0 | 0 | 0 | 0 | 0 | 0 | 0 | 0 | 0
F9_Commercial_Interruptible - Miscellaneous_New_Water Heating_Natural Gas_Water Heater - Efficient Dishwasher_A_Achievable Economic TRC Potential | F9 | Commercial | Interruptible - Miscellaneous | New | Water Heating | Natural Gas | Water Heater - Efficient Dishwasher | A | Cumulative Winter Peak Savings (MW) | Achievable Economic TRC Potential | 0 | 0 | 0 | 0 | 0 | 0 | 0 | 0 | 0 | 0 | 0 | 0 | 0 | 0 | 0 | 0 | 0 | 0 | 0 | 0 | 0 | 0 | 0 | 0 | 0 | 0 | 0
F10_Commercial_Interruptible - Miscellaneous_New_Water Heating_Natural Gas_Water Heater - Efficient Dishwasher_A_Achievable Economic TRC Potential | F10 | Commercial | Interruptible - Miscellaneous | New | Water Heating | Natural Gas | Water Heater - Efficient Dishwasher | A | Purchases (Incremental) | Achievable Economic TRC Potential | 0 | 0 | 0 | 0 | 0 | 0 | 0 | 0 | 0 | 0 | 0 | 0 | 0 | 0 | 0 | 0 | 0 | 0 | 0 | 0 | 0 | 0 | 0 | 0 | 0 | 0 | 0
F11_Commercial_Interruptible - Miscellaneous_New_Water Heating_Natural Gas_Water Heater - Efficient Dishwasher_A_Achievable Economic TRC Potential | F11 | Commercial | Interruptible - Miscellaneous | New | Water Heating | Natural Gas | Water Heater - Efficient Dishwasher | A | Purchases (Cumulative) | Achievable Economic TRC Potential | 0 | 0 | 0 | 0 | 0 | 0 | 0 | 0 | 0 | 0 | 0 | 0 | 0 | 0 | 0 | 0 | 0 | 0 | 0 | 0 | 0 | 0 | 0 | 0 | 0 | 0 | 0
F1_Commercial_Interruptible - Miscellaneous_New_Water Heating_Natural Gas_Commercial Laundry - Alternative Dry-Cleaning Methods_A_Achievable Economic TRC Potential | F1 | Commercial | Interruptible - Miscellaneous | New | Water Heating | Natural Gas | Commercial Laundry - Alternative Dry-Cleaning Methods | A | Integrated Unit Energy Savings (kWh or therms) | Achievable Economic TRC Potential | 0 | 0 | 0 | 0 | 0 | 0 | 0 | 0 | 0 | 0 | 0 | 0 | 0 | 0 | 0 | 0 | 0 | 0 | 0 | 0 | 0 | 0 | 0 | 0 | 0 | 0 | 0
F2_Commercial_Interruptible - Miscellaneous_New_Water Heating_Natural Gas_Commercial Laundry - Alternative Dry-Cleaning Methods_A_Achievable Economic TRC Potential | F2 | Commercial | Interruptible - Miscellaneous | New | Water Heating | Natural Gas | Commercial Laundry - Alternative Dry-Cleaning Methods | A | Integrated Unit Summer Peak Savings (kW) | Achievable Economic TRC Potential | 0 | 0 | 0 | 0 | 0 | 0 | 0 | 0 | 0 | 0 | 0 | 0 | 0 | 0 | 0 | 0 | 0 | 0 | 0 | 0 | 0 | 0 | 0 | 0 | 0 | 0 | 0
F3_Commercial_Interruptible - Miscellaneous_New_Water Heating_Natural Gas_Commercial Laundry - Alternative Dry-Cleaning Methods_A_Achievable Economic TRC Potential | F3 | Commercial | Interruptible - Miscellaneous | New | Water Heating | Natural Gas | Commercial Laundry - Alternative Dry-Cleaning Methods | A | Integrated Unit Winter Peak Savings (kW) | Achievable Economic TRC Potential | 0 | 0 | 0 | 0 | 0 | 0 | 0 | 0 | 0 | 0 | 0 | 0 | 0 | 0 | 0 | 0 | 0 | 0 | 0 | 0 | 0 | 0 | 0 | 0 | 0 | 0 | 0
F4_Commercial_Interruptible - Miscellaneous_New_Water Heating_Natural Gas_Commercial Laundry - Alternative Dry-Cleaning Methods_A_Achievable Economic TRC Potential | F4 | Commercial | Interruptible - Miscellaneous | New | Water Heating | Natural Gas | Commercial Laundry - Alternative Dry-Cleaning Methods | A | Incremental Energy Savings (MWh or mTherms) | Achievable Economic TRC Potential | 0 | 0 | 0 | 0 | 0 | 0 | 0 | 0 | 0 | 0 | 0 | 0 | 0 | 0 | 0 | 0 | 0 | 0 | 0 | 0 | 0 | 0 | 0 | 0 | 0 | 0 | 0
F5_Commercial_Interruptible - Miscellaneous_New_Water Heating_Natural Gas_Commercial Laundry - Alternative Dry-Cleaning Methods_A_Achievable Economic TRC Potential | F5 | Commercial | Interruptible - Miscellaneous | New | Water Heating | Natural Gas | Commercial Laundry - Alternative Dry-Cleaning Methods | A | Incremental Summer Peak Savings (MW) | Achievable Economic TRC Potential | 0 | 0 | 0 | 0 | 0 | 0 | 0 | 0 | 0 | 0 | 0 | 0 | 0 | 0 | 0 | 0 | 0 | 0 | 0 | 0 | 0 | 0 | 0 | 0 | 0 | 0 | 0
F6_Commercial_Interruptible - Miscellaneous_New_Water Heating_Natural Gas_Commercial Laundry - Alternative Dry-Cleaning Methods_A_Achievable Economic TRC Potential | F6 | Commercial | Interruptible - Miscellaneous | New | Water Heating | Natural Gas | Commercial Laundry - Alternative Dry-Cleaning Methods | A | Incremental Winter Peak Savings (MW) | Achievable Economic TRC Potential | 0 | 0 | 0 | 0 | 0 | 0 | 0 | 0 | 0 | 0 | 0 | 0 | 0 | 0 | 0 | 0 | 0 | 0 | 0 | 0 | 0 | 0 | 0 | 0 | 0 | 0 | 0
F7_Commercial_Interruptible - Miscellaneous_New_Water Heating_Natural Gas_Commercial Laundry - Alternative Dry-Cleaning Methods_A_Achievable Economic TRC Potential | F7 | Commercial | Interruptible - Miscellaneous | New | Water Heating | Natural Gas | Commercial Laundry - Alternative Dry-Cleaning Methods | A | Cumulative Energy Savings (MWh or mTherms) | Achievable Economic TRC Potential | 0 | 0 | 0 | 0 | 0 | 0 | 0 | 0 | 0 | 0 | 0 | 0 | 0 | 0 | 0 | 0 | 0 | 0 | 0 | 0 | 0 | 0 | 0 | 0 | 0 | 0 | 0
F8_Commercial_Interruptible - Miscellaneous_New_Water Heating_Natural Gas_Commercial Laundry - Alternative Dry-Cleaning Methods_A_Achievable Economic TRC Potential | F8 | Commercial | Interruptible - Miscellaneous | New | Water Heating | Natural Gas | Commercial Laundry - Alternative Dry-Cleaning Methods | A | Cumulative Summer Peak Savings (MW) | Achievable Economic TRC Potential | 0 | 0 | 0 | 0 | 0 | 0 | 0 | 0 | 0 | 0 | 0 | 0 | 0 | 0 | 0 | 0 | 0 | 0 | 0 | 0 | 0 | 0 | 0 | 0 | 0 | 0 | 0
F9_Commercial_Interruptible - Miscellaneous_New_Water Heating_Natural Gas_Commercial Laundry - Alternative Dry-Cleaning Methods_A_Achievable Economic TRC Potential | F9 | Commercial | Interruptible - Miscellaneous | New | Water Heating | Natural Gas | Commercial Laundry - Alternative Dry-Cleaning Methods | A | Cumulative Winter Peak Savings (MW) | Achievable Economic TRC Potential | 0 | 0 | 0 | 0 | 0 | 0 | 0 | 0 | 0 | 0 | 0 | 0 | 0 | 0 | 0 | 0 | 0 | 0 | 0 | 0 | 0 | 0 | 0 | 0 | 0 | 0 | 0
F10_Commercial_Interruptible - Miscellaneous_New_Water Heating_Natural Gas_Commercial Laundry - Alternative Dry-Cleaning Methods_A_Achievable Economic TRC Potential | F10 | Commercial | Interruptible - Miscellaneous | New | Water Heating | Natural Gas | Commercial Laundry - Alternative Dry-Cleaning Methods | A | Purchases (Incremental) | Achievable Economic TRC Potential | 0 | 0 | 0 | 0 | 0 | 0 | 0 | 0 | 0 | 0 | 0 | 0 | 0 | 0 | 0 | 0 | 0 | 0 | 0 | 0 | 0 | 0 | 0 | 0 | 0 | 0 | 0
F11_Commercial_Interruptible - Miscellaneous_New_Water Heating_Natural Gas_Commercial Laundry - Alternative Dry-Cleaning Methods_A_Achievable Economic TRC Potential | F11 | Commercial | Interruptible - Miscellaneous | New | Water Heating | Natural Gas | Commercial Laundry - Alternative Dry-Cleaning Methods | A | Purchases (Cumulative) | Achievable Economic TRC Potential | 0 | 0 | 0 | 0 | 0 | 0 | 0 | 0 | 0 | 0 | 0 | 0 | 0 | 0 | 0 | 0 | 0 | 0 | 0 | 0 | 0 | 0 | 0 | 0 | 0 | 0 | 0
F1_Commercial_Interruptible - Miscellaneous_New_Space Heating_Natural Gas_Advanced Kitchen Ventilation Controls_A_Achievable Economic TRC Potential | F1 | Commercial | Interruptible - Miscellaneous | New | Space Heating | Natural Gas | Advanced Kitchen Ventilation Controls | A | Integrated Unit Energy Savings (kWh or therms) | Achievable Economic TRC Potential | 0 | 0 | 0 | 0 | 0 | 0 | 0 | 0 | 0 | 0 | 0 | 0 | 0 | 0 | 0 | 0 | 0 | 0 | 0 | 0 | 0 | 0 | 0 | 0 | 0 | 0 | 0
F2_Commercial_Interruptible - Miscellaneous_New_Space Heating_Natural Gas_Advanced Kitchen Ventilation Controls_A_Achievable Economic TRC Potential | F2 | Commercial | Interruptible - Miscellaneous | New | Space Heating | Natural Gas | Advanced Kitchen Ventilation Controls | A | Integrated Unit Summer Peak Savings (kW) | Achievable Economic TRC Potential | 0 | 0 | 0 | 0 | 0 | 0 | 0 | 0 | 0 | 0 | 0 | 0 | 0 | 0 | 0 | 0 | 0 | 0 | 0 | 0 | 0 | 0 | 0 | 0 | 0 | 0 | 0
F3_Commercial_Interruptible - Miscellaneous_New_Space Heating_Natural Gas_Advanced Kitchen Ventilation Controls_A_Achievable Economic TRC Potential | F3 | Commercial | Interruptible - Miscellaneous | New | Space Heating | Natural Gas | Advanced Kitchen Ventilation Controls | A | Integrated Unit Winter Peak Savings (kW) | Achievable Economic TRC Potential | 0 | 0 | 0 | 0 | 0 | 0 | 0 | 0 | 0 | 0 | 0 | 0 | 0 | 0 | 0 | 0 | 0 | 0 | 0 | 0 | 0 | 0 | 0 | 0 | 0 | 0 | 0
F4_Commercial_Interruptible - Miscellaneous_New_Space Heating_Natural Gas_Advanced Kitchen Ventilation Controls_A_Achievable Economic TRC Potential | F4 | Commercial | Interruptible - Miscellaneous | New | Space Heating | Natural Gas | Advanced Kitchen Ventilation Controls | A | Incremental Energy Savings (MWh or mTherms) | Achievable Economic TRC Potential | 0 | 0 | 0 | 0 | 0 | 0 | 0 | 0 | 0 | 0 | 0 | 0 | 0 | 0 | 0 | 0 | 0 | 0 | 0 | 0 | 0 | 0 | 0 | 0 | 0 | 0 | 0
F5_Commercial_Interruptible - Miscellaneous_New_Space Heating_Natural Gas_Advanced Kitchen Ventilation Controls_A_Achievable Economic TRC Potential | F5 | Commercial | Interruptible - Miscellaneous | New | Space Heating | Natural Gas | Advanced Kitchen Ventilation Controls | A | Incremental Summer Peak Savings (MW) | Achievable Economic TRC Potential | 0 | 0 | 0 | 0 | 0 | 0 | 0 | 0 | 0 | 0 | 0 | 0 | 0 | 0 | 0 | 0 | 0 | 0 | 0 | 0 | 0 | 0 | 0 | 0 | 0 | 0 | 0
F6_Commercial_Interruptible - Miscellaneous_New_Space Heating_Natural Gas_Advanced Kitchen Ventilation Controls_A_Achievable Economic TRC Potential | F6 | Commercial | Interruptible - Miscellaneous | New | Space Heating | Natural Gas | Advanced Kitchen Ventilation Controls | A | Incremental Winter Peak Savings (MW) | Achievable Economic TRC Potential | 0 | 0 | 0 | 0 | 0 | 0 | 0 | 0 | 0 | 0 | 0 | 0 | 0 | 0 | 0 | 0 | 0 | 0 | 0 | 0 | 0 | 0 | 0 | 0 | 0 | 0 | 0
F7_Commercial_Interruptible - Miscellaneous_New_Space Heating_Natural Gas_Advanced Kitchen Ventilation Controls_A_Achievable Economic TRC Potential | F7 | Commercial | Interruptible - Miscellaneous | New | Space Heating | Natural Gas | Advanced Kitchen Ventilation Controls | A | Cumulative Energy Savings (MWh or mTherms) | Achievable Economic TRC Potential | 0 | 0 | 0 | 0 | 0 | 0 | 0 | 0 | 0 | 0 | 0 | 0 | 0 | 0 | 0 | 0 | 0 | 0 | 0 | 0 | 0 | 0 | 0 | 0 | 0 | 0 | 0
F8_Commercial_Interruptible - Miscellaneous_New_Space Heating_Natural Gas_Advanced Kitchen Ventilation Controls_A_Achievable Economic TRC Potential | F8 | Commercial | Interruptible - Miscellaneous | New | Space Heating | Natural Gas | Advanced Kitchen Ventilation Controls | A | Cumulative Summer Peak Savings (MW) | Achievable Economic TRC Potential | 0 | 0 | 0 | 0 | 0 | 0 | 0 | 0 | 0 | 0 | 0 | 0 | 0 | 0 | 0 | 0 | 0 | 0 | 0 | 0 | 0 | 0 | 0 | 0 | 0 | 0 | 0
F9_Commercial_Interruptible - Miscellaneous_New_Space Heating_Natural Gas_Advanced Kitchen Ventilation Controls_A_Achievable Economic TRC Potential | F9 | Commercial | Interruptible - Miscellaneous | New | Space Heating | Natural Gas | Advanced Kitchen Ventilation Controls | A | Cumulative Winter Peak Savings (MW) | Achievable Economic TRC Potential | 0 | 0 | 0 | 0 | 0 | 0 | 0 | 0 | 0 | 0 | 0 | 0 | 0 | 0 | 0 | 0 | 0 | 0 | 0 | 0 | 0 | 0 | 0 | 0 | 0 | 0 | 0
F10_Commercial_Interruptible - Miscellaneous_New_Space Heating_Natural Gas_Advanced Kitchen Ventilation Controls_A_Achievable Economic TRC Potential | F10 | Commercial | Interruptible - Miscellaneous | New | Space Heating | Natural Gas | Advanced Kitchen Ventilation Controls | A | Purchases (Incremental) | Achievable Economic TRC Potential | 0 | 0 | 0 | 0 | 0 | 0 | 0 | 0 | 0 | 0 | 0 | 0 | 0 | 0 | 0 | 0 | 0 | 0 | 0 | 0 | 0 | 0 | 0 | 0 | 0 | 0 | 0
F11_Commercial_Interruptible - Miscellaneous_New_Space Heating_Natural Gas_Advanced Kitchen Ventilation Controls_A_Achievable Economic TRC Potential | F11 | Commercial | Interruptible - Miscellaneous | New | Space Heating | Natural Gas | Advanced Kitchen Ventilation Controls | A | Purchases (Cumulative) | Achievable Economic TRC Potential | 0 | 0 | 0 | 0 | 0 | 0 | 0 | 0 | 0 | 0 | 0 | 0 | 0 | 0 | 0 | 0 | 0 | 0 | 0 | 0 | 0 | 0 | 0 | 0 | 0 | 0 | 0
F1_Commercial_Interruptible - Miscellaneous_New_Space Heating_Natural Gas_Infiltration Control - Loading Dock Sealing_A_Achievable Economic TRC Potential | F1 | Commercial | Interruptible - Miscellaneous | New | Space Heating | Natural Gas | Infiltration Control - Loading Dock Sealing | A | Integrated Unit Energy Savings (kWh or therms) | Achievable Economic TRC Potential | 0 | 0 | 0 | 0 | 0 | 0 | 0 | 0 | 0 | 0 | 0 | 0 | 0 | 0 | 0 | 0 | 0 | 0 | 0 | 0 | 0 | 0 | 0 | 0 | 0 | 0 | 0
F2_Commercial_Interruptible - Miscellaneous_New_Space Heating_Natural Gas_Infiltration Control - Loading Dock Sealing_A_Achievable Economic TRC Potential | F2 | Commercial | Interruptible - Miscellaneous | New | Space Heating | Natural Gas | Infiltration Control - Loading Dock Sealing | A | Integrated Unit Summer Peak Savings (kW) | Achievable Economic TRC Potential | 0 | 0 | 0 | 0 | 0 | 0 | 0 | 0 | 0 | 0 | 0 | 0 | 0 | 0 | 0 | 0 | 0 | 0 | 0 | 0 | 0 | 0 | 0 | 0 | 0 | 0 | 0
F3_Commercial_Interruptible - Miscellaneous_New_Space Heating_Natural Gas_Infiltration Control - Loading Dock Sealing_A_Achievable Economic TRC Potential | F3 | Commercial | Interruptible - Miscellaneous | New | Space Heating | Natural Gas | Infiltration Control - Loading Dock Sealing | A | Integrated Unit Winter Peak Savings (kW) | Achievable Economic TRC Potential | 0 | 0 | 0 | 0 | 0 | 0 | 0 | 0 | 0 | 0 | 0 | 0 | 0 | 0 | 0 | 0 | 0 | 0 | 0 | 0 | 0 | 0 | 0 | 0 | 0 | 0 | 0
F4_Commercial_Interruptible - Miscellaneous_New_Space Heating_Natural Gas_Infiltration Control - Loading Dock Sealing_A_Achievable Economic TRC Potential | F4 | Commercial | Interruptible - Miscellaneous | New | Space Heating | Natural Gas | Infiltration Control - Loading Dock Sealing | A | Incremental Energy Savings (MWh or mTherms) | Achievable Economic TRC Potential | 0 | 0 | 0 | 0 | 0 | 0 | 0 | 0 | 0 | 0 | 0 | 0 | 0 | 0 | 0 | 0 | 0 | 0 | 0 | 0 | 0 | 0 | 0 | 0 | 0 | 0 | 0
F5_Commercial_Interruptible - Miscellaneous_New_Space Heating_Natural Gas_Infiltration Control - Loading Dock Sealing_A_Achievable Economic TRC Potential | F5 | Commercial | Interruptible - Miscellaneous | New | Space Heating | Natural Gas | Infiltration Control - Loading Dock Sealing | A | Incremental Summer Peak Savings (MW) | Achievable Economic TRC Potential | 0 | 0 | 0 | 0 | 0 | 0 | 0 | 0 | 0 | 0 | 0 | 0 | 0 | 0 | 0 | 0 | 0 | 0 | 0 | 0 | 0 | 0 | 0 | 0 | 0 | 0 | 0
F6_Commercial_Interruptible - Miscellaneous_New_Space Heating_Natural Gas_Infiltration Control - Loading Dock Sealing_A_Achievable Economic TRC Potential | F6 | Commercial | Interruptible - Miscellaneous | New | Space Heating | Natural Gas | Infiltration Control - Loading Dock Sealing | A | Incremental Winter Peak Savings (MW) | Achievable Economic TRC Potential | 0 | 0 | 0 | 0 | 0 | 0 | 0 | 0 | 0 | 0 | 0 | 0 | 0 | 0 | 0 | 0 | 0 | 0 | 0 | 0 | 0 | 0 | 0 | 0 | 0 | 0 | 0
F7_Commercial_Interruptible - Miscellaneous_New_Space Heating_Natural Gas_Infiltration Control - Loading Dock Sealing_A_Achievable Economic TRC Potential | F7 | Commercial | Interruptible - Miscellaneous | New | Space Heating | Natural Gas | Infiltration Control - Loading Dock Sealing | A | Cumulative Energy Savings (MWh or mTherms) | Achievable Economic TRC Potential | 0 | 0 | 0 | 0 | 0 | 0 | 0 | 0 | 0 | 0 | 0 | 0 | 0 | 0 | 0 | 0 | 0 | 0 | 0 | 0 | 0 | 0 | 0 | 0 | 0 | 0 | 0
F8_Commercial_Interruptible - Miscellaneous_New_Space Heating_Natural Gas_Infiltration Control - Loading Dock Sealing_A_Achievable Economic TRC Potential | F8 | Commercial | Interruptible - Miscellaneous | New | Space Heating | Natural Gas | Infiltration Control - Loading Dock Sealing | A | Cumulative Summer Peak Savings (MW) | Achievable Economic TRC Potential | 0 | 0 | 0 | 0 | 0 | 0 | 0 | 0 | 0 | 0 | 0 | 0 | 0 | 0 | 0 | 0 | 0 | 0 | 0 | 0 | 0 | 0 | 0 | 0 | 0 | 0 | 0
F9_Commercial_Interruptible - Miscellaneous_New_Space Heating_Natural Gas_Infiltration Control - Loading Dock Sealing_A_Achievable Economic TRC Potential | F9 | Commercial | Interruptible - Miscellaneous | New | Space Heating | Natural Gas | Infiltration Control - Loading Dock Sealing | A | Cumulative Winter Peak Savings (MW) | Achievable Economic TRC Potential | 0 | 0 | 0 | 0 | 0 | 0 | 0 | 0 | 0 | 0 | 0 | 0 | 0 | 0 | 0 | 0 | 0 | 0 | 0 | 0 | 0 | 0 | 0 | 0 | 0 | 0 | 0
F10_Commercial_Interruptible - Miscellaneous_New_Space Heating_Natural Gas_Infiltration Control - Loading Dock Sealing_A_Achievable Economic TRC Potential | F10 | Commercial | Interruptible - Miscellaneous | New | Space Heating | Natural Gas | Infiltration Control - Loading Dock Sealing | A | Purchases (Incremental) | Achievable Economic TRC Potential | 0 | 0 | 0 | 0 | 0 | 0 | 0 | 0 | 0 | 0 | 0 | 0 | 0 | 0 | 0 | 0 | 0 | 0 | 0 | 0 | 0 | 0 | 0 | 0 | 0 | 0 | 0
F11_Commercial_Interruptible - Miscellaneous_New_Space Heating_Natural Gas_Infiltration Control - Loading Dock Sealing_A_Achievable Economic TRC Potential | F11 | Commercial | Interruptible - Miscellaneous | New | Space Heating | Natural Gas | Infiltration Control - Loading Dock Sealing | A | Purchases (Cumulative) | Achievable Economic TRC Potential | 0 | 0 | 0 | 0 | 0 | 0 | 0 | 0 | 0 | 0 | 0 | 0 | 0 | 0 | 0 | 0 | 0 | 0 | 0 | 0 | 0 | 0 | 0 | 0 | 0 | 0 | 0
F1_Commercial_Interruptible - Miscellaneous_New_Space Heating_Natural Gas_Greenhouse Heat Curtain_A_Achievable Economic TRC Potential | F1 | Commercial | Interruptible - Miscellaneous | New | Space Heating | Natural Gas | Greenhouse Heat Curtain | A | Integrated Unit Energy Savings (kWh or therms) | Achievable Economic TRC Potential | 0 | 0 | 0 | 0 | 0 | 0 | 0 | 0 | 0 | 0 | 0 | 0 | 0 | 0 | 0 | 0 | 0 | 0 | 0 | 0 | 0 | 0 | 0 | 0 | 0 | 0 | 0
F2_Commercial_Interruptible - Miscellaneous_New_Space Heating_Natural Gas_Greenhouse Heat Curtain_A_Achievable Economic TRC Potential | F2 | Commercial | Interruptible - Miscellaneous | New | Space Heating | Natural Gas | Greenhouse Heat Curtain | A | Integrated Unit Summer Peak Savings (kW) | Achievable Economic TRC Potential | 0 | 0 | 0 | 0 | 0 | 0 | 0 | 0 | 0 | 0 | 0 | 0 | 0 | 0 | 0 | 0 | 0 | 0 | 0 | 0 | 0 | 0 | 0 | 0 | 0 | 0 | 0
F3_Commercial_Interruptible - Miscellaneous_New_Space Heating_Natural Gas_Greenhouse Heat Curtain_A_Achievable Economic TRC Potential | F3 | Commercial | Interruptible - Miscellaneous | New | Space Heating | Natural Gas | Greenhouse Heat Curtain | A | Integrated Unit Winter Peak Savings (kW) | Achievable Economic TRC Potential | 0 | 0 | 0 | 0 | 0 | 0 | 0 | 0 | 0 | 0 | 0 | 0 | 0 | 0 | 0 | 0 | 0 | 0 | 0 | 0 | 0 | 0 | 0 | 0 | 0 | 0 | 0
F4_Commercial_Interruptible - Miscellaneous_New_Space Heating_Natural Gas_Greenhouse Heat Curtain_A_Achievable Economic TRC Potential | F4 | Commercial | Interruptible - Miscellaneous | New | Space Heating | Natural Gas | Greenhouse Heat Curtain | A | Incremental Energy Savings (MWh or mTherms) | Achievable Economic TRC Potential | 0 | 0 | 0 | 0 | 0 | 0 | 0 | 0 | 0 | 0 | 0 | 0 | 0 | 0 | 0 | 0 | 0 | 0 | 0 | 0 | 0 | 0 | 0 | 0 | 0 | 0 | 0
F5_Commercial_Interruptible - Miscellaneous_New_Space Heating_Natural Gas_Greenhouse Heat Curtain_A_Achievable Economic TRC Potential | F5 | Commercial | Interruptible - Miscellaneous | New | Space Heating | Natural Gas | Greenhouse Heat Curtain | A | Incremental Summer Peak Savings (MW) | Achievable Economic TRC Potential | 0 | 0 | 0 | 0 | 0 | 0 | 0 | 0 | 0 | 0 | 0 | 0 | 0 | 0 | 0 | 0 | 0 | 0 | 0 | 0 | 0 | 0 | 0 | 0 | 0 | 0 | 0
F6_Commercial_Interruptible - Miscellaneous_New_Space Heating_Natural Gas_Greenhouse Heat Curtain_A_Achievable Economic TRC Potential | F6 | Commercial | Interruptible - Miscellaneous | New | Space Heating | Natural Gas | Greenhouse Heat Curtain | A | Incremental Winter Peak Savings (MW) | Achievable Economic TRC Potential | 0 | 0 | 0 | 0 | 0 | 0 | 0 | 0 | 0 | 0 | 0 | 0 | 0 | 0 | 0 | 0 | 0 | 0 | 0 | 0 | 0 | 0 | 0 | 0 | 0 | 0 | 0
F7_Commercial_Interruptible - Miscellaneous_New_Space Heating_Natural Gas_Greenhouse Heat Curtain_A_Achievable Economic TRC Potential | F7 | Commercial | Interruptible - Miscellaneous | New | Space Heating | Natural Gas | Greenhouse Heat Curtain | A | Cumulative Energy Savings (MWh or mTherms) | Achievable Economic TRC Potential | 0 | 0 | 0 | 0 | 0 | 0 | 0 | 0 | 0 | 0 | 0 | 0 | 0 | 0 | 0 | 0 | 0 | 0 | 0 | 0 | 0 | 0 | 0 | 0 | 0 | 0 | 0
F8_Commercial_Interruptible - Miscellaneous_New_Space Heating_Natural Gas_Greenhouse Heat Curtain_A_Achievable Economic TRC Potential | F8 | Commercial | Interruptible - Miscellaneous | New | Space Heating | Natural Gas | Greenhouse Heat Curtain | A | Cumulative Summer Peak Savings (MW) | Achievable Economic TRC Potential | 0 | 0 | 0 | 0 | 0 | 0 | 0 | 0 | 0 | 0 | 0 | 0 | 0 | 0 | 0 | 0 | 0 | 0 | 0 | 0 | 0 | 0 | 0 | 0 | 0 | 0 | 0
F9_Commercial_Interruptible - Miscellaneous_New_Space Heating_Natural Gas_Greenhouse Heat Curtain_A_Achievable Economic TRC Potential | F9 | Commercial | Interruptible - Miscellaneous | New | Space Heating | Natural Gas | Greenhouse Heat Curtain | A | Cumulative Winter Peak Savings (MW) | Achievable Economic TRC Potential | 0 | 0 | 0 | 0 | 0 | 0 | 0 | 0 | 0 | 0 | 0 | 0 | 0 | 0 | 0 | 0 | 0 | 0 | 0 | 0 | 0 | 0 | 0 | 0 | 0 | 0 | 0
F10_Commercial_Interruptible - Miscellaneous_New_Space Heating_Natural Gas_Greenhouse Heat Curtain_A_Achievable Economic TRC Potential | F10 | Commercial | Interruptible - Miscellaneous | New | Space Heating | Natural Gas | Greenhouse Heat Curtain | A | Purchases (Incremental) | Achievable Economic TRC Potential | 0 | 0 | 0 | 0 | 0 | 0 | 0 | 0 | 0 | 0 | 0 | 0 | 0 | 0 | 0 | 0 | 0 | 0 | 0 | 0 | 0 | 0 | 0 | 0 | 0 | 0 | 0
F11_Commercial_Interruptible - Miscellaneous_New_Space Heating_Natural Gas_Greenhouse Heat Curtain_A_Achievable Economic TRC Potential | F11 | Commercial | Interruptible - Miscellaneous | New | Space Heating | Natural Gas | Greenhouse Heat Curtain | A | Purchases (Cumulative) | Achievable Economic TRC Potential | 0 | 0 | 0 | 0 | 0 | 0 | 0 | 0 | 0 | 0 | 0 | 0 | 0 | 0 | 0 | 0 | 0 | 0 | 0 | 0 | 0 | 0 | 0 | 0 | 0 | 0 | 0
F1_Commercial_Interruptible - Miscellaneous_New_Space Heating_Natural Gas_Ventilation - Parking Garages, Demand Controlled_A_Achievable Economic TRC Potential | F1 | Commercial | Interruptible - Miscellaneous | New | Space Heating | Natural Gas | Ventilation - Parking Garages, Demand Controlled | A | Integrated Unit Energy Savings (kWh or therms) | Achievable Economic TRC Potential | 0 | 0 | 0 | 0 | 0 | 0 | 0 | 0 | 0 | 0 | 0 | 0 | 0 | 0 | 0 | 0 | 0 | 0 | 0 | 0 | 0 | 0 | 0 | 0 | 0 | 0 | 0
F2_Commercial_Interruptible - Miscellaneous_New_Space Heating_Natural Gas_Ventilation - Parking Garages, Demand Controlled_A_Achievable Economic TRC Potential | F2 | Commercial | Interruptible - Miscellaneous | New | Space Heating | Natural Gas | Ventilation - Parking Garages, Demand Controlled | A | Integrated Unit Summer Peak Savings (kW) | Achievable Economic TRC Potential | 0 | 0 | 0 | 0 | 0 | 0 | 0 | 0 | 0 | 0 | 0 | 0 | 0 | 0 | 0 | 0 | 0 | 0 | 0 | 0 | 0 | 0 | 0 | 0 | 0 | 0 | 0
F3_Commercial_Interruptible - Miscellaneous_New_Space Heating_Natural Gas_Ventilation - Parking Garages, Demand Controlled_A_Achievable Economic TRC Potential | F3 | Commercial | Interruptible - Miscellaneous | New | Space Heating | Natural Gas | Ventilation - Parking Garages, Demand Controlled | A | Integrated Unit Winter Peak Savings (kW) | Achievable Economic TRC Potential | 0 | 0 | 0 | 0 | 0 | 0 | 0 | 0 | 0 | 0 | 0 | 0 | 0 | 0 | 0 | 0 | 0 | 0 | 0 | 0 | 0 | 0 | 0 | 0 | 0 | 0 | 0
F4_Commercial_Interruptible - Miscellaneous_New_Space Heating_Natural Gas_Ventilation - Parking Garages, Demand Controlled_A_Achievable Economic TRC Potential | F4 | Commercial | Interruptible - Miscellaneous | New | Space Heating | Natural Gas | Ventilation - Parking Garages, Demand Controlled | A | Incremental Energy Savings (MWh or mTherms) | Achievable Economic TRC Potential | 0 | 0 | 0 | 0 | 0 | 0 | 0 | 0 | 0 | 0 | 0 | 0 | 0 | 0 | 0 | 0 | 0 | 0 | 0 | 0 | 0 | 0 | 0 | 0 | 0 | 0 | 0
F5_Commercial_Interruptible - Miscellaneous_New_Space Heating_Natural Gas_Ventilation - Parking Garages, Demand Controlled_A_Achievable Economic TRC Potential | F5 | Commercial | Interruptible - Miscellaneous | New | Space Heating | Natural Gas | Ventilation - Parking Garages, Demand Controlled | A | Incremental Summer Peak Savings (MW) | Achievable Economic TRC Potential | 0 | 0 | 0 | 0 | 0 | 0 | 0 | 0 | 0 | 0 | 0 | 0 | 0 | 0 | 0 | 0 | 0 | 0 | 0 | 0 | 0 | 0 | 0 | 0 | 0 | 0 | 0
F6_Commercial_Interruptible - Miscellaneous_New_Space Heating_Natural Gas_Ventilation - Parking Garages, Demand Controlled_A_Achievable Economic TRC Potential | F6 | Commercial | Interruptible - Miscellaneous | New | Space Heating | Natural Gas | Ventilation - Parking Garages, Demand Controlled | A | Incremental Winter Peak Savings (MW) | Achievable Economic TRC Potential | 0 | 0 | 0 | 0 | 0 | 0 | 0 | 0 | 0 | 0 | 0 | 0 | 0 | 0 | 0 | 0 | 0 | 0 | 0 | 0 | 0 | 0 | 0 | 0 | 0 | 0 | 0
F7_Commercial_Interruptible - Miscellaneous_New_Space Heating_Natural Gas_Ventilation - Parking Garages, Demand Controlled_A_Achievable Economic TRC Potential | F7 | Commercial | Interruptible - Miscellaneous | New | Space Heating | Natural Gas | Ventilation - Parking Garages, Demand Controlled | A | Cumulative Energy Savings (MWh or mTherms) | Achievable Economic TRC Potential | 0 | 0 | 0 | 0 | 0 | 0 | 0 | 0 | 0 | 0 | 0 | 0 | 0 | 0 | 0 | 0 | 0 | 0 | 0 | 0 | 0 | 0 | 0 | 0 | 0 | 0 | 0
F8_Commercial_Interruptible - Miscellaneous_New_Space Heating_Natural Gas_Ventilation - Parking Garages, Demand Controlled_A_Achievable Economic TRC Potential | F8 | Commercial | Interruptible - Miscellaneous | New | Space Heating | Natural Gas | Ventilation - Parking Garages, Demand Controlled | A | Cumulative Summer Peak Savings (MW) | Achievable Economic TRC Potential | 0 | 0 | 0 | 0 | 0 | 0 | 0 | 0 | 0 | 0 | 0 | 0 | 0 | 0 | 0 | 0 | 0 | 0 | 0 | 0 | 0 | 0 | 0 | 0 | 0 | 0 | 0
F9_Commercial_Interruptible - Miscellaneous_New_Space Heating_Natural Gas_Ventilation - Parking Garages, Demand Controlled_A_Achievable Economic TRC Potential | F9 | Commercial | Interruptible - Miscellaneous | New | Space Heating | Natural Gas | Ventilation - Parking Garages, Demand Controlled | A | Cumulative Winter Peak Savings (MW) | Achievable Economic TRC Potential | 0 | 0 | 0 | 0 | 0 | 0 | 0 | 0 | 0 | 0 | 0 | 0 | 0 | 0 | 0 | 0 | 0 | 0 | 0 | 0 | 0 | 0 | 0 | 0 | 0 | 0 | 0
F10_Commercial_Interruptible - Miscellaneous_New_Space Heating_Natural Gas_Ventilation - Parking Garages, Demand Controlled_A_Achievable Economic TRC Potential | F10 | Commercial | Interruptible - Miscellaneous | New | Space Heating | Natural Gas | Ventilation - Parking Garages, Demand Controlled | A | Purchases (Incremental) | Achievable Economic TRC Potential | 0 | 0 | 0 | 0 | 0 | 0 | 0 | 0 | 0 | 0 | 0 | 0 | 0 | 0 | 0 | 0 | 0 | 0 | 0 | 0 | 0 | 0 | 0 | 0 | 0 | 0 | 0
F11_Commercial_Interruptible - Miscellaneous_New_Space Heating_Natural Gas_Ventilation - Parking Garages, Demand Controlled_A_Achievable Economic TRC Potential | F11 | Commercial | Interruptible - Miscellaneous | New | Space Heating | Natural Gas | Ventilation - Parking Garages, Demand Controlled | A | Purchases (Cumulative) | Achievable Economic TRC Potential | 0 | 0 | 0 | 0 | 0 | 0 | 0 | 0 | 0 | 0 | 0 | 0 | 0 | 0 | 0 | 0 | 0 | 0 | 0 | 0 | 0 | 0 | 0 | 0 | 0 | 0 | 0
F1_Commercial_Interruptible - Miscellaneous_New_Miscellaneous_Natural Gas_Pool Heater - Night Covers_A_Achievable Economic TRC Potential | F1 | Commercial | Interruptible - Miscellaneous | New | Miscellaneous | Natural Gas | Pool Heater - Night Covers | A | Integrated Unit Energy Savings (kWh or therms) | Achievable Economic TRC Potential | 0 | 0 | 0 | 0 | 0 | 0 | 0 | 0 | 0 | 0 | 0 | 0 | 0 | 0 | 0 | 0 | 0 | 0 | 0 | 0 | 0 | 0 | 0 | 0 | 0 | 0 | 0
F2_Commercial_Interruptible - Miscellaneous_New_Miscellaneous_Natural Gas_Pool Heater - Night Covers_A_Achievable Economic TRC Potential | F2 | Commercial | Interruptible - Miscellaneous | New | Miscellaneous | Natural Gas | Pool Heater - Night Covers | A | Integrated Unit Summer Peak Savings (kW) | Achievable Economic TRC Potential | 0 | 0 | 0 | 0 | 0 | 0 | 0 | 0 | 0 | 0 | 0 | 0 | 0 | 0 | 0 | 0 | 0 | 0 | 0 | 0 | 0 | 0 | 0 | 0 | 0 | 0 | 0
F3_Commercial_Interruptible - Miscellaneous_New_Miscellaneous_Natural Gas_Pool Heater - Night Covers_A_Achievable Economic TRC Potential | F3 | Commercial | Interruptible - Miscellaneous | New | Miscellaneous | Natural Gas | Pool Heater - Night Covers | A | Integrated Unit Winter Peak Savings (kW) | Achievable Economic TRC Potential | 0 | 0 | 0 | 0 | 0 | 0 | 0 | 0 | 0 | 0 | 0 | 0 | 0 | 0 | 0 | 0 | 0 | 0 | 0 | 0 | 0 | 0 | 0 | 0 | 0 | 0 | 0
F4_Commercial_Interruptible - Miscellaneous_New_Miscellaneous_Natural Gas_Pool Heater - Night Covers_A_Achievable Economic TRC Potential | F4 | Commercial | Interruptible - Miscellaneous | New | Miscellaneous | Natural Gas | Pool Heater - Night Covers | A | Incremental Energy Savings (MWh or mTherms) | Achievable Economic TRC Potential | 0 | 0 | 0 | 0 | 0 | 0 | 0 | 0 | 0 | 0 | 0 | 0 | 0 | 0 | 0 | 0 | 0 | 0 | 0 | 0 | 0 | 0 | 0 | 0 | 0 | 0 | 0
F5_Commercial_Interruptible - Miscellaneous_New_Miscellaneous_Natural Gas_Pool Heater - Night Covers_A_Achievable Economic TRC Potential | F5 | Commercial | Interruptible - Miscellaneous | New | Miscellaneous | Natural Gas | Pool Heater - Night Covers | A | Incremental Summer Peak Savings (MW) | Achievable Economic TRC Potential | 0 | 0 | 0 | 0 | 0 | 0 | 0 | 0 | 0 | 0 | 0 | 0 | 0 | 0 | 0 | 0 | 0 | 0 | 0 | 0 | 0 | 0 | 0 | 0 | 0 | 0 | 0
F6_Commercial_Interruptible - Miscellaneous_New_Miscellaneous_Natural Gas_Pool Heater - Night Covers_A_Achievable Economic TRC Potential | F6 | Commercial | Interruptible - Miscellaneous | New | Miscellaneous | Natural Gas | Pool Heater - Night Covers | A | Incremental Winter Peak Savings (MW) | Achievable Economic TRC Potential | 0 | 0 | 0 | 0 | 0 | 0 | 0 | 0 | 0 | 0 | 0 | 0 | 0 | 0 | 0 | 0 | 0 | 0 | 0 | 0 | 0 | 0 | 0 | 0 | 0 | 0 | 0
F7_Commercial_Interruptible - Miscellaneous_New_Miscellaneous_Natural Gas_Pool Heater - Night Covers_A_Achievable Economic TRC Potential | F7 | Commercial | Interruptible - Miscellaneous | New | Miscellaneous | Natural Gas | Pool Heater - Night Covers | A | Cumulative Energy Savings (MWh or mTherms) | Achievable Economic TRC Potential | 0 | 0 | 0 | 0 | 0 | 0 | 0 | 0 | 0 | 0 | 0 | 0 | 0 | 0 | 0 | 0 | 0 | 0 | 0 | 0 | 0 | 0 | 0 | 0 | 0 | 0 | 0
F8_Commercial_Interruptible - Miscellaneous_New_Miscellaneous_Natural Gas_Pool Heater - Night Covers_A_Achievable Economic TRC Potential | F8 | Commercial | Interruptible - Miscellaneous | New | Miscellaneous | Natural Gas | Pool Heater - Night Covers | A | Cumulative Summer Peak Savings (MW) | Achievable Economic TRC Potential | 0 | 0 | 0 | 0 | 0 | 0 | 0 | 0 | 0 | 0 | 0 | 0 | 0 | 0 | 0 | 0 | 0 | 0 | 0 | 0 | 0 | 0 | 0 | 0 | 0 | 0 | 0
F9_Commercial_Interruptible - Miscellaneous_New_Miscellaneous_Natural Gas_Pool Heater - Night Covers_A_Achievable Economic TRC Potential | F9 | Commercial | Interruptible - Miscellaneous | New | Miscellaneous | Natural Gas | Pool Heater - Night Covers | A | Cumulative Winter Peak Savings (MW) | Achievable Economic TRC Potential | 0 | 0 | 0 | 0 | 0 | 0 | 0 | 0 | 0 | 0 | 0 | 0 | 0 | 0 | 0 | 0 | 0 | 0 | 0 | 0 | 0 | 0 | 0 | 0 | 0 | 0 | 0
F10_Commercial_Interruptible - Miscellaneous_New_Miscellaneous_Natural Gas_Pool Heater - Night Covers_A_Achievable Economic TRC Potential | F10 | Commercial | Interruptible - Miscellaneous | New | Miscellaneous | Natural Gas | Pool Heater - Night Covers | A | Purchases (Incremental) | Achievable Economic TRC Potential | 0 | 0 | 0 | 0 | 0 | 0 | 0 | 0 | 0 | 0 | 0 | 0 | 0 | 0 | 0 | 0 | 0 | 0 | 0 | 0 | 0 | 0 | 0 | 0 | 0 | 0 | 0
F11_Commercial_Interruptible - Miscellaneous_New_Miscellaneous_Natural Gas_Pool Heater - Night Covers_A_Achievable Economic TRC Potential | F11 | Commercial | Interruptible - Miscellaneous | New | Miscellaneous | Natural Gas | Pool Heater - Night Covers | A | Purchases (Cumulative) | Achievable Economic TRC Potential | 0 | 0 | 0 | 0 | 0 | 0 | 0 | 0 | 0 | 0 | 0 | 0 | 0 | 0 | 0 | 0 | 0 | 0 | 0 | 0 | 0 | 0 | 0 | 0 | 0 | 0 | 0
F1_Commercial_Interruptible - Miscellaneous_New_Space Heating_Natural Gas_Advanced New Construction Designs_A_Achievable Economic TRC Potential | F1 | Commercial | Interruptible - Miscellaneous | New | Space Heating | Natural Gas | Advanced New Construction Designs | A | Integrated Unit Energy Savings (kWh or therms) | Achievable Economic TRC Potential | 0 | 0 | 0 | 0 | 0 | 0 | 0 | 0 | 0 | 0 | 0 | 0 | 0 | 0 | 0 | 0 | 0 | 0 | 0 | 0 | 0 | 0 | 0 | 0 | 0 | 0 | 0
F2_Commercial_Interruptible - Miscellaneous_New_Space Heating_Natural Gas_Advanced New Construction Designs_A_Achievable Economic TRC Potential | F2 | Commercial | Interruptible - Miscellaneous | New | Space Heating | Natural Gas | Advanced New Construction Designs | A | Integrated Unit Summer Peak Savings (kW) | Achievable Economic TRC Potential | 0 | 0 | 0 | 0 | 0 | 0 | 0 | 0 | 0 | 0 | 0 | 0 | 0 | 0 | 0 | 0 | 0 | 0 | 0 | 0 | 0 | 0 | 0 | 0 | 0 | 0 | 0
F3_Commercial_Interruptible - Miscellaneous_New_Space Heating_Natural Gas_Advanced New Construction Designs_A_Achievable Economic TRC Potential | F3 | Commercial | Interruptible - Miscellaneous | New | Space Heating | Natural Gas | Advanced New Construction Designs | A | Integrated Unit Winter Peak Savings (kW) | Achievable Economic TRC Potential | 0 | 0 | 0 | 0 | 0 | 0 | 0 | 0 | 0 | 0 | 0 | 0 | 0 | 0 | 0 | 0 | 0 | 0 | 0 | 0 | 0 | 0 | 0 | 0 | 0 | 0 | 0
F4_Commercial_Interruptible - Miscellaneous_New_Space Heating_Natural Gas_Advanced New Construction Designs_A_Achievable Economic TRC Potential | F4 | Commercial | Interruptible - Miscellaneous | New | Space Heating | Natural Gas | Advanced New Construction Designs | A | Incremental Energy Savings (MWh or mTherms) | Achievable Economic TRC Potential | 0 | 0 | 0 | 0 | 0 | 0 | 0 | 0 | 0 | 0 | 0 | 0 | 0 | 0 | 0 | 0 | 0 | 0 | 0 | 0 | 0 | 0 | 0 | 0 | 0 | 0 | 0
F5_Commercial_Interruptible - Miscellaneous_New_Space Heating_Natural Gas_Advanced New Construction Designs_A_Achievable Economic TRC Potential | F5 | Commercial | Interruptible - Miscellaneous | New | Space Heating | Natural Gas | Advanced New Construction Designs | A | Incremental Summer Peak Savings (MW) | Achievable Economic TRC Potential | 0 | 0 | 0 | 0 | 0 | 0 | 0 | 0 | 0 | 0 | 0 | 0 | 0 | 0 | 0 | 0 | 0 | 0 | 0 | 0 | 0 | 0 | 0 | 0 | 0 | 0 | 0
F6_Commercial_Interruptible - Miscellaneous_New_Space Heating_Natural Gas_Advanced New Construction Designs_A_Achievable Economic TRC Potential | F6 | Commercial | Interruptible - Miscellaneous | New | Space Heating | Natural Gas | Advanced New Construction Designs | A | Incremental Winter Peak Savings (MW) | Achievable Economic TRC Potential | 0 | 0 | 0 | 0 | 0 | 0 | 0 | 0 | 0 | 0 | 0 | 0 | 0 | 0 | 0 | 0 | 0 | 0 | 0 | 0 | 0 | 0 | 0 | 0 | 0 | 0 | 0
F7_Commercial_Interruptible - Miscellaneous_New_Space Heating_Natural Gas_Advanced New Construction Designs_A_Achievable Economic TRC Potential | F7 | Commercial | Interruptible - Miscellaneous | New | Space Heating | Natural Gas | Advanced New Construction Designs | A | Cumulative Energy Savings (MWh or mTherms) | Achievable Economic TRC Potential | 0 | 0 | 0 | 0 | 0 | 0 | 0 | 0 | 0 | 0 | 0 | 0 | 0 | 0 | 0 | 0 | 0 | 0 | 0 | 0 | 0 | 0 | 0 | 0 | 0 | 0 | 0
F8_Commercial_Interruptible - Miscellaneous_New_Space Heating_Natural Gas_Advanced New Construction Designs_A_Achievable Economic TRC Potential | F8 | Commercial | Interruptible - Miscellaneous | New | Space Heating | Natural Gas | Advanced New Construction Designs | A | Cumulative Summer Peak Savings (MW) | Achievable Economic TRC Potential | 0 | 0 | 0 | 0 | 0 | 0 | 0 | 0 | 0 | 0 | 0 | 0 | 0 | 0 | 0 | 0 | 0 | 0 | 0 | 0 | 0 | 0 | 0 | 0 | 0 | 0 | 0
F9_Commercial_Interruptible - Miscellaneous_New_Space Heating_Natural Gas_Advanced New Construction Designs_A_Achievable Economic TRC Potential | F9 | Commercial | Interruptible - Miscellaneous | New | Space Heating | Natural Gas | Advanced New Construction Designs | A | Cumulative Winter Peak Savings (MW) | Achievable Economic TRC Potential | 0 | 0 | 0 | 0 | 0 | 0 | 0 | 0 | 0 | 0 | 0 | 0 | 0 | 0 | 0 | 0 | 0 | 0 | 0 | 0 | 0 | 0 | 0 | 0 | 0 | 0 | 0
F10_Commercial_Interruptible - Miscellaneous_New_Space Heating_Natural Gas_Advanced New Construction Designs_A_Achievable Economic TRC Potential | F10 | Commercial | Interruptible - Miscellaneous | New | Space Heating | Natural Gas | Advanced New Construction Designs | A | Purchases (Incremental) | Achievable Economic TRC Potential | 0 | 0 | 0 | 0 | 0 | 0 | 0 | 0 | 0 | 0 | 0 | 0 | 0 | 0 | 0 | 0 | 0 | 0 | 0 | 0 | 0 | 0 | 0 | 0 | 0 | 0 | 0
F11_Commercial_Interruptible - Miscellaneous_New_Space Heating_Natural Gas_Advanced New Construction Designs_A_Achievable Economic TRC Potential | F11 | Commercial | Interruptible - Miscellaneous | New | Space Heating | Natural Gas | Advanced New Construction Designs | A | Purchases (Cumulative) | Achievable Economic TRC Potential | 0 | 0 | 0 | 0 | 0 | 0 | 0 | 0 | 0 | 0 | 0 | 0 | 0 | 0 | 0 | 0 | 0 | 0 | 0 | 0 | 0 | 0 | 0 | 0 | 0 | 0 | 0
F1_Commercial_Interruptible - Miscellaneous_New_Water Heating_Natural Gas_Advanced New Construction Designs_A_Achievable Economic TRC Potential | F1 | Commercial | Interruptible - Miscellaneous | New | Water Heating | Natural Gas | Advanced New Construction Designs | A | Integrated Unit Energy Savings (kWh or therms) | Achievable Economic TRC Potential | 0 | 0 | 0 | 0 | 0 | 0 | 0 | 0 | 0 | 0 | 0 | 0 | 0 | 0 | 0 | 0 | 0 | 0 | 0 | 0 | 0 | 0 | 0 | 0 | 0 | 0 | 0
F2_Commercial_Interruptible - Miscellaneous_New_Water Heating_Natural Gas_Advanced New Construction Designs_A_Achievable Economic TRC Potential | F2 | Commercial | Interruptible - Miscellaneous | New | Water Heating | Natural Gas | Advanced New Construction Designs | A | Integrated Unit Summer Peak Savings (kW) | Achievable Economic TRC Potential | 0 | 0 | 0 | 0 | 0 | 0 | 0 | 0 | 0 | 0 | 0 | 0 | 0 | 0 | 0 | 0 | 0 | 0 | 0 | 0 | 0 | 0 | 0 | 0 | 0 | 0 | 0
F3_Commercial_Interruptible - Miscellaneous_New_Water Heating_Natural Gas_Advanced New Construction Designs_A_Achievable Economic TRC Potential | F3 | Commercial | Interruptible - Miscellaneous | New | Water Heating | Natural Gas | Advanced New Construction Designs | A | Integrated Unit Winter Peak Savings (kW) | Achievable Economic TRC Potential | 0 | 0 | 0 | 0 | 0 | 0 | 0 | 0 | 0 | 0 | 0 | 0 | 0 | 0 | 0 | 0 | 0 | 0 | 0 | 0 | 0 | 0 | 0 | 0 | 0 | 0 | 0
F4_Commercial_Interruptible - Miscellaneous_New_Water Heating_Natural Gas_Advanced New Construction Designs_A_Achievable Economic TRC Potential | F4 | Commercial | Interruptible - Miscellaneous | New | Water Heating | Natural Gas | Advanced New Construction Designs | A | Incremental Energy Savings (MWh or mTherms) | Achievable Economic TRC Potential | 0 | 0 | 0 | 0 | 0 | 0 | 0 | 0 | 0 | 0 | 0 | 0 | 0 | 0 | 0 | 0 | 0 | 0 | 0 | 0 | 0 | 0 | 0 | 0 | 0 | 0 | 0
F5_Commercial_Interruptible - Miscellaneous_New_Water Heating_Natural Gas_Advanced New Construction Designs_A_Achievable Economic TRC Potential | F5 | Commercial | Interruptible - Miscellaneous | New | Water Heating | Natural Gas | Advanced New Construction Designs | A | Incremental Summer Peak Savings (MW) | Achievable Economic TRC Potential | 0 | 0 | 0 | 0 | 0 | 0 | 0 | 0 | 0 | 0 | 0 | 0 | 0 | 0 | 0 | 0 | 0 | 0 | 0 | 0 | 0 | 0 | 0 | 0 | 0 | 0 | 0
F6_Commercial_Interruptible - Miscellaneous_New_Water Heating_Natural Gas_Advanced New Construction Designs_A_Achievable Economic TRC Potential | F6 | Commercial | Interruptible - Miscellaneous | New | Water Heating | Natural Gas | Advanced New Construction Designs | A | Incremental Winter Peak Savings (MW) | Achievable Economic TRC Potential | 0 | 0 | 0 | 0 | 0 | 0 | 0 | 0 | 0 | 0 | 0 | 0 | 0 | 0 | 0 | 0 | 0 | 0 | 0 | 0 | 0 | 0 | 0 | 0 | 0 | 0 | 0
F7_Commercial_Interruptible - Miscellaneous_New_Water Heating_Natural Gas_Advanced New Construction Designs_A_Achievable Economic TRC Potential | F7 | Commercial | Interruptible - Miscellaneous | New | Water Heating | Natural Gas | Advanced New Construction Designs | A | Cumulative Energy Savings (MWh or mTherms) | Achievable Economic TRC Potential | 0 | 0 | 0 | 0 | 0 | 0 | 0 | 0 | 0 | 0 | 0 | 0 | 0 | 0 | 0 | 0 | 0 | 0 | 0 | 0 | 0 | 0 | 0 | 0 | 0 | 0 | 0
F8_Commercial_Interruptible - Miscellaneous_New_Water Heating_Natural Gas_Advanced New Construction Designs_A_Achievable Economic TRC Potential | F8 | Commercial | Interruptible - Miscellaneous | New | Water Heating | Natural Gas | Advanced New Construction Designs | A | Cumulative Summer Peak Savings (MW) | Achievable Economic TRC Potential | 0 | 0 | 0 | 0 | 0 | 0 | 0 | 0 | 0 | 0 | 0 | 0 | 0 | 0 | 0 | 0 | 0 | 0 | 0 | 0 | 0 | 0 | 0 | 0 | 0 | 0 | 0
F9_Commercial_Interruptible - Miscellaneous_New_Water Heating_Natural Gas_Advanced New Construction Designs_A_Achievable Economic TRC Potential | F9 | Commercial | Interruptible - Miscellaneous | New | Water Heating | Natural Gas | Advanced New Construction Designs | A | Cumulative Winter Peak Savings (MW) | Achievable Economic TRC Potential | 0 | 0 | 0 | 0 | 0 | 0 | 0 | 0 | 0 | 0 | 0 | 0 | 0 | 0 | 0 | 0 | 0 | 0 | 0 | 0 | 0 | 0 | 0 | 0 | 0 | 0 | 0
F10_Commercial_Interruptible - Miscellaneous_New_Water Heating_Natural Gas_Advanced New Construction Designs_A_Achievable Economic TRC Potential | F10 | Commercial | Interruptible - Miscellaneous | New | Water Heating | Natural Gas | Advanced New Construction Designs | A | Purchases (Incremental) | Achievable Economic TRC Potential | 0 | 0 | 0 | 0 | 0 | 0 | 0 | 0 | 0 | 0 | 0 | 0 | 0 | 0 | 0 | 0 | 0 | 0 | 0 | 0 | 0 | 0 | 0 | 0 | 0 | 0 | 0
F11_Commercial_Interruptible - Miscellaneous_New_Water Heating_Natural Gas_Advanced New Construction Designs_A_Achievable Economic TRC Potential | F11 | Commercial | Interruptible - Miscellaneous | New | Water Heating | Natural Gas | Advanced New Construction Designs | A | Purchases (Cumulative) | Achievable Economic TRC Potential | 0 | 0 | 0 | 0 | 0 | 0 | 0 | 0 | 0 | 0 | 0 | 0 | 0 | 0 | 0 | 0 | 0 | 0 | 0 | 0 | 0 | 0 | 0 | 0 | 0 | 0 | 0
F1_Commercial_Interruptible - Miscellaneous_New_Space Heating_Natural Gas_Strategic Energy Management_A_Achievable Economic TRC Potential | F1 | Commercial | Interruptible - Miscellaneous | New | Space Heating | Natural Gas | Strategic Energy Management | A | Integrated Unit Energy Savings (kWh or therms) | Achievable Economic TRC Potential | 0 | 0 | 0 | 0 | 0 | 0 | 0 | 0 | 0 | 0 | 0 | 0 | 0 | 0 | 0 | 0 | 0 | 0 | 0 | 0 | 0 | 0 | 0 | 0 | 0 | 0 | 0
F2_Commercial_Interruptible - Miscellaneous_New_Space Heating_Natural Gas_Strategic Energy Management_A_Achievable Economic TRC Potential | F2 | Commercial | Interruptible - Miscellaneous | New | Space Heating | Natural Gas | Strategic Energy Management | A | Integrated Unit Summer Peak Savings (kW) | Achievable Economic TRC Potential | 0 | 0 | 0 | 0 | 0 | 0 | 0 | 0 | 0 | 0 | 0 | 0 | 0 | 0 | 0 | 0 | 0 | 0 | 0 | 0 | 0 | 0 | 0 | 0 | 0 | 0 | 0
F3_Commercial_Interruptible - Miscellaneous_New_Space Heating_Natural Gas_Strategic Energy Management_A_Achievable Economic TRC Potential | F3 | Commercial | Interruptible - Miscellaneous | New | Space Heating | Natural Gas | Strategic Energy Management | A | Integrated Unit Winter Peak Savings (kW) | Achievable Economic TRC Potential | 0 | 0 | 0 | 0 | 0 | 0 | 0 | 0 | 0 | 0 | 0 | 0 | 0 | 0 | 0 | 0 | 0 | 0 | 0 | 0 | 0 | 0 | 0 | 0 | 0 | 0 | 0
F4_Commercial_Interruptible - Miscellaneous_New_Space Heating_Natural Gas_Strategic Energy Management_A_Achievable Economic TRC Potential | F4 | Commercial | Interruptible - Miscellaneous | New | Space Heating | Natural Gas | Strategic Energy Management | A | Incremental Energy Savings (MWh or mTherms) | Achievable Economic TRC Potential | 0 | 0 | 0 | 0 | 0 | 0 | 0 | 0 | 0 | 0 | 0 | 0 | 0 | 0 | 0 | 0 | 0 | 0 | 0 | 0 | 0 | 0 | 0 | 0 | 0 | 0 | 0
F5_Commercial_Interruptible - Miscellaneous_New_Space Heating_Natural Gas_Strategic Energy Management_A_Achievable Economic TRC Potential | F5 | Commercial | Interruptible - Miscellaneous | New | Space Heating | Natural Gas | Strategic Energy Management | A | Incremental Summer Peak Savings (MW) | Achievable Economic TRC Potential | 0 | 0 | 0 | 0 | 0 | 0 | 0 | 0 | 0 | 0 | 0 | 0 | 0 | 0 | 0 | 0 | 0 | 0 | 0 | 0 | 0 | 0 | 0 | 0 | 0 | 0 | 0
F6_Commercial_Interruptible - Miscellaneous_New_Space Heating_Natural Gas_Strategic Energy Management_A_Achievable Economic TRC Potential | F6 | Commercial | Interruptible - Miscellaneous | New | Space Heating | Natural Gas | Strategic Energy Management | A | Incremental Winter Peak Savings (MW) | Achievable Economic TRC Potential | 0 | 0 | 0 | 0 | 0 | 0 | 0 | 0 | 0 | 0 | 0 | 0 | 0 | 0 | 0 | 0 | 0 | 0 | 0 | 0 | 0 | 0 | 0 | 0 | 0 | 0 | 0
F7_Commercial_Interruptible - Miscellaneous_New_Space Heating_Natural Gas_Strategic Energy Management_A_Achievable Economic TRC Potential | F7 | Commercial | Interruptible - Miscellaneous | New | Space Heating | Natural Gas | Strategic Energy Management | A | Cumulative Energy Savings (MWh or mTherms) | Achievable Economic TRC Potential | 0 | 0 | 0 | 0 | 0 | 0 | 0 | 0 | 0 | 0 | 0 | 0 | 0 | 0 | 0 | 0 | 0 | 0 | 0 | 0 | 0 | 0 | 0 | 0 | 0 | 0 | 0
F8_Commercial_Interruptible - Miscellaneous_New_Space Heating_Natural Gas_Strategic Energy Management_A_Achievable Economic TRC Potential | F8 | Commercial | Interruptible - Miscellaneous | New | Space Heating | Natural Gas | Strategic Energy Management | A | Cumulative Summer Peak Savings (MW) | Achievable Economic TRC Potential | 0 | 0 | 0 | 0 | 0 | 0 | 0 | 0 | 0 | 0 | 0 | 0 | 0 | 0 | 0 | 0 | 0 | 0 | 0 | 0 | 0 | 0 | 0 | 0 | 0 | 0 | 0
F9_Commercial_Interruptible - Miscellaneous_New_Space Heating_Natural Gas_Strategic Energy Management_A_Achievable Economic TRC Potential | F9 | Commercial | Interruptible - Miscellaneous | New | Space Heating | Natural Gas | Strategic Energy Management | A | Cumulative Winter Peak Savings (MW) | Achievable Economic TRC Potential | 0 | 0 | 0 | 0 | 0 | 0 | 0 | 0 | 0 | 0 | 0 | 0 | 0 | 0 | 0 | 0 | 0 | 0 | 0 | 0 | 0 | 0 | 0 | 0 | 0 | 0 | 0
F10_Commercial_Interruptible - Miscellaneous_New_Space Heating_Natural Gas_Strategic Energy Management_A_Achievable Economic TRC Potential | F10 | Commercial | Interruptible - Miscellaneous | New | Space Heating | Natural Gas | Strategic Energy Management | A | Purchases (Incremental) | Achievable Economic TRC Potential | 0 | 0 | 0 | 0 | 0 | 0 | 0 | 0 | 0 | 0 | 0 | 0 | 0 | 0 | 0 | 0 | 0 | 0 | 0 | 0 | 0 | 0 | 0 | 0 | 0 | 0 | 0
F11_Commercial_Interruptible - Miscellaneous_New_Space Heating_Natural Gas_Strategic Energy Management_A_Achievable Economic TRC Potential | F11 | Commercial | Interruptible - Miscellaneous | New | Space Heating | Natural Gas | Strategic Energy Management | A | Purchases (Cumulative) | Achievable Economic TRC Potential | 0 | 0 | 0 | 0 | 0 | 0 | 0 | 0 | 0 | 0 | 0 | 0 | 0 | 0 | 0 | 0 | 0 | 0 | 0 | 0 | 0 | 0 | 0 | 0 | 0 | 0 | 0
F1_Commercial_Interruptible - Miscellaneous_New_Water Heating_Natural Gas_Strategic Energy Management_A_Achievable Economic TRC Potential | F1 | Commercial | Interruptible - Miscellaneous | New | Water Heating | Natural Gas | Strategic Energy Management | A | Integrated Unit Energy Savings (kWh or therms) | Achievable Economic TRC Potential | 0 | 0 | 0 | 0 | 0 | 0 | 0 | 0 | 0 | 0 | 0 | 0 | 0 | 0 | 0 | 0 | 0 | 0 | 0 | 0 | 0 | 0 | 0 | 0 | 0 | 0 | 0
F2_Commercial_Interruptible - Miscellaneous_New_Water Heating_Natural Gas_Strategic Energy Management_A_Achievable Economic TRC Potential | F2 | Commercial | Interruptible - Miscellaneous | New | Water Heating | Natural Gas | Strategic Energy Management | A | Integrated Unit Summer Peak Savings (kW) | Achievable Economic TRC Potential | 0 | 0 | 0 | 0 | 0 | 0 | 0 | 0 | 0 | 0 | 0 | 0 | 0 | 0 | 0 | 0 | 0 | 0 | 0 | 0 | 0 | 0 | 0 | 0 | 0 | 0 | 0
F3_Commercial_Interruptible - Miscellaneous_New_Water Heating_Natural Gas_Strategic Energy Management_A_Achievable Economic TRC Potential | F3 | Commercial | Interruptible - Miscellaneous | New | Water Heating | Natural Gas | Strategic Energy Management | A | Integrated Unit Winter Peak Savings (kW) | Achievable Economic TRC Potential | 0 | 0 | 0 | 0 | 0 | 0 | 0 | 0 | 0 | 0 | 0 | 0 | 0 | 0 | 0 | 0 | 0 | 0 | 0 | 0 | 0 | 0 | 0 | 0 | 0 | 0 | 0
F4_Commercial_Interruptible - Miscellaneous_New_Water Heating_Natural Gas_Strategic Energy Management_A_Achievable Economic TRC Potential | F4 | Commercial | Interruptible - Miscellaneous | New | Water Heating | Natural Gas | Strategic Energy Management | A | Incremental Energy Savings (MWh or mTherms) | Achievable Economic TRC Potential | 0 | 0 | 0 | 0 | 0 | 0 | 0 | 0 | 0 | 0 | 0 | 0 | 0 | 0 | 0 | 0 | 0 | 0 | 0 | 0 | 0 | 0 | 0 | 0 | 0 | 0 | 0
F5_Commercial_Interruptible - Miscellaneous_New_Water Heating_Natural Gas_Strategic Energy Management_A_Achievable Economic TRC Potential | F5 | Commercial | Interruptible - Miscellaneous | New | Water Heating | Natural Gas | Strategic Energy Management | A | Incremental Summer Peak Savings (MW) | Achievable Economic TRC Potential | 0 | 0 | 0 | 0 | 0 | 0 | 0 | 0 | 0 | 0 | 0 | 0 | 0 | 0 | 0 | 0 | 0 | 0 | 0 | 0 | 0 | 0 | 0 | 0 | 0 | 0 | 0
F6_Commercial_Interruptible - Miscellaneous_New_Water Heating_Natural Gas_Strategic Energy Management_A_Achievable Economic TRC Potential | F6 | Commercial | Interruptible - Miscellaneous | New | Water Heating | Natural Gas | Strategic Energy Management | A | Incremental Winter Peak Savings (MW) | Achievable Economic TRC Potential | 0 | 0 | 0 | 0 | 0 | 0 | 0 | 0 | 0 | 0 | 0 | 0 | 0 | 0 | 0 | 0 | 0 | 0 | 0 | 0 | 0 | 0 | 0 | 0 | 0 | 0 | 0
F7_Commercial_Interruptible - Miscellaneous_New_Water Heating_Natural Gas_Strategic Energy Management_A_Achievable Economic TRC Potential | F7 | Commercial | Interruptible - Miscellaneous | New | Water Heating | Natural Gas | Strategic Energy Management | A | Cumulative Energy Savings (MWh or mTherms) | Achievable Economic TRC Potential | 0 | 0 | 0 | 0 | 0 | 0 | 0 | 0 | 0 | 0 | 0 | 0 | 0 | 0 | 0 | 0 | 0 | 0 | 0 | 0 | 0 | 0 | 0 | 0 | 0 | 0 | 0
F8_Commercial_Interruptible - Miscellaneous_New_Water Heating_Natural Gas_Strategic Energy Management_A_Achievable Economic TRC Potential | F8 | Commercial | Interruptible - Miscellaneous | New | Water Heating | Natural Gas | Strategic Energy Management | A | Cumulative Summer Peak Savings (MW) | Achievable Economic TRC Potential | 0 | 0 | 0 | 0 | 0 | 0 | 0 | 0 | 0 | 0 | 0 | 0 | 0 | 0 | 0 | 0 | 0 | 0 | 0 | 0 | 0 | 0 | 0 | 0 | 0 | 0 | 0
F9_Commercial_Interruptible - Miscellaneous_New_Water Heating_Natural Gas_Strategic Energy Management_A_Achievable Economic TRC Potential | F9 | Commercial | Interruptible - Miscellaneous | New | Water Heating | Natural Gas | Strategic Energy Management | A | Cumulative Winter Peak Savings (MW) | Achievable Economic TRC Potential | 0 | 0 | 0 | 0 | 0 | 0 | 0 | 0 | 0 | 0 | 0 | 0 | 0 | 0 | 0 | 0 | 0 | 0 | 0 | 0 | 0 | 0 | 0 | 0 | 0 | 0 | 0
F10_Commercial_Interruptible - Miscellaneous_New_Water Heating_Natural Gas_Strategic Energy Management_A_Achievable Economic TRC Potential | F10 | Commercial | Interruptible - Miscellaneous | New | Water Heating | Natural Gas | Strategic Energy Management | A | Purchases (Incremental) | Achievable Economic TRC Potential | 0 | 0 | 0 | 0 | 0 | 0 | 0 | 0 | 0 | 0 | 0 | 0 | 0 | 0 | 0 | 0 | 0 | 0 | 0 | 0 | 0 | 0 | 0 | 0 | 0 | 0 | 0
F11_Commercial_Interruptible - Miscellaneous_New_Water Heating_Natural Gas_Strategic Energy Management_A_Achievable Economic TRC Potential | F11 | Commercial | Interruptible - Miscellaneous | New | Water Heating | Natural Gas | Strategic Energy Management | A | Purchases (Cumulative) | Achievable Economic TRC Potential | 0 | 0 | 0 | 0 | 0 | 0 | 0 | 0 | 0 | 0 | 0 | 0 | 0 | 0 | 0 | 0 | 0 | 0 | 0 | 0 | 0 | 0 | 0 | 0 | 0 | 0 | 0
F1_Commercial_Interruptible - Miscellaneous_New_Space Heating_Natural Gas_Retrocommissioning_A_Achievable Economic TRC Potential | F1 | Commercial | Interruptible - Miscellaneous | New | Space Heating | Natural Gas | Retrocommissioning | A | Integrated Unit Energy Savings (kWh or therms) | Achievable Economic TRC Potential | 0 | 0 | 0 | 0 | 0 | 0 | 0 | 0 | 0 | 0 | 0 | 0 | 0 | 0 | 0 | 0 | 0 | 0 | 0 | 0 | 0 | 0 | 0 | 0 | 0 | 0 | 0
F2_Commercial_Interruptible - Miscellaneous_New_Space Heating_Natural Gas_Retrocommissioning_A_Achievable Economic TRC Potential | F2 | Commercial | Interruptible - Miscellaneous | New | Space Heating | Natural Gas | Retrocommissioning | A | Integrated Unit Summer Peak Savings (kW) | Achievable Economic TRC Potential | 0 | 0 | 0 | 0 | 0 | 0 | 0 | 0 | 0 | 0 | 0 | 0 | 0 | 0 | 0 | 0 | 0 | 0 | 0 | 0 | 0 | 0 | 0 | 0 | 0 | 0 | 0
F3_Commercial_Interruptible - Miscellaneous_New_Space Heating_Natural Gas_Retrocommissioning_A_Achievable Economic TRC Potential | F3 | Commercial | Interruptible - Miscellaneous | New | Space Heating | Natural Gas | Retrocommissioning | A | Integrated Unit Winter Peak Savings (kW) | Achievable Economic TRC Potential | 0 | 0 | 0 | 0 | 0 | 0 | 0 | 0 | 0 | 0 | 0 | 0 | 0 | 0 | 0 | 0 | 0 | 0 | 0 | 0 | 0 | 0 | 0 | 0 | 0 | 0 | 0
F4_Commercial_Interruptible - Miscellaneous_New_Space Heating_Natural Gas_Retrocommissioning_A_Achievable Economic TRC Potential | F4 | Commercial | Interruptible - Miscellaneous | New | Space Heating | Natural Gas | Retrocommissioning | A | Incremental Energy Savings (MWh or mTherms) | Achievable Economic TRC Potential | 0 | 0 | 0 | 0 | 0 | 0 | 0 | 0 | 0 | 0 | 0 | 0 | 0 | 0 | 0 | 0 | 0 | 0 | 0 | 0 | 0 | 0 | 0 | 0 | 0 | 0 | 0
F5_Commercial_Interruptible - Miscellaneous_New_Space Heating_Natural Gas_Retrocommissioning_A_Achievable Economic TRC Potential | F5 | Commercial | Interruptible - Miscellaneous | New | Space Heating | Natural Gas | Retrocommissioning | A | Incremental Summer Peak Savings (MW) | Achievable Economic TRC Potential | 0 | 0 | 0 | 0 | 0 | 0 | 0 | 0 | 0 | 0 | 0 | 0 | 0 | 0 | 0 | 0 | 0 | 0 | 0 | 0 | 0 | 0 | 0 | 0 | 0 | 0 | 0
F6_Commercial_Interruptible - Miscellaneous_New_Space Heating_Natural Gas_Retrocommissioning_A_Achievable Economic TRC Potential | F6 | Commercial | Interruptible - Miscellaneous | New | Space Heating | Natural Gas | Retrocommissioning | A | Incremental Winter Peak Savings (MW) | Achievable Economic TRC Potential | 0 | 0 | 0 | 0 | 0 | 0 | 0 | 0 | 0 | 0 | 0 | 0 | 0 | 0 | 0 | 0 | 0 | 0 | 0 | 0 | 0 | 0 | 0 | 0 | 0 | 0 | 0
F7_Commercial_Interruptible - Miscellaneous_New_Space Heating_Natural Gas_Retrocommissioning_A_Achievable Economic TRC Potential | F7 | Commercial | Interruptible - Miscellaneous | New | Space Heating | Natural Gas | Retrocommissioning | A | Cumulative Energy Savings (MWh or mTherms) | Achievable Economic TRC Potential | 0 | 0 | 0 | 0 | 0 | 0 | 0 | 0 | 0 | 0 | 0 | 0 | 0 | 0 | 0 | 0 | 0 | 0 | 0 | 0 | 0 | 0 | 0 | 0 | 0 | 0 | 0
F8_Commercial_Interruptible - Miscellaneous_New_Space Heating_Natural Gas_Retrocommissioning_A_Achievable Economic TRC Potential | F8 | Commercial | Interruptible - Miscellaneous | New | Space Heating | Natural Gas | Retrocommissioning | A | Cumulative Summer Peak Savings (MW) | Achievable Economic TRC Potential | 0 | 0 | 0 | 0 | 0 | 0 | 0 | 0 | 0 | 0 | 0 | 0 | 0 | 0 | 0 | 0 | 0 | 0 | 0 | 0 | 0 | 0 | 0 | 0 | 0 | 0 | 0
F9_Commercial_Interruptible - Miscellaneous_New_Space Heating_Natural Gas_Retrocommissioning_A_Achievable Economic TRC Potential | F9 | Commercial | Interruptible - Miscellaneous | New | Space Heating | Natural Gas | Retrocommissioning | A | Cumulative Winter Peak Savings (MW) | Achievable Economic TRC Potential | 0 | 0 | 0 | 0 | 0 | 0 | 0 | 0 | 0 | 0 | 0 | 0 | 0 | 0 | 0 | 0 | 0 | 0 | 0 | 0 | 0 | 0 | 0 | 0 | 0 | 0 | 0
F10_Commercial_Interruptible - Miscellaneous_New_Space Heating_Natural Gas_Retrocommissioning_A_Achievable Economic TRC Potential | F10 | Commercial | Interruptible - Miscellaneous | New | Space Heating | Natural Gas | Retrocommissioning | A | Purchases (Incremental) | Achievable Economic TRC Potential | 0 | 0 | 0 | 0 | 0 | 0 | 0 | 0 | 0 | 0 | 0 | 0 | 0 | 0 | 0 | 0 | 0 | 0 | 0 | 0 | 0 | 0 | 0 | 0 | 0 | 0 | 0
F11_Commercial_Interruptible - Miscellaneous_New_Space Heating_Natural Gas_Retrocommissioning_A_Achievable Economic TRC Potential | F11 | Commercial | Interruptible - Miscellaneous | New | Space Heating | Natural Gas | Retrocommissioning | A | Purchases (Cumulative) | Achievable Economic TRC Potential | 0 | 0 | 0 | 0 | 0 | 0 | 0 | 0 | 0 | 0 | 0 | 0 | 0 | 0 | 0 | 0 | 0 | 0 | 0 | 0 | 0 | 0 | 0 | 0 | 0 | 0 | 0
F1_Commercial_Interruptible - Miscellaneous_New_Water Heating_Natural Gas_Retrocommissioning_A_Achievable Economic TRC Potential | F1 | Commercial | Interruptible - Miscellaneous | New | Water Heating | Natural Gas | Retrocommissioning | A | Integrated Unit Energy Savings (kWh or therms) | Achievable Economic TRC Potential | 0 | 0 | 0 | 0 | 0 | 0 | 0 | 0 | 0 | 0 | 0 | 0 | 0 | 0 | 0 | 0 | 0 | 0 | 0 | 0 | 0 | 0 | 0 | 0 | 0 | 0 | 0
F2_Commercial_Interruptible - Miscellaneous_New_Water Heating_Natural Gas_Retrocommissioning_A_Achievable Economic TRC Potential | F2 | Commercial | Interruptible - Miscellaneous | New | Water Heating | Natural Gas | Retrocommissioning | A | Integrated Unit Summer Peak Savings (kW) | Achievable Economic TRC Potential | 0 | 0 | 0 | 0 | 0 | 0 | 0 | 0 | 0 | 0 | 0 | 0 | 0 | 0 | 0 | 0 | 0 | 0 | 0 | 0 | 0 | 0 | 0 | 0 | 0 | 0 | 0
F3_Commercial_Interruptible - Miscellaneous_New_Water Heating_Natural Gas_Retrocommissioning_A_Achievable Economic TRC Potential | F3 | Commercial | Interruptible - Miscellaneous | New | Water Heating | Natural Gas | Retrocommissioning | A | Integrated Unit Winter Peak Savings (kW) | Achievable Economic TRC Potential | 0 | 0 | 0 | 0 | 0 | 0 | 0 | 0 | 0 | 0 | 0 | 0 | 0 | 0 | 0 | 0 | 0 | 0 | 0 | 0 | 0 | 0 | 0 | 0 | 0 | 0 | 0
F4_Commercial_Interruptible - Miscellaneous_New_Water Heating_Natural Gas_Retrocommissioning_A_Achievable Economic TRC Potential | F4 | Commercial | Interruptible - Miscellaneous | New | Water Heating | Natural Gas | Retrocommissioning | A | Incremental Energy Savings (MWh or mTherms) | Achievable Economic TRC Potential | 0 | 0 | 0 | 0 | 0 | 0 | 0 | 0 | 0 | 0 | 0 | 0 | 0 | 0 | 0 | 0 | 0 | 0 | 0 | 0 | 0 | 0 | 0 | 0 | 0 | 0 | 0
F5_Commercial_Interruptible - Miscellaneous_New_Water Heating_Natural Gas_Retrocommissioning_A_Achievable Economic TRC Potential | F5 | Commercial | Interruptible - Miscellaneous | New | Water Heating | Natural Gas | Retrocommissioning | A | Incremental Summer Peak Savings (MW) | Achievable Economic TRC Potential | 0 | 0 | 0 | 0 | 0 | 0 | 0 | 0 | 0 | 0 | 0 | 0 | 0 | 0 | 0 | 0 | 0 | 0 | 0 | 0 | 0 | 0 | 0 | 0 | 0 | 0 | 0
F6_Commercial_Interruptible - Miscellaneous_New_Water Heating_Natural Gas_Retrocommissioning_A_Achievable Economic TRC Potential | F6 | Commercial | Interruptible - Miscellaneous | New | Water Heating | Natural Gas | Retrocommissioning | A | Incremental Winter Peak Savings (MW) | Achievable Economic TRC Potential | 0 | 0 | 0 | 0 | 0 | 0 | 0 | 0 | 0 | 0 | 0 | 0 | 0 | 0 | 0 | 0 | 0 | 0 | 0 | 0 | 0 | 0 | 0 | 0 | 0 | 0 | 0
F7_Commercial_Interruptible - Miscellaneous_New_Water Heating_Natural Gas_Retrocommissioning_A_Achievable Economic TRC Potential | F7 | Commercial | Interruptible - Miscellaneous | New | Water Heating | Natural Gas | Retrocommissioning | A | Cumulative Energy Savings (MWh or mTherms) | Achievable Economic TRC Potential | 0 | 0 | 0 | 0 | 0 | 0 | 0 | 0 | 0 | 0 | 0 | 0 | 0 | 0 | 0 | 0 | 0 | 0 | 0 | 0 | 0 | 0 | 0 | 0 | 0 | 0 | 0
F8_Commercial_Interruptible - Miscellaneous_New_Water Heating_Natural Gas_Retrocommissioning_A_Achievable Economic TRC Potential | F8 | Commercial | Interruptible - Miscellaneous | New | Water Heating | Natural Gas | Retrocommissioning | A | Cumulative Summer Peak Savings (MW) | Achievable Economic TRC Potential | 0 | 0 | 0 | 0 | 0 | 0 | 0 | 0 | 0 | 0 | 0 | 0 | 0 | 0 | 0 | 0 | 0 | 0 | 0 | 0 | 0 | 0 | 0 | 0 | 0 | 0 | 0
F9_Commercial_Interruptible - Miscellaneous_New_Water Heating_Natural Gas_Retrocommissioning_A_Achievable Economic TRC Potential | F9 | Commercial | Interruptible - Miscellaneous | New | Water Heating | Natural Gas | Retrocommissioning | A | Cumulative Winter Peak Savings (MW) | Achievable Economic TRC Potential | 0 | 0 | 0 | 0 | 0 | 0 | 0 | 0 | 0 | 0 | 0 | 0 | 0 | 0 | 0 | 0 | 0 | 0 | 0 | 0 | 0 | 0 | 0 | 0 | 0 | 0 | 0
F10_Commercial_Interruptible - Miscellaneous_New_Water Heating_Natural Gas_Retrocommissioning_A_Achievable Economic TRC Potential | F10 | Commercial | Interruptible - Miscellaneous | New | Water Heating | Natural Gas | Retrocommissioning | A | Purchases (Incremental) | Achievable Economic TRC Potential | 0 | 0 | 0 | 0 | 0 | 0 | 0 | 0 | 0 | 0 | 0 | 0 | 0 | 0 | 0 | 0 | 0 | 0 | 0 | 0 | 0 | 0 | 0 | 0 | 0 | 0 | 0
F11_Commercial_Interruptible - Miscellaneous_New_Water Heating_Natural Gas_Retrocommissioning_A_Achievable Economic TRC Potential | F11 | Commercial | Interruptible - Miscellaneous | New | Water Heating | Natural Gas | Retrocommissioning | A | Purchases (Cumulative) | Achievable Economic TRC Potential | 0 | 0 | 0 | 0 | 0 | 0 | 0 | 0 | 0 | 0 | 0 | 0 | 0 | 0 | 0 | 0 | 0 | 0 | 0 | 0 | 0 | 0 | 0 | 0 | 0 | 0 | 0
F1_Commercial_WA - College_Existing_Space Heating_Natural Gas_Furnace_A_Achievable Economic UCT Potential | F1 | Commercial | WA - College | Existing | Space Heating | Natural Gas | Furnace | A | Integrated Unit Energy Savings (kWh or therms) | Achievable Economic UCT Potential | 0 | 243.0543 | 242.1118 | 81.8666 | 81.8666 | 81.8666 | 81.8666 | 81.8666 | 81.8666 | 81.8666 | 81.8666 | 81.8666 | 81.8666 | 81.8666 | 81.8666 | 81.8666 | 81.8666 | 81.8666 | 81.8666 | 81.8666 | 81.8666 | 81.8666 | 81.8666 | 81.8666 | 81.8666 | 81.8666 | 81.8666
F2_Commercial_WA - College_Existing_Space Heating_Natural Gas_Furnace_A_Achievable Economic UCT Potential | F2 | Commercial | WA - College | Existing | Space Heating | Natural Gas | Furnace | A | Integrated Unit Summer Peak Savings (kW) | Achievable Economic UCT Potential | 0 | 0 | 0 | 0 | 0 | 0 | 0 | 0 | 0 | 0 | 0 | 0 | 0 | 0 | 0 | 0 | 0 | 0 | 0 | 0 | 0 | 0 | 0 | 0 | 0 | 0 | 0
F3_Commercial_WA - College_Existing_Space Heating_Natural Gas_Furnace_A_Achievable Economic UCT Potential | F3 | Commercial | WA - College | Existing | Space Heating | Natural Gas | Furnace | A | Integrated Unit Winter Peak Savings (kW) | Achievable Economic UCT Potential | 0 | 0 | 0 | 0 | 0 | 0 | 0 | 0 | 0 | 0 | 0 | 0 | 0 | 0 | 0 | 0 | 0 | 0 | 0 | 0 | 0 | 0 | 0 | 0 | 0 | 0 | 0
F4_Commercial_WA - College_Existing_Space Heating_Natural Gas_Furnace_A_Achievable Economic UCT Potential | F4 | Commercial | WA - College | Existing | Space Heating | Natural Gas | Furnace | A | Incremental Energy Savings (MWh or mTherms) | Achievable Economic UCT Potential | 0 | 0 | 0 | 0.002399 | 0.0041619 | 0.010177 | 0.021299 | 0.040287 | 0.070629 | 0.11639 | 0.18034 | 0.26482 | 0.3705 | 0.49572 | 0.63609 | 0.78459 | 0.93248 | 1.0708 | 1.1921 | 1.1896 | 1.1728 | 1.1413 | 1.1122 | 1.0731 | 1.0422 | 1.0191 | 1.0011
F5_Commercial_WA - College_Existing_Space Heating_Natural Gas_Furnace_A_Achievable Economic UCT Potential | F5 | Commercial | WA - College | Existing | Space Heating | Natural Gas | Furnace | A | Incremental Summer Peak Savings (MW) | Achievable Economic UCT Potential | 0 | 0 | 0 | 0 | 0 | 0 | 0 | 0 | 0 | 0 | 0 | 0 | 0 | 0 | 0 | 0 | 0 | 0 | 0 | 0 | 0 | 0 | 0 | 0 | 0 | 0 | 0
F6_Commercial_WA - College_Existing_Space Heating_Natural Gas_Furnace_A_Achievable Economic UCT Potential | F6 | Commercial | WA - College | Existing | Space Heating | Natural Gas | Furnace | A | Incremental Winter Peak Savings (MW) | Achievable Economic UCT Potential | 0 | 0 | 0 | 0 | 0 | 0 | 0 | 0 | 0 | 0 | 0 | 0 | 0 | 0 | 0 | 0 | 0 | 0 | 0 | 0 | 0 | 0 | 0 | 0 | 0 | 0 | 0
F7_Commercial_WA - College_Existing_Space Heating_Natural Gas_Furnace_A_Achievable Economic UCT Potential | F7 | Commercial | WA - College | Existing | Space Heating | Natural Gas | Furnace | A | Cumulative Energy Savings (MWh or mTherms) | Achievable Economic UCT Potential | 0 | 0 | 0 | 0.002399 | 0.0065609 | 0.016737 | 0.038037 | 0.078324 | 0.14895 | 0.26535 | 0.44569 | 0.71051 | 1.081 | 1.5767 | 2.2128 | 2.9974 | 3.9299 | 5.0007 | 6.1927 | 7.3823 | 8.5551 | 9.6965 | 10.8087 | 11.8818 | 12.924 | 13.9431 | 14.9441
F8_Commercial_WA - College_Existing_Space Heating_Natural Gas_Furnace_A_Achievable Economic UCT Potential | F8 | Commercial | WA - College | Existing | Space Heating | Natural Gas | Furnace | A | Cumulative Summer Peak Savings (MW) | Achievable Economic UCT Potential | 0 | 0 | 0 | 0 | 0 | 0 | 0 | 0 | 0 | 0 | 0 | 0 | 0 | 0 | 0 | 0 | 0 | 0 | 0 | 0 | 0 | 0 | 0 | 0 | 0 | 0 | 0
F9_Commercial_WA - College_Existing_Space Heating_Natural Gas_Furnace_A_Achievable Economic UCT Potential | F9 | Commercial | WA - College | Existing | Space Heating | Natural Gas | Furnace | A | Cumulative Winter Peak Savings (MW) | Achievable Economic UCT Potential | 0 | 0 | 0 | 0 | 0 | 0 | 0 | 0 | 0 | 0 | 0 | 0 | 0 | 0 | 0 | 0 | 0 | 0 | 0 | 0 | 0 | 0 | 0 | 0 | 0 | 0 | 0
F10_Commercial_WA - College_Existing_Space Heating_Natural Gas_Furnace_A_Achievable Economic UCT Potential | F10 | Commercial | WA - College | Existing | Space Heating | Natural Gas | Furnace | A | Purchases (Incremental) | Achievable Economic UCT Potential | 0 | 0 | 0 | 0.029303 | 0.050838 | 0.12431 | 0.26017 | 0.49211 | 0.86273 | 1.4218 | 2.2029 | 3.2347 | 4.5256 | 6.0553 | 7.7698 | 9.5838 | 11.3902 | 13.0795 | 14.561 | 14.5307 | 14.3262 | 13.9415 | 13.5857 | 13.1078 | 12.7303 | 12.4484 | 12.2278
F11_Commercial_WA - College_Existing_Space Heating_Natural Gas_Furnace_A_Achievable Economic UCT Potential | F11 | Commercial | WA - College | Existing | Space Heating | Natural Gas | Furnace | A | Purchases (Cumulative) | Achievable Economic UCT Potential | 0 | 0 | 0 | 0.029303 | 0.080141 | 0.20445 | 0.46462 | 0.95672 | 1.8195 | 3.2412 | 5.4441 | 8.6789 | 13.2045 | 19.2598 | 27.0296 | 36.6133 | 48.0035 | 61.083 | 75.644 | 90.1747 | 104.5009 | 118.4424 | 132.0281 | 145.1358 | 157.8662 | 170.3146 | 182.5424
F1_Commercial_WA - College_Existing_Space Heating_Natural Gas_Boiler_A_Achievable Economic UCT Potential | F1 | Commercial | WA - College | Existing | Space Heating | Natural Gas | Boiler | A | Integrated Unit Energy Savings (kWh or therms) | Achievable Economic UCT Potential | 0 | 375.9733 | 374.5154 | 374.5154 | 374.5154 | 374.5154 | 374.5154 | 374.5154 | 374.5154 | 374.5154 | 374.5154 | 374.5154 | 374.5154 | 374.5154 | 374.5154 | 374.5154 | 374.5154 | 374.5154 | 374.5154 | 374.5154 | 374.5154 | 374.5154 | 374.5154 | 374.5154 | 374.5154 | 374.5154 | 374.5154
F2_Commercial_WA - College_Existing_Space Heating_Natural Gas_Boiler_A_Achievable Economic UCT Potential | F2 | Commercial | WA - College | Existing | Space Heating | Natural Gas | Boiler | A | Integrated Unit Summer Peak Savings (kW) | Achievable Economic UCT Potential | 0 | 0 | 0 | 0 | 0 | 0 | 0 | 0 | 0 | 0 | 0 | 0 | 0 | 0 | 0 | 0 | 0 | 0 | 0 | 0 | 0 | 0 | 0 | 0 | 0 | 0 | 0
F3_Commercial_WA - College_Existing_Space Heating_Natural Gas_Boiler_A_Achievable Economic UCT Potential | F3 | Commercial | WA - College | Existing | Space Heating | Natural Gas | Boiler | A | Integrated Unit Winter Peak Savings (kW) | Achievable Economic UCT Potential | 0 | 0 | 0 | 0 | 0 | 0 | 0 | 0 | 0 | 0 | 0 | 0 | 0 | 0 | 0 | 0 | 0 | 0 | 0 | 0 | 0 | 0 | 0 | 0 | 0 | 0 | 0
F4_Commercial_WA - College_Existing_Space Heating_Natural Gas_Boiler_A_Achievable Economic UCT Potential | F4 | Commercial | WA - College | Existing | Space Heating | Natural Gas | Boiler | A | Incremental Energy Savings (MWh or mTherms) | Achievable Economic UCT Potential | 0 | 0 | 0 | 0 | 0 | 0 | 0 | 0 | 0 | 0 | 0 | 0 | 0 | 0 | 0 | 0 | 0 | 0 | 0 | 0 | 0 | 0 | 0 | 0 | 0 | 0 | 0
F5_Commercial_WA - College_Existing_Space Heating_Natural Gas_Boiler_A_Achievable Economic UCT Potential | F5 | Commercial | WA - College | Existing | Space Heating | Natural Gas | Boiler | A | Incremental Summer Peak Savings (MW) | Achievable Economic UCT Potential | 0 | 0 | 0 | 0 | 0 | 0 | 0 | 0 | 0 | 0 | 0 | 0 | 0 | 0 | 0 | 0 | 0 | 0 | 0 | 0 | 0 | 0 | 0 | 0 | 0 | 0 | 0
F6_Commercial_WA - College_Existing_Space Heating_Natural Gas_Boiler_A_Achievable Economic UCT Potential | F6 | Commercial | WA - College | Existing | Space Heating | Natural Gas | Boiler | A | Incremental Winter Peak Savings (MW) | Achievable Economic UCT Potential | 0 | 0 | 0 | 0 | 0 | 0 | 0 | 0 | 0 | 0 | 0 | 0 | 0 | 0 | 0 | 0 | 0 | 0 | 0 | 0 | 0 | 0 | 0 | 0 | 0 | 0 | 0
F7_Commercial_WA - College_Existing_Space Heating_Natural Gas_Boiler_A_Achievable Economic UCT Potential | F7 | Commercial | WA - College | Existing | Space Heating | Natural Gas | Boiler | A | Cumulative Energy Savings (MWh or mTherms) | Achievable Economic UCT Potential | 0 | 0 | 0 | 0 | 0 | 0 | 0 | 0 | 0 | 0 | 0 | 0 | 0 | 0 | 0 | 0 | 0 | 0 | 0 | 0 | 0 | 0 | 0 | 0 | 0 | 0 | 0
F8_Commercial_WA - College_Existing_Space Heating_Natural Gas_Boiler_A_Achievable Economic UCT Potential | F8 | Commercial | WA - College | Existing | Space Heating | Natural Gas | Boiler | A | Cumulative Summer Peak Savings (MW) | Achievable Economic UCT Potential | 0 | 0 | 0 | 0 | 0 | 0 | 0 | 0 | 0 | 0 | 0 | 0 | 0 | 0 | 0 | 0 | 0 | 0 | 0 | 0 | 0 | 0 | 0 | 0 | 0 | 0 | 0
F9_Commercial_WA - College_Existing_Space Heating_Natural Gas_Boiler_A_Achievable Economic UCT Potential | F9 | Commercial | WA - College | Existing | Space Heating | Natural Gas | Boiler | A | Cumulative Winter Peak Savings (MW) | Achievable Economic UCT Potential | 0 | 0 | 0 | 0 | 0 | 0 | 0 | 0 | 0 | 0 | 0 | 0 | 0 | 0 | 0 | 0 | 0 | 0 | 0 | 0 | 0 | 0 | 0 | 0 | 0 | 0 | 0
F10_Commercial_WA - College_Existing_Space Heating_Natural Gas_Boiler_A_Achievable Economic UCT Potential | F10 | Commercial | WA - College | Existing | Space Heating | Natural Gas | Boiler | A | Purchases (Incremental) | Achievable Economic UCT Potential | 0 | 0 | 0 | 0 | 0 | 0 | 0 | 0 | 0 | 0 | 0 | 0 | 0 | 0 | 0 | 0 | 0 | 0 | 0 | 0 | 0 | 0 | 0 | 0 | 0 | 0 | 0
F11_Commercial_WA - College_Existing_Space Heating_Natural Gas_Boiler_A_Achievable Economic UCT Potential | F11 | Commercial | WA - College | Existing | Space Heating | Natural Gas | Boiler | A | Purchases (Cumulative) | Achievable Economic UCT Potential | 0 | 0 | 0 | 0 | 0 | 0 | 0 | 0 | 0 | 0 | 0 | 0 | 0 | 0 | 0 | 0 | 0 | 0 | 0 | 0 | 0 | 0 | 0 | 0 | 0 | 0 | 0
F1_Commercial_WA - College_Existing_Space Heating_Natural Gas_Unit Heater_A_Achievable Economic UCT Potential | F1 | Commercial | WA - College | Existing | Space Heating | Natural Gas | Unit Heater | A | Integrated Unit Energy Savings (kWh or therms) | Achievable Economic UCT Potential | 0 | 0 | 0 | 0 | 0 | 0 | 0 | 0 | 0 | 0 | 0 | 0 | 0 | 0 | 0 | 0 | 0 | 0 | 0 | 0 | 0 | 0 | 0 | 0 | 0 | 0 | 0
F2_Commercial_WA - College_Existing_Space Heating_Natural Gas_Unit Heater_A_Achievable Economic UCT Potential | F2 | Commercial | WA - College | Existing | Space Heating | Natural Gas | Unit Heater | A | Integrated Unit Summer Peak Savings (kW) | Achievable Economic UCT Potential | 0 | 0 | 0 | 0 | 0 | 0 | 0 | 0 | 0 | 0 | 0 | 0 | 0 | 0 | 0 | 0 | 0 | 0 | 0 | 0 | 0 | 0 | 0 | 0 | 0 | 0 | 0
F3_Commercial_WA - College_Existing_Space Heating_Natural Gas_Unit Heater_A_Achievable Economic UCT Potential | F3 | Commercial | WA - College | Existing | Space Heating | Natural Gas | Unit Heater | A | Integrated Unit Winter Peak Savings (kW) | Achievable Economic UCT Potential | 0 | 0 | 0 | 0 | 0 | 0 | 0 | 0 | 0 | 0 | 0 | 0 | 0 | 0 | 0 | 0 | 0 | 0 | 0 | 0 | 0 | 0 | 0 | 0 | 0 | 0 | 0
F4_Commercial_WA - College_Existing_Space Heating_Natural Gas_Unit Heater_A_Achievable Economic UCT Potential | F4 | Commercial | WA - College | Existing | Space Heating | Natural Gas | Unit Heater | A | Incremental Energy Savings (MWh or mTherms) | Achievable Economic UCT Potential | 0 | 0 | 0 | 0 | 0 | 0 | 0 | 0 | 0 | 0 | 0 | 0 | 0 | 0 | 0 | 0 | 0 | 0 | 0 | 0 | 0 | 0 | 0 | 0 | 0 | 0 | 0
F5_Commercial_WA - College_Existing_Space Heating_Natural Gas_Unit Heater_A_Achievable Economic UCT Potential | F5 | Commercial | WA - College | Existing | Space Heating | Natural Gas | Unit Heater | A | Incremental Summer Peak Savings (MW) | Achievable Economic UCT Potential | 0 | 0 | 0 | 0 | 0 | 0 | 0 | 0 | 0 | 0 | 0 | 0 | 0 | 0 | 0 | 0 | 0 | 0 | 0 | 0 | 0 | 0 | 0 | 0 | 0 | 0 | 0
F6_Commercial_WA - College_Existing_Space Heating_Natural Gas_Unit Heater_A_Achievable Economic UCT Potential | F6 | Commercial | WA - College | Existing | Space Heating | Natural Gas | Unit Heater | A | Incremental Winter Peak Savings (MW) | Achievable Economic UCT Potential | 0 | 0 | 0 | 0 | 0 | 0 | 0 | 0 | 0 | 0 | 0 | 0 | 0 | 0 | 0 | 0 | 0 | 0 | 0 | 0 | 0 | 0 | 0 | 0 | 0 | 0 | 0
F7_Commercial_WA - College_Existing_Space Heating_Natural Gas_Unit Heater_A_Achievable Economic UCT Potential | F7 | Commercial | WA - College | Existing | Space Heating | Natural Gas | Unit Heater | A | Cumulative Energy Savings (MWh or mTherms) | Achievable Economic UCT Potential | 0 | 0 | 0 | 0 | 0 | 0 | 0 | 0 | 0 | 0 | 0 | 0 | 0 | 0 | 0 | 0 | 0 | 0 | 0 | 0 | 0 | 0 | 0 | 0 | 0 | 0 | 0
F8_Commercial_WA - College_Existing_Space Heating_Natural Gas_Unit Heater_A_Achievable Economic UCT Potential | F8 | Commercial | WA - College | Existing | Space Heating | Natural Gas | Unit Heater | A | Cumulative Summer Peak Savings (MW) | Achievable Economic UCT Potential | 0 | 0 | 0 | 0 | 0 | 0 | 0 | 0 | 0 | 0 | 0 | 0 | 0 | 0 | 0 | 0 | 0 | 0 | 0 | 0 | 0 | 0 | 0 | 0 | 0 | 0 | 0
F9_Commercial_WA - College_Existing_Space Heating_Natural Gas_Unit Heater_A_Achievable Economic UCT Potential | F9 | Commercial | WA - College | Existing | Space Heating | Natural Gas | Unit Heater | A | Cumulative Winter Peak Savings (MW) | Achievable Economic UCT Potential | 0 | 0 | 0 | 0 | 0 | 0 | 0 | 0 | 0 | 0 | 0 | 0 | 0 | 0 | 0 | 0 | 0 | 0 | 0 | 0 | 0 | 0 | 0 | 0 | 0 | 0 | 0
F10_Commercial_WA - College_Existing_Space Heating_Natural Gas_Unit Heater_A_Achievable Economic UCT Potential | F10 | Commercial | WA - College | Existing | Space Heating | Natural Gas | Unit Heater | A | Purchases (Incremental) | Achievable Economic UCT Potential | 0 | 0 | 0 | 0 | 0 | 0 | 0 | 0 | 0 | 0 | 0 | 0 | 0 | 0 | 0 | 0 | 0 | 0 | 0 | 0 | 0 | 0 | 0 | 0 | 0 | 0 | 0
F11_Commercial_WA - College_Existing_Space Heating_Natural Gas_Unit Heater_A_Achievable Economic UCT Potential | F11 | Commercial | WA - College | Existing | Space Heating | Natural Gas | Unit Heater | A | Purchases (Cumulative) | Achievable Economic UCT Potential | 0 | 0 | 0 | 0 | 0 | 0 | 0 | 0 | 0 | 0 | 0 | 0 | 0 | 0 | 0 | 0 | 0 | 0 | 0 | 0 | 0 | 0 | 0 | 0 | 0 | 0 | 0
F1_Commercial_WA - College_Existing_Water Heating_Natural Gas_Water Heater_A_Achievable Economic UCT Potential | F1 | Commercial | WA - College | Existing | Water Heating | Natural Gas | Water Heater | A | Integrated Unit Energy Savings (kWh or therms) | Achievable Economic UCT Potential | 0 | 2.8505 | 2.8505 | 2.8505 | 2.8505 | 2.8505 | 2.8505 | 2.8505 | 2.8505 | 2.8505 | 2.8505 | 2.8505 | 2.8505 | 2.8505 | 2.8505 | 2.8505 | 2.8505 | 2.8505 | 2.8505 | 2.8505 | 2.8505 | 2.8505 | 2.8505 | 2.8505 | 2.8505 | 2.8505 | 2.8505
F2_Commercial_WA - College_Existing_Water Heating_Natural Gas_Water Heater_A_Achievable Economic UCT Potential | F2 | Commercial | WA - College | Existing | Water Heating | Natural Gas | Water Heater | A | Integrated Unit Summer Peak Savings (kW) | Achievable Economic UCT Potential | 0 | 0 | 0 | 0 | 0 | 0 | 0 | 0 | 0 | 0 | 0 | 0 | 0 | 0 | 0 | 0 | 0 | 0 | 0 | 0 | 0 | 0 | 0 | 0 | 0 | 0 | 0
F3_Commercial_WA - College_Existing_Water Heating_Natural Gas_Water Heater_A_Achievable Economic UCT Potential | F3 | Commercial | WA - College | Existing | Water Heating | Natural Gas | Water Heater | A | Integrated Unit Winter Peak Savings (kW) | Achievable Economic UCT Potential | 0 | 0 | 0 | 0 | 0 | 0 | 0 | 0 | 0 | 0 | 0 | 0 | 0 | 0 | 0 | 0 | 0 | 0 | 0 | 0 | 0 | 0 | 0 | 0 | 0 | 0 | 0
F4_Commercial_WA - College_Existing_Water Heating_Natural Gas_Water Heater_A_Achievable Economic UCT Potential | F4 | Commercial | WA - College | Existing | Water Heating | Natural Gas | Water Heater | A | Incremental Energy Savings (MWh or mTherms) | Achievable Economic UCT Potential | 0 | 0 | 0 | 2.8912 | 5.5466 | 8.0371 | 10.4144 | 12.7163 | 14.7204 | 16.2612 | 18.7789 | 20.6381 | 21.946 | 19.9258 | 17.809 | 23.0011 | 18.9404 | 15.2376 | 12.078 | 9.7107 | 6.7323 | 4.6116 | 3.1374 | 2.1334 | 3.4406 | 0 | 0
F5_Commercial_WA - College_Existing_Water Heating_Natural Gas_Water Heater_A_Achievable Economic UCT Potential | F5 | Commercial | WA - College | Existing | Water Heating | Natural Gas | Water Heater | A | Incremental Summer Peak Savings (MW) | Achievable Economic UCT Potential | 0 | 0 | 0 | 0 | 0 | 0 | 0 | 0 | 0 | 0 | 0 | 0 | 0 | 0 | 0 | 0 | 0 | 0 | 0 | 0 | 0 | 0 | 0 | 0 | 0 | 0 | 0
F6_Commercial_WA - College_Existing_Water Heating_Natural Gas_Water Heater_A_Achievable Economic UCT Potential | F6 | Commercial | WA - College | Existing | Water Heating | Natural Gas | Water Heater | A | Incremental Winter Peak Savings (MW) | Achievable Economic UCT Potential | 0 | 0 | 0 | 0 | 0 | 0 | 0 | 0 | 0 | 0 | 0 | 0 | 0 | 0 | 0 | 0 | 0 | 0 | 0 | 0 | 0 | 0 | 0 | 0 | 0 | 0 | 0
F7_Commercial_WA - College_Existing_Water Heating_Natural Gas_Water Heater_A_Achievable Economic UCT Potential | F7 | Commercial | WA - College | Existing | Water Heating | Natural Gas | Water Heater | A | Cumulative Energy Savings (MWh or mTherms) | Achievable Economic UCT Potential | 0 | 0 | 0 | 2.8912 | 8.4378 | 16.4749 | 26.8893 | 39.6057 | 54.3261 | 70.5873 | 89.3661 | 110.0043 | 131.9503 | 151.8761 | 169.6851 | 192.6862 | 211.6266 | 226.8642 | 238.9422 | 248.653 | 255.3853 | 259.9969 | 263.1344 | 265.2677 | 268.7084 | 268.7084 | 268.7084
F8_Commercial_WA - College_Existing_Water Heating_Natural Gas_Water Heater_A_Achievable Economic UCT Potential | F8 | Commercial | WA - College | Existing | Water Heating | Natural Gas | Water Heater | A | Cumulative Summer Peak Savings (MW) | Achievable Economic UCT Potential | 0 | 0 | 0 | 0 | 0 | 0 | 0 | 0 | 0 | 0 | 0 | 0 | 0 | 0 | 0 | 0 | 0 | 0 | 0 | 0 | 0 | 0 | 0 | 0 | 0 | 0 | 0
F9_Commercial_WA - College_Existing_Water Heating_Natural Gas_Water Heater_A_Achievable Economic UCT Potential | F9 | Commercial | WA - College | Existing | Water Heating | Natural Gas | Water Heater | A | Cumulative Winter Peak Savings (MW) | Achievable Economic UCT Potential | 0 | 0 | 0 | 0 | 0 | 0 | 0 | 0 | 0 | 0 | 0 | 0 | 0 | 0 | 0 | 0 | 0 | 0 | 0 | 0 | 0 | 0 | 0 | 0 | 0 | 0 | 0
F10_Commercial_WA - College_Existing_Water Heating_Natural Gas_Water Heater_A_Achievable Economic UCT Potential | F10 | Commercial | WA - College | Existing | Water Heating | Natural Gas | Water Heater | A | Purchases (Incremental) | Achievable Economic UCT Potential | 0 | 0 | 0 | 1014.2827 | 1945.8722 | 2819.5766 | 3653.5883 | 4461.1382 | 5164.2234 | 5704.743 | 6588.002 | 7240.2723 | 7699.0997 | 6990.3672 | 6247.7692 | 8069.2495 | 6644.6772 | 5345.6492 | 4237.2027 | 3406.7235 | 2361.841 | 1617.8463 | 1100.6756 | 748.4305 | 1207.0478 | 0 | 0
F11_Commercial_WA - College_Existing_Water Heating_Natural Gas_Water Heater_A_Achievable Economic UCT Potential | F11 | Commercial | WA - College | Existing | Water Heating | Natural Gas | Water Heater | A | Purchases (Cumulative) | Achievable Economic UCT Potential | 0 | 0 | 0 | 1014.2827 | 2960.1549 | 5779.7315 | 9433.3199 | 13894.4581 | 19058.6815 | 24763.4245 | 31351.4265 | 38591.6988 | 46290.7985 | 53281.1657 | 59528.9349 | 67598.1845 | 74242.8616 | 79588.5108 | 83825.7136 | 87232.4371 | 89594.2781 | 91212.1244 | 92312.8 | 93061.2305 | 94268.2782 | 94268.2782 | 94268.2782
F1_Commercial_WA - College_Existing_Food Preparation_Natural Gas_Oven_A_Achievable Economic UCT Potential | F1 | Commercial | WA - College | Existing | Food Preparation | Natural Gas | Oven | A | Integrated Unit Energy Savings (kWh or therms) | Achievable Economic UCT Potential | 0 | 106.6752 | 106.6752 | 106.6752 | 106.6752 | 106.6752 | 106.6752 | 106.6752 | 106.6752 | 106.6752 | 106.6752 | 106.6752 | 106.6752 | 106.6752 | 106.6752 | 106.6752 | 106.6752 | 106.6752 | 106.6752 | 106.6752 | 106.6752 | 106.6752 | 106.6752 | 106.6752 | 106.6752 | 106.6752 | 106.6752
F2_Commercial_WA - College_Existing_Food Preparation_Natural Gas_Oven_A_Achievable Economic UCT Potential | F2 | Commercial | WA - College | Existing | Food Preparation | Natural Gas | Oven | A | Integrated Unit Summer Peak Savings (kW) | Achievable Economic UCT Potential | 0 | 0 | 0 | 0 | 0 | 0 | 0 | 0 | 0 | 0 | 0 | 0 | 0 | 0 | 0 | 0 | 0 | 0 | 0 | 0 | 0 | 0 | 0 | 0 | 0 | 0 | 0
F3_Commercial_WA - College_Existing_Food Preparation_Natural Gas_Oven_A_Achievable Economic UCT Potential | F3 | Commercial | WA - College | Existing | Food Preparation | Natural Gas | Oven | A | Integrated Unit Winter Peak Savings (kW) | Achievable Economic UCT Potential | 0 | 0 | 0 | 0 | 0 | 0 | 0 | 0 | 0 | 0 | 0 | 0 | 0 | 0 | 0 | 0 | 0 | 0 | 0 | 0 | 0 | 0 | 0 | 0 | 0 | 0 | 0
F4_Commercial_WA - College_Existing_Food Preparation_Natural Gas_Oven_A_Achievable Economic UCT Potential | F4 | Commercial | WA - College | Existing | Food Preparation | Natural Gas | Oven | A | Incremental Energy Savings (MWh or mTherms) | Achievable Economic UCT Potential | 0 | 0 | 0 | 0.0018573 | 0.0079432 | 0.016326 | 0.026301 | 0.037356 | 0.049116 | 0.061317 | 0.073769 | 0.086343 | 0.079821 | 0.075778 | 0.075162 | 0.076846 | 0.077767 | 0.084401 | 0.090093 | 0.097071 | 0.10501 | 0.11139 | 0.11652 | 0.10268 | 0.10276 | 0.098345 | 0.090748
F5_Commercial_WA - College_Existing_Food Preparation_Natural Gas_Oven_A_Achievable Economic UCT Potential | F5 | Commercial | WA - College | Existing | Food Preparation | Natural Gas | Oven | A | Incremental Summer Peak Savings (MW) | Achievable Economic UCT Potential | 0 | 0 | 0 | 0 | 0 | 0 | 0 | 0 | 0 | 0 | 0 | 0 | 0 | 0 | 0 | 0 | 0 | 0 | 0 | 0 | 0 | 0 | 0 | 0 | 0 | 0 | 0
F6_Commercial_WA - College_Existing_Food Preparation_Natural Gas_Oven_A_Achievable Economic UCT Potential | F6 | Commercial | WA - College | Existing | Food Preparation | Natural Gas | Oven | A | Incremental Winter Peak Savings (MW) | Achievable Economic UCT Potential | 0 | 0 | 0 | 0 | 0 | 0 | 0 | 0 | 0 | 0 | 0 | 0 | 0 | 0 | 0 | 0 | 0 | 0 | 0 | 0 | 0 | 0 | 0 | 0 | 0 | 0 | 0
F7_Commercial_WA - College_Existing_Food Preparation_Natural Gas_Oven_A_Achievable Economic UCT Potential | F7 | Commercial | WA - College | Existing | Food Preparation | Natural Gas | Oven | A | Cumulative Energy Savings (MWh or mTherms) | Achievable Economic UCT Potential | 0 | 0 | 0 | 0.0018573 | 0.0098005 | 0.026126 | 0.052428 | 0.089784 | 0.1389 | 0.20022 | 0.27399 | 0.36033 | 0.44015 | 0.51593 | 0.59109 | 0.66794 | 0.7457 | 0.8301 | 0.9202 | 1.0173 | 1.1223 | 1.2337 | 1.3502 | 1.4529 | 1.5556 | 1.654 | 1.7447
F8_Commercial_WA - College_Existing_Food Preparation_Natural Gas_Oven_A_Achievable Economic UCT Potential | F8 | Commercial | WA - College | Existing | Food Preparation | Natural Gas | Oven | A | Cumulative Summer Peak Savings (MW) | Achievable Economic UCT Potential | 0 | 0 | 0 | 0 | 0 | 0 | 0 | 0 | 0 | 0 | 0 | 0 | 0 | 0 | 0 | 0 | 0 | 0 | 0 | 0 | 0 | 0 | 0 | 0 | 0 | 0 | 0
F9_Commercial_WA - College_Existing_Food Preparation_Natural Gas_Oven_A_Achievable Economic UCT Potential | F9 | Commercial | WA - College | Existing | Food Preparation | Natural Gas | Oven | A | Cumulative Winter Peak Savings (MW) | Achievable Economic UCT Potential | 0 | 0 | 0 | 0 | 0 | 0 | 0 | 0 | 0 | 0 | 0 | 0 | 0 | 0 | 0 | 0 | 0 | 0 | 0 | 0 | 0 | 0 | 0 | 0 | 0 | 0 | 0
F10_Commercial_WA - College_Existing_Food Preparation_Natural Gas_Oven_A_Achievable Economic UCT Potential | F10 | Commercial | WA - College | Existing | Food Preparation | Natural Gas | Oven | A | Purchases (Incremental) | Achievable Economic UCT Potential | 0 | 0 | 0 | 0.017411 | 0.074461 | 0.15304 | 0.24656 | 0.35018 | 0.46043 | 0.5748 | 0.69153 | 0.8094 | 0.74827 | 0.71036 | 0.70459 | 0.72037 | 0.72901 | 0.79119 | 0.84455 | 0.90997 | 0.98442 | 1.0442 | 1.0923 | 0.96254 | 0.96327 | 0.92191 | 0.85069
F11_Commercial_WA - College_Existing_Food Preparation_Natural Gas_Oven_A_Achievable Economic UCT Potential | F11 | Commercial | WA - College | Existing | Food Preparation | Natural Gas | Oven | A | Purchases (Cumulative) | Achievable Economic UCT Potential | 0 | 0 | 0 | 0.017411 | 0.091872 | 0.24491 | 0.49147 | 0.84165 | 1.3021 | 1.8769 | 2.5684 | 3.3778 | 4.1261 | 4.8364 | 5.541 | 6.2614 | 6.9904 | 7.7816 | 8.6262 | 9.5361 | 10.5205 | 11.5648 | 12.6571 | 13.6196 | 14.5829 | 15.5048 | 16.3555
F1_Commercial_WA - College_Existing_Food Preparation_Natural Gas_Conveyor Oven_A_Achievable Economic UCT Potential | F1 | Commercial | WA - College | Existing | Food Preparation | Natural Gas | Conveyor Oven | A | Integrated Unit Energy Savings (kWh or therms) | Achievable Economic UCT Potential | 0 | 0 | 0 | 0 | 0 | 692.0657 | 692.0657 | 692.0657 | 692.0657 | 692.0657 | 692.0657 | 692.0657 | 692.0657 | 692.0657 | 692.0657 | 692.0657 | 692.0657 | 692.0657 | 692.0657 | 692.0657 | 692.0657 | 692.0657 | 692.0657 | 692.0657 | 692.0657 | 692.0657 | 692.0657
F2_Commercial_WA - College_Existing_Food Preparation_Natural Gas_Conveyor Oven_A_Achievable Economic UCT Potential | F2 | Commercial | WA - College | Existing | Food Preparation | Natural Gas | Conveyor Oven | A | Integrated Unit Summer Peak Savings (kW) | Achievable Economic UCT Potential | 0 | 0 | 0 | 0 | 0 | 0 | 0 | 0 | 0 | 0 | 0 | 0 | 0 | 0 | 0 | 0 | 0 | 0 | 0 | 0 | 0 | 0 | 0 | 0 | 0 | 0 | 0
F3_Commercial_WA - College_Existing_Food Preparation_Natural Gas_Conveyor Oven_A_Achievable Economic UCT Potential | F3 | Commercial | WA - College | Existing | Food Preparation | Natural Gas | Conveyor Oven | A | Integrated Unit Winter Peak Savings (kW) | Achievable Economic UCT Potential | 0 | 0 | 0 | 0 | 0 | 0 | 0 | 0 | 0 | 0 | 0 | 0 | 0 | 0 | 0 | 0 | 0 | 0 | 0 | 0 | 0 | 0 | 0 | 0 | 0 | 0 | 0
F4_Commercial_WA - College_Existing_Food Preparation_Natural Gas_Conveyor Oven_A_Achievable Economic UCT Potential | F4 | Commercial | WA - College | Existing | Food Preparation | Natural Gas | Conveyor Oven | A | Incremental Energy Savings (MWh or mTherms) | Achievable Economic UCT Potential | 0 | 0 | 0 | 0 | 0 | 0.0019035 | 0.0074725 | 0.017995 | 0.034401 | 0.05736 | 0.081612 | 0.10649 | 0.13153 | 0.15644 | 0.18105 | 0.20523 | 0.22894 | 0.19673 | 0.16825 | 0.14329 | 0.12158 | 0.10566 | 0.095548 | 0.086118 | 0.081313 | 0.079506 | 0.080158
F5_Commercial_WA - College_Existing_Food Preparation_Natural Gas_Conveyor Oven_A_Achievable Economic UCT Potential | F5 | Commercial | WA - College | Existing | Food Preparation | Natural Gas | Conveyor Oven | A | Incremental Summer Peak Savings (MW) | Achievable Economic UCT Potential | 0 | 0 | 0 | 0 | 0 | 0 | 0 | 0 | 0 | 0 | 0 | 0 | 0 | 0 | 0 | 0 | 0 | 0 | 0 | 0 | 0 | 0 | 0 | 0 | 0 | 0 | 0
F6_Commercial_WA - College_Existing_Food Preparation_Natural Gas_Conveyor Oven_A_Achievable Economic UCT Potential | F6 | Commercial | WA - College | Existing | Food Preparation | Natural Gas | Conveyor Oven | A | Incremental Winter Peak Savings (MW) | Achievable Economic UCT Potential | 0 | 0 | 0 | 0 | 0 | 0 | 0 | 0 | 0 | 0 | 0 | 0 | 0 | 0 | 0 | 0 | 0 | 0 | 0 | 0 | 0 | 0 | 0 | 0 | 0 | 0 | 0
F7_Commercial_WA - College_Existing_Food Preparation_Natural Gas_Conveyor Oven_A_Achievable Economic UCT Potential | F7 | Commercial | WA - College | Existing | Food Preparation | Natural Gas | Conveyor Oven | A | Cumulative Energy Savings (MWh or mTherms) | Achievable Economic UCT Potential | 0 | 0 | 0 | 0 | 0 | 0.0019035 | 0.009376 | 0.027371 | 0.061772 | 0.11913 | 0.20074 | 0.30723 | 0.43876 | 0.5952 | 0.77625 | 0.98148 | 1.2104 | 1.4071 | 1.5754 | 1.7187 | 1.8403 | 1.9459 | 2.0415 | 2.1276 | 2.2089 | 2.2884 | 2.3686
F8_Commercial_WA - College_Existing_Food Preparation_Natural Gas_Conveyor Oven_A_Achievable Economic UCT Potential | F8 | Commercial | WA - College | Existing | Food Preparation | Natural Gas | Conveyor Oven | A | Cumulative Summer Peak Savings (MW) | Achievable Economic UCT Potential | 0 | 0 | 0 | 0 | 0 | 0 | 0 | 0 | 0 | 0 | 0 | 0 | 0 | 0 | 0 | 0 | 0 | 0 | 0 | 0 | 0 | 0 | 0 | 0 | 0 | 0 | 0
F9_Commercial_WA - College_Existing_Food Preparation_Natural Gas_Conveyor Oven_A_Achievable Economic UCT Potential | F9 | Commercial | WA - College | Existing | Food Preparation | Natural Gas | Conveyor Oven | A | Cumulative Winter Peak Savings (MW) | Achievable Economic UCT Potential | 0 | 0 | 0 | 0 | 0 | 0 | 0 | 0 | 0 | 0 | 0 | 0 | 0 | 0 | 0 | 0 | 0 | 0 | 0 | 0 | 0 | 0 | 0 | 0 | 0 | 0 | 0
F10_Commercial_WA - College_Existing_Food Preparation_Natural Gas_Conveyor Oven_A_Achievable Economic UCT Potential | F10 | Commercial | WA - College | Existing | Food Preparation | Natural Gas | Conveyor Oven | A | Purchases (Incremental) | Achievable Economic UCT Potential | 0 | 0 | 0 | 0 | 0 | 0.0027504 | 0.010797 | 0.026001 | 0.049708 | 0.082882 | 0.11792 | 0.15387 | 0.19005 | 0.22605 | 0.2616 | 0.29654 | 0.33081 | 0.28427 | 0.24311 | 0.20705 | 0.17568 | 0.15267 | 0.13806 | 0.12444 | 0.11749 | 0.11488 | 0.11582
F11_Commercial_WA - College_Existing_Food Preparation_Natural Gas_Conveyor Oven_A_Achievable Economic UCT Potential | F11 | Commercial | WA - College | Existing | Food Preparation | Natural Gas | Conveyor Oven | A | Purchases (Cumulative) | Achievable Economic UCT Potential | 0 | 0 | 0 | 0 | 0 | 0.0027504 | 0.013548 | 0.039549 | 0.089257 | 0.17214 | 0.29006 | 0.44393 | 0.63398 | 0.86004 | 1.1216 | 1.4182 | 1.749 | 2.0333 | 2.2764 | 2.4834 | 2.6591 | 2.8118 | 2.9498 | 3.0743 | 3.1918 | 3.3066 | 3.4225
F1_Commercial_WA - College_Existing_Food Preparation_Natural Gas_Double Rack Oven_A_Achievable Economic UCT Potential | F1 | Commercial | WA - College | Existing | Food Preparation | Natural Gas | Double Rack Oven | A | Integrated Unit Energy Savings (kWh or therms) | Achievable Economic UCT Potential | 0 | 1621.62 | 1621.62 | 1621.62 | 1621.62 | 1621.62 | 1621.62 | 1621.62 | 1621.62 | 1621.62 | 1621.62 | 1621.62 | 1621.62 | 1621.62 | 1621.62 | 1621.62 | 1621.62 | 1621.62 | 1621.62 | 1621.62 | 1621.62 | 1621.62 | 1621.62 | 1621.62 | 1621.62 | 1621.62 | 1621.62
F2_Commercial_WA - College_Existing_Food Preparation_Natural Gas_Double Rack Oven_A_Achievable Economic UCT Potential | F2 | Commercial | WA - College | Existing | Food Preparation | Natural Gas | Double Rack Oven | A | Integrated Unit Summer Peak Savings (kW) | Achievable Economic UCT Potential | 0 | 0 | 0 | 0 | 0 | 0 | 0 | 0 | 0 | 0 | 0 | 0 | 0 | 0 | 0 | 0 | 0 | 0 | 0 | 0 | 0 | 0 | 0 | 0 | 0 | 0 | 0
F3_Commercial_WA - College_Existing_Food Preparation_Natural Gas_Double Rack Oven_A_Achievable Economic UCT Potential | F3 | Commercial | WA - College | Existing | Food Preparation | Natural Gas | Double Rack Oven | A | Integrated Unit Winter Peak Savings (kW) | Achievable Economic UCT Potential | 0 | 0 | 0 | 0 | 0 | 0 | 0 | 0 | 0 | 0 | 0 | 0 | 0 | 0 | 0 | 0 | 0 | 0 | 0 | 0 | 0 | 0 | 0 | 0 | 0 | 0 | 0
F4_Commercial_WA - College_Existing_Food Preparation_Natural Gas_Double Rack Oven_A_Achievable Economic UCT Potential | F4 | Commercial | WA - College | Existing | Food Preparation | Natural Gas | Double Rack Oven | A | Incremental Energy Savings (MWh or mTherms) | Achievable Economic UCT Potential | 0 | 0 | 0 | 0.010489 | 0.037693 | 0.07147 | 0.11071 | 0.15448 | 0.20198 | 0.25252 | 0.26938 | 0.28769 | 0.30855 | 0.33271 | 0.36062 | 0.38202 | 0.39074 | 0.39684 | 0.40128 | 0.45894 | 0.46822 | 0.46852 | 0.49778 | 0.48255 | 0.46225 | 0.43731 | 0.40812
F5_Commercial_WA - College_Existing_Food Preparation_Natural Gas_Double Rack Oven_A_Achievable Economic UCT Potential | F5 | Commercial | WA - College | Existing | Food Preparation | Natural Gas | Double Rack Oven | A | Incremental Summer Peak Savings (MW) | Achievable Economic UCT Potential | 0 | 0 | 0 | 0 | 0 | 0 | 0 | 0 | 0 | 0 | 0 | 0 | 0 | 0 | 0 | 0 | 0 | 0 | 0 | 0 | 0 | 0 | 0 | 0 | 0 | 0 | 0
F6_Commercial_WA - College_Existing_Food Preparation_Natural Gas_Double Rack Oven_A_Achievable Economic UCT Potential | F6 | Commercial | WA - College | Existing | Food Preparation | Natural Gas | Double Rack Oven | A | Incremental Winter Peak Savings (MW) | Achievable Economic UCT Potential | 0 | 0 | 0 | 0 | 0 | 0 | 0 | 0 | 0 | 0 | 0 | 0 | 0 | 0 | 0 | 0 | 0 | 0 | 0 | 0 | 0 | 0 | 0 | 0 | 0 | 0 | 0
F7_Commercial_WA - College_Existing_Food Preparation_Natural Gas_Double Rack Oven_A_Achievable Economic UCT Potential | F7 | Commercial | WA - College | Existing | Food Preparation | Natural Gas | Double Rack Oven | A | Cumulative Energy Savings (MWh or mTherms) | Achievable Economic UCT Potential | 0 | 0 | 0 | 0.010489 | 0.048182 | 0.11965 | 0.23037 | 0.38485 | 0.58683 | 0.83934 | 1.1087 | 1.3964 | 1.705 | 2.0377 | 2.3983 | 2.7803 | 3.1711 | 3.5679 | 3.9692 | 4.4281 | 4.8963 | 5.3649 | 5.8627 | 6.3452 | 6.8075 | 7.2448 | 7.6529
F8_Commercial_WA - College_Existing_Food Preparation_Natural Gas_Double Rack Oven_A_Achievable Economic UCT Potential | F8 | Commercial | WA - College | Existing | Food Preparation | Natural Gas | Double Rack Oven | A | Cumulative Summer Peak Savings (MW) | Achievable Economic UCT Potential | 0 | 0 | 0 | 0 | 0 | 0 | 0 | 0 | 0 | 0 | 0 | 0 | 0 | 0 | 0 | 0 | 0 | 0 | 0 | 0 | 0 | 0 | 0 | 0 | 0 | 0 | 0
F9_Commercial_WA - College_Existing_Food Preparation_Natural Gas_Double Rack Oven_A_Achievable Economic UCT Potential | F9 | Commercial | WA - College | Existing | Food Preparation | Natural Gas | Double Rack Oven | A | Cumulative Winter Peak Savings (MW) | Achievable Economic UCT Potential | 0 | 0 | 0 | 0 | 0 | 0 | 0 | 0 | 0 | 0 | 0 | 0 | 0 | 0 | 0 | 0 | 0 | 0 | 0 | 0 | 0 | 0 | 0 | 0 | 0 | 0 | 0
F10_Commercial_WA - College_Existing_Food Preparation_Natural Gas_Double Rack Oven_A_Achievable Economic UCT Potential | F10 | Commercial | WA - College | Existing | Food Preparation | Natural Gas | Double Rack Oven | A | Purchases (Incremental) | Achievable Economic UCT Potential | 0 | 0 | 0 | 0.0064685 | 0.023244 | 0.044073 | 0.068274 | 0.095265 | 0.12455 | 0.15572 | 0.16612 | 0.17741 | 0.19028 | 0.20517 | 0.22238 | 0.23558 | 0.24095 | 0.24472 | 0.24746 | 0.28301 | 0.28874 | 0.28892 | 0.30697 | 0.29758 | 0.28506 | 0.26967 | 0.25168
F11_Commercial_WA - College_Existing_Food Preparation_Natural Gas_Double Rack Oven_A_Achievable Economic UCT Potential | F11 | Commercial | WA - College | Existing | Food Preparation | Natural Gas | Double Rack Oven | A | Purchases (Cumulative) | Achievable Economic UCT Potential | 0 | 0 | 0 | 0.0064685 | 0.029712 | 0.073785 | 0.14206 | 0.23732 | 0.36188 | 0.51759 | 0.68371 | 0.86113 | 1.0514 | 1.2566 | 1.479 | 1.7145 | 1.9555 | 2.2002 | 2.4477 | 2.7307 | 3.0194 | 3.3083 | 3.6153 | 3.9129 | 4.1979 | 4.4676 | 4.7193
F1_Commercial_WA - College_Existing_Food Preparation_Natural Gas_Fryer_A_Achievable Economic UCT Potential | F1 | Commercial | WA - College | Existing | Food Preparation | Natural Gas | Fryer | A | Integrated Unit Energy Savings (kWh or therms) | Achievable Economic UCT Potential | 0 | 395.2691 | 395.2691 | 395.2691 | 395.2691 | 395.2691 | 395.2691 | 395.2691 | 395.2691 | 395.2691 | 395.2691 | 395.2691 | 395.2691 | 395.2691 | 395.2691 | 395.2691 | 395.2691 | 395.2691 | 395.2691 | 395.2691 | 395.2691 | 395.2691 | 395.2691 | 395.2691 | 395.2691 | 395.2691 | 395.2691
F2_Commercial_WA - College_Existing_Food Preparation_Natural Gas_Fryer_A_Achievable Economic UCT Potential | F2 | Commercial | WA - College | Existing | Food Preparation | Natural Gas | Fryer | A | Integrated Unit Summer Peak Savings (kW) | Achievable Economic UCT Potential | 0 | 0 | 0 | 0 | 0 | 0 | 0 | 0 | 0 | 0 | 0 | 0 | 0 | 0 | 0 | 0 | 0 | 0 | 0 | 0 | 0 | 0 | 0 | 0 | 0 | 0 | 0
F3_Commercial_WA - College_Existing_Food Preparation_Natural Gas_Fryer_A_Achievable Economic UCT Potential | F3 | Commercial | WA - College | Existing | Food Preparation | Natural Gas | Fryer | A | Integrated Unit Winter Peak Savings (kW) | Achievable Economic UCT Potential | 0 | 0 | 0 | 0 | 0 | 0 | 0 | 0 | 0 | 0 | 0 | 0 | 0 | 0 | 0 | 0 | 0 | 0 | 0 | 0 | 0 | 0 | 0 | 0 | 0 | 0 | 0
F4_Commercial_WA - College_Existing_Food Preparation_Natural Gas_Fryer_A_Achievable Economic UCT Potential | F4 | Commercial | WA - College | Existing | Food Preparation | Natural Gas | Fryer | A | Incremental Energy Savings (MWh or mTherms) | Achievable Economic UCT Potential | 0 | 0 | 0 | 0.086612 | 0.18225 | 0.29082 | 0.40996 | 0.54057 | 0.68975 | 0.94277 | 1.1904 | 1.4103 | 1.4978 | 1.5212 | 2.0623 | 1.8164 | 1.5559 | 1.3135 | 1.0068 | 0.72735 | 0.48651 | 0.29563 | 0.32822 | 0 | 0 | 0 | 0.051223
F5_Commercial_WA - College_Existing_Food Preparation_Natural Gas_Fryer_A_Achievable Economic UCT Potential | F5 | Commercial | WA - College | Existing | Food Preparation | Natural Gas | Fryer | A | Incremental Summer Peak Savings (MW) | Achievable Economic UCT Potential | 0 | 0 | 0 | 0 | 0 | 0 | 0 | 0 | 0 | 0 | 0 | 0 | 0 | 0 | 0 | 0 | 0 | 0 | 0 | 0 | 0 | 0 | 0 | 0 | 0 | 0 | 0
F6_Commercial_WA - College_Existing_Food Preparation_Natural Gas_Fryer_A_Achievable Economic UCT Potential | F6 | Commercial | WA - College | Existing | Food Preparation | Natural Gas | Fryer | A | Incremental Winter Peak Savings (MW) | Achievable Economic UCT Potential | 0 | 0 | 0 | 0 | 0 | 0 | 0 | 0 | 0 | 0 | 0 | 0 | 0 | 0 | 0 | 0 | 0 | 0 | 0 | 0 | 0 | 0 | 0 | 0 | 0 | 0 | 0
F7_Commercial_WA - College_Existing_Food Preparation_Natural Gas_Fryer_A_Achievable Economic UCT Potential | F7 | Commercial | WA - College | Existing | Food Preparation | Natural Gas | Fryer | A | Cumulative Energy Savings (MWh or mTherms) | Achievable Economic UCT Potential | 0 | 0 | 0 | 0.086612 | 0.26886 | 0.55968 | 0.96964 | 1.5102 | 2.2 | 3.1427 | 4.3331 | 5.7435 | 7.2413 | 8.7625 | 10.8248 | 12.6412 | 14.1972 | 15.5106 | 16.5174 | 17.2448 | 17.7313 | 18.0269 | 18.3551 | 18.3551 | 18.3551 | 18.3551 | 18.4063
F8_Commercial_WA - College_Existing_Food Preparation_Natural Gas_Fryer_A_Achievable Economic UCT Potential | F8 | Commercial | WA - College | Existing | Food Preparation | Natural Gas | Fryer | A | Cumulative Summer Peak Savings (MW) | Achievable Economic UCT Potential | 0 | 0 | 0 | 0 | 0 | 0 | 0 | 0 | 0 | 0 | 0 | 0 | 0 | 0 | 0 | 0 | 0 | 0 | 0 | 0 | 0 | 0 | 0 | 0 | 0 | 0 | 0
F9_Commercial_WA - College_Existing_Food Preparation_Natural Gas_Fryer_A_Achievable Economic UCT Potential | F9 | Commercial | WA - College | Existing | Food Preparation | Natural Gas | Fryer | A | Cumulative Winter Peak Savings (MW) | Achievable Economic UCT Potential | 0 | 0 | 0 | 0 | 0 | 0 | 0 | 0 | 0 | 0 | 0 | 0 | 0 | 0 | 0 | 0 | 0 | 0 | 0 | 0 | 0 | 0 | 0 | 0 | 0 | 0 | 0
F10_Commercial_WA - College_Existing_Food Preparation_Natural Gas_Fryer_A_Achievable Economic UCT Potential | F10 | Commercial | WA - College | Existing | Food Preparation | Natural Gas | Fryer | A | Purchases (Incremental) | Achievable Economic UCT Potential | 0 | 0 | 0 | 0.21912 | 0.46108 | 0.73576 | 1.0372 | 1.3676 | 1.745 | 2.3851 | 3.0116 | 3.568 | 3.7894 | 3.8485 | 5.2175 | 4.5954 | 3.9364 | 3.323 | 2.547 | 1.8402 | 1.2308 | 0.74792 | 0.83037 | 0 | 0 | 0 | 0.12959
F11_Commercial_WA - College_Existing_Food Preparation_Natural Gas_Fryer_A_Achievable Economic UCT Potential | F11 | Commercial | WA - College | Existing | Food Preparation | Natural Gas | Fryer | A | Purchases (Cumulative) | Achievable Economic UCT Potential | 0 | 0 | 0 | 0.21912 | 0.6802 | 1.416 | 2.4531 | 3.8207 | 5.5657 | 7.9509 | 10.9625 | 14.5305 | 18.3199 | 22.1684 | 27.3859 | 31.9813 | 35.9177 | 39.2407 | 41.7877 | 43.6279 | 44.8587 | 45.6066 | 46.437 | 46.437 | 46.437 | 46.437 | 46.5666
F1_Commercial_WA - College_Existing_Food Preparation_Natural Gas_Broiler_A_Achievable Economic UCT Potential | F1 | Commercial | WA - College | Existing | Food Preparation | Natural Gas | Broiler | A | Integrated Unit Energy Savings (kWh or therms) | Achievable Economic UCT Potential | 0 | 240.24 | 240.24 | 240.24 | 240.24 | 240.24 | 240.24 | 240.24 | 240.24 | 240.24 | 240.24 | 240.24 | 240.24 | 240.24 | 240.24 | 240.24 | 240.24 | 240.24 | 240.24 | 240.24 | 240.24 | 240.24 | 240.24 | 240.24 | 240.24 | 240.24 | 240.24
F2_Commercial_WA - College_Existing_Food Preparation_Natural Gas_Broiler_A_Achievable Economic UCT Potential | F2 | Commercial | WA - College | Existing | Food Preparation | Natural Gas | Broiler | A | Integrated Unit Summer Peak Savings (kW) | Achievable Economic UCT Potential | 0 | 0 | 0 | 0 | 0 | 0 | 0 | 0 | 0 | 0 | 0 | 0 | 0 | 0 | 0 | 0 | 0 | 0 | 0 | 0 | 0 | 0 | 0 | 0 | 0 | 0 | 0
F3_Commercial_WA - College_Existing_Food Preparation_Natural Gas_Broiler_A_Achievable Economic UCT Potential | F3 | Commercial | WA - College | Existing | Food Preparation | Natural Gas | Broiler | A | Integrated Unit Winter Peak Savings (kW) | Achievable Economic UCT Potential | 0 | 0 | 0 | 0 | 0 | 0 | 0 | 0 | 0 | 0 | 0 | 0 | 0 | 0 | 0 | 0 | 0 | 0 | 0 | 0 | 0 | 0 | 0 | 0 | 0 | 0 | 0
F4_Commercial_WA - College_Existing_Food Preparation_Natural Gas_Broiler_A_Achievable Economic UCT Potential | F4 | Commercial | WA - College | Existing | Food Preparation | Natural Gas | Broiler | A | Incremental Energy Savings (MWh or mTherms) | Achievable Economic UCT Potential | 0 | 0 | 0 | 0.047529 | 0.1577 | 0.28249 | 0.41944 | 0.56644 | 0.72173 | 0.8838 | 0.97099 | 1.0614 | 1.1575 | 1.2609 | 1.3726 | 1.4457 | 1.465 | 1.4786 | 1.4885 | 1.8689 | 1.8752 | 1.8615 | 1.9125 | 1.8057 | 1.6901 | 1.5666 | 1.4357
F5_Commercial_WA - College_Existing_Food Preparation_Natural Gas_Broiler_A_Achievable Economic UCT Potential | F5 | Commercial | WA - College | Existing | Food Preparation | Natural Gas | Broiler | A | Incremental Summer Peak Savings (MW) | Achievable Economic UCT Potential | 0 | 0 | 0 | 0 | 0 | 0 | 0 | 0 | 0 | 0 | 0 | 0 | 0 | 0 | 0 | 0 | 0 | 0 | 0 | 0 | 0 | 0 | 0 | 0 | 0 | 0 | 0
F6_Commercial_WA - College_Existing_Food Preparation_Natural Gas_Broiler_A_Achievable Economic UCT Potential | F6 | Commercial | WA - College | Existing | Food Preparation | Natural Gas | Broiler | A | Incremental Winter Peak Savings (MW) | Achievable Economic UCT Potential | 0 | 0 | 0 | 0 | 0 | 0 | 0 | 0 | 0 | 0 | 0 | 0 | 0 | 0 | 0 | 0 | 0 | 0 | 0 | 0 | 0 | 0 | 0 | 0 | 0 | 0 | 0
F7_Commercial_WA - College_Existing_Food Preparation_Natural Gas_Broiler_A_Achievable Economic UCT Potential | F7 | Commercial | WA - College | Existing | Food Preparation | Natural Gas | Broiler | A | Cumulative Energy Savings (MWh or mTherms) | Achievable Economic UCT Potential | 0 | 0 | 0 | 0.047529 | 0.20523 | 0.48772 | 0.90716 | 1.4736 | 2.1953 | 3.0791 | 4.0501 | 5.1115 | 6.269 | 7.5298 | 8.9024 | 10.3481 | 11.8131 | 13.2917 | 14.7802 | 16.6491 | 18.5243 | 20.3858 | 22.2982 | 24.1039 | 25.794 | 27.3606 | 28.7963
F8_Commercial_WA - College_Existing_Food Preparation_Natural Gas_Broiler_A_Achievable Economic UCT Potential | F8 | Commercial | WA - College | Existing | Food Preparation | Natural Gas | Broiler | A | Cumulative Summer Peak Savings (MW) | Achievable Economic UCT Potential | 0 | 0 | 0 | 0 | 0 | 0 | 0 | 0 | 0 | 0 | 0 | 0 | 0 | 0 | 0 | 0 | 0 | 0 | 0 | 0 | 0 | 0 | 0 | 0 | 0 | 0 | 0
F9_Commercial_WA - College_Existing_Food Preparation_Natural Gas_Broiler_A_Achievable Economic UCT Potential | F9 | Commercial | WA - College | Existing | Food Preparation | Natural Gas | Broiler | A | Cumulative Winter Peak Savings (MW) | Achievable Economic UCT Potential | 0 | 0 | 0 | 0 | 0 | 0 | 0 | 0 | 0 | 0 | 0 | 0 | 0 | 0 | 0 | 0 | 0 | 0 | 0 | 0 | 0 | 0 | 0 | 0 | 0 | 0 | 0
F10_Commercial_WA - College_Existing_Food Preparation_Natural Gas_Broiler_A_Achievable Economic UCT Potential | F10 | Commercial | WA - College | Existing | Food Preparation | Natural Gas | Broiler | A | Purchases (Incremental) | Achievable Economic UCT Potential | 0 | 0 | 0 | 0.19784 | 0.65643 | 1.1759 | 1.7459 | 2.3578 | 3.0042 | 3.6788 | 4.0417 | 4.418 | 4.8179 | 5.2483 | 5.7134 | 6.0175 | 6.0982 | 6.1547 | 6.1958 | 7.7795 | 7.8053 | 7.7484 | 7.9606 | 7.516 | 7.0353 | 6.521 | 5.9761
F11_Commercial_WA - College_Existing_Food Preparation_Natural Gas_Broiler_A_Achievable Economic UCT Potential | F11 | Commercial | WA - College | Existing | Food Preparation | Natural Gas | Broiler | A | Purchases (Cumulative) | Achievable Economic UCT Potential | 0 | 0 | 0 | 0.19784 | 0.85427 | 2.0301 | 3.776 | 6.1339 | 9.1381 | 12.8169 | 16.8586 | 21.2767 | 26.0946 | 31.3429 | 37.0563 | 43.0738 | 49.1721 | 55.3268 | 61.5226 | 69.3021 | 77.1074 | 84.8558 | 92.8165 | 100.3325 | 107.3678 | 113.8888 | 119.8649
F1_Commercial_WA - College_Existing_Food Preparation_Natural Gas_Griddle_A_Achievable Economic UCT Potential | F1 | Commercial | WA - College | Existing | Food Preparation | Natural Gas | Griddle | A | Integrated Unit Energy Savings (kWh or therms) | Achievable Economic UCT Potential | 0 | 167.9465 | 167.9465 | 167.9465 | 167.9465 | 167.9465 | 167.9465 | 167.9465 | 167.9465 | 167.9465 | 167.9465 | 167.9465 | 167.9465 | 167.9465 | 167.9465 | 167.9465 | 167.9465 | 167.9465 | 167.9465 | 167.9465 | 167.9465 | 167.9465 | 167.9465 | 167.9465 | 167.9465 | 167.9465 | 167.9465
F2_Commercial_WA - College_Existing_Food Preparation_Natural Gas_Griddle_A_Achievable Economic UCT Potential | F2 | Commercial | WA - College | Existing | Food Preparation | Natural Gas | Griddle | A | Integrated Unit Summer Peak Savings (kW) | Achievable Economic UCT Potential | 0 | 0 | 0 | 0 | 0 | 0 | 0 | 0 | 0 | 0 | 0 | 0 | 0 | 0 | 0 | 0 | 0 | 0 | 0 | 0 | 0 | 0 | 0 | 0 | 0 | 0 | 0
F3_Commercial_WA - College_Existing_Food Preparation_Natural Gas_Griddle_A_Achievable Economic UCT Potential | F3 | Commercial | WA - College | Existing | Food Preparation | Natural Gas | Griddle | A | Integrated Unit Winter Peak Savings (kW) | Achievable Economic UCT Potential | 0 | 0 | 0 | 0 | 0 | 0 | 0 | 0 | 0 | 0 | 0 | 0 | 0 | 0 | 0 | 0 | 0 | 0 | 0 | 0 | 0 | 0 | 0 | 0 | 0 | 0 | 0
F4_Commercial_WA - College_Existing_Food Preparation_Natural Gas_Griddle_A_Achievable Economic UCT Potential | F4 | Commercial | WA - College | Existing | Food Preparation | Natural Gas | Griddle | A | Incremental Energy Savings (MWh or mTherms) | Achievable Economic UCT Potential | 0 | 0 | 0 | 0.015007 | 0.049793 | 0.089195 | 0.13244 | 0.17885 | 0.22788 | 0.27906 | 0.30659 | 0.33513 | 0.36546 | 0.39811 | 0.43339 | 0.45646 | 0.46258 | 0.46687 | 0.46998 | 0.59011 | 0.59207 | 0.58775 | 0.60385 | 0.57013 | 0.53366 | 0.49465 | 0.45331
F5_Commercial_WA - College_Existing_Food Preparation_Natural Gas_Griddle_A_Achievable Economic UCT Potential | F5 | Commercial | WA - College | Existing | Food Preparation | Natural Gas | Griddle | A | Incremental Summer Peak Savings (MW) | Achievable Economic UCT Potential | 0 | 0 | 0 | 0 | 0 | 0 | 0 | 0 | 0 | 0 | 0 | 0 | 0 | 0 | 0 | 0 | 0 | 0 | 0 | 0 | 0 | 0 | 0 | 0 | 0 | 0 | 0
F6_Commercial_WA - College_Existing_Food Preparation_Natural Gas_Griddle_A_Achievable Economic UCT Potential | F6 | Commercial | WA - College | Existing | Food Preparation | Natural Gas | Griddle | A | Incremental Winter Peak Savings (MW) | Achievable Economic UCT Potential | 0 | 0 | 0 | 0 | 0 | 0 | 0 | 0 | 0 | 0 | 0 | 0 | 0 | 0 | 0 | 0 | 0 | 0 | 0 | 0 | 0 | 0 | 0 | 0 | 0 | 0 | 0
F7_Commercial_WA - College_Existing_Food Preparation_Natural Gas_Griddle_A_Achievable Economic UCT Potential | F7 | Commercial | WA - College | Existing | Food Preparation | Natural Gas | Griddle | A | Cumulative Energy Savings (MWh or mTherms) | Achievable Economic UCT Potential | 0 | 0 | 0 | 0.015007 | 0.0648 | 0.154 | 0.28643 | 0.46528 | 0.69317 | 0.97222 | 1.2788 | 1.6139 | 1.9794 | 2.3775 | 2.8109 | 3.2674 | 3.7299 | 4.1968 | 4.6668 | 5.2569 | 5.849 | 6.4367 | 7.0406 | 7.6107 | 8.1444 | 8.639 | 9.0923
F8_Commercial_WA - College_Existing_Food Preparation_Natural Gas_Griddle_A_Achievable Economic UCT Potential | F8 | Commercial | WA - College | Existing | Food Preparation | Natural Gas | Griddle | A | Cumulative Summer Peak Savings (MW) | Achievable Economic UCT Potential | 0 | 0 | 0 | 0 | 0 | 0 | 0 | 0 | 0 | 0 | 0 | 0 | 0 | 0 | 0 | 0 | 0 | 0 | 0 | 0 | 0 | 0 | 0 | 0 | 0 | 0 | 0
F9_Commercial_WA - College_Existing_Food Preparation_Natural Gas_Griddle_A_Achievable Economic UCT Potential | F9 | Commercial | WA - College | Existing | Food Preparation | Natural Gas | Griddle | A | Cumulative Winter Peak Savings (MW) | Achievable Economic UCT Potential | 0 | 0 | 0 | 0 | 0 | 0 | 0 | 0 | 0 | 0 | 0 | 0 | 0 | 0 | 0 | 0 | 0 | 0 | 0 | 0 | 0 | 0 | 0 | 0 | 0 | 0 | 0
F10_Commercial_WA - College_Existing_Food Preparation_Natural Gas_Griddle_A_Achievable Economic UCT Potential | F10 | Commercial | WA - College | Existing | Food Preparation | Natural Gas | Griddle | A | Purchases (Incremental) | Achievable Economic UCT Potential | 0 | 0 | 0 | 0.089356 | 0.29648 | 0.53109 | 0.78856 | 1.0649 | 1.3569 | 1.6616 | 1.8255 | 1.9954 | 2.1761 | 2.3705 | 2.5805 | 2.7179 | 2.7543 | 2.7799 | 2.7984 | 3.5137 | 3.5254 | 3.4996 | 3.5955 | 3.3947 | 3.1775 | 2.9453 | 2.6992
F11_Commercial_WA - College_Existing_Food Preparation_Natural Gas_Griddle_A_Achievable Economic UCT Potential | F11 | Commercial | WA - College | Existing | Food Preparation | Natural Gas | Griddle | A | Purchases (Cumulative) | Achievable Economic UCT Potential | 0 | 0 | 0 | 0.089356 | 0.38584 | 0.91693 | 1.7055 | 2.7704 | 4.1273 | 5.7889 | 7.6144 | 9.6098 | 11.7859 | 14.1563 | 16.7369 | 19.4548 | 22.2091 | 24.9889 | 27.7874 | 31.301 | 34.8264 | 38.3261 | 41.9216 | 45.3163 | 48.4938 | 51.4391 | 54.1383
F1_Commercial_WA - College_Existing_Food Preparation_Natural Gas_Range_A_Achievable Economic UCT Potential | F1 | Commercial | WA - College | Existing | Food Preparation | Natural Gas | Range | A | Integrated Unit Energy Savings (kWh or therms) | Achievable Economic UCT Potential | 0 | 171.4286 | 171.4286 | 171.4286 | 171.4286 | 171.4286 | 171.4286 | 171.4286 | 171.4286 | 171.4286 | 171.4286 | 171.4286 | 171.4286 | 171.4286 | 171.4286 | 171.4286 | 171.4286 | 171.4286 | 171.4286 | 171.4286 | 171.4286 | 171.4286 | 171.4286 | 171.4286 | 171.4286 | 171.4286 | 171.4286
F2_Commercial_WA - College_Existing_Food Preparation_Natural Gas_Range_A_Achievable Economic UCT Potential | F2 | Commercial | WA - College | Existing | Food Preparation | Natural Gas | Range | A | Integrated Unit Summer Peak Savings (kW) | Achievable Economic UCT Potential | 0 | 0 | 0 | 0 | 0 | 0 | 0 | 0 | 0 | 0 | 0 | 0 | 0 | 0 | 0 | 0 | 0 | 0 | 0 | 0 | 0 | 0 | 0 | 0 | 0 | 0 | 0
F3_Commercial_WA - College_Existing_Food Preparation_Natural Gas_Range_A_Achievable Economic UCT Potential | F3 | Commercial | WA - College | Existing | Food Preparation | Natural Gas | Range | A | Integrated Unit Winter Peak Savings (kW) | Achievable Economic UCT Potential | 0 | 0 | 0 | 0 | 0 | 0 | 0 | 0 | 0 | 0 | 0 | 0 | 0 | 0 | 0 | 0 | 0 | 0 | 0 | 0 | 0 | 0 | 0 | 0 | 0 | 0 | 0
F4_Commercial_WA - College_Existing_Food Preparation_Natural Gas_Range_A_Achievable Economic UCT Potential | F4 | Commercial | WA - College | Existing | Food Preparation | Natural Gas | Range | A | Incremental Energy Savings (MWh or mTherms) | Achievable Economic UCT Potential | 0 | 0 | 0 | 0.030098 | 0.10333 | 0.18814 | 0.28098 | 0.37925 | 0.48108 | 0.58512 | 0.60033 | 0.63293 | 0.68323 | 0.71983 | 0.72761 | 0.86703 | 0.90129 | 0.92729 | 0.94695 | 0.92209 | 0.96199 | 0.97378 | 0.96649 | 0.86466 | 0.7389 | 0.51371 | 0.41126
F5_Commercial_WA - College_Existing_Food Preparation_Natural Gas_Range_A_Achievable Economic UCT Potential | F5 | Commercial | WA - College | Existing | Food Preparation | Natural Gas | Range | A | Incremental Summer Peak Savings (MW) | Achievable Economic UCT Potential | 0 | 0 | 0 | 0 | 0 | 0 | 0 | 0 | 0 | 0 | 0 | 0 | 0 | 0 | 0 | 0 | 0 | 0 | 0 | 0 | 0 | 0 | 0 | 0 | 0 | 0 | 0
F6_Commercial_WA - College_Existing_Food Preparation_Natural Gas_Range_A_Achievable Economic UCT Potential | F6 | Commercial | WA - College | Existing | Food Preparation | Natural Gas | Range | A | Incremental Winter Peak Savings (MW) | Achievable Economic UCT Potential | 0 | 0 | 0 | 0 | 0 | 0 | 0 | 0 | 0 | 0 | 0 | 0 | 0 | 0 | 0 | 0 | 0 | 0 | 0 | 0 | 0 | 0 | 0 | 0 | 0 | 0 | 0
F7_Commercial_WA - College_Existing_Food Preparation_Natural Gas_Range_A_Achievable Economic UCT Potential | F7 | Commercial | WA - College | Existing | Food Preparation | Natural Gas | Range | A | Cumulative Energy Savings (MWh or mTherms) | Achievable Economic UCT Potential | 0 | 0 | 0 | 0.030098 | 0.13343 | 0.32157 | 0.60255 | 0.9818 | 1.4629 | 2.048 | 2.6483 | 3.2813 | 3.9645 | 4.6843 | 5.4119 | 6.279 | 7.1803 | 8.1075 | 9.0545 | 9.9766 | 10.9386 | 11.9124 | 12.8788 | 13.7435 | 14.4824 | 14.9961 | 15.4074
F8_Commercial_WA - College_Existing_Food Preparation_Natural Gas_Range_A_Achievable Economic UCT Potential | F8 | Commercial | WA - College | Existing | Food Preparation | Natural Gas | Range | A | Cumulative Summer Peak Savings (MW) | Achievable Economic UCT Potential | 0 | 0 | 0 | 0 | 0 | 0 | 0 | 0 | 0 | 0 | 0 | 0 | 0 | 0 | 0 | 0 | 0 | 0 | 0 | 0 | 0 | 0 | 0 | 0 | 0 | 0 | 0
F9_Commercial_WA - College_Existing_Food Preparation_Natural Gas_Range_A_Achievable Economic UCT Potential | F9 | Commercial | WA - College | Existing | Food Preparation | Natural Gas | Range | A | Cumulative Winter Peak Savings (MW) | Achievable Economic UCT Potential | 0 | 0 | 0 | 0 | 0 | 0 | 0 | 0 | 0 | 0 | 0 | 0 | 0 | 0 | 0 | 0 | 0 | 0 | 0 | 0 | 0 | 0 | 0 | 0 | 0 | 0 | 0
F10_Commercial_WA - College_Existing_Food Preparation_Natural Gas_Range_A_Achievable Economic UCT Potential | F10 | Commercial | WA - College | Existing | Food Preparation | Natural Gas | Range | A | Purchases (Incremental) | Achievable Economic UCT Potential | 0 | 0 | 0 | 0.17557 | 0.60278 | 1.0975 | 1.639 | 2.2123 | 2.8063 | 3.4132 | 3.5019 | 3.6921 | 3.9855 | 4.199 | 4.2444 | 5.0577 | 5.2575 | 5.4092 | 5.5239 | 5.3788 | 5.6116 | 5.6804 | 5.6379 | 5.0439 | 4.3103 | 2.9967 | 2.399
F11_Commercial_WA - College_Existing_Food Preparation_Natural Gas_Range_A_Achievable Economic UCT Potential | F11 | Commercial | WA - College | Existing | Food Preparation | Natural Gas | Range | A | Purchases (Cumulative) | Achievable Economic UCT Potential | 0 | 0 | 0 | 0.17557 | 0.77835 | 1.8758 | 3.5149 | 5.7271 | 8.5334 | 11.9466 | 15.4486 | 19.1407 | 23.1262 | 27.3252 | 31.5696 | 36.6273 | 41.8848 | 47.294 | 52.8179 | 58.1967 | 63.8083 | 69.4887 | 75.1266 | 80.1705 | 84.4808 | 87.4774 | 89.8764
F1_Commercial_WA - College_Existing_Food Preparation_Natural Gas_Steamer_A_Achievable Economic UCT Potential | F1 | Commercial | WA - College | Existing | Food Preparation | Natural Gas | Steamer | A | Integrated Unit Energy Savings (kWh or therms) | Achievable Economic UCT Potential | 0 | 1215.1419 | 1215.1419 | 1215.1419 | 1215.1419 | 1215.1419 | 1215.1419 | 1215.1419 | 1215.1419 | 1215.1419 | 1215.1419 | 1215.1419 | 1215.1419 | 1215.1419 | 1215.1419 | 1215.1419 | 1215.1419 | 1215.1419 | 1215.1419 | 1215.1419 | 1215.1419 | 1215.1419 | 1215.1419 | 1215.1419 | 1215.1419 | 1215.1419 | 1215.1419
F2_Commercial_WA - College_Existing_Food Preparation_Natural Gas_Steamer_A_Achievable Economic UCT Potential | F2 | Commercial | WA - College | Existing | Food Preparation | Natural Gas | Steamer | A | Integrated Unit Summer Peak Savings (kW) | Achievable Economic UCT Potential | 0 | 0 | 0 | 0 | 0 | 0 | 0 | 0 | 0 | 0 | 0 | 0 | 0 | 0 | 0 | 0 | 0 | 0 | 0 | 0 | 0 | 0 | 0 | 0 | 0 | 0 | 0
F3_Commercial_WA - College_Existing_Food Preparation_Natural Gas_Steamer_A_Achievable Economic UCT Potential | F3 | Commercial | WA - College | Existing | Food Preparation | Natural Gas | Steamer | A | Integrated Unit Winter Peak Savings (kW) | Achievable Economic UCT Potential | 0 | 0 | 0 | 0 | 0 | 0 | 0 | 0 | 0 | 0 | 0 | 0 | 0 | 0 | 0 | 0 | 0 | 0 | 0 | 0 | 0 | 0 | 0 | 0 | 0 | 0 | 0
F4_Commercial_WA - College_Existing_Food Preparation_Natural Gas_Steamer_A_Achievable Economic UCT Potential | F4 | Commercial | WA - College | Existing | Food Preparation | Natural Gas | Steamer | A | Incremental Energy Savings (MWh or mTherms) | Achievable Economic UCT Potential | 0 | 0 | 0 | 0.095841 | 0.28593 | 0.46931 | 0.64803 | 0.82361 | 1.0354 | 1.2418 | 1.4411 | 1.5374 | 1.5326 | 2.104 | 2.0076 | 1.9388 | 1.8521 | 1.7836 | 1.7307 | 1.6903 | 1.8833 | 1.4255 | 1.5841 | 1.4635 | 1.3034 | 1.3998 | 1.0814
F5_Commercial_WA - College_Existing_Food Preparation_Natural Gas_Steamer_A_Achievable Economic UCT Potential | F5 | Commercial | WA - College | Existing | Food Preparation | Natural Gas | Steamer | A | Incremental Summer Peak Savings (MW) | Achievable Economic UCT Potential | 0 | 0 | 0 | 0 | 0 | 0 | 0 | 0 | 0 | 0 | 0 | 0 | 0 | 0 | 0 | 0 | 0 | 0 | 0 | 0 | 0 | 0 | 0 | 0 | 0 | 0 | 0
F6_Commercial_WA - College_Existing_Food Preparation_Natural Gas_Steamer_A_Achievable Economic UCT Potential | F6 | Commercial | WA - College | Existing | Food Preparation | Natural Gas | Steamer | A | Incremental Winter Peak Savings (MW) | Achievable Economic UCT Potential | 0 | 0 | 0 | 0 | 0 | 0 | 0 | 0 | 0 | 0 | 0 | 0 | 0 | 0 | 0 | 0 | 0 | 0 | 0 | 0 | 0 | 0 | 0 | 0 | 0 | 0 | 0
F7_Commercial_WA - College_Existing_Food Preparation_Natural Gas_Steamer_A_Achievable Economic UCT Potential | F7 | Commercial | WA - College | Existing | Food Preparation | Natural Gas | Steamer | A | Cumulative Energy Savings (MWh or mTherms) | Achievable Economic UCT Potential | 0 | 0 | 0 | 0.095841 | 0.38177 | 0.85107 | 1.4991 | 2.3227 | 3.3581 | 4.5999 | 6.041 | 7.5784 | 9.111 | 11.215 | 13.2226 | 15.1615 | 17.0135 | 18.7972 | 20.5279 | 22.2181 | 24.1014 | 25.5269 | 27.111 | 28.5745 | 29.8779 | 31.2776 | 32.3591
F8_Commercial_WA - College_Existing_Food Preparation_Natural Gas_Steamer_A_Achievable Economic UCT Potential | F8 | Commercial | WA - College | Existing | Food Preparation | Natural Gas | Steamer | A | Cumulative Summer Peak Savings (MW) | Achievable Economic UCT Potential | 0 | 0 | 0 | 0 | 0 | 0 | 0 | 0 | 0 | 0 | 0 | 0 | 0 | 0 | 0 | 0 | 0 | 0 | 0 | 0 | 0 | 0 | 0 | 0 | 0 | 0 | 0
F9_Commercial_WA - College_Existing_Food Preparation_Natural Gas_Steamer_A_Achievable Economic UCT Potential | F9 | Commercial | WA - College | Existing | Food Preparation | Natural Gas | Steamer | A | Cumulative Winter Peak Savings (MW) | Achievable Economic UCT Potential | 0 | 0 | 0 | 0 | 0 | 0 | 0 | 0 | 0 | 0 | 0 | 0 | 0 | 0 | 0 | 0 | 0 | 0 | 0 | 0 | 0 | 0 | 0 | 0 | 0 | 0 | 0
F10_Commercial_WA - College_Existing_Food Preparation_Natural Gas_Steamer_A_Achievable Economic UCT Potential | F10 | Commercial | WA - College | Existing | Food Preparation | Natural Gas | Steamer | A | Purchases (Incremental) | Achievable Economic UCT Potential | 0 | 0 | 0 | 0.078872 | 0.2353 | 0.38621 | 0.5333 | 0.67779 | 0.85208 | 1.0219 | 1.186 | 1.2652 | 1.2613 | 1.7315 | 1.6522 | 1.5956 | 1.5242 | 1.4678 | 1.4243 | 1.391 | 1.5499 | 1.1731 | 1.3036 | 1.2044 | 1.0726 | 1.1519 | 0.88997
F11_Commercial_WA - College_Existing_Food Preparation_Natural Gas_Steamer_A_Achievable Economic UCT Potential | F11 | Commercial | WA - College | Existing | Food Preparation | Natural Gas | Steamer | A | Purchases (Cumulative) | Achievable Economic UCT Potential | 0 | 0 | 0 | 0.078872 | 0.31418 | 0.70039 | 1.2337 | 1.9115 | 2.7636 | 3.7855 | 4.9714 | 6.2366 | 7.4979 | 9.2294 | 10.8815 | 12.4771 | 14.0013 | 15.4691 | 16.8934 | 18.2844 | 19.8342 | 21.0073 | 22.311 | 23.5154 | 24.588 | 25.7399 | 26.6299
F1_Commercial_WA - College_Existing_Food Preparation_Natural Gas_Commercial Food Prep Other_A_Achievable Economic UCT Potential | F1 | Commercial | WA - College | Existing | Food Preparation | Natural Gas | Commercial Food Prep Other | A | Integrated Unit Energy Savings (kWh or therms) | Achievable Economic UCT Potential | 0 | 366.1618 | 366.1618 | 366.1618 | 366.1618 | 366.1618 | 366.1618 | 366.1618 | 366.1618 | 366.1618 | 366.1618 | 366.1618 | 366.1618 | 366.1618 | 366.1618 | 366.1618 | 366.1618 | 366.1618 | 366.1618 | 366.1618 | 366.1618 | 366.1618 | 366.1618 | 366.1618 | 366.1618 | 366.1618 | 366.1618
F2_Commercial_WA - College_Existing_Food Preparation_Natural Gas_Commercial Food Prep Other_A_Achievable Economic UCT Potential | F2 | Commercial | WA - College | Existing | Food Preparation | Natural Gas | Commercial Food Prep Other | A | Integrated Unit Summer Peak Savings (kW) | Achievable Economic UCT Potential | 0 | 0 | 0 | 0 | 0 | 0 | 0 | 0 | 0 | 0 | 0 | 0 | 0 | 0 | 0 | 0 | 0 | 0 | 0 | 0 | 0 | 0 | 0 | 0 | 0 | 0 | 0
F3_Commercial_WA - College_Existing_Food Preparation_Natural Gas_Commercial Food Prep Other_A_Achievable Economic UCT Potential | F3 | Commercial | WA - College | Existing | Food Preparation | Natural Gas | Commercial Food Prep Other | A | Integrated Unit Winter Peak Savings (kW) | Achievable Economic UCT Potential | 0 | 0 | 0 | 0 | 0 | 0 | 0 | 0 | 0 | 0 | 0 | 0 | 0 | 0 | 0 | 0 | 0 | 0 | 0 | 0 | 0 | 0 | 0 | 0 | 0 | 0 | 0
F4_Commercial_WA - College_Existing_Food Preparation_Natural Gas_Commercial Food Prep Other_A_Achievable Economic UCT Potential | F4 | Commercial | WA - College | Existing | Food Preparation | Natural Gas | Commercial Food Prep Other | A | Incremental Energy Savings (MWh or mTherms) | Achievable Economic UCT Potential | 0 | 0 | 0 | 0.00081496 | 0.0027979 | 0.0050943 | 0.007608 | 0.010269 | 0.013026 | 0.015843 | 0.016255 | 0.017138 | 0.0185 | 0.019491 | 0.019701 | 0.023477 | 0.024404 | 0.025108 | 0.025641 | 0.024967 | 0.026048 | 0.026367 | 0.02617 | 0.023412 | 0.020007 | 0.01391 | 0.011136
F5_Commercial_WA - College_Existing_Food Preparation_Natural Gas_Commercial Food Prep Other_A_Achievable Economic UCT Potential | F5 | Commercial | WA - College | Existing | Food Preparation | Natural Gas | Commercial Food Prep Other | A | Incremental Summer Peak Savings (MW) | Achievable Economic UCT Potential | 0 | 0 | 0 | 0 | 0 | 0 | 0 | 0 | 0 | 0 | 0 | 0 | 0 | 0 | 0 | 0 | 0 | 0 | 0 | 0 | 0 | 0 | 0 | 0 | 0 | 0 | 0
F6_Commercial_WA - College_Existing_Food Preparation_Natural Gas_Commercial Food Prep Other_A_Achievable Economic UCT Potential | F6 | Commercial | WA - College | Existing | Food Preparation | Natural Gas | Commercial Food Prep Other | A | Incremental Winter Peak Savings (MW) | Achievable Economic UCT Potential | 0 | 0 | 0 | 0 | 0 | 0 | 0 | 0 | 0 | 0 | 0 | 0 | 0 | 0 | 0 | 0 | 0 | 0 | 0 | 0 | 0 | 0 | 0 | 0 | 0 | 0 | 0
F7_Commercial_WA - College_Existing_Food Preparation_Natural Gas_Commercial Food Prep Other_A_Achievable Economic UCT Potential | F7 | Commercial | WA - College | Existing | Food Preparation | Natural Gas | Commercial Food Prep Other | A | Cumulative Energy Savings (MWh or mTherms) | Achievable Economic UCT Potential | 0 | 0 | 0 | 0.00081496 | 0.0036129 | 0.0087072 | 0.016315 | 0.026584 | 0.03961 | 0.055453 | 0.071709 | 0.088846 | 0.10735 | 0.12684 | 0.14654 | 0.17002 | 0.19442 | 0.21953 | 0.24517 | 0.27014 | 0.29618 | 0.32255 | 0.34872 | 0.37213 | 0.39214 | 0.40605 | 0.41719
F8_Commercial_WA - College_Existing_Food Preparation_Natural Gas_Commercial Food Prep Other_A_Achievable Economic UCT Potential | F8 | Commercial | WA - College | Existing | Food Preparation | Natural Gas | Commercial Food Prep Other | A | Cumulative Summer Peak Savings (MW) | Achievable Economic UCT Potential | 0 | 0 | 0 | 0 | 0 | 0 | 0 | 0 | 0 | 0 | 0 | 0 | 0 | 0 | 0 | 0 | 0 | 0 | 0 | 0 | 0 | 0 | 0 | 0 | 0 | 0 | 0
F9_Commercial_WA - College_Existing_Food Preparation_Natural Gas_Commercial Food Prep Other_A_Achievable Economic UCT Potential | F9 | Commercial | WA - College | Existing | Food Preparation | Natural Gas | Commercial Food Prep Other | A | Cumulative Winter Peak Savings (MW) | Achievable Economic UCT Potential | 0 | 0 | 0 | 0 | 0 | 0 | 0 | 0 | 0 | 0 | 0 | 0 | 0 | 0 | 0 | 0 | 0 | 0 | 0 | 0 | 0 | 0 | 0 | 0 | 0 | 0 | 0
F10_Commercial_WA - College_Existing_Food Preparation_Natural Gas_Commercial Food Prep Other_A_Achievable Economic UCT Potential | F10 | Commercial | WA - College | Existing | Food Preparation | Natural Gas | Commercial Food Prep Other | A | Purchases (Incremental) | Achievable Economic UCT Potential | 0 | 0 | 0 | 0.0022257 | 0.0076413 | 0.013913 | 0.020778 | 0.028045 | 0.035575 | 0.043269 | 0.044393 | 0.046804 | 0.050524 | 0.05323 | 0.053805 | 0.064115 | 0.066649 | 0.068571 | 0.070025 | 0.068187 | 0.071137 | 0.072009 | 0.07147 | 0.06394 | 0.054641 | 0.037988 | 0.030412
F11_Commercial_WA - College_Existing_Food Preparation_Natural Gas_Commercial Food Prep Other_A_Achievable Economic UCT Potential | F11 | Commercial | WA - College | Existing | Food Preparation | Natural Gas | Commercial Food Prep Other | A | Purchases (Cumulative) | Achievable Economic UCT Potential | 0 | 0 | 0 | 0.0022257 | 0.009867 | 0.02378 | 0.044557 | 0.072602 | 0.10818 | 0.15145 | 0.19584 | 0.24264 | 0.29317 | 0.3464 | 0.4002 | 0.46432 | 0.53097 | 0.59954 | 0.66956 | 0.73775 | 0.80889 | 0.8809 | 0.95237 | 1.0163 | 1.0709 | 1.1089 | 1.1393
F1_Commercial_WA - College_Existing_Miscellaneous_Natural Gas_Pool Heater_A_Achievable Economic UCT Potential | F1 | Commercial | WA - College | Existing | Miscellaneous | Natural Gas | Pool Heater | A | Integrated Unit Energy Savings (kWh or therms) | Achievable Economic UCT Potential | 0 | 2233.5 | 2233.5 | 2233.5 | 2233.5 | 2233.5 | 2233.5 | 2233.5 | 2233.5 | 2233.5 | 2233.5 | 2233.5 | 2233.5 | 2233.5 | 2233.5 | 2233.5 | 2233.5 | 2233.5 | 2233.5 | 2233.5 | 2233.5 | 2233.5 | 2233.5 | 2233.5 | 2233.5 | 2233.5 | 2233.5
F2_Commercial_WA - College_Existing_Miscellaneous_Natural Gas_Pool Heater_A_Achievable Economic UCT Potential | F2 | Commercial | WA - College | Existing | Miscellaneous | Natural Gas | Pool Heater | A | Integrated Unit Summer Peak Savings (kW) | Achievable Economic UCT Potential | 0 | 0 | 0 | 0 | 0 | 0 | 0 | 0 | 0 | 0 | 0 | 0 | 0 | 0 | 0 | 0 | 0 | 0 | 0 | 0 | 0 | 0 | 0 | 0 | 0 | 0 | 0
F3_Commercial_WA - College_Existing_Miscellaneous_Natural Gas_Pool Heater_A_Achievable Economic UCT Potential | F3 | Commercial | WA - College | Existing | Miscellaneous | Natural Gas | Pool Heater | A | Integrated Unit Winter Peak Savings (kW) | Achievable Economic UCT Potential | 0 | 0 | 0 | 0 | 0 | 0 | 0 | 0 | 0 | 0 | 0 | 0 | 0 | 0 | 0 | 0 | 0 | 0 | 0 | 0 | 0 | 0 | 0 | 0 | 0 | 0 | 0
F4_Commercial_WA - College_Existing_Miscellaneous_Natural Gas_Pool Heater_A_Achievable Economic UCT Potential | F4 | Commercial | WA - College | Existing | Miscellaneous | Natural Gas | Pool Heater | A | Incremental Energy Savings (MWh or mTherms) | Achievable Economic UCT Potential | 0 | 0 | 0 | 7.1194e-05 | 0.00010702 | 0.00022933 | 0.00044094 | 0.00076197 | 0.0012181 | 0.0017598 | 0.0025072 | 0.0043857 | 0.005353 | 0.0063163 | 0.0071892 | 0.007873 | 0.0089577 | 0.008473 | 0.00841 | 0.0078474 | 0.0069403 | 0.0069088 | 0.0048828 | 0.0029912 | 0.0014808 | 0.00028463 | 0
F5_Commercial_WA - College_Existing_Miscellaneous_Natural Gas_Pool Heater_A_Achievable Economic UCT Potential | F5 | Commercial | WA - College | Existing | Miscellaneous | Natural Gas | Pool Heater | A | Incremental Summer Peak Savings (MW) | Achievable Economic UCT Potential | 0 | 0 | 0 | 0 | 0 | 0 | 0 | 0 | 0 | 0 | 0 | 0 | 0 | 0 | 0 | 0 | 0 | 0 | 0 | 0 | 0 | 0 | 0 | 0 | 0 | 0 | 0
F6_Commercial_WA - College_Existing_Miscellaneous_Natural Gas_Pool Heater_A_Achievable Economic UCT Potential | F6 | Commercial | WA - College | Existing | Miscellaneous | Natural Gas | Pool Heater | A | Incremental Winter Peak Savings (MW) | Achievable Economic UCT Potential | 0 | 0 | 0 | 0 | 0 | 0 | 0 | 0 | 0 | 0 | 0 | 0 | 0 | 0 | 0 | 0 | 0 | 0 | 0 | 0 | 0 | 0 | 0 | 0 | 0 | 0 | 0
F7_Commercial_WA - College_Existing_Miscellaneous_Natural Gas_Pool Heater_A_Achievable Economic UCT Potential | F7 | Commercial | WA - College | Existing | Miscellaneous | Natural Gas | Pool Heater | A | Cumulative Energy Savings (MWh or mTherms) | Achievable Economic UCT Potential | 0 | 0 | 0 | 7.1194e-05 | 0.00017821 | 0.00040754 | 0.00084848 | 0.0016105 | 0.0028285 | 0.0045883 | 0.0070955 | 0.011481 | 0.016834 | 0.02315 | 0.03034 | 0.038213 | 0.04717 | 0.055643 | 0.064053 | 0.071901 | 0.078841 | 0.08575 | 0.090633 | 0.093624 | 0.095105 | 0.095389 | 0.095389
F8_Commercial_WA - College_Existing_Miscellaneous_Natural Gas_Pool Heater_A_Achievable Economic UCT Potential | F8 | Commercial | WA - College | Existing | Miscellaneous | Natural Gas | Pool Heater | A | Cumulative Summer Peak Savings (MW) | Achievable Economic UCT Potential | 0 | 0 | 0 | 0 | 0 | 0 | 0 | 0 | 0 | 0 | 0 | 0 | 0 | 0 | 0 | 0 | 0 | 0 | 0 | 0 | 0 | 0 | 0 | 0 | 0 | 0 | 0
F9_Commercial_WA - College_Existing_Miscellaneous_Natural Gas_Pool Heater_A_Achievable Economic UCT Potential | F9 | Commercial | WA - College | Existing | Miscellaneous | Natural Gas | Pool Heater | A | Cumulative Winter Peak Savings (MW) | Achievable Economic UCT Potential | 0 | 0 | 0 | 0 | 0 | 0 | 0 | 0 | 0 | 0 | 0 | 0 | 0 | 0 | 0 | 0 | 0 | 0 | 0 | 0 | 0 | 0 | 0 | 0 | 0 | 0 | 0
F10_Commercial_WA - College_Existing_Miscellaneous_Natural Gas_Pool Heater_A_Achievable Economic UCT Potential | F10 | Commercial | WA - College | Existing | Miscellaneous | Natural Gas | Pool Heater | A | Purchases (Incremental) | Achievable Economic UCT Potential | 0 | 0 | 0 | 3.1875e-05 | 4.7915e-05 | 0.00010268 | 0.00019742 | 0.00034116 | 0.00054536 | 0.00078789 | 0.0011226 | 0.0019636 | 0.0023967 | 0.002828 | 0.0032188 | 0.003525 | 0.0040106 | 0.0037936 | 0.0037654 | 0.0035135 | 0.0031074 | 0.0030933 | 0.0021862 | 0.0013392 | 0.000663 | 0.00012744 | 0
F11_Commercial_WA - College_Existing_Miscellaneous_Natural Gas_Pool Heater_A_Achievable Economic UCT Potential | F11 | Commercial | WA - College | Existing | Miscellaneous | Natural Gas | Pool Heater | A | Purchases (Cumulative) | Achievable Economic UCT Potential | 0 | 0 | 0 | 3.1875e-05 | 7.979e-05 | 0.00018247 | 0.00037989 | 0.00072105 | 0.0012664 | 0.0020543 | 0.0031769 | 0.0051405 | 0.0075372 | 0.010365 | 0.013584 | 0.017109 | 0.021119 | 0.024913 | 0.028678 | 0.032192 | 0.035299 | 0.038393 | 0.040579 | 0.041918 | 0.042581 | 0.042708 | 0.042708
F1_Commercial_WA - College_New_Space Heating_Natural Gas_Furnace_A_Achievable Economic UCT Potential | F1 | Commercial | WA - College | New | Space Heating | Natural Gas | Furnace | A | Integrated Unit Energy Savings (kWh or therms) | Achievable Economic UCT Potential | 0 | 0 | 0 | 0 | 0 | 0 | 0 | 0 | 0 | 0 | 0 | 0 | 0 | 0 | 0 | 0 | 0 | 0 | 0 | 0 | 0 | 0 | 0 | 0 | 0 | 0 | 0
F2_Commercial_WA - College_New_Space Heating_Natural Gas_Furnace_A_Achievable Economic UCT Potential | F2 | Commercial | WA - College | New | Space Heating | Natural Gas | Furnace | A | Integrated Unit Summer Peak Savings (kW) | Achievable Economic UCT Potential | 0 | 0 | 0 | 0 | 0 | 0 | 0 | 0 | 0 | 0 | 0 | 0 | 0 | 0 | 0 | 0 | 0 | 0 | 0 | 0 | 0 | 0 | 0 | 0 | 0 | 0 | 0
F3_Commercial_WA - College_New_Space Heating_Natural Gas_Furnace_A_Achievable Economic UCT Potential | F3 | Commercial | WA - College | New | Space Heating | Natural Gas | Furnace | A | Integrated Unit Winter Peak Savings (kW) | Achievable Economic UCT Potential | 0 | 0 | 0 | 0 | 0 | 0 | 0 | 0 | 0 | 0 | 0 | 0 | 0 | 0 | 0 | 0 | 0 | 0 | 0 | 0 | 0 | 0 | 0 | 0 | 0 | 0 | 0
F4_Commercial_WA - College_New_Space Heating_Natural Gas_Furnace_A_Achievable Economic UCT Potential | F4 | Commercial | WA - College | New | Space Heating | Natural Gas | Furnace | A | Incremental Energy Savings (MWh or mTherms) | Achievable Economic UCT Potential | 0 | 0 | 0 | 0 | 0 | 0 | 0 | 0 | 0 | 0 | 0 | 0 | 0 | 0 | 0 | 0 | 0 | 0 | 0 | 0 | 0 | 0 | 0 | 0 | 0 | 0 | 0
F5_Commercial_WA - College_New_Space Heating_Natural Gas_Furnace_A_Achievable Economic UCT Potential | F5 | Commercial | WA - College | New | Space Heating | Natural Gas | Furnace | A | Incremental Summer Peak Savings (MW) | Achievable Economic UCT Potential | 0 | 0 | 0 | 0 | 0 | 0 | 0 | 0 | 0 | 0 | 0 | 0 | 0 | 0 | 0 | 0 | 0 | 0 | 0 | 0 | 0 | 0 | 0 | 0 | 0 | 0 | 0
F6_Commercial_WA - College_New_Space Heating_Natural Gas_Furnace_A_Achievable Economic UCT Potential | F6 | Commercial | WA - College | New | Space Heating | Natural Gas | Furnace | A | Incremental Winter Peak Savings (MW) | Achievable Economic UCT Potential | 0 | 0 | 0 | 0 | 0 | 0 | 0 | 0 | 0 | 0 | 0 | 0 | 0 | 0 | 0 | 0 | 0 | 0 | 0 | 0 | 0 | 0 | 0 | 0 | 0 | 0 | 0
F7_Commercial_WA - College_New_Space Heating_Natural Gas_Furnace_A_Achievable Economic UCT Potential | F7 | Commercial | WA - College | New | Space Heating | Natural Gas | Furnace | A | Cumulative Energy Savings (MWh or mTherms) | Achievable Economic UCT Potential | 0 | 0 | 0 | 0 | 0 | 0 | 0 | 0 | 0 | 0 | 0 | 0 | 0 | 0 | 0 | 0 | 0 | 0 | 0 | 0 | 0 | 0 | 0 | 0 | 0 | 0 | 0
F8_Commercial_WA - College_New_Space Heating_Natural Gas_Furnace_A_Achievable Economic UCT Potential | F8 | Commercial | WA - College | New | Space Heating | Natural Gas | Furnace | A | Cumulative Summer Peak Savings (MW) | Achievable Economic UCT Potential | 0 | 0 | 0 | 0 | 0 | 0 | 0 | 0 | 0 | 0 | 0 | 0 | 0 | 0 | 0 | 0 | 0 | 0 | 0 | 0 | 0 | 0 | 0 | 0 | 0 | 0 | 0
F9_Commercial_WA - College_New_Space Heating_Natural Gas_Furnace_A_Achievable Economic UCT Potential | F9 | Commercial | WA - College | New | Space Heating | Natural Gas | Furnace | A | Cumulative Winter Peak Savings (MW) | Achievable Economic UCT Potential | 0 | 0 | 0 | 0 | 0 | 0 | 0 | 0 | 0 | 0 | 0 | 0 | 0 | 0 | 0 | 0 | 0 | 0 | 0 | 0 | 0 | 0 | 0 | 0 | 0 | 0 | 0
F10_Commercial_WA - College_New_Space Heating_Natural Gas_Furnace_A_Achievable Economic UCT Potential | F10 | Commercial | WA - College | New | Space Heating | Natural Gas | Furnace | A | Purchases (Incremental) | Achievable Economic UCT Potential | 0 | 0 | 0 | 0 | 0 | 0 | 0 | 0 | 0 | 0 | 0 | 0 | 0 | 0 | 0 | 0 | 0 | 0 | 0 | 0 | 0 | 0 | 0 | 0 | 0 | 0 | 0
F11_Commercial_WA - College_New_Space Heating_Natural Gas_Furnace_A_Achievable Economic UCT Potential | F11 | Commercial | WA - College | New | Space Heating | Natural Gas | Furnace | A | Purchases (Cumulative) | Achievable Economic UCT Potential | 0 | 0 | 0 | 0 | 0 | 0 | 0 | 0 | 0 | 0 | 0 | 0 | 0 | 0 | 0 | 0 | 0 | 0 | 0 | 0 | 0 | 0 | 0 | 0 | 0 | 0 | 0
F1_Commercial_WA - College_New_Space Heating_Natural Gas_Boiler_A_Achievable Economic UCT Potential | F1 | Commercial | WA - College | New | Space Heating | Natural Gas | Boiler | A | Integrated Unit Energy Savings (kWh or therms) | Achievable Economic UCT Potential | 0 | 0 | 0 | 0 | 0 | 0 | 0 | 0 | 0 | 0 | 0 | 0 | 0 | 0 | 0 | 0 | 0 | 0 | 0 | 0 | 0 | 0 | 0 | 0 | 0 | 0 | 0
F2_Commercial_WA - College_New_Space Heating_Natural Gas_Boiler_A_Achievable Economic UCT Potential | F2 | Commercial | WA - College | New | Space Heating | Natural Gas | Boiler | A | Integrated Unit Summer Peak Savings (kW) | Achievable Economic UCT Potential | 0 | 0 | 0 | 0 | 0 | 0 | 0 | 0 | 0 | 0 | 0 | 0 | 0 | 0 | 0 | 0 | 0 | 0 | 0 | 0 | 0 | 0 | 0 | 0 | 0 | 0 | 0
F3_Commercial_WA - College_New_Space Heating_Natural Gas_Boiler_A_Achievable Economic UCT Potential | F3 | Commercial | WA - College | New | Space Heating | Natural Gas | Boiler | A | Integrated Unit Winter Peak Savings (kW) | Achievable Economic UCT Potential | 0 | 0 | 0 | 0 | 0 | 0 | 0 | 0 | 0 | 0 | 0 | 0 | 0 | 0 | 0 | 0 | 0 | 0 | 0 | 0 | 0 | 0 | 0 | 0 | 0 | 0 | 0
F4_Commercial_WA - College_New_Space Heating_Natural Gas_Boiler_A_Achievable Economic UCT Potential | F4 | Commercial | WA - College | New | Space Heating | Natural Gas | Boiler | A | Incremental Energy Savings (MWh or mTherms) | Achievable Economic UCT Potential | 0 | 0 | 0 | 0 | 0 | 0 | 0 | 0 | 0 | 0 | 0 | 0 | 0 | 0 | 0 | 0 | 0 | 0 | 0 | 0 | 0 | 0 | 0 | 0 | 0 | 0 | 0
F5_Commercial_WA - College_New_Space Heating_Natural Gas_Boiler_A_Achievable Economic UCT Potential | F5 | Commercial | WA - College | New | Space Heating | Natural Gas | Boiler | A | Incremental Summer Peak Savings (MW) | Achievable Economic UCT Potential | 0 | 0 | 0 | 0 | 0 | 0 | 0 | 0 | 0 | 0 | 0 | 0 | 0 | 0 | 0 | 0 | 0 | 0 | 0 | 0 | 0 | 0 | 0 | 0 | 0 | 0 | 0
F6_Commercial_WA - College_New_Space Heating_Natural Gas_Boiler_A_Achievable Economic UCT Potential | F6 | Commercial | WA - College | New | Space Heating | Natural Gas | Boiler | A | Incremental Winter Peak Savings (MW) | Achievable Economic UCT Potential | 0 | 0 | 0 | 0 | 0 | 0 | 0 | 0 | 0 | 0 | 0 | 0 | 0 | 0 | 0 | 0 | 0 | 0 | 0 | 0 | 0 | 0 | 0 | 0 | 0 | 0 | 0
F7_Commercial_WA - College_New_Space Heating_Natural Gas_Boiler_A_Achievable Economic UCT Potential | F7 | Commercial | WA - College | New | Space Heating | Natural Gas | Boiler | A | Cumulative Energy Savings (MWh or mTherms) | Achievable Economic UCT Potential | 0 | 0 | 0 | 0 | 0 | 0 | 0 | 0 | 0 | 0 | 0 | 0 | 0 | 0 | 0 | 0 | 0 | 0 | 0 | 0 | 0 | 0 | 0 | 0 | 0 | 0 | 0
F8_Commercial_WA - College_New_Space Heating_Natural Gas_Boiler_A_Achievable Economic UCT Potential | F8 | Commercial | WA - College | New | Space Heating | Natural Gas | Boiler | A | Cumulative Summer Peak Savings (MW) | Achievable Economic UCT Potential | 0 | 0 | 0 | 0 | 0 | 0 | 0 | 0 | 0 | 0 | 0 | 0 | 0 | 0 | 0 | 0 | 0 | 0 | 0 | 0 | 0 | 0 | 0 | 0 | 0 | 0 | 0
F9_Commercial_WA - College_New_Space Heating_Natural Gas_Boiler_A_Achievable Economic UCT Potential | F9 | Commercial | WA - College | New | Space Heating | Natural Gas | Boiler | A | Cumulative Winter Peak Savings (MW) | Achievable Economic UCT Potential | 0 | 0 | 0 | 0 | 0 | 0 | 0 | 0 | 0 | 0 | 0 | 0 | 0 | 0 | 0 | 0 | 0 | 0 | 0 | 0 | 0 | 0 | 0 | 0 | 0 | 0 | 0
F10_Commercial_WA - College_New_Space Heating_Natural Gas_Boiler_A_Achievable Economic UCT Potential | F10 | Commercial | WA - College | New | Space Heating | Natural Gas | Boiler | A | Purchases (Incremental) | Achievable Economic UCT Potential | 0 | 0 | 0 | 0 | 0 | 0 | 0 | 0 | 0 | 0 | 0 | 0 | 0 | 0 | 0 | 0 | 0 | 0 | 0 | 0 | 0 | 0 | 0 | 0 | 0 | 0 | 0
F11_Commercial_WA - College_New_Space Heating_Natural Gas_Boiler_A_Achievable Economic UCT Potential | F11 | Commercial | WA - College | New | Space Heating | Natural Gas | Boiler | A | Purchases (Cumulative) | Achievable Economic UCT Potential | 0 | 0 | 0 | 0 | 0 | 0 | 0 | 0 | 0 | 0 | 0 | 0 | 0 | 0 | 0 | 0 | 0 | 0 | 0 | 0 | 0 | 0 | 0 | 0 | 0 | 0 | 0
F1_Commercial_WA - College_New_Space Heating_Natural Gas_Unit Heater_A_Achievable Economic UCT Potential | F1 | Commercial | WA - College | New | Space Heating | Natural Gas | Unit Heater | A | Integrated Unit Energy Savings (kWh or therms) | Achievable Economic UCT Potential | 0 | 0 | 0 | 0 | 0 | 0 | 0 | 0 | 0 | 0 | 0 | 0 | 0 | 0 | 0 | 0 | 0 | 0 | 0 | 0 | 0 | 0 | 0 | 0 | 0 | 0 | 0
F2_Commercial_WA - College_New_Space Heating_Natural Gas_Unit Heater_A_Achievable Economic UCT Potential | F2 | Commercial | WA - College | New | Space Heating | Natural Gas | Unit Heater | A | Integrated Unit Summer Peak Savings (kW) | Achievable Economic UCT Potential | 0 | 0 | 0 | 0 | 0 | 0 | 0 | 0 | 0 | 0 | 0 | 0 | 0 | 0 | 0 | 0 | 0 | 0 | 0 | 0 | 0 | 0 | 0 | 0 | 0 | 0 | 0
F3_Commercial_WA - College_New_Space Heating_Natural Gas_Unit Heater_A_Achievable Economic UCT Potential | F3 | Commercial | WA - College | New | Space Heating | Natural Gas | Unit Heater | A | Integrated Unit Winter Peak Savings (kW) | Achievable Economic UCT Potential | 0 | 0 | 0 | 0 | 0 | 0 | 0 | 0 | 0 | 0 | 0 | 0 | 0 | 0 | 0 | 0 | 0 | 0 | 0 | 0 | 0 | 0 | 0 | 0 | 0 | 0 | 0
F4_Commercial_WA - College_New_Space Heating_Natural Gas_Unit Heater_A_Achievable Economic UCT Potential | F4 | Commercial | WA - College | New | Space Heating | Natural Gas | Unit Heater | A | Incremental Energy Savings (MWh or mTherms) | Achievable Economic UCT Potential | 0 | 0 | 0 | 0 | 0 | 0 | 0 | 0 | 0 | 0 | 0 | 0 | 0 | 0 | 0 | 0 | 0 | 0 | 0 | 0 | 0 | 0 | 0 | 0 | 0 | 0 | 0
F5_Commercial_WA - College_New_Space Heating_Natural Gas_Unit Heater_A_Achievable Economic UCT Potential | F5 | Commercial | WA - College | New | Space Heating | Natural Gas | Unit Heater | A | Incremental Summer Peak Savings (MW) | Achievable Economic UCT Potential | 0 | 0 | 0 | 0 | 0 | 0 | 0 | 0 | 0 | 0 | 0 | 0 | 0 | 0 | 0 | 0 | 0 | 0 | 0 | 0 | 0 | 0 | 0 | 0 | 0 | 0 | 0
F6_Commercial_WA - College_New_Space Heating_Natural Gas_Unit Heater_A_Achievable Economic UCT Potential | F6 | Commercial | WA - College | New | Space Heating | Natural Gas | Unit Heater | A | Incremental Winter Peak Savings (MW) | Achievable Economic UCT Potential | 0 | 0 | 0 | 0 | 0 | 0 | 0 | 0 | 0 | 0 | 0 | 0 | 0 | 0 | 0 | 0 | 0 | 0 | 0 | 0 | 0 | 0 | 0 | 0 | 0 | 0 | 0
F7_Commercial_WA - College_New_Space Heating_Natural Gas_Unit Heater_A_Achievable Economic UCT Potential | F7 | Commercial | WA - College | New | Space Heating | Natural Gas | Unit Heater | A | Cumulative Energy Savings (MWh or mTherms) | Achievable Economic UCT Potential | 0 | 0 | 0 | 0 | 0 | 0 | 0 | 0 | 0 | 0 | 0 | 0 | 0 | 0 | 0 | 0 | 0 | 0 | 0 | 0 | 0 | 0 | 0 | 0 | 0 | 0 | 0
F8_Commercial_WA - College_New_Space Heating_Natural Gas_Unit Heater_A_Achievable Economic UCT Potential | F8 | Commercial | WA - College | New | Space Heating | Natural Gas | Unit Heater | A | Cumulative Summer Peak Savings (MW) | Achievable Economic UCT Potential | 0 | 0 | 0 | 0 | 0 | 0 | 0 | 0 | 0 | 0 | 0 | 0 | 0 | 0 | 0 | 0 | 0 | 0 | 0 | 0 | 0 | 0 | 0 | 0 | 0 | 0 | 0
F9_Commercial_WA - College_New_Space Heating_Natural Gas_Unit Heater_A_Achievable Economic UCT Potential | F9 | Commercial | WA - College | New | Space Heating | Natural Gas | Unit Heater | A | Cumulative Winter Peak Savings (MW) | Achievable Economic UCT Potential | 0 | 0 | 0 | 0 | 0 | 0 | 0 | 0 | 0 | 0 | 0 | 0 | 0 | 0 | 0 | 0 | 0 | 0 | 0 | 0 | 0 | 0 | 0 | 0 | 0 | 0 | 0
F10_Commercial_WA - College_New_Space Heating_Natural Gas_Unit Heater_A_Achievable Economic UCT Potential | F10 | Commercial | WA - College | New | Space Heating | Natural Gas | Unit Heater | A | Purchases (Incremental) | Achievable Economic UCT Potential | 0 | 0 | 0 | 0 | 0 | 0 | 0 | 0 | 0 | 0 | 0 | 0 | 0 | 0 | 0 | 0 | 0 | 0 | 0 | 0 | 0 | 0 | 0 | 0 | 0 | 0 | 0
F11_Commercial_WA - College_New_Space Heating_Natural Gas_Unit Heater_A_Achievable Economic UCT Potential | F11 | Commercial | WA - College | New | Space Heating | Natural Gas | Unit Heater | A | Purchases (Cumulative) | Achievable Economic UCT Potential | 0 | 0 | 0 | 0 | 0 | 0 | 0 | 0 | 0 | 0 | 0 | 0 | 0 | 0 | 0 | 0 | 0 | 0 | 0 | 0 | 0 | 0 | 0 | 0 | 0 | 0 | 0
F1_Commercial_WA - College_New_Water Heating_Natural Gas_Water Heater_A_Achievable Economic UCT Potential | F1 | Commercial | WA - College | New | Water Heating | Natural Gas | Water Heater | A | Integrated Unit Energy Savings (kWh or therms) | Achievable Economic UCT Potential | 0 | 0 | 0 | 0 | 0 | 0 | 0 | 0 | 0 | 0 | 0 | 0 | 0 | 0 | 0 | 0 | 0 | 0 | 0 | 0 | 0 | 0 | 0 | 0 | 0 | 0 | 0
F2_Commercial_WA - College_New_Water Heating_Natural Gas_Water Heater_A_Achievable Economic UCT Potential | F2 | Commercial | WA - College | New | Water Heating | Natural Gas | Water Heater | A | Integrated Unit Summer Peak Savings (kW) | Achievable Economic UCT Potential | 0 | 0 | 0 | 0 | 0 | 0 | 0 | 0 | 0 | 0 | 0 | 0 | 0 | 0 | 0 | 0 | 0 | 0 | 0 | 0 | 0 | 0 | 0 | 0 | 0 | 0 | 0
F3_Commercial_WA - College_New_Water Heating_Natural Gas_Water Heater_A_Achievable Economic UCT Potential | F3 | Commercial | WA - College | New | Water Heating | Natural Gas | Water Heater | A | Integrated Unit Winter Peak Savings (kW) | Achievable Economic UCT Potential | 0 | 0 | 0 | 0 | 0 | 0 | 0 | 0 | 0 | 0 | 0 | 0 | 0 | 0 | 0 | 0 | 0 | 0 | 0 | 0 | 0 | 0 | 0 | 0 | 0 | 0 | 0
F4_Commercial_WA - College_New_Water Heating_Natural Gas_Water Heater_A_Achievable Economic UCT Potential | F4 | Commercial | WA - College | New | Water Heating | Natural Gas | Water Heater | A | Incremental Energy Savings (MWh or mTherms) | Achievable Economic UCT Potential | 0 | 0 | 0 | 0 | 0 | 0 | 0 | 0 | 0 | 0 | 0 | 0 | 0 | 0 | 0 | 0 | 0 | 0 | 0 | 0 | 0 | 0 | 0 | 0 | 0 | 0 | 0
F5_Commercial_WA - College_New_Water Heating_Natural Gas_Water Heater_A_Achievable Economic UCT Potential | F5 | Commercial | WA - College | New | Water Heating | Natural Gas | Water Heater | A | Incremental Summer Peak Savings (MW) | Achievable Economic UCT Potential | 0 | 0 | 0 | 0 | 0 | 0 | 0 | 0 | 0 | 0 | 0 | 0 | 0 | 0 | 0 | 0 | 0 | 0 | 0 | 0 | 0 | 0 | 0 | 0 | 0 | 0 | 0
F6_Commercial_WA - College_New_Water Heating_Natural Gas_Water Heater_A_Achievable Economic UCT Potential | F6 | Commercial | WA - College | New | Water Heating | Natural Gas | Water Heater | A | Incremental Winter Peak Savings (MW) | Achievable Economic UCT Potential | 0 | 0 | 0 | 0 | 0 | 0 | 0 | 0 | 0 | 0 | 0 | 0 | 0 | 0 | 0 | 0 | 0 | 0 | 0 | 0 | 0 | 0 | 0 | 0 | 0 | 0 | 0
F7_Commercial_WA - College_New_Water Heating_Natural Gas_Water Heater_A_Achievable Economic UCT Potential | F7 | Commercial | WA - College | New | Water Heating | Natural Gas | Water Heater | A | Cumulative Energy Savings (MWh or mTherms) | Achievable Economic UCT Potential | 0 | 0 | 0 | 0 | 0 | 0 | 0 | 0 | 0 | 0 | 0 | 0 | 0 | 0 | 0 | 0 | 0 | 0 | 0 | 0 | 0 | 0 | 0 | 0 | 0 | 0 | 0
F8_Commercial_WA - College_New_Water Heating_Natural Gas_Water Heater_A_Achievable Economic UCT Potential | F8 | Commercial | WA - College | New | Water Heating | Natural Gas | Water Heater | A | Cumulative Summer Peak Savings (MW) | Achievable Economic UCT Potential | 0 | 0 | 0 | 0 | 0 | 0 | 0 | 0 | 0 | 0 | 0 | 0 | 0 | 0 | 0 | 0 | 0 | 0 | 0 | 0 | 0 | 0 | 0 | 0 | 0 | 0 | 0
F9_Commercial_WA - College_New_Water Heating_Natural Gas_Water Heater_A_Achievable Economic UCT Potential | F9 | Commercial | WA - College | New | Water Heating | Natural Gas | Water Heater | A | Cumulative Winter Peak Savings (MW) | Achievable Economic UCT Potential | 0 | 0 | 0 | 0 | 0 | 0 | 0 | 0 | 0 | 0 | 0 | 0 | 0 | 0 | 0 | 0 | 0 | 0 | 0 | 0 | 0 | 0 | 0 | 0 | 0 | 0 | 0
F10_Commercial_WA - College_New_Water Heating_Natural Gas_Water Heater_A_Achievable Economic UCT Potential | F10 | Commercial | WA - College | New | Water Heating | Natural Gas | Water Heater | A | Purchases (Incremental) | Achievable Economic UCT Potential | 0 | 0 | 0 | 0 | 0 | 0 | 0 | 0 | 0 | 0 | 0 | 0 | 0 | 0 | 0 | 0 | 0 | 0 | 0 | 0 | 0 | 0 | 0 | 0 | 0 | 0 | 0
F11_Commercial_WA - College_New_Water Heating_Natural Gas_Water Heater_A_Achievable Economic UCT Potential | F11 | Commercial | WA - College | New | Water Heating | Natural Gas | Water Heater | A | Purchases (Cumulative) | Achievable Economic UCT Potential | 0 | 0 | 0 | 0 | 0 | 0 | 0 | 0 | 0 | 0 | 0 | 0 | 0 | 0 | 0 | 0 | 0 | 0 | 0 | 0 | 0 | 0 | 0 | 0 | 0 | 0 | 0
F1_Commercial_WA - College_New_Food Preparation_Natural Gas_Oven_A_Achievable Economic UCT Potential | F1 | Commercial | WA - College | New | Food Preparation | Natural Gas | Oven | A | Integrated Unit Energy Savings (kWh or therms) | Achievable Economic UCT Potential | 0 | 0 | 0 | 0 | 0 | 0 | 0 | 0 | 0 | 0 | 0 | 0 | 0 | 0 | 0 | 0 | 0 | 0 | 0 | 0 | 0 | 0 | 0 | 0 | 0 | 0 | 0
F2_Commercial_WA - College_New_Food Preparation_Natural Gas_Oven_A_Achievable Economic UCT Potential | F2 | Commercial | WA - College | New | Food Preparation | Natural Gas | Oven | A | Integrated Unit Summer Peak Savings (kW) | Achievable Economic UCT Potential | 0 | 0 | 0 | 0 | 0 | 0 | 0 | 0 | 0 | 0 | 0 | 0 | 0 | 0 | 0 | 0 | 0 | 0 | 0 | 0 | 0 | 0 | 0 | 0 | 0 | 0 | 0
F3_Commercial_WA - College_New_Food Preparation_Natural Gas_Oven_A_Achievable Economic UCT Potential | F3 | Commercial | WA - College | New | Food Preparation | Natural Gas | Oven | A | Integrated Unit Winter Peak Savings (kW) | Achievable Economic UCT Potential | 0 | 0 | 0 | 0 | 0 | 0 | 0 | 0 | 0 | 0 | 0 | 0 | 0 | 0 | 0 | 0 | 0 | 0 | 0 | 0 | 0 | 0 | 0 | 0 | 0 | 0 | 0
F4_Commercial_WA - College_New_Food Preparation_Natural Gas_Oven_A_Achievable Economic UCT Potential | F4 | Commercial | WA - College | New | Food Preparation | Natural Gas | Oven | A | Incremental Energy Savings (MWh or mTherms) | Achievable Economic UCT Potential | 0 | 0 | 0 | 0 | 0 | 0 | 0 | 0 | 0 | 0 | 0 | 0 | 0 | 0 | 0 | 0 | 0 | 0 | 0 | 0 | 0 | 0 | 0 | 0 | 0 | 0 | 0
F5_Commercial_WA - College_New_Food Preparation_Natural Gas_Oven_A_Achievable Economic UCT Potential | F5 | Commercial | WA - College | New | Food Preparation | Natural Gas | Oven | A | Incremental Summer Peak Savings (MW) | Achievable Economic UCT Potential | 0 | 0 | 0 | 0 | 0 | 0 | 0 | 0 | 0 | 0 | 0 | 0 | 0 | 0 | 0 | 0 | 0 | 0 | 0 | 0 | 0 | 0 | 0 | 0 | 0 | 0 | 0
F6_Commercial_WA - College_New_Food Preparation_Natural Gas_Oven_A_Achievable Economic UCT Potential | F6 | Commercial | WA - College | New | Food Preparation | Natural Gas | Oven | A | Incremental Winter Peak Savings (MW) | Achievable Economic UCT Potential | 0 | 0 | 0 | 0 | 0 | 0 | 0 | 0 | 0 | 0 | 0 | 0 | 0 | 0 | 0 | 0 | 0 | 0 | 0 | 0 | 0 | 0 | 0 | 0 | 0 | 0 | 0
F7_Commercial_WA - College_New_Food Preparation_Natural Gas_Oven_A_Achievable Economic UCT Potential | F7 | Commercial | WA - College | New | Food Preparation | Natural Gas | Oven | A | Cumulative Energy Savings (MWh or mTherms) | Achievable Economic UCT Potential | 0 | 0 | 0 | 0 | 0 | 0 | 0 | 0 | 0 | 0 | 0 | 0 | 0 | 0 | 0 | 0 | 0 | 0 | 0 | 0 | 0 | 0 | 0 | 0 | 0 | 0 | 0
F8_Commercial_WA - College_New_Food Preparation_Natural Gas_Oven_A_Achievable Economic UCT Potential | F8 | Commercial | WA - College | New | Food Preparation | Natural Gas | Oven | A | Cumulative Summer Peak Savings (MW) | Achievable Economic UCT Potential | 0 | 0 | 0 | 0 | 0 | 0 | 0 | 0 | 0 | 0 | 0 | 0 | 0 | 0 | 0 | 0 | 0 | 0 | 0 | 0 | 0 | 0 | 0 | 0 | 0 | 0 | 0
F9_Commercial_WA - College_New_Food Preparation_Natural Gas_Oven_A_Achievable Economic UCT Potential | F9 | Commercial | WA - College | New | Food Preparation | Natural Gas | Oven | A | Cumulative Winter Peak Savings (MW) | Achievable Economic UCT Potential | 0 | 0 | 0 | 0 | 0 | 0 | 0 | 0 | 0 | 0 | 0 | 0 | 0 | 0 | 0 | 0 | 0 | 0 | 0 | 0 | 0 | 0 | 0 | 0 | 0 | 0 | 0
F10_Commercial_WA - College_New_Food Preparation_Natural Gas_Oven_A_Achievable Economic UCT Potential | F10 | Commercial | WA - College | New | Food Preparation | Natural Gas | Oven | A | Purchases (Incremental) | Achievable Economic UCT Potential | 0 | 0 | 0 | 0 | 0 | 0 | 0 | 0 | 0 | 0 | 0 | 0 | 0 | 0 | 0 | 0 | 0 | 0 | 0 | 0 | 0 | 0 | 0 | 0 | 0 | 0 | 0
F11_Commercial_WA - College_New_Food Preparation_Natural Gas_Oven_A_Achievable Economic UCT Potential | F11 | Commercial | WA - College | New | Food Preparation | Natural Gas | Oven | A | Purchases (Cumulative) | Achievable Economic UCT Potential | 0 | 0 | 0 | 0 | 0 | 0 | 0 | 0 | 0 | 0 | 0 | 0 | 0 | 0 | 0 | 0 | 0 | 0 | 0 | 0 | 0 | 0 | 0 | 0 | 0 | 0 | 0
F1_Commercial_WA - College_New_Food Preparation_Natural Gas_Conveyor Oven_A_Achievable Economic UCT Potential | F1 | Commercial | WA - College | New | Food Preparation | Natural Gas | Conveyor Oven | A | Integrated Unit Energy Savings (kWh or therms) | Achievable Economic UCT Potential | 0 | 0 | 0 | 0 | 0 | 0 | 0 | 0 | 0 | 0 | 0 | 0 | 0 | 0 | 0 | 0 | 0 | 0 | 0 | 0 | 0 | 0 | 0 | 0 | 0 | 0 | 0
F2_Commercial_WA - College_New_Food Preparation_Natural Gas_Conveyor Oven_A_Achievable Economic UCT Potential | F2 | Commercial | WA - College | New | Food Preparation | Natural Gas | Conveyor Oven | A | Integrated Unit Summer Peak Savings (kW) | Achievable Economic UCT Potential | 0 | 0 | 0 | 0 | 0 | 0 | 0 | 0 | 0 | 0 | 0 | 0 | 0 | 0 | 0 | 0 | 0 | 0 | 0 | 0 | 0 | 0 | 0 | 0 | 0 | 0 | 0
F3_Commercial_WA - College_New_Food Preparation_Natural Gas_Conveyor Oven_A_Achievable Economic UCT Potential | F3 | Commercial | WA - College | New | Food Preparation | Natural Gas | Conveyor Oven | A | Integrated Unit Winter Peak Savings (kW) | Achievable Economic UCT Potential | 0 | 0 | 0 | 0 | 0 | 0 | 0 | 0 | 0 | 0 | 0 | 0 | 0 | 0 | 0 | 0 | 0 | 0 | 0 | 0 | 0 | 0 | 0 | 0 | 0 | 0 | 0
F4_Commercial_WA - College_New_Food Preparation_Natural Gas_Conveyor Oven_A_Achievable Economic UCT Potential | F4 | Commercial | WA - College | New | Food Preparation | Natural Gas | Conveyor Oven | A | Incremental Energy Savings (MWh or mTherms) | Achievable Economic UCT Potential | 0 | 0 | 0 | 0 | 0 | 0 | 0 | 0 | 0 | 0 | 0 | 0 | 0 | 0 | 0 | 0 | 0 | 0 | 0 | 0 | 0 | 0 | 0 | 0 | 0 | 0 | 0
F5_Commercial_WA - College_New_Food Preparation_Natural Gas_Conveyor Oven_A_Achievable Economic UCT Potential | F5 | Commercial | WA - College | New | Food Preparation | Natural Gas | Conveyor Oven | A | Incremental Summer Peak Savings (MW) | Achievable Economic UCT Potential | 0 | 0 | 0 | 0 | 0 | 0 | 0 | 0 | 0 | 0 | 0 | 0 | 0 | 0 | 0 | 0 | 0 | 0 | 0 | 0 | 0 | 0 | 0 | 0 | 0 | 0 | 0
F6_Commercial_WA - College_New_Food Preparation_Natural Gas_Conveyor Oven_A_Achievable Economic UCT Potential | F6 | Commercial | WA - College | New | Food Preparation | Natural Gas | Conveyor Oven | A | Incremental Winter Peak Savings (MW) | Achievable Economic UCT Potential | 0 | 0 | 0 | 0 | 0 | 0 | 0 | 0 | 0 | 0 | 0 | 0 | 0 | 0 | 0 | 0 | 0 | 0 | 0 | 0 | 0 | 0 | 0 | 0 | 0 | 0 | 0
F7_Commercial_WA - College_New_Food Preparation_Natural Gas_Conveyor Oven_A_Achievable Economic UCT Potential | F7 | Commercial | WA - College | New | Food Preparation | Natural Gas | Conveyor Oven | A | Cumulative Energy Savings (MWh or mTherms) | Achievable Economic UCT Potential | 0 | 0 | 0 | 0 | 0 | 0 | 0 | 0 | 0 | 0 | 0 | 0 | 0 | 0 | 0 | 0 | 0 | 0 | 0 | 0 | 0 | 0 | 0 | 0 | 0 | 0 | 0
F8_Commercial_WA - College_New_Food Preparation_Natural Gas_Conveyor Oven_A_Achievable Economic UCT Potential | F8 | Commercial | WA - College | New | Food Preparation | Natural Gas | Conveyor Oven | A | Cumulative Summer Peak Savings (MW) | Achievable Economic UCT Potential | 0 | 0 | 0 | 0 | 0 | 0 | 0 | 0 | 0 | 0 | 0 | 0 | 0 | 0 | 0 | 0 | 0 | 0 | 0 | 0 | 0 | 0 | 0 | 0 | 0 | 0 | 0
F9_Commercial_WA - College_New_Food Preparation_Natural Gas_Conveyor Oven_A_Achievable Economic UCT Potential | F9 | Commercial | WA - College | New | Food Preparation | Natural Gas | Conveyor Oven | A | Cumulative Winter Peak Savings (MW) | Achievable Economic UCT Potential | 0 | 0 | 0 | 0 | 0 | 0 | 0 | 0 | 0 | 0 | 0 | 0 | 0 | 0 | 0 | 0 | 0 | 0 | 0 | 0 | 0 | 0 | 0 | 0 | 0 | 0 | 0
F10_Commercial_WA - College_New_Food Preparation_Natural Gas_Conveyor Oven_A_Achievable Economic UCT Potential | F10 | Commercial | WA - College | New | Food Preparation | Natural Gas | Conveyor Oven | A | Purchases (Incremental) | Achievable Economic UCT Potential | 0 | 0 | 0 | 0 | 0 | 0 | 0 | 0 | 0 | 0 | 0 | 0 | 0 | 0 | 0 | 0 | 0 | 0 | 0 | 0 | 0 | 0 | 0 | 0 | 0 | 0 | 0
F11_Commercial_WA - College_New_Food Preparation_Natural Gas_Conveyor Oven_A_Achievable Economic UCT Potential | F11 | Commercial | WA - College | New | Food Preparation | Natural Gas | Conveyor Oven | A | Purchases (Cumulative) | Achievable Economic UCT Potential | 0 | 0 | 0 | 0 | 0 | 0 | 0 | 0 | 0 | 0 | 0 | 0 | 0 | 0 | 0 | 0 | 0 | 0 | 0 | 0 | 0 | 0 | 0 | 0 | 0 | 0 | 0
F1_Commercial_WA - College_New_Food Preparation_Natural Gas_Double Rack Oven_A_Achievable Economic UCT Potential | F1 | Commercial | WA - College | New | Food Preparation | Natural Gas | Double Rack Oven | A | Integrated Unit Energy Savings (kWh or therms) | Achievable Economic UCT Potential | 0 | 0 | 0 | 0 | 0 | 0 | 0 | 0 | 0 | 0 | 0 | 0 | 0 | 0 | 0 | 0 | 0 | 0 | 0 | 0 | 0 | 0 | 0 | 0 | 0 | 0 | 0
F2_Commercial_WA - College_New_Food Preparation_Natural Gas_Double Rack Oven_A_Achievable Economic UCT Potential | F2 | Commercial | WA - College | New | Food Preparation | Natural Gas | Double Rack Oven | A | Integrated Unit Summer Peak Savings (kW) | Achievable Economic UCT Potential | 0 | 0 | 0 | 0 | 0 | 0 | 0 | 0 | 0 | 0 | 0 | 0 | 0 | 0 | 0 | 0 | 0 | 0 | 0 | 0 | 0 | 0 | 0 | 0 | 0 | 0 | 0
F3_Commercial_WA - College_New_Food Preparation_Natural Gas_Double Rack Oven_A_Achievable Economic UCT Potential | F3 | Commercial | WA - College | New | Food Preparation | Natural Gas | Double Rack Oven | A | Integrated Unit Winter Peak Savings (kW) | Achievable Economic UCT Potential | 0 | 0 | 0 | 0 | 0 | 0 | 0 | 0 | 0 | 0 | 0 | 0 | 0 | 0 | 0 | 0 | 0 | 0 | 0 | 0 | 0 | 0 | 0 | 0 | 0 | 0 | 0
F4_Commercial_WA - College_New_Food Preparation_Natural Gas_Double Rack Oven_A_Achievable Economic UCT Potential | F4 | Commercial | WA - College | New | Food Preparation | Natural Gas | Double Rack Oven | A | Incremental Energy Savings (MWh or mTherms) | Achievable Economic UCT Potential | 0 | 0 | 0 | 0 | 0 | 0 | 0 | 0 | 0 | 0 | 0 | 0 | 0 | 0 | 0 | 0 | 0 | 0 | 0 | 0 | 0 | 0 | 0 | 0 | 0 | 0 | 0
F5_Commercial_WA - College_New_Food Preparation_Natural Gas_Double Rack Oven_A_Achievable Economic UCT Potential | F5 | Commercial | WA - College | New | Food Preparation | Natural Gas | Double Rack Oven | A | Incremental Summer Peak Savings (MW) | Achievable Economic UCT Potential | 0 | 0 | 0 | 0 | 0 | 0 | 0 | 0 | 0 | 0 | 0 | 0 | 0 | 0 | 0 | 0 | 0 | 0 | 0 | 0 | 0 | 0 | 0 | 0 | 0 | 0 | 0
F6_Commercial_WA - College_New_Food Preparation_Natural Gas_Double Rack Oven_A_Achievable Economic UCT Potential | F6 | Commercial | WA - College | New | Food Preparation | Natural Gas | Double Rack Oven | A | Incremental Winter Peak Savings (MW) | Achievable Economic UCT Potential | 0 | 0 | 0 | 0 | 0 | 0 | 0 | 0 | 0 | 0 | 0 | 0 | 0 | 0 | 0 | 0 | 0 | 0 | 0 | 0 | 0 | 0 | 0 | 0 | 0 | 0 | 0
F7_Commercial_WA - College_New_Food Preparation_Natural Gas_Double Rack Oven_A_Achievable Economic UCT Potential | F7 | Commercial | WA - College | New | Food Preparation | Natural Gas | Double Rack Oven | A | Cumulative Energy Savings (MWh or mTherms) | Achievable Economic UCT Potential | 0 | 0 | 0 | 0 | 0 | 0 | 0 | 0 | 0 | 0 | 0 | 0 | 0 | 0 | 0 | 0 | 0 | 0 | 0 | 0 | 0 | 0 | 0 | 0 | 0 | 0 | 0
F8_Commercial_WA - College_New_Food Preparation_Natural Gas_Double Rack Oven_A_Achievable Economic UCT Potential | F8 | Commercial | WA - College | New | Food Preparation | Natural Gas | Double Rack Oven | A | Cumulative Summer Peak Savings (MW) | Achievable Economic UCT Potential | 0 | 0 | 0 | 0 | 0 | 0 | 0 | 0 | 0 | 0 | 0 | 0 | 0 | 0 | 0 | 0 | 0 | 0 | 0 | 0 | 0 | 0 | 0 | 0 | 0 | 0 | 0
F9_Commercial_WA - College_New_Food Preparation_Natural Gas_Double Rack Oven_A_Achievable Economic UCT Potential | F9 | Commercial | WA - College | New | Food Preparation | Natural Gas | Double Rack Oven | A | Cumulative Winter Peak Savings (MW) | Achievable Economic UCT Potential | 0 | 0 | 0 | 0 | 0 | 0 | 0 | 0 | 0 | 0 | 0 | 0 | 0 | 0 | 0 | 0 | 0 | 0 | 0 | 0 | 0 | 0 | 0 | 0 | 0 | 0 | 0
F10_Commercial_WA - College_New_Food Preparation_Natural Gas_Double Rack Oven_A_Achievable Economic UCT Potential | F10 | Commercial | WA - College | New | Food Preparation | Natural Gas | Double Rack Oven | A | Purchases (Incremental) | Achievable Economic UCT Potential | 0 | 0 | 0 | 0 | 0 | 0 | 0 | 0 | 0 | 0 | 0 | 0 | 0 | 0 | 0 | 0 | 0 | 0 | 0 | 0 | 0 | 0 | 0 | 0 | 0 | 0 | 0
F11_Commercial_WA - College_New_Food Preparation_Natural Gas_Double Rack Oven_A_Achievable Economic UCT Potential | F11 | Commercial | WA - College | New | Food Preparation | Natural Gas | Double Rack Oven | A | Purchases (Cumulative) | Achievable Economic UCT Potential | 0 | 0 | 0 | 0 | 0 | 0 | 0 | 0 | 0 | 0 | 0 | 0 | 0 | 0 | 0 | 0 | 0 | 0 | 0 | 0 | 0 | 0 | 0 | 0 | 0 | 0 | 0
F1_Commercial_WA - College_New_Food Preparation_Natural Gas_Fryer_A_Achievable Economic UCT Potential | F1 | Commercial | WA - College | New | Food Preparation | Natural Gas | Fryer | A | Integrated Unit Energy Savings (kWh or therms) | Achievable Economic UCT Potential | 0 | 0 | 0 | 0 | 0 | 0 | 0 | 0 | 0 | 0 | 0 | 0 | 0 | 0 | 0 | 0 | 0 | 0 | 0 | 0 | 0 | 0 | 0 | 0 | 0 | 0 | 0
F2_Commercial_WA - College_New_Food Preparation_Natural Gas_Fryer_A_Achievable Economic UCT Potential | F2 | Commercial | WA - College | New | Food Preparation | Natural Gas | Fryer | A | Integrated Unit Summer Peak Savings (kW) | Achievable Economic UCT Potential | 0 | 0 | 0 | 0 | 0 | 0 | 0 | 0 | 0 | 0 | 0 | 0 | 0 | 0 | 0 | 0 | 0 | 0 | 0 | 0 | 0 | 0 | 0 | 0 | 0 | 0 | 0
F3_Commercial_WA - College_New_Food Preparation_Natural Gas_Fryer_A_Achievable Economic UCT Potential | F3 | Commercial | WA - College | New | Food Preparation | Natural Gas | Fryer | A | Integrated Unit Winter Peak Savings (kW) | Achievable Economic UCT Potential | 0 | 0 | 0 | 0 | 0 | 0 | 0 | 0 | 0 | 0 | 0 | 0 | 0 | 0 | 0 | 0 | 0 | 0 | 0 | 0 | 0 | 0 | 0 | 0 | 0 | 0 | 0
F4_Commercial_WA - College_New_Food Preparation_Natural Gas_Fryer_A_Achievable Economic UCT Potential | F4 | Commercial | WA - College | New | Food Preparation | Natural Gas | Fryer | A | Incremental Energy Savings (MWh or mTherms) | Achievable Economic UCT Potential | 0 | 0 | 0 | 0 | 0 | 0 | 0 | 0 | 0 | 0 | 0 | 0 | 0 | 0 | 0 | 0 | 0 | 0 | 0 | 0 | 0 | 0 | 0 | 0 | 0 | 0 | 0
F5_Commercial_WA - College_New_Food Preparation_Natural Gas_Fryer_A_Achievable Economic UCT Potential | F5 | Commercial | WA - College | New | Food Preparation | Natural Gas | Fryer | A | Incremental Summer Peak Savings (MW) | Achievable Economic UCT Potential | 0 | 0 | 0 | 0 | 0 | 0 | 0 | 0 | 0 | 0 | 0 | 0 | 0 | 0 | 0 | 0 | 0 | 0 | 0 | 0 | 0 | 0 | 0 | 0 | 0 | 0 | 0
F6_Commercial_WA - College_New_Food Preparation_Natural Gas_Fryer_A_Achievable Economic UCT Potential | F6 | Commercial | WA - College | New | Food Preparation | Natural Gas | Fryer | A | Incremental Winter Peak Savings (MW) | Achievable Economic UCT Potential | 0 | 0 | 0 | 0 | 0 | 0 | 0 | 0 | 0 | 0 | 0 | 0 | 0 | 0 | 0 | 0 | 0 | 0 | 0 | 0 | 0 | 0 | 0 | 0 | 0 | 0 | 0
F7_Commercial_WA - College_New_Food Preparation_Natural Gas_Fryer_A_Achievable Economic UCT Potential | F7 | Commercial | WA - College | New | Food Preparation | Natural Gas | Fryer | A | Cumulative Energy Savings (MWh or mTherms) | Achievable Economic UCT Potential | 0 | 0 | 0 | 0 | 0 | 0 | 0 | 0 | 0 | 0 | 0 | 0 | 0 | 0 | 0 | 0 | 0 | 0 | 0 | 0 | 0 | 0 | 0 | 0 | 0 | 0 | 0
F8_Commercial_WA - College_New_Food Preparation_Natural Gas_Fryer_A_Achievable Economic UCT Potential | F8 | Commercial | WA - College | New | Food Preparation | Natural Gas | Fryer | A | Cumulative Summer Peak Savings (MW) | Achievable Economic UCT Potential | 0 | 0 | 0 | 0 | 0 | 0 | 0 | 0 | 0 | 0 | 0 | 0 | 0 | 0 | 0 | 0 | 0 | 0 | 0 | 0 | 0 | 0 | 0 | 0 | 0 | 0 | 0
F9_Commercial_WA - College_New_Food Preparation_Natural Gas_Fryer_A_Achievable Economic UCT Potential | F9 | Commercial | WA - College | New | Food Preparation | Natural Gas | Fryer | A | Cumulative Winter Peak Savings (MW) | Achievable Economic UCT Potential | 0 | 0 | 0 | 0 | 0 | 0 | 0 | 0 | 0 | 0 | 0 | 0 | 0 | 0 | 0 | 0 | 0 | 0 | 0 | 0 | 0 | 0 | 0 | 0 | 0 | 0 | 0
F10_Commercial_WA - College_New_Food Preparation_Natural Gas_Fryer_A_Achievable Economic UCT Potential | F10 | Commercial | WA - College | New | Food Preparation | Natural Gas | Fryer | A | Purchases (Incremental) | Achievable Economic UCT Potential | 0 | 0 | 0 | 0 | 0 | 0 | 0 | 0 | 0 | 0 | 0 | 0 | 0 | 0 | 0 | 0 | 0 | 0 | 0 | 0 | 0 | 0 | 0 | 0 | 0 | 0 | 0
F11_Commercial_WA - College_New_Food Preparation_Natural Gas_Fryer_A_Achievable Economic UCT Potential | F11 | Commercial | WA - College | New | Food Preparation | Natural Gas | Fryer | A | Purchases (Cumulative) | Achievable Economic UCT Potential | 0 | 0 | 0 | 0 | 0 | 0 | 0 | 0 | 0 | 0 | 0 | 0 | 0 | 0 | 0 | 0 | 0 | 0 | 0 | 0 | 0 | 0 | 0 | 0 | 0 | 0 | 0
F1_Commercial_WA - College_New_Food Preparation_Natural Gas_Broiler_A_Achievable Economic UCT Potential | F1 | Commercial | WA - College | New | Food Preparation | Natural Gas | Broiler | A | Integrated Unit Energy Savings (kWh or therms) | Achievable Economic UCT Potential | 0 | 0 | 0 | 0 | 0 | 0 | 0 | 0 | 0 | 0 | 0 | 0 | 0 | 0 | 0 | 0 | 0 | 0 | 0 | 0 | 0 | 0 | 0 | 0 | 0 | 0 | 0
F2_Commercial_WA - College_New_Food Preparation_Natural Gas_Broiler_A_Achievable Economic UCT Potential | F2 | Commercial | WA - College | New | Food Preparation | Natural Gas | Broiler | A | Integrated Unit Summer Peak Savings (kW) | Achievable Economic UCT Potential | 0 | 0 | 0 | 0 | 0 | 0 | 0 | 0 | 0 | 0 | 0 | 0 | 0 | 0 | 0 | 0 | 0 | 0 | 0 | 0 | 0 | 0 | 0 | 0 | 0 | 0 | 0
F3_Commercial_WA - College_New_Food Preparation_Natural Gas_Broiler_A_Achievable Economic UCT Potential | F3 | Commercial | WA - College | New | Food Preparation | Natural Gas | Broiler | A | Integrated Unit Winter Peak Savings (kW) | Achievable Economic UCT Potential | 0 | 0 | 0 | 0 | 0 | 0 | 0 | 0 | 0 | 0 | 0 | 0 | 0 | 0 | 0 | 0 | 0 | 0 | 0 | 0 | 0 | 0 | 0 | 0 | 0 | 0 | 0
F4_Commercial_WA - College_New_Food Preparation_Natural Gas_Broiler_A_Achievable Economic UCT Potential | F4 | Commercial | WA - College | New | Food Preparation | Natural Gas | Broiler | A | Incremental Energy Savings (MWh or mTherms) | Achievable Economic UCT Potential | 0 | 0 | 0 | 0 | 0 | 0 | 0 | 0 | 0 | 0 | 0 | 0 | 0 | 0 | 0 | 0 | 0 | 0 | 0 | 0 | 0 | 0 | 0 | 0 | 0 | 0 | 0
F5_Commercial_WA - College_New_Food Preparation_Natural Gas_Broiler_A_Achievable Economic UCT Potential | F5 | Commercial | WA - College | New | Food Preparation | Natural Gas | Broiler | A | Incremental Summer Peak Savings (MW) | Achievable Economic UCT Potential | 0 | 0 | 0 | 0 | 0 | 0 | 0 | 0 | 0 | 0 | 0 | 0 | 0 | 0 | 0 | 0 | 0 | 0 | 0 | 0 | 0 | 0 | 0 | 0 | 0 | 0 | 0
F6_Commercial_WA - College_New_Food Preparation_Natural Gas_Broiler_A_Achievable Economic UCT Potential | F6 | Commercial | WA - College | New | Food Preparation | Natural Gas | Broiler | A | Incremental Winter Peak Savings (MW) | Achievable Economic UCT Potential | 0 | 0 | 0 | 0 | 0 | 0 | 0 | 0 | 0 | 0 | 0 | 0 | 0 | 0 | 0 | 0 | 0 | 0 | 0 | 0 | 0 | 0 | 0 | 0 | 0 | 0 | 0
F7_Commercial_WA - College_New_Food Preparation_Natural Gas_Broiler_A_Achievable Economic UCT Potential | F7 | Commercial | WA - College | New | Food Preparation | Natural Gas | Broiler | A | Cumulative Energy Savings (MWh or mTherms) | Achievable Economic UCT Potential | 0 | 0 | 0 | 0 | 0 | 0 | 0 | 0 | 0 | 0 | 0 | 0 | 0 | 0 | 0 | 0 | 0 | 0 | 0 | 0 | 0 | 0 | 0 | 0 | 0 | 0 | 0
F8_Commercial_WA - College_New_Food Preparation_Natural Gas_Broiler_A_Achievable Economic UCT Potential | F8 | Commercial | WA - College | New | Food Preparation | Natural Gas | Broiler | A | Cumulative Summer Peak Savings (MW) | Achievable Economic UCT Potential | 0 | 0 | 0 | 0 | 0 | 0 | 0 | 0 | 0 | 0 | 0 | 0 | 0 | 0 | 0 | 0 | 0 | 0 | 0 | 0 | 0 | 0 | 0 | 0 | 0 | 0 | 0
F9_Commercial_WA - College_New_Food Preparation_Natural Gas_Broiler_A_Achievable Economic UCT Potential | F9 | Commercial | WA - College | New | Food Preparation | Natural Gas | Broiler | A | Cumulative Winter Peak Savings (MW) | Achievable Economic UCT Potential | 0 | 0 | 0 | 0 | 0 | 0 | 0 | 0 | 0 | 0 | 0 | 0 | 0 | 0 | 0 | 0 | 0 | 0 | 0 | 0 | 0 | 0 | 0 | 0 | 0 | 0 | 0
F10_Commercial_WA - College_New_Food Preparation_Natural Gas_Broiler_A_Achievable Economic UCT Potential | F10 | Commercial | WA - College | New | Food Preparation | Natural Gas | Broiler | A | Purchases (Incremental) | Achievable Economic UCT Potential | 0 | 0 | 0 | 0 | 0 | 0 | 0 | 0 | 0 | 0 | 0 | 0 | 0 | 0 | 0 | 0 | 0 | 0 | 0 | 0 | 0 | 0 | 0 | 0 | 0 | 0 | 0
F11_Commercial_WA - College_New_Food Preparation_Natural Gas_Broiler_A_Achievable Economic UCT Potential | F11 | Commercial | WA - College | New | Food Preparation | Natural Gas | Broiler | A | Purchases (Cumulative) | Achievable Economic UCT Potential | 0 | 0 | 0 | 0 | 0 | 0 | 0 | 0 | 0 | 0 | 0 | 0 | 0 | 0 | 0 | 0 | 0 | 0 | 0 | 0 | 0 | 0 | 0 | 0 | 0 | 0 | 0
F1_Commercial_WA - College_New_Food Preparation_Natural Gas_Griddle_A_Achievable Economic UCT Potential | F1 | Commercial | WA - College | New | Food Preparation | Natural Gas | Griddle | A | Integrated Unit Energy Savings (kWh or therms) | Achievable Economic UCT Potential | 0 | 0 | 0 | 0 | 0 | 0 | 0 | 0 | 0 | 0 | 0 | 0 | 0 | 0 | 0 | 0 | 0 | 0 | 0 | 0 | 0 | 0 | 0 | 0 | 0 | 0 | 0
F2_Commercial_WA - College_New_Food Preparation_Natural Gas_Griddle_A_Achievable Economic UCT Potential | F2 | Commercial | WA - College | New | Food Preparation | Natural Gas | Griddle | A | Integrated Unit Summer Peak Savings (kW) | Achievable Economic UCT Potential | 0 | 0 | 0 | 0 | 0 | 0 | 0 | 0 | 0 | 0 | 0 | 0 | 0 | 0 | 0 | 0 | 0 | 0 | 0 | 0 | 0 | 0 | 0 | 0 | 0 | 0 | 0
F3_Commercial_WA - College_New_Food Preparation_Natural Gas_Griddle_A_Achievable Economic UCT Potential | F3 | Commercial | WA - College | New | Food Preparation | Natural Gas | Griddle | A | Integrated Unit Winter Peak Savings (kW) | Achievable Economic UCT Potential | 0 | 0 | 0 | 0 | 0 | 0 | 0 | 0 | 0 | 0 | 0 | 0 | 0 | 0 | 0 | 0 | 0 | 0 | 0 | 0 | 0 | 0 | 0 | 0 | 0 | 0 | 0
F4_Commercial_WA - College_New_Food Preparation_Natural Gas_Griddle_A_Achievable Economic UCT Potential | F4 | Commercial | WA - College | New | Food Preparation | Natural Gas | Griddle | A | Incremental Energy Savings (MWh or mTherms) | Achievable Economic UCT Potential | 0 | 0 | 0 | 0 | 0 | 0 | 0 | 0 | 0 | 0 | 0 | 0 | 0 | 0 | 0 | 0 | 0 | 0 | 0 | 0 | 0 | 0 | 0 | 0 | 0 | 0 | 0
F5_Commercial_WA - College_New_Food Preparation_Natural Gas_Griddle_A_Achievable Economic UCT Potential | F5 | Commercial | WA - College | New | Food Preparation | Natural Gas | Griddle | A | Incremental Summer Peak Savings (MW) | Achievable Economic UCT Potential | 0 | 0 | 0 | 0 | 0 | 0 | 0 | 0 | 0 | 0 | 0 | 0 | 0 | 0 | 0 | 0 | 0 | 0 | 0 | 0 | 0 | 0 | 0 | 0 | 0 | 0 | 0
F6_Commercial_WA - College_New_Food Preparation_Natural Gas_Griddle_A_Achievable Economic UCT Potential | F6 | Commercial | WA - College | New | Food Preparation | Natural Gas | Griddle | A | Incremental Winter Peak Savings (MW) | Achievable Economic UCT Potential | 0 | 0 | 0 | 0 | 0 | 0 | 0 | 0 | 0 | 0 | 0 | 0 | 0 | 0 | 0 | 0 | 0 | 0 | 0 | 0 | 0 | 0 | 0 | 0 | 0 | 0 | 0
F7_Commercial_WA - College_New_Food Preparation_Natural Gas_Griddle_A_Achievable Economic UCT Potential | F7 | Commercial | WA - College | New | Food Preparation | Natural Gas | Griddle | A | Cumulative Energy Savings (MWh or mTherms) | Achievable Economic UCT Potential | 0 | 0 | 0 | 0 | 0 | 0 | 0 | 0 | 0 | 0 | 0 | 0 | 0 | 0 | 0 | 0 | 0 | 0 | 0 | 0 | 0 | 0 | 0 | 0 | 0 | 0 | 0
F8_Commercial_WA - College_New_Food Preparation_Natural Gas_Griddle_A_Achievable Economic UCT Potential | F8 | Commercial | WA - College | New | Food Preparation | Natural Gas | Griddle | A | Cumulative Summer Peak Savings (MW) | Achievable Economic UCT Potential | 0 | 0 | 0 | 0 | 0 | 0 | 0 | 0 | 0 | 0 | 0 | 0 | 0 | 0 | 0 | 0 | 0 | 0 | 0 | 0 | 0 | 0 | 0 | 0 | 0 | 0 | 0
F9_Commercial_WA - College_New_Food Preparation_Natural Gas_Griddle_A_Achievable Economic UCT Potential | F9 | Commercial | WA - College | New | Food Preparation | Natural Gas | Griddle | A | Cumulative Winter Peak Savings (MW) | Achievable Economic UCT Potential | 0 | 0 | 0 | 0 | 0 | 0 | 0 | 0 | 0 | 0 | 0 | 0 | 0 | 0 | 0 | 0 | 0 | 0 | 0 | 0 | 0 | 0 | 0 | 0 | 0 | 0 | 0
F10_Commercial_WA - College_New_Food Preparation_Natural Gas_Griddle_A_Achievable Economic UCT Potential | F10 | Commercial | WA - College | New | Food Preparation | Natural Gas | Griddle | A | Purchases (Incremental) | Achievable Economic UCT Potential | 0 | 0 | 0 | 0 | 0 | 0 | 0 | 0 | 0 | 0 | 0 | 0 | 0 | 0 | 0 | 0 | 0 | 0 | 0 | 0 | 0 | 0 | 0 | 0 | 0 | 0 | 0
F11_Commercial_WA - College_New_Food Preparation_Natural Gas_Griddle_A_Achievable Economic UCT Potential | F11 | Commercial | WA - College | New | Food Preparation | Natural Gas | Griddle | A | Purchases (Cumulative) | Achievable Economic UCT Potential | 0 | 0 | 0 | 0 | 0 | 0 | 0 | 0 | 0 | 0 | 0 | 0 | 0 | 0 | 0 | 0 | 0 | 0 | 0 | 0 | 0 | 0 | 0 | 0 | 0 | 0 | 0
F1_Commercial_WA - College_New_Food Preparation_Natural Gas_Range_A_Achievable Economic UCT Potential | F1 | Commercial | WA - College | New | Food Preparation | Natural Gas | Range | A | Integrated Unit Energy Savings (kWh or therms) | Achievable Economic UCT Potential | 0 | 0 | 0 | 0 | 0 | 0 | 0 | 0 | 0 | 0 | 0 | 0 | 0 | 0 | 0 | 0 | 0 | 0 | 0 | 0 | 0 | 0 | 0 | 0 | 0 | 0 | 0
F2_Commercial_WA - College_New_Food Preparation_Natural Gas_Range_A_Achievable Economic UCT Potential | F2 | Commercial | WA - College | New | Food Preparation | Natural Gas | Range | A | Integrated Unit Summer Peak Savings (kW) | Achievable Economic UCT Potential | 0 | 0 | 0 | 0 | 0 | 0 | 0 | 0 | 0 | 0 | 0 | 0 | 0 | 0 | 0 | 0 | 0 | 0 | 0 | 0 | 0 | 0 | 0 | 0 | 0 | 0 | 0
F3_Commercial_WA - College_New_Food Preparation_Natural Gas_Range_A_Achievable Economic UCT Potential | F3 | Commercial | WA - College | New | Food Preparation | Natural Gas | Range | A | Integrated Unit Winter Peak Savings (kW) | Achievable Economic UCT Potential | 0 | 0 | 0 | 0 | 0 | 0 | 0 | 0 | 0 | 0 | 0 | 0 | 0 | 0 | 0 | 0 | 0 | 0 | 0 | 0 | 0 | 0 | 0 | 0 | 0 | 0 | 0
F4_Commercial_WA - College_New_Food Preparation_Natural Gas_Range_A_Achievable Economic UCT Potential | F4 | Commercial | WA - College | New | Food Preparation | Natural Gas | Range | A | Incremental Energy Savings (MWh or mTherms) | Achievable Economic UCT Potential | 0 | 0 | 0 | 0 | 0 | 0 | 0 | 0 | 0 | 0 | 0 | 0 | 0 | 0 | 0 | 0 | 0 | 0 | 0 | 0 | 0 | 0 | 0 | 0 | 0 | 0 | 0
F5_Commercial_WA - College_New_Food Preparation_Natural Gas_Range_A_Achievable Economic UCT Potential | F5 | Commercial | WA - College | New | Food Preparation | Natural Gas | Range | A | Incremental Summer Peak Savings (MW) | Achievable Economic UCT Potential | 0 | 0 | 0 | 0 | 0 | 0 | 0 | 0 | 0 | 0 | 0 | 0 | 0 | 0 | 0 | 0 | 0 | 0 | 0 | 0 | 0 | 0 | 0 | 0 | 0 | 0 | 0
F6_Commercial_WA - College_New_Food Preparation_Natural Gas_Range_A_Achievable Economic UCT Potential | F6 | Commercial | WA - College | New | Food Preparation | Natural Gas | Range | A | Incremental Winter Peak Savings (MW) | Achievable Economic UCT Potential | 0 | 0 | 0 | 0 | 0 | 0 | 0 | 0 | 0 | 0 | 0 | 0 | 0 | 0 | 0 | 0 | 0 | 0 | 0 | 0 | 0 | 0 | 0 | 0 | 0 | 0 | 0
F7_Commercial_WA - College_New_Food Preparation_Natural Gas_Range_A_Achievable Economic UCT Potential | F7 | Commercial | WA - College | New | Food Preparation | Natural Gas | Range | A | Cumulative Energy Savings (MWh or mTherms) | Achievable Economic UCT Potential | 0 | 0 | 0 | 0 | 0 | 0 | 0 | 0 | 0 | 0 | 0 | 0 | 0 | 0 | 0 | 0 | 0 | 0 | 0 | 0 | 0 | 0 | 0 | 0 | 0 | 0 | 0
F8_Commercial_WA - College_New_Food Preparation_Natural Gas_Range_A_Achievable Economic UCT Potential | F8 | Commercial | WA - College | New | Food Preparation | Natural Gas | Range | A | Cumulative Summer Peak Savings (MW) | Achievable Economic UCT Potential | 0 | 0 | 0 | 0 | 0 | 0 | 0 | 0 | 0 | 0 | 0 | 0 | 0 | 0 | 0 | 0 | 0 | 0 | 0 | 0 | 0 | 0 | 0 | 0 | 0 | 0 | 0
F9_Commercial_WA - College_New_Food Preparation_Natural Gas_Range_A_Achievable Economic UCT Potential | F9 | Commercial | WA - College | New | Food Preparation | Natural Gas | Range | A | Cumulative Winter Peak Savings (MW) | Achievable Economic UCT Potential | 0 | 0 | 0 | 0 | 0 | 0 | 0 | 0 | 0 | 0 | 0 | 0 | 0 | 0 | 0 | 0 | 0 | 0 | 0 | 0 | 0 | 0 | 0 | 0 | 0 | 0 | 0
F10_Commercial_WA - College_New_Food Preparation_Natural Gas_Range_A_Achievable Economic UCT Potential | F10 | Commercial | WA - College | New | Food Preparation | Natural Gas | Range | A | Purchases (Incremental) | Achievable Economic UCT Potential | 0 | 0 | 0 | 0 | 0 | 0 | 0 | 0 | 0 | 0 | 0 | 0 | 0 | 0 | 0 | 0 | 0 | 0 | 0 | 0 | 0 | 0 | 0 | 0 | 0 | 0 | 0
F11_Commercial_WA - College_New_Food Preparation_Natural Gas_Range_A_Achievable Economic UCT Potential | F11 | Commercial | WA - College | New | Food Preparation | Natural Gas | Range | A | Purchases (Cumulative) | Achievable Economic UCT Potential | 0 | 0 | 0 | 0 | 0 | 0 | 0 | 0 | 0 | 0 | 0 | 0 | 0 | 0 | 0 | 0 | 0 | 0 | 0 | 0 | 0 | 0 | 0 | 0 | 0 | 0 | 0
F1_Commercial_WA - College_New_Food Preparation_Natural Gas_Steamer_A_Achievable Economic UCT Potential | F1 | Commercial | WA - College | New | Food Preparation | Natural Gas | Steamer | A | Integrated Unit Energy Savings (kWh or therms) | Achievable Economic UCT Potential | 0 | 0 | 0 | 0 | 0 | 0 | 0 | 0 | 0 | 0 | 0 | 0 | 0 | 0 | 0 | 0 | 0 | 0 | 0 | 0 | 0 | 0 | 0 | 0 | 0 | 0 | 0
F2_Commercial_WA - College_New_Food Preparation_Natural Gas_Steamer_A_Achievable Economic UCT Potential | F2 | Commercial | WA - College | New | Food Preparation | Natural Gas | Steamer | A | Integrated Unit Summer Peak Savings (kW) | Achievable Economic UCT Potential | 0 | 0 | 0 | 0 | 0 | 0 | 0 | 0 | 0 | 0 | 0 | 0 | 0 | 0 | 0 | 0 | 0 | 0 | 0 | 0 | 0 | 0 | 0 | 0 | 0 | 0 | 0
F3_Commercial_WA - College_New_Food Preparation_Natural Gas_Steamer_A_Achievable Economic UCT Potential | F3 | Commercial | WA - College | New | Food Preparation | Natural Gas | Steamer | A | Integrated Unit Winter Peak Savings (kW) | Achievable Economic UCT Potential | 0 | 0 | 0 | 0 | 0 | 0 | 0 | 0 | 0 | 0 | 0 | 0 | 0 | 0 | 0 | 0 | 0 | 0 | 0 | 0 | 0 | 0 | 0 | 0 | 0 | 0 | 0
F4_Commercial_WA - College_New_Food Preparation_Natural Gas_Steamer_A_Achievable Economic UCT Potential | F4 | Commercial | WA - College | New | Food Preparation | Natural Gas | Steamer | A | Incremental Energy Savings (MWh or mTherms) | Achievable Economic UCT Potential | 0 | 0 | 0 | 0 | 0 | 0 | 0 | 0 | 0 | 0 | 0 | 0 | 0 | 0 | 0 | 0 | 0 | 0 | 0 | 0 | 0 | 0 | 0 | 0 | 0 | 0 | 0
F5_Commercial_WA - College_New_Food Preparation_Natural Gas_Steamer_A_Achievable Economic UCT Potential | F5 | Commercial | WA - College | New | Food Preparation | Natural Gas | Steamer | A | Incremental Summer Peak Savings (MW) | Achievable Economic UCT Potential | 0 | 0 | 0 | 0 | 0 | 0 | 0 | 0 | 0 | 0 | 0 | 0 | 0 | 0 | 0 | 0 | 0 | 0 | 0 | 0 | 0 | 0 | 0 | 0 | 0 | 0 | 0
F6_Commercial_WA - College_New_Food Preparation_Natural Gas_Steamer_A_Achievable Economic UCT Potential | F6 | Commercial | WA - College | New | Food Preparation | Natural Gas | Steamer | A | Incremental Winter Peak Savings (MW) | Achievable Economic UCT Potential | 0 | 0 | 0 | 0 | 0 | 0 | 0 | 0 | 0 | 0 | 0 | 0 | 0 | 0 | 0 | 0 | 0 | 0 | 0 | 0 | 0 | 0 | 0 | 0 | 0 | 0 | 0
F7_Commercial_WA - College_New_Food Preparation_Natural Gas_Steamer_A_Achievable Economic UCT Potential | F7 | Commercial | WA - College | New | Food Preparation | Natural Gas | Steamer | A | Cumulative Energy Savings (MWh or mTherms) | Achievable Economic UCT Potential | 0 | 0 | 0 | 0 | 0 | 0 | 0 | 0 | 0 | 0 | 0 | 0 | 0 | 0 | 0 | 0 | 0 | 0 | 0 | 0 | 0 | 0 | 0 | 0 | 0 | 0 | 0
F8_Commercial_WA - College_New_Food Preparation_Natural Gas_Steamer_A_Achievable Economic UCT Potential | F8 | Commercial | WA - College | New | Food Preparation | Natural Gas | Steamer | A | Cumulative Summer Peak Savings (MW) | Achievable Economic UCT Potential | 0 | 0 | 0 | 0 | 0 | 0 | 0 | 0 | 0 | 0 | 0 | 0 | 0 | 0 | 0 | 0 | 0 | 0 | 0 | 0 | 0 | 0 | 0 | 0 | 0 | 0 | 0
F9_Commercial_WA - College_New_Food Preparation_Natural Gas_Steamer_A_Achievable Economic UCT Potential | F9 | Commercial | WA - College | New | Food Preparation | Natural Gas | Steamer | A | Cumulative Winter Peak Savings (MW) | Achievable Economic UCT Potential | 0 | 0 | 0 | 0 | 0 | 0 | 0 | 0 | 0 | 0 | 0 | 0 | 0 | 0 | 0 | 0 | 0 | 0 | 0 | 0 | 0 | 0 | 0 | 0 | 0 | 0 | 0
F10_Commercial_WA - College_New_Food Preparation_Natural Gas_Steamer_A_Achievable Economic UCT Potential | F10 | Commercial | WA - College | New | Food Preparation | Natural Gas | Steamer | A | Purchases (Incremental) | Achievable Economic UCT Potential | 0 | 0 | 0 | 0 | 0 | 0 | 0 | 0 | 0 | 0 | 0 | 0 | 0 | 0 | 0 | 0 | 0 | 0 | 0 | 0 | 0 | 0 | 0 | 0 | 0 | 0 | 0
F11_Commercial_WA - College_New_Food Preparation_Natural Gas_Steamer_A_Achievable Economic UCT Potential | F11 | Commercial | WA - College | New | Food Preparation | Natural Gas | Steamer | A | Purchases (Cumulative) | Achievable Economic UCT Potential | 0 | 0 | 0 | 0 | 0 | 0 | 0 | 0 | 0 | 0 | 0 | 0 | 0 | 0 | 0 | 0 | 0 | 0 | 0 | 0 | 0 | 0 | 0 | 0 | 0 | 0 | 0
F1_Commercial_WA - College_New_Food Preparation_Natural Gas_Commercial Food Prep Other_A_Achievable Economic UCT Potential | F1 | Commercial | WA - College | New | Food Preparation | Natural Gas | Commercial Food Prep Other | A | Integrated Unit Energy Savings (kWh or therms) | Achievable Economic UCT Potential | 0 | 0 | 0 | 0 | 0 | 0 | 0 | 0 | 0 | 0 | 0 | 0 | 0 | 0 | 0 | 0 | 0 | 0 | 0 | 0 | 0 | 0 | 0 | 0 | 0 | 0 | 0
F2_Commercial_WA - College_New_Food Preparation_Natural Gas_Commercial Food Prep Other_A_Achievable Economic UCT Potential | F2 | Commercial | WA - College | New | Food Preparation | Natural Gas | Commercial Food Prep Other | A | Integrated Unit Summer Peak Savings (kW) | Achievable Economic UCT Potential | 0 | 0 | 0 | 0 | 0 | 0 | 0 | 0 | 0 | 0 | 0 | 0 | 0 | 0 | 0 | 0 | 0 | 0 | 0 | 0 | 0 | 0 | 0 | 0 | 0 | 0 | 0
F3_Commercial_WA - College_New_Food Preparation_Natural Gas_Commercial Food Prep Other_A_Achievable Economic UCT Potential | F3 | Commercial | WA - College | New | Food Preparation | Natural Gas | Commercial Food Prep Other | A | Integrated Unit Winter Peak Savings (kW) | Achievable Economic UCT Potential | 0 | 0 | 0 | 0 | 0 | 0 | 0 | 0 | 0 | 0 | 0 | 0 | 0 | 0 | 0 | 0 | 0 | 0 | 0 | 0 | 0 | 0 | 0 | 0 | 0 | 0 | 0
F4_Commercial_WA - College_New_Food Preparation_Natural Gas_Commercial Food Prep Other_A_Achievable Economic UCT Potential | F4 | Commercial | WA - College | New | Food Preparation | Natural Gas | Commercial Food Prep Other | A | Incremental Energy Savings (MWh or mTherms) | Achievable Economic UCT Potential | 0 | 0 | 0 | 0 | 0 | 0 | 0 | 0 | 0 | 0 | 0 | 0 | 0 | 0 | 0 | 0 | 0 | 0 | 0 | 0 | 0 | 0 | 0 | 0 | 0 | 0 | 0
F5_Commercial_WA - College_New_Food Preparation_Natural Gas_Commercial Food Prep Other_A_Achievable Economic UCT Potential | F5 | Commercial | WA - College | New | Food Preparation | Natural Gas | Commercial Food Prep Other | A | Incremental Summer Peak Savings (MW) | Achievable Economic UCT Potential | 0 | 0 | 0 | 0 | 0 | 0 | 0 | 0 | 0 | 0 | 0 | 0 | 0 | 0 | 0 | 0 | 0 | 0 | 0 | 0 | 0 | 0 | 0 | 0 | 0 | 0 | 0
F6_Commercial_WA - College_New_Food Preparation_Natural Gas_Commercial Food Prep Other_A_Achievable Economic UCT Potential | F6 | Commercial | WA - College | New | Food Preparation | Natural Gas | Commercial Food Prep Other | A | Incremental Winter Peak Savings (MW) | Achievable Economic UCT Potential | 0 | 0 | 0 | 0 | 0 | 0 | 0 | 0 | 0 | 0 | 0 | 0 | 0 | 0 | 0 | 0 | 0 | 0 | 0 | 0 | 0 | 0 | 0 | 0 | 0 | 0 | 0
F7_Commercial_WA - College_New_Food Preparation_Natural Gas_Commercial Food Prep Other_A_Achievable Economic UCT Potential | F7 | Commercial | WA - College | New | Food Preparation | Natural Gas | Commercial Food Prep Other | A | Cumulative Energy Savings (MWh or mTherms) | Achievable Economic UCT Potential | 0 | 0 | 0 | 0 | 0 | 0 | 0 | 0 | 0 | 0 | 0 | 0 | 0 | 0 | 0 | 0 | 0 | 0 | 0 | 0 | 0 | 0 | 0 | 0 | 0 | 0 | 0
F8_Commercial_WA - College_New_Food Preparation_Natural Gas_Commercial Food Prep Other_A_Achievable Economic UCT Potential | F8 | Commercial | WA - College | New | Food Preparation | Natural Gas | Commercial Food Prep Other | A | Cumulative Summer Peak Savings (MW) | Achievable Economic UCT Potential | 0 | 0 | 0 | 0 | 0 | 0 | 0 | 0 | 0 | 0 | 0 | 0 | 0 | 0 | 0 | 0 | 0 | 0 | 0 | 0 | 0 | 0 | 0 | 0 | 0 | 0 | 0
F9_Commercial_WA - College_New_Food Preparation_Natural Gas_Commercial Food Prep Other_A_Achievable Economic UCT Potential | F9 | Commercial | WA - College | New | Food Preparation | Natural Gas | Commercial Food Prep Other | A | Cumulative Winter Peak Savings (MW) | Achievable Economic UCT Potential | 0 | 0 | 0 | 0 | 0 | 0 | 0 | 0 | 0 | 0 | 0 | 0 | 0 | 0 | 0 | 0 | 0 | 0 | 0 | 0 | 0 | 0 | 0 | 0 | 0 | 0 | 0
F10_Commercial_WA - College_New_Food Preparation_Natural Gas_Commercial Food Prep Other_A_Achievable Economic UCT Potential | F10 | Commercial | WA - College | New | Food Preparation | Natural Gas | Commercial Food Prep Other | A | Purchases (Incremental) | Achievable Economic UCT Potential | 0 | 0 | 0 | 0 | 0 | 0 | 0 | 0 | 0 | 0 | 0 | 0 | 0 | 0 | 0 | 0 | 0 | 0 | 0 | 0 | 0 | 0 | 0 | 0 | 0 | 0 | 0
F11_Commercial_WA - College_New_Food Preparation_Natural Gas_Commercial Food Prep Other_A_Achievable Economic UCT Potential | F11 | Commercial | WA - College | New | Food Preparation | Natural Gas | Commercial Food Prep Other | A | Purchases (Cumulative) | Achievable Economic UCT Potential | 0 | 0 | 0 | 0 | 0 | 0 | 0 | 0 | 0 | 0 | 0 | 0 | 0 | 0 | 0 | 0 | 0 | 0 | 0 | 0 | 0 | 0 | 0 | 0 | 0 | 0 | 0
F1_Commercial_WA - College_New_Miscellaneous_Natural Gas_Pool Heater_A_Achievable Economic UCT Potential | F1 | Commercial | WA - College | New | Miscellaneous | Natural Gas | Pool Heater | A | Integrated Unit Energy Savings (kWh or therms) | Achievable Economic UCT Potential | 0 | 0 | 0 | 0 | 0 | 0 | 0 | 0 | 0 | 0 | 0 | 0 | 0 | 0 | 0 | 0 | 0 | 0 | 0 | 0 | 0 | 0 | 0 | 0 | 0 | 0 | 0
F2_Commercial_WA - College_New_Miscellaneous_Natural Gas_Pool Heater_A_Achievable Economic UCT Potential | F2 | Commercial | WA - College | New | Miscellaneous | Natural Gas | Pool Heater | A | Integrated Unit Summer Peak Savings (kW) | Achievable Economic UCT Potential | 0 | 0 | 0 | 0 | 0 | 0 | 0 | 0 | 0 | 0 | 0 | 0 | 0 | 0 | 0 | 0 | 0 | 0 | 0 | 0 | 0 | 0 | 0 | 0 | 0 | 0 | 0
F3_Commercial_WA - College_New_Miscellaneous_Natural Gas_Pool Heater_A_Achievable Economic UCT Potential | F3 | Commercial | WA - College | New | Miscellaneous | Natural Gas | Pool Heater | A | Integrated Unit Winter Peak Savings (kW) | Achievable Economic UCT Potential | 0 | 0 | 0 | 0 | 0 | 0 | 0 | 0 | 0 | 0 | 0 | 0 | 0 | 0 | 0 | 0 | 0 | 0 | 0 | 0 | 0 | 0 | 0 | 0 | 0 | 0 | 0
F4_Commercial_WA - College_New_Miscellaneous_Natural Gas_Pool Heater_A_Achievable Economic UCT Potential | F4 | Commercial | WA - College | New | Miscellaneous | Natural Gas | Pool Heater | A | Incremental Energy Savings (MWh or mTherms) | Achievable Economic UCT Potential | 0 | 0 | 0 | 0 | 0 | 0 | 0 | 0 | 0 | 0 | 0 | 0 | 0 | 0 | 0 | 0 | 0 | 0 | 0 | 0 | 0 | 0 | 0 | 0 | 0 | 0 | 0
F5_Commercial_WA - College_New_Miscellaneous_Natural Gas_Pool Heater_A_Achievable Economic UCT Potential | F5 | Commercial | WA - College | New | Miscellaneous | Natural Gas | Pool Heater | A | Incremental Summer Peak Savings (MW) | Achievable Economic UCT Potential | 0 | 0 | 0 | 0 | 0 | 0 | 0 | 0 | 0 | 0 | 0 | 0 | 0 | 0 | 0 | 0 | 0 | 0 | 0 | 0 | 0 | 0 | 0 | 0 | 0 | 0 | 0
F6_Commercial_WA - College_New_Miscellaneous_Natural Gas_Pool Heater_A_Achievable Economic UCT Potential | F6 | Commercial | WA - College | New | Miscellaneous | Natural Gas | Pool Heater | A | Incremental Winter Peak Savings (MW) | Achievable Economic UCT Potential | 0 | 0 | 0 | 0 | 0 | 0 | 0 | 0 | 0 | 0 | 0 | 0 | 0 | 0 | 0 | 0 | 0 | 0 | 0 | 0 | 0 | 0 | 0 | 0 | 0 | 0 | 0
F7_Commercial_WA - College_New_Miscellaneous_Natural Gas_Pool Heater_A_Achievable Economic UCT Potential | F7 | Commercial | WA - College | New | Miscellaneous | Natural Gas | Pool Heater | A | Cumulative Energy Savings (MWh or mTherms) | Achievable Economic UCT Potential | 0 | 0 | 0 | 0 | 0 | 0 | 0 | 0 | 0 | 0 | 0 | 0 | 0 | 0 | 0 | 0 | 0 | 0 | 0 | 0 | 0 | 0 | 0 | 0 | 0 | 0 | 0
F8_Commercial_WA - College_New_Miscellaneous_Natural Gas_Pool Heater_A_Achievable Economic UCT Potential | F8 | Commercial | WA - College | New | Miscellaneous | Natural Gas | Pool Heater | A | Cumulative Summer Peak Savings (MW) | Achievable Economic UCT Potential | 0 | 0 | 0 | 0 | 0 | 0 | 0 | 0 | 0 | 0 | 0 | 0 | 0 | 0 | 0 | 0 | 0 | 0 | 0 | 0 | 0 | 0 | 0 | 0 | 0 | 0 | 0
F9_Commercial_WA - College_New_Miscellaneous_Natural Gas_Pool Heater_A_Achievable Economic UCT Potential | F9 | Commercial | WA - College | New | Miscellaneous | Natural Gas | Pool Heater | A | Cumulative Winter Peak Savings (MW) | Achievable Economic UCT Potential | 0 | 0 | 0 | 0 | 0 | 0 | 0 | 0 | 0 | 0 | 0 | 0 | 0 | 0 | 0 | 0 | 0 | 0 | 0 | 0 | 0 | 0 | 0 | 0 | 0 | 0 | 0
F10_Commercial_WA - College_New_Miscellaneous_Natural Gas_Pool Heater_A_Achievable Economic UCT Potential | F10 | Commercial | WA - College | New | Miscellaneous | Natural Gas | Pool Heater | A | Purchases (Incremental) | Achievable Economic UCT Potential | 0 | 0 | 0 | 0 | 0 | 0 | 0 | 0 | 0 | 0 | 0 | 0 | 0 | 0 | 0 | 0 | 0 | 0 | 0 | 0 | 0 | 0 | 0 | 0 | 0 | 0 | 0
F11_Commercial_WA - College_New_Miscellaneous_Natural Gas_Pool Heater_A_Achievable Economic UCT Potential | F11 | Commercial | WA - College | New | Miscellaneous | Natural Gas | Pool Heater | A | Purchases (Cumulative) | Achievable Economic UCT Potential | 0 | 0 | 0 | 0 | 0 | 0 | 0 | 0 | 0 | 0 | 0 | 0 | 0 | 0 | 0 | 0 | 0 | 0 | 0 | 0 | 0 | 0 | 0 | 0 | 0 | 0 | 0
F1_Commercial_WA - Health_Existing_Space Heating_Natural Gas_Furnace_A_Achievable Economic UCT Potential | F1 | Commercial | WA - Health | Existing | Space Heating | Natural Gas | Furnace | A | Integrated Unit Energy Savings (kWh or therms) | Achievable Economic UCT Potential | 0 | 122.2515 | 121.7774 | 82.9831 | 82.9831 | 82.9831 | 82.9831 | 82.9831 | 82.9831 | 82.9831 | 82.9831 | 82.9831 | 82.9831 | 82.9831 | 82.9831 | 82.9831 | 82.9831 | 82.9831 | 82.9831 | 82.9831 | 82.9831 | 82.9831 | 82.9831 | 82.9831 | 82.9831 | 82.9831 | 82.9831
F2_Commercial_WA - Health_Existing_Space Heating_Natural Gas_Furnace_A_Achievable Economic UCT Potential | F2 | Commercial | WA - Health | Existing | Space Heating | Natural Gas | Furnace | A | Integrated Unit Summer Peak Savings (kW) | Achievable Economic UCT Potential | 0 | 0 | 0 | 0 | 0 | 0 | 0 | 0 | 0 | 0 | 0 | 0 | 0 | 0 | 0 | 0 | 0 | 0 | 0 | 0 | 0 | 0 | 0 | 0 | 0 | 0 | 0
F3_Commercial_WA - Health_Existing_Space Heating_Natural Gas_Furnace_A_Achievable Economic UCT Potential | F3 | Commercial | WA - Health | Existing | Space Heating | Natural Gas | Furnace | A | Integrated Unit Winter Peak Savings (kW) | Achievable Economic UCT Potential | 0 | 0 | 0 | 0 | 0 | 0 | 0 | 0 | 0 | 0 | 0 | 0 | 0 | 0 | 0 | 0 | 0 | 0 | 0 | 0 | 0 | 0 | 0 | 0 | 0 | 0 | 0
F4_Commercial_WA - Health_Existing_Space Heating_Natural Gas_Furnace_A_Achievable Economic UCT Potential | F4 | Commercial | WA - Health | Existing | Space Heating | Natural Gas | Furnace | A | Incremental Energy Savings (MWh or mTherms) | Achievable Economic UCT Potential | 0 | 0 | 0 | 0.00059332 | 0.0010293 | 0.0025169 | 0.0052679 | 0.009964 | 0.017468 | 0.028787 | 0.044604 | 0.065496 | 0.091634 | 0.12261 | 0.15732 | 0.19405 | 0.23063 | 0.26483 | 0.29483 | 0.29421 | 0.29007 | 0.28228 | 0.27508 | 0.2654 | 0.25776 | 0.25205 | 0.24759
F5_Commercial_WA - Health_Existing_Space Heating_Natural Gas_Furnace_A_Achievable Economic UCT Potential | F5 | Commercial | WA - Health | Existing | Space Heating | Natural Gas | Furnace | A | Incremental Summer Peak Savings (MW) | Achievable Economic UCT Potential | 0 | 0 | 0 | 0 | 0 | 0 | 0 | 0 | 0 | 0 | 0 | 0 | 0 | 0 | 0 | 0 | 0 | 0 | 0 | 0 | 0 | 0 | 0 | 0 | 0 | 0 | 0
F6_Commercial_WA - Health_Existing_Space Heating_Natural Gas_Furnace_A_Achievable Economic UCT Potential | F6 | Commercial | WA - Health | Existing | Space Heating | Natural Gas | Furnace | A | Incremental Winter Peak Savings (MW) | Achievable Economic UCT Potential | 0 | 0 | 0 | 0 | 0 | 0 | 0 | 0 | 0 | 0 | 0 | 0 | 0 | 0 | 0 | 0 | 0 | 0 | 0 | 0 | 0 | 0 | 0 | 0 | 0 | 0 | 0
F7_Commercial_WA - Health_Existing_Space Heating_Natural Gas_Furnace_A_Achievable Economic UCT Potential | F7 | Commercial | WA - Health | Existing | Space Heating | Natural Gas | Furnace | A | Cumulative Energy Savings (MWh or mTherms) | Achievable Economic UCT Potential | 0 | 0 | 0 | 0.00059332 | 0.0016227 | 0.0041396 | 0.0094075 | 0.019371 | 0.03684 | 0.065627 | 0.11023 | 0.17573 | 0.26736 | 0.38997 | 0.54729 | 0.74134 | 0.97196 | 1.2368 | 1.5316 | 1.8258 | 2.1159 | 2.3982 | 2.6733 | 2.9387 | 3.1964 | 3.4485 | 3.6961
F8_Commercial_WA - Health_Existing_Space Heating_Natural Gas_Furnace_A_Achievable Economic UCT Potential | F8 | Commercial | WA - Health | Existing | Space Heating | Natural Gas | Furnace | A | Cumulative Summer Peak Savings (MW) | Achievable Economic UCT Potential | 0 | 0 | 0 | 0 | 0 | 0 | 0 | 0 | 0 | 0 | 0 | 0 | 0 | 0 | 0 | 0 | 0 | 0 | 0 | 0 | 0 | 0 | 0 | 0 | 0 | 0 | 0
F9_Commercial_WA - Health_Existing_Space Heating_Natural Gas_Furnace_A_Achievable Economic UCT Potential | F9 | Commercial | WA - Health | Existing | Space Heating | Natural Gas | Furnace | A | Cumulative Winter Peak Savings (MW) | Achievable Economic UCT Potential | 0 | 0 | 0 | 0 | 0 | 0 | 0 | 0 | 0 | 0 | 0 | 0 | 0 | 0 | 0 | 0 | 0 | 0 | 0 | 0 | 0 | 0 | 0 | 0 | 0 | 0 | 0
F10_Commercial_WA - Health_Existing_Space Heating_Natural Gas_Furnace_A_Achievable Economic UCT Potential | F10 | Commercial | WA - Health | Existing | Space Heating | Natural Gas | Furnace | A | Purchases (Incremental) | Achievable Economic UCT Potential | 0 | 0 | 0 | 0.0071499 | 0.012404 | 0.030331 | 0.063481 | 0.12007 | 0.2105 | 0.34691 | 0.53751 | 0.78927 | 1.1042 | 1.4775 | 1.8958 | 2.3384 | 2.7792 | 3.1914 | 3.5528 | 3.5455 | 3.4956 | 3.4017 | 3.3149 | 3.1983 | 3.1062 | 3.0374 | 2.9836
F11_Commercial_WA - Health_Existing_Space Heating_Natural Gas_Furnace_A_Achievable Economic UCT Potential | F11 | Commercial | WA - Health | Existing | Space Heating | Natural Gas | Furnace | A | Purchases (Cumulative) | Achievable Economic UCT Potential | 0 | 0 | 0 | 0.0071499 | 0.019554 | 0.049885 | 0.11337 | 0.23344 | 0.44394 | 0.79085 | 1.3284 | 2.1176 | 3.2219 | 4.6993 | 6.5952 | 8.9336 | 11.7128 | 14.9041 | 18.457 | 22.0024 | 25.498 | 28.8997 | 32.2146 | 35.4128 | 38.519 | 41.5564 | 44.54
F1_Commercial_WA - Health_Existing_Space Heating_Natural Gas_Boiler_A_Achievable Economic UCT Potential | F1 | Commercial | WA - Health | Existing | Space Heating | Natural Gas | Boiler | A | Integrated Unit Energy Savings (kWh or therms) | Achievable Economic UCT Potential | 0 | 431.2043 | 429.5322 | 429.5322 | 429.5322 | 429.5322 | 429.5322 | 429.5322 | 429.5322 | 429.5322 | 429.5322 | 429.5322 | 429.5322 | 429.5322 | 429.5322 | 429.5322 | 429.5322 | 429.5322 | 429.5322 | 429.5322 | 429.5322 | 429.5322 | 429.5322 | 429.5322 | 429.5322 | 429.5322 | 429.5322
F2_Commercial_WA - Health_Existing_Space Heating_Natural Gas_Boiler_A_Achievable Economic UCT Potential | F2 | Commercial | WA - Health | Existing | Space Heating | Natural Gas | Boiler | A | Integrated Unit Summer Peak Savings (kW) | Achievable Economic UCT Potential | 0 | 0 | 0 | 0 | 0 | 0 | 0 | 0 | 0 | 0 | 0 | 0 | 0 | 0 | 0 | 0 | 0 | 0 | 0 | 0 | 0 | 0 | 0 | 0 | 0 | 0 | 0
F3_Commercial_WA - Health_Existing_Space Heating_Natural Gas_Boiler_A_Achievable Economic UCT Potential | F3 | Commercial | WA - Health | Existing | Space Heating | Natural Gas | Boiler | A | Integrated Unit Winter Peak Savings (kW) | Achievable Economic UCT Potential | 0 | 0 | 0 | 0 | 0 | 0 | 0 | 0 | 0 | 0 | 0 | 0 | 0 | 0 | 0 | 0 | 0 | 0 | 0 | 0 | 0 | 0 | 0 | 0 | 0 | 0 | 0
F4_Commercial_WA - Health_Existing_Space Heating_Natural Gas_Boiler_A_Achievable Economic UCT Potential | F4 | Commercial | WA - Health | Existing | Space Heating | Natural Gas | Boiler | A | Incremental Energy Savings (MWh or mTherms) | Achievable Economic UCT Potential | 0 | 0 | 0 | 0.65733 | 1.1263 | 1.4573 | 1.7195 | 1.9521 | 2.1558 | 2.3324 | 2.4843 | 2.614 | 2.7242 | 2.8173 | 2.8913 | 2.9502 | 2.9972 | 3.0349 | 3.065 | 3.0894 | 3.1147 | 3.1348 | 3.1344 | 3.1164 | 3.1021 | 3.0912 | 3.083
F5_Commercial_WA - Health_Existing_Space Heating_Natural Gas_Boiler_A_Achievable Economic UCT Potential | F5 | Commercial | WA - Health | Existing | Space Heating | Natural Gas | Boiler | A | Incremental Summer Peak Savings (MW) | Achievable Economic UCT Potential | 0 | 0 | 0 | 0 | 0 | 0 | 0 | 0 | 0 | 0 | 0 | 0 | 0 | 0 | 0 | 0 | 0 | 0 | 0 | 0 | 0 | 0 | 0 | 0 | 0 | 0 | 0
F6_Commercial_WA - Health_Existing_Space Heating_Natural Gas_Boiler_A_Achievable Economic UCT Potential | F6 | Commercial | WA - Health | Existing | Space Heating | Natural Gas | Boiler | A | Incremental Winter Peak Savings (MW) | Achievable Economic UCT Potential | 0 | 0 | 0 | 0 | 0 | 0 | 0 | 0 | 0 | 0 | 0 | 0 | 0 | 0 | 0 | 0 | 0 | 0 | 0 | 0 | 0 | 0 | 0 | 0 | 0 | 0 | 0
F7_Commercial_WA - Health_Existing_Space Heating_Natural Gas_Boiler_A_Achievable Economic UCT Potential | F7 | Commercial | WA - Health | Existing | Space Heating | Natural Gas | Boiler | A | Cumulative Energy Savings (MWh or mTherms) | Achievable Economic UCT Potential | 0 | 0 | 0 | 0.65733 | 1.7836 | 3.2409 | 4.9604 | 6.9124 | 9.0682 | 11.4006 | 13.8849 | 16.499 | 19.2231 | 22.0404 | 24.9317 | 27.882 | 30.8792 | 33.914 | 36.9791 | 40.0684 | 43.1831 | 46.3179 | 49.4523 | 52.5687 | 55.6708 | 58.762 | 61.8451
F8_Commercial_WA - Health_Existing_Space Heating_Natural Gas_Boiler_A_Achievable Economic UCT Potential | F8 | Commercial | WA - Health | Existing | Space Heating | Natural Gas | Boiler | A | Cumulative Summer Peak Savings (MW) | Achievable Economic UCT Potential | 0 | 0 | 0 | 0 | 0 | 0 | 0 | 0 | 0 | 0 | 0 | 0 | 0 | 0 | 0 | 0 | 0 | 0 | 0 | 0 | 0 | 0 | 0 | 0 | 0 | 0 | 0
F9_Commercial_WA - Health_Existing_Space Heating_Natural Gas_Boiler_A_Achievable Economic UCT Potential | F9 | Commercial | WA - Health | Existing | Space Heating | Natural Gas | Boiler | A | Cumulative Winter Peak Savings (MW) | Achievable Economic UCT Potential | 0 | 0 | 0 | 0 | 0 | 0 | 0 | 0 | 0 | 0 | 0 | 0 | 0 | 0 | 0 | 0 | 0 | 0 | 0 | 0 | 0 | 0 | 0 | 0 | 0 | 0 | 0
F10_Commercial_WA - Health_Existing_Space Heating_Natural Gas_Boiler_A_Achievable Economic UCT Potential | F10 | Commercial | WA - Health | Existing | Space Heating | Natural Gas | Boiler | A | Purchases (Incremental) | Achievable Economic UCT Potential | 0 | 0 | 0 | 1.5303 | 2.6222 | 3.3927 | 4.0031 | 4.5446 | 5.0189 | 5.4301 | 5.7837 | 6.0857 | 6.3422 | 6.559 | 6.7313 | 6.8684 | 6.9779 | 7.0655 | 7.1358 | 7.1924 | 7.2513 | 7.2981 | 7.2973 | 7.2553 | 7.2221 | 7.1966 | 7.1777
F11_Commercial_WA - Health_Existing_Space Heating_Natural Gas_Boiler_A_Achievable Economic UCT Potential | F11 | Commercial | WA - Health | Existing | Space Heating | Natural Gas | Boiler | A | Purchases (Cumulative) | Achievable Economic UCT Potential | 0 | 0 | 0 | 1.5303 | 4.1525 | 7.5452 | 11.5483 | 16.0929 | 21.1119 | 26.542 | 32.3257 | 38.4114 | 44.7536 | 51.3126 | 58.0439 | 64.9124 | 71.8903 | 78.9558 | 86.0915 | 93.2839 | 100.5352 | 107.8333 | 115.1306 | 122.3859 | 129.608 | 136.8047 | 143.9823
F1_Commercial_WA - Health_Existing_Space Heating_Natural Gas_Unit Heater_A_Achievable Economic UCT Potential | F1 | Commercial | WA - Health | Existing | Space Heating | Natural Gas | Unit Heater | A | Integrated Unit Energy Savings (kWh or therms) | Achievable Economic UCT Potential | 0 | 0 | 0 | 0 | 0 | 0 | 0 | 0 | 0 | 0 | 0 | 0 | 0 | 0 | 0 | 0 | 0 | 0 | 0 | 0 | 0 | 0 | 0 | 0 | 0 | 0 | 0
F2_Commercial_WA - Health_Existing_Space Heating_Natural Gas_Unit Heater_A_Achievable Economic UCT Potential | F2 | Commercial | WA - Health | Existing | Space Heating | Natural Gas | Unit Heater | A | Integrated Unit Summer Peak Savings (kW) | Achievable Economic UCT Potential | 0 | 0 | 0 | 0 | 0 | 0 | 0 | 0 | 0 | 0 | 0 | 0 | 0 | 0 | 0 | 0 | 0 | 0 | 0 | 0 | 0 | 0 | 0 | 0 | 0 | 0 | 0
F3_Commercial_WA - Health_Existing_Space Heating_Natural Gas_Unit Heater_A_Achievable Economic UCT Potential | F3 | Commercial | WA - Health | Existing | Space Heating | Natural Gas | Unit Heater | A | Integrated Unit Winter Peak Savings (kW) | Achievable Economic UCT Potential | 0 | 0 | 0 | 0 | 0 | 0 | 0 | 0 | 0 | 0 | 0 | 0 | 0 | 0 | 0 | 0 | 0 | 0 | 0 | 0 | 0 | 0 | 0 | 0 | 0 | 0 | 0
F4_Commercial_WA - Health_Existing_Space Heating_Natural Gas_Unit Heater_A_Achievable Economic UCT Potential | F4 | Commercial | WA - Health | Existing | Space Heating | Natural Gas | Unit Heater | A | Incremental Energy Savings (MWh or mTherms) | Achievable Economic UCT Potential | 0 | 0 | 0 | 0 | 0 | 0 | 0 | 0 | 0 | 0 | 0 | 0 | 0 | 0 | 0 | 0 | 0 | 0 | 0 | 0 | 0 | 0 | 0 | 0 | 0 | 0 | 0
F5_Commercial_WA - Health_Existing_Space Heating_Natural Gas_Unit Heater_A_Achievable Economic UCT Potential | F5 | Commercial | WA - Health | Existing | Space Heating | Natural Gas | Unit Heater | A | Incremental Summer Peak Savings (MW) | Achievable Economic UCT Potential | 0 | 0 | 0 | 0 | 0 | 0 | 0 | 0 | 0 | 0 | 0 | 0 | 0 | 0 | 0 | 0 | 0 | 0 | 0 | 0 | 0 | 0 | 0 | 0 | 0 | 0 | 0
F6_Commercial_WA - Health_Existing_Space Heating_Natural Gas_Unit Heater_A_Achievable Economic UCT Potential | F6 | Commercial | WA - Health | Existing | Space Heating | Natural Gas | Unit Heater | A | Incremental Winter Peak Savings (MW) | Achievable Economic UCT Potential | 0 | 0 | 0 | 0 | 0 | 0 | 0 | 0 | 0 | 0 | 0 | 0 | 0 | 0 | 0 | 0 | 0 | 0 | 0 | 0 | 0 | 0 | 0 | 0 | 0 | 0 | 0
F7_Commercial_WA - Health_Existing_Space Heating_Natural Gas_Unit Heater_A_Achievable Economic UCT Potential | F7 | Commercial | WA - Health | Existing | Space Heating | Natural Gas | Unit Heater | A | Cumulative Energy Savings (MWh or mTherms) | Achievable Economic UCT Potential | 0 | 0 | 0 | 0 | 0 | 0 | 0 | 0 | 0 | 0 | 0 | 0 | 0 | 0 | 0 | 0 | 0 | 0 | 0 | 0 | 0 | 0 | 0 | 0 | 0 | 0 | 0
F8_Commercial_WA - Health_Existing_Space Heating_Natural Gas_Unit Heater_A_Achievable Economic UCT Potential | F8 | Commercial | WA - Health | Existing | Space Heating | Natural Gas | Unit Heater | A | Cumulative Summer Peak Savings (MW) | Achievable Economic UCT Potential | 0 | 0 | 0 | 0 | 0 | 0 | 0 | 0 | 0 | 0 | 0 | 0 | 0 | 0 | 0 | 0 | 0 | 0 | 0 | 0 | 0 | 0 | 0 | 0 | 0 | 0 | 0
F9_Commercial_WA - Health_Existing_Space Heating_Natural Gas_Unit Heater_A_Achievable Economic UCT Potential | F9 | Commercial | WA - Health | Existing | Space Heating | Natural Gas | Unit Heater | A | Cumulative Winter Peak Savings (MW) | Achievable Economic UCT Potential | 0 | 0 | 0 | 0 | 0 | 0 | 0 | 0 | 0 | 0 | 0 | 0 | 0 | 0 | 0 | 0 | 0 | 0 | 0 | 0 | 0 | 0 | 0 | 0 | 0 | 0 | 0
F10_Commercial_WA - Health_Existing_Space Heating_Natural Gas_Unit Heater_A_Achievable Economic UCT Potential | F10 | Commercial | WA - Health | Existing | Space Heating | Natural Gas | Unit Heater | A | Purchases (Incremental) | Achievable Economic UCT Potential | 0 | 0 | 0 | 0 | 0 | 0 | 0 | 0 | 0 | 0 | 0 | 0 | 0 | 0 | 0 | 0 | 0 | 0 | 0 | 0 | 0 | 0 | 0 | 0 | 0 | 0 | 0
F11_Commercial_WA - Health_Existing_Space Heating_Natural Gas_Unit Heater_A_Achievable Economic UCT Potential | F11 | Commercial | WA - Health | Existing | Space Heating | Natural Gas | Unit Heater | A | Purchases (Cumulative) | Achievable Economic UCT Potential | 0 | 0 | 0 | 0 | 0 | 0 | 0 | 0 | 0 | 0 | 0 | 0 | 0 | 0 | 0 | 0 | 0 | 0 | 0 | 0 | 0 | 0 | 0 | 0 | 0 | 0 | 0
F1_Commercial_WA - Health_Existing_Water Heating_Natural Gas_Water Heater_A_Achievable Economic UCT Potential | F1 | Commercial | WA - Health | Existing | Water Heating | Natural Gas | Water Heater | A | Integrated Unit Energy Savings (kWh or therms) | Achievable Economic UCT Potential | 0 | 2.8505 | 2.8505 | 2.8505 | 2.8505 | 2.8505 | 2.8505 | 2.8505 | 2.8505 | 2.8505 | 2.8505 | 2.8505 | 2.8505 | 2.8505 | 2.8505 | 2.8505 | 2.8505 | 2.8505 | 2.8505 | 2.8505 | 2.8505 | 2.8505 | 2.8505 | 2.8505 | 2.8505 | 2.8505 | 2.8505
F2_Commercial_WA - Health_Existing_Water Heating_Natural Gas_Water Heater_A_Achievable Economic UCT Potential | F2 | Commercial | WA - Health | Existing | Water Heating | Natural Gas | Water Heater | A | Integrated Unit Summer Peak Savings (kW) | Achievable Economic UCT Potential | 0 | 0 | 0 | 0 | 0 | 0 | 0 | 0 | 0 | 0 | 0 | 0 | 0 | 0 | 0 | 0 | 0 | 0 | 0 | 0 | 0 | 0 | 0 | 0 | 0 | 0 | 0
F3_Commercial_WA - Health_Existing_Water Heating_Natural Gas_Water Heater_A_Achievable Economic UCT Potential | F3 | Commercial | WA - Health | Existing | Water Heating | Natural Gas | Water Heater | A | Integrated Unit Winter Peak Savings (kW) | Achievable Economic UCT Potential | 0 | 0 | 0 | 0 | 0 | 0 | 0 | 0 | 0 | 0 | 0 | 0 | 0 | 0 | 0 | 0 | 0 | 0 | 0 | 0 | 0 | 0 | 0 | 0 | 0 | 0 | 0
F4_Commercial_WA - Health_Existing_Water Heating_Natural Gas_Water Heater_A_Achievable Economic UCT Potential | F4 | Commercial | WA - Health | Existing | Water Heating | Natural Gas | Water Heater | A | Incremental Energy Savings (MWh or mTherms) | Achievable Economic UCT Potential | 0 | 0 | 0 | 0.98552 | 1.8907 | 2.7396 | 3.55 | 4.3346 | 5.0178 | 5.543 | 6.4012 | 7.035 | 7.4808 | 6.7922 | 6.0706 | 7.8404 | 6.4563 | 5.1941 | 4.1171 | 3.3101 | 2.2949 | 1.572 | 1.0695 | 0.72721 | 1.1728 | 0 | 0
F5_Commercial_WA - Health_Existing_Water Heating_Natural Gas_Water Heater_A_Achievable Economic UCT Potential | F5 | Commercial | WA - Health | Existing | Water Heating | Natural Gas | Water Heater | A | Incremental Summer Peak Savings (MW) | Achievable Economic UCT Potential | 0 | 0 | 0 | 0 | 0 | 0 | 0 | 0 | 0 | 0 | 0 | 0 | 0 | 0 | 0 | 0 | 0 | 0 | 0 | 0 | 0 | 0 | 0 | 0 | 0 | 0 | 0
F6_Commercial_WA - Health_Existing_Water Heating_Natural Gas_Water Heater_A_Achievable Economic UCT Potential | F6 | Commercial | WA - Health | Existing | Water Heating | Natural Gas | Water Heater | A | Incremental Winter Peak Savings (MW) | Achievable Economic UCT Potential | 0 | 0 | 0 | 0 | 0 | 0 | 0 | 0 | 0 | 0 | 0 | 0 | 0 | 0 | 0 | 0 | 0 | 0 | 0 | 0 | 0 | 0 | 0 | 0 | 0 | 0 | 0
F7_Commercial_WA - Health_Existing_Water Heating_Natural Gas_Water Heater_A_Achievable Economic UCT Potential | F7 | Commercial | WA - Health | Existing | Water Heating | Natural Gas | Water Heater | A | Cumulative Energy Savings (MWh or mTherms) | Achievable Economic UCT Potential | 0 | 0 | 0 | 0.98552 | 2.8762 | 5.6158 | 9.1658 | 13.5005 | 18.5183 | 24.0612 | 30.4624 | 37.4974 | 44.9782 | 51.7703 | 57.841 | 65.6814 | 72.1377 | 77.3317 | 81.4488 | 84.7589 | 87.0538 | 88.6258 | 89.6952 | 90.4224 | 91.5952 | 91.5952 | 91.5952
F8_Commercial_WA - Health_Existing_Water Heating_Natural Gas_Water Heater_A_Achievable Economic UCT Potential | F8 | Commercial | WA - Health | Existing | Water Heating | Natural Gas | Water Heater | A | Cumulative Summer Peak Savings (MW) | Achievable Economic UCT Potential | 0 | 0 | 0 | 0 | 0 | 0 | 0 | 0 | 0 | 0 | 0 | 0 | 0 | 0 | 0 | 0 | 0 | 0 | 0 | 0 | 0 | 0 | 0 | 0 | 0 | 0 | 0
F9_Commercial_WA - Health_Existing_Water Heating_Natural Gas_Water Heater_A_Achievable Economic UCT Potential | F9 | Commercial | WA - Health | Existing | Water Heating | Natural Gas | Water Heater | A | Cumulative Winter Peak Savings (MW) | Achievable Economic UCT Potential | 0 | 0 | 0 | 0 | 0 | 0 | 0 | 0 | 0 | 0 | 0 | 0 | 0 | 0 | 0 | 0 | 0 | 0 | 0 | 0 | 0 | 0 | 0 | 0 | 0 | 0 | 0
F10_Commercial_WA - Health_Existing_Water Heating_Natural Gas_Water Heater_A_Achievable Economic UCT Potential | F10 | Commercial | WA - Health | Existing | Water Heating | Natural Gas | Water Heater | A | Purchases (Incremental) | Achievable Economic UCT Potential | 0 | 0 | 0 | 345.7409 | 663.294 | 961.1156 | 1245.4071 | 1520.6785 | 1760.3408 | 1944.589 | 2245.6675 | 2468.0084 | 2624.4099 | 2382.8227 | 2129.6916 | 2750.5838 | 2264.9865 | 1822.1838 | 1444.3451 | 1161.2577 | 805.0862 | 551.479 | 375.1899 | 255.1192 | 411.4492 | 0 | 0
F11_Commercial_WA - Health_Existing_Water Heating_Natural Gas_Water Heater_A_Achievable Economic UCT Potential | F11 | Commercial | WA - Health | Existing | Water Heating | Natural Gas | Water Heater | A | Purchases (Cumulative) | Achievable Economic UCT Potential | 0 | 0 | 0 | 345.7409 | 1009.0349 | 1970.1505 | 3215.5576 | 4736.2361 | 6496.5769 | 8441.1659 | 10686.8334 | 13154.8418 | 15779.2517 | 18162.0744 | 20291.766 | 23042.3497 | 25307.3362 | 27129.5201 | 28573.8652 | 29735.1229 | 30540.2091 | 31091.6881 | 31466.878 | 31721.9972 | 32133.4464 | 32133.4464 | 32133.4464
F1_Commercial_WA - Health_Existing_Food Preparation_Natural Gas_Oven_A_Achievable Economic UCT Potential | F1 | Commercial | WA - Health | Existing | Food Preparation | Natural Gas | Oven | A | Integrated Unit Energy Savings (kWh or therms) | Achievable Economic UCT Potential | 0 | 106.6752 | 106.6752 | 106.6752 | 106.6752 | 106.6752 | 106.6752 | 106.6752 | 106.6752 | 106.6752 | 106.6752 | 106.6752 | 106.6752 | 106.6752 | 106.6752 | 106.6752 | 106.6752 | 106.6752 | 106.6752 | 106.6752 | 106.6752 | 106.6752 | 106.6752 | 106.6752 | 106.6752 | 106.6752 | 106.6752
F2_Commercial_WA - Health_Existing_Food Preparation_Natural Gas_Oven_A_Achievable Economic UCT Potential | F2 | Commercial | WA - Health | Existing | Food Preparation | Natural Gas | Oven | A | Integrated Unit Summer Peak Savings (kW) | Achievable Economic UCT Potential | 0 | 0 | 0 | 0 | 0 | 0 | 0 | 0 | 0 | 0 | 0 | 0 | 0 | 0 | 0 | 0 | 0 | 0 | 0 | 0 | 0 | 0 | 0 | 0 | 0 | 0 | 0
F3_Commercial_WA - Health_Existing_Food Preparation_Natural Gas_Oven_A_Achievable Economic UCT Potential | F3 | Commercial | WA - Health | Existing | Food Preparation | Natural Gas | Oven | A | Integrated Unit Winter Peak Savings (kW) | Achievable Economic UCT Potential | 0 | 0 | 0 | 0 | 0 | 0 | 0 | 0 | 0 | 0 | 0 | 0 | 0 | 0 | 0 | 0 | 0 | 0 | 0 | 0 | 0 | 0 | 0 | 0 | 0 | 0 | 0
F4_Commercial_WA - Health_Existing_Food Preparation_Natural Gas_Oven_A_Achievable Economic UCT Potential | F4 | Commercial | WA - Health | Existing | Food Preparation | Natural Gas | Oven | A | Incremental Energy Savings (MWh or mTherms) | Achievable Economic UCT Potential | 0 | 0 | 0 | 0.0010349 | 0.004426 | 0.0090968 | 0.014655 | 0.020815 | 0.027368 | 0.034166 | 0.041105 | 0.048111 | 0.044477 | 0.042224 | 0.04188 | 0.042819 | 0.043332 | 0.047028 | 0.0502 | 0.054088 | 0.058514 | 0.062069 | 0.064926 | 0.057213 | 0.057256 | 0.054798 | 0.050565
F5_Commercial_WA - Health_Existing_Food Preparation_Natural Gas_Oven_A_Achievable Economic UCT Potential | F5 | Commercial | WA - Health | Existing | Food Preparation | Natural Gas | Oven | A | Incremental Summer Peak Savings (MW) | Achievable Economic UCT Potential | 0 | 0 | 0 | 0 | 0 | 0 | 0 | 0 | 0 | 0 | 0 | 0 | 0 | 0 | 0 | 0 | 0 | 0 | 0 | 0 | 0 | 0 | 0 | 0 | 0 | 0 | 0
F6_Commercial_WA - Health_Existing_Food Preparation_Natural Gas_Oven_A_Achievable Economic UCT Potential | F6 | Commercial | WA - Health | Existing | Food Preparation | Natural Gas | Oven | A | Incremental Winter Peak Savings (MW) | Achievable Economic UCT Potential | 0 | 0 | 0 | 0 | 0 | 0 | 0 | 0 | 0 | 0 | 0 | 0 | 0 | 0 | 0 | 0 | 0 | 0 | 0 | 0 | 0 | 0 | 0 | 0 | 0 | 0 | 0
F7_Commercial_WA - Health_Existing_Food Preparation_Natural Gas_Oven_A_Achievable Economic UCT Potential | F7 | Commercial | WA - Health | Existing | Food Preparation | Natural Gas | Oven | A | Cumulative Energy Savings (MWh or mTherms) | Achievable Economic UCT Potential | 0 | 0 | 0 | 0.0010349 | 0.0054609 | 0.014558 | 0.029213 | 0.050028 | 0.077396 | 0.11156 | 0.15267 | 0.20078 | 0.24525 | 0.28748 | 0.32936 | 0.37218 | 0.41551 | 0.46254 | 0.51274 | 0.56683 | 0.62534 | 0.68741 | 0.75233 | 0.80955 | 0.8668 | 0.9216 | 0.97217
F8_Commercial_WA - Health_Existing_Food Preparation_Natural Gas_Oven_A_Achievable Economic UCT Potential | F8 | Commercial | WA - Health | Existing | Food Preparation | Natural Gas | Oven | A | Cumulative Summer Peak Savings (MW) | Achievable Economic UCT Potential | 0 | 0 | 0 | 0 | 0 | 0 | 0 | 0 | 0 | 0 | 0 | 0 | 0 | 0 | 0 | 0 | 0 | 0 | 0 | 0 | 0 | 0 | 0 | 0 | 0 | 0 | 0
F9_Commercial_WA - Health_Existing_Food Preparation_Natural Gas_Oven_A_Achievable Economic UCT Potential | F9 | Commercial | WA - Health | Existing | Food Preparation | Natural Gas | Oven | A | Cumulative Winter Peak Savings (MW) | Achievable Economic UCT Potential | 0 | 0 | 0 | 0 | 0 | 0 | 0 | 0 | 0 | 0 | 0 | 0 | 0 | 0 | 0 | 0 | 0 | 0 | 0 | 0 | 0 | 0 | 0 | 0 | 0 | 0 | 0
F10_Commercial_WA - Health_Existing_Food Preparation_Natural Gas_Oven_A_Achievable Economic UCT Potential | F10 | Commercial | WA - Health | Existing | Food Preparation | Natural Gas | Oven | A | Purchases (Incremental) | Achievable Economic UCT Potential | 0 | 0 | 0 | 0.0097016 | 0.04149 | 0.085276 | 0.13738 | 0.19512 | 0.25655 | 0.32028 | 0.38532 | 0.451 | 0.41694 | 0.39582 | 0.3926 | 0.40139 | 0.40621 | 0.44086 | 0.47059 | 0.50704 | 0.54852 | 0.58185 | 0.60863 | 0.53633 | 0.53674 | 0.51369 | 0.47401
F11_Commercial_WA - Health_Existing_Food Preparation_Natural Gas_Oven_A_Achievable Economic UCT Potential | F11 | Commercial | WA - Health | Existing | Food Preparation | Natural Gas | Oven | A | Purchases (Cumulative) | Achievable Economic UCT Potential | 0 | 0 | 0 | 0.0097016 | 0.051192 | 0.13647 | 0.27385 | 0.46897 | 0.72553 | 1.0458 | 1.4311 | 1.8821 | 2.2991 | 2.6949 | 3.0875 | 3.4889 | 3.8951 | 4.3359 | 4.8065 | 5.3136 | 5.8621 | 6.4439 | 7.0526 | 7.5889 | 8.1256 | 8.6393 | 9.1133
F1_Commercial_WA - Health_Existing_Food Preparation_Natural Gas_Conveyor Oven_A_Achievable Economic UCT Potential | F1 | Commercial | WA - Health | Existing | Food Preparation | Natural Gas | Conveyor Oven | A | Integrated Unit Energy Savings (kWh or therms) | Achievable Economic UCT Potential | 0 | 0 | 0 | 0 | 0 | 692.0657 | 692.0657 | 692.0657 | 692.0657 | 692.0657 | 692.0657 | 692.0657 | 692.0657 | 692.0657 | 692.0657 | 692.0657 | 692.0657 | 692.0657 | 692.0657 | 692.0657 | 692.0657 | 692.0657 | 692.0657 | 692.0657 | 692.0657 | 692.0657 | 692.0657
F2_Commercial_WA - Health_Existing_Food Preparation_Natural Gas_Conveyor Oven_A_Achievable Economic UCT Potential | F2 | Commercial | WA - Health | Existing | Food Preparation | Natural Gas | Conveyor Oven | A | Integrated Unit Summer Peak Savings (kW) | Achievable Economic UCT Potential | 0 | 0 | 0 | 0 | 0 | 0 | 0 | 0 | 0 | 0 | 0 | 0 | 0 | 0 | 0 | 0 | 0 | 0 | 0 | 0 | 0 | 0 | 0 | 0 | 0 | 0 | 0
F3_Commercial_WA - Health_Existing_Food Preparation_Natural Gas_Conveyor Oven_A_Achievable Economic UCT Potential | F3 | Commercial | WA - Health | Existing | Food Preparation | Natural Gas | Conveyor Oven | A | Integrated Unit Winter Peak Savings (kW) | Achievable Economic UCT Potential | 0 | 0 | 0 | 0 | 0 | 0 | 0 | 0 | 0 | 0 | 0 | 0 | 0 | 0 | 0 | 0 | 0 | 0 | 0 | 0 | 0 | 0 | 0 | 0 | 0 | 0 | 0
F4_Commercial_WA - Health_Existing_Food Preparation_Natural Gas_Conveyor Oven_A_Achievable Economic UCT Potential | F4 | Commercial | WA - Health | Existing | Food Preparation | Natural Gas | Conveyor Oven | A | Incremental Energy Savings (MWh or mTherms) | Achievable Economic UCT Potential | 0 | 0 | 0 | 0 | 0 | 0.0010606 | 0.0041637 | 0.010027 | 0.019169 | 0.031961 | 0.045474 | 0.059334 | 0.073288 | 0.087171 | 0.10088 | 0.11435 | 0.12757 | 0.10962 | 0.093749 | 0.079842 | 0.067747 | 0.058874 | 0.05324 | 0.047985 | 0.045308 | 0.044301 | 0.044664
F5_Commercial_WA - Health_Existing_Food Preparation_Natural Gas_Conveyor Oven_A_Achievable Economic UCT Potential | F5 | Commercial | WA - Health | Existing | Food Preparation | Natural Gas | Conveyor Oven | A | Incremental Summer Peak Savings (MW) | Achievable Economic UCT Potential | 0 | 0 | 0 | 0 | 0 | 0 | 0 | 0 | 0 | 0 | 0 | 0 | 0 | 0 | 0 | 0 | 0 | 0 | 0 | 0 | 0 | 0 | 0 | 0 | 0 | 0 | 0
F6_Commercial_WA - Health_Existing_Food Preparation_Natural Gas_Conveyor Oven_A_Achievable Economic UCT Potential | F6 | Commercial | WA - Health | Existing | Food Preparation | Natural Gas | Conveyor Oven | A | Incremental Winter Peak Savings (MW) | Achievable Economic UCT Potential | 0 | 0 | 0 | 0 | 0 | 0 | 0 | 0 | 0 | 0 | 0 | 0 | 0 | 0 | 0 | 0 | 0 | 0 | 0 | 0 | 0 | 0 | 0 | 0 | 0 | 0 | 0
F7_Commercial_WA - Health_Existing_Food Preparation_Natural Gas_Conveyor Oven_A_Achievable Economic UCT Potential | F7 | Commercial | WA - Health | Existing | Food Preparation | Natural Gas | Conveyor Oven | A | Cumulative Energy Savings (MWh or mTherms) | Achievable Economic UCT Potential | 0 | 0 | 0 | 0 | 0 | 0.0010606 | 0.0052243 | 0.015251 | 0.034419 | 0.066381 | 0.11185 | 0.17119 | 0.24448 | 0.33165 | 0.43253 | 0.54688 | 0.67445 | 0.78407 | 0.87781 | 0.95766 | 1.0254 | 1.0843 | 1.1375 | 1.1855 | 1.2308 | 1.2751 | 1.3198
F8_Commercial_WA - Health_Existing_Food Preparation_Natural Gas_Conveyor Oven_A_Achievable Economic UCT Potential | F8 | Commercial | WA - Health | Existing | Food Preparation | Natural Gas | Conveyor Oven | A | Cumulative Summer Peak Savings (MW) | Achievable Economic UCT Potential | 0 | 0 | 0 | 0 | 0 | 0 | 0 | 0 | 0 | 0 | 0 | 0 | 0 | 0 | 0 | 0 | 0 | 0 | 0 | 0 | 0 | 0 | 0 | 0 | 0 | 0 | 0
F9_Commercial_WA - Health_Existing_Food Preparation_Natural Gas_Conveyor Oven_A_Achievable Economic UCT Potential | F9 | Commercial | WA - Health | Existing | Food Preparation | Natural Gas | Conveyor Oven | A | Cumulative Winter Peak Savings (MW) | Achievable Economic UCT Potential | 0 | 0 | 0 | 0 | 0 | 0 | 0 | 0 | 0 | 0 | 0 | 0 | 0 | 0 | 0 | 0 | 0 | 0 | 0 | 0 | 0 | 0 | 0 | 0 | 0 | 0 | 0
F10_Commercial_WA - Health_Existing_Food Preparation_Natural Gas_Conveyor Oven_A_Achievable Economic UCT Potential | F10 | Commercial | WA - Health | Existing | Food Preparation | Natural Gas | Conveyor Oven | A | Purchases (Incremental) | Achievable Economic UCT Potential | 0 | 0 | 0 | 0 | 0 | 0.0015325 | 0.0060164 | 0.014488 | 0.027698 | 0.046182 | 0.065708 | 0.085735 | 0.1059 | 0.12596 | 0.14577 | 0.16523 | 0.18433 | 0.15839 | 0.13546 | 0.11537 | 0.097892 | 0.08507 | 0.076929 | 0.069336 | 0.065467 | 0.064013 | 0.064538
F11_Commercial_WA - Health_Existing_Food Preparation_Natural Gas_Conveyor Oven_A_Achievable Economic UCT Potential | F11 | Commercial | WA - Health | Existing | Food Preparation | Natural Gas | Conveyor Oven | A | Purchases (Cumulative) | Achievable Economic UCT Potential | 0 | 0 | 0 | 0 | 0 | 0.0015325 | 0.0075489 | 0.022037 | 0.049734 | 0.095917 | 0.16162 | 0.24736 | 0.35326 | 0.47922 | 0.62498 | 0.79022 | 0.97454 | 1.1329 | 1.2684 | 1.3838 | 1.4817 | 1.5667 | 1.6437 | 1.713 | 1.7785 | 1.8425 | 1.907
F1_Commercial_WA - Health_Existing_Food Preparation_Natural Gas_Double Rack Oven_A_Achievable Economic UCT Potential | F1 | Commercial | WA - Health | Existing | Food Preparation | Natural Gas | Double Rack Oven | A | Integrated Unit Energy Savings (kWh or therms) | Achievable Economic UCT Potential | 0 | 1621.62 | 1621.62 | 1621.62 | 1621.62 | 1621.62 | 1621.62 | 1621.62 | 1621.62 | 1621.62 | 1621.62 | 1621.62 | 1621.62 | 1621.62 | 1621.62 | 1621.62 | 1621.62 | 1621.62 | 1621.62 | 1621.62 | 1621.62 | 1621.62 | 1621.62 | 1621.62 | 1621.62 | 1621.62 | 1621.62
F2_Commercial_WA - Health_Existing_Food Preparation_Natural Gas_Double Rack Oven_A_Achievable Economic UCT Potential | F2 | Commercial | WA - Health | Existing | Food Preparation | Natural Gas | Double Rack Oven | A | Integrated Unit Summer Peak Savings (kW) | Achievable Economic UCT Potential | 0 | 0 | 0 | 0 | 0 | 0 | 0 | 0 | 0 | 0 | 0 | 0 | 0 | 0 | 0 | 0 | 0 | 0 | 0 | 0 | 0 | 0 | 0 | 0 | 0 | 0 | 0
F3_Commercial_WA - Health_Existing_Food Preparation_Natural Gas_Double Rack Oven_A_Achievable Economic UCT Potential | F3 | Commercial | WA - Health | Existing | Food Preparation | Natural Gas | Double Rack Oven | A | Integrated Unit Winter Peak Savings (kW) | Achievable Economic UCT Potential | 0 | 0 | 0 | 0 | 0 | 0 | 0 | 0 | 0 | 0 | 0 | 0 | 0 | 0 | 0 | 0 | 0 | 0 | 0 | 0 | 0 | 0 | 0 | 0 | 0 | 0 | 0
F4_Commercial_WA - Health_Existing_Food Preparation_Natural Gas_Double Rack Oven_A_Achievable Economic UCT Potential | F4 | Commercial | WA - Health | Existing | Food Preparation | Natural Gas | Double Rack Oven | A | Incremental Energy Savings (MWh or mTherms) | Achievable Economic UCT Potential | 0 | 0 | 0 | 0.0058447 | 0.021002 | 0.039823 | 0.06169 | 0.086078 | 0.11254 | 0.1407 | 0.1501 | 0.1603 | 0.17193 | 0.18539 | 0.20094 | 0.21286 | 0.21772 | 0.22112 | 0.22359 | 0.25572 | 0.26089 | 0.26106 | 0.27737 | 0.26888 | 0.25757 | 0.24367 | 0.22741
F5_Commercial_WA - Health_Existing_Food Preparation_Natural Gas_Double Rack Oven_A_Achievable Economic UCT Potential | F5 | Commercial | WA - Health | Existing | Food Preparation | Natural Gas | Double Rack Oven | A | Incremental Summer Peak Savings (MW) | Achievable Economic UCT Potential | 0 | 0 | 0 | 0 | 0 | 0 | 0 | 0 | 0 | 0 | 0 | 0 | 0 | 0 | 0 | 0 | 0 | 0 | 0 | 0 | 0 | 0 | 0 | 0 | 0 | 0 | 0
F6_Commercial_WA - Health_Existing_Food Preparation_Natural Gas_Double Rack Oven_A_Achievable Economic UCT Potential | F6 | Commercial | WA - Health | Existing | Food Preparation | Natural Gas | Double Rack Oven | A | Incremental Winter Peak Savings (MW) | Achievable Economic UCT Potential | 0 | 0 | 0 | 0 | 0 | 0 | 0 | 0 | 0 | 0 | 0 | 0 | 0 | 0 | 0 | 0 | 0 | 0 | 0 | 0 | 0 | 0 | 0 | 0 | 0 | 0 | 0
F7_Commercial_WA - Health_Existing_Food Preparation_Natural Gas_Double Rack Oven_A_Achievable Economic UCT Potential | F7 | Commercial | WA - Health | Existing | Food Preparation | Natural Gas | Double Rack Oven | A | Cumulative Energy Savings (MWh or mTherms) | Achievable Economic UCT Potential | 0 | 0 | 0 | 0.0058447 | 0.026847 | 0.06667 | 0.12836 | 0.21444 | 0.32698 | 0.46768 | 0.61779 | 0.77809 | 0.95002 | 1.1354 | 1.3363 | 1.5492 | 1.7669 | 1.988 | 2.2116 | 2.4674 | 2.7283 | 2.9893 | 3.2667 | 3.5356 | 3.7931 | 4.0368 | 4.2642
F8_Commercial_WA - Health_Existing_Food Preparation_Natural Gas_Double Rack Oven_A_Achievable Economic UCT Potential | F8 | Commercial | WA - Health | Existing | Food Preparation | Natural Gas | Double Rack Oven | A | Cumulative Summer Peak Savings (MW) | Achievable Economic UCT Potential | 0 | 0 | 0 | 0 | 0 | 0 | 0 | 0 | 0 | 0 | 0 | 0 | 0 | 0 | 0 | 0 | 0 | 0 | 0 | 0 | 0 | 0 | 0 | 0 | 0 | 0 | 0
F9_Commercial_WA - Health_Existing_Food Preparation_Natural Gas_Double Rack Oven_A_Achievable Economic UCT Potential | F9 | Commercial | WA - Health | Existing | Food Preparation | Natural Gas | Double Rack Oven | A | Cumulative Winter Peak Savings (MW) | Achievable Economic UCT Potential | 0 | 0 | 0 | 0 | 0 | 0 | 0 | 0 | 0 | 0 | 0 | 0 | 0 | 0 | 0 | 0 | 0 | 0 | 0 | 0 | 0 | 0 | 0 | 0 | 0 | 0 | 0
F10_Commercial_WA - Health_Existing_Food Preparation_Natural Gas_Double Rack Oven_A_Achievable Economic UCT Potential | F10 | Commercial | WA - Health | Existing | Food Preparation | Natural Gas | Double Rack Oven | A | Purchases (Incremental) | Achievable Economic UCT Potential | 0 | 0 | 0 | 0.0036043 | 0.012951 | 0.024558 | 0.038042 | 0.053082 | 0.069401 | 0.086767 | 0.092563 | 0.098854 | 0.10602 | 0.11432 | 0.12391 | 0.13127 | 0.13426 | 0.13636 | 0.13788 | 0.1577 | 0.16088 | 0.16099 | 0.17104 | 0.16581 | 0.15883 | 0.15026 | 0.14023
F11_Commercial_WA - Health_Existing_Food Preparation_Natural Gas_Double Rack Oven_A_Achievable Economic UCT Potential | F11 | Commercial | WA - Health | Existing | Food Preparation | Natural Gas | Double Rack Oven | A | Purchases (Cumulative) | Achievable Economic UCT Potential | 0 | 0 | 0 | 0.0036043 | 0.016556 | 0.041113 | 0.079156 | 0.13224 | 0.20164 | 0.2884 | 0.38097 | 0.47982 | 0.58584 | 0.70017 | 0.82408 | 0.95534 | 1.0896 | 1.226 | 1.3638 | 1.5215 | 1.6824 | 1.8434 | 2.0145 | 2.1803 | 2.3391 | 2.4894 | 2.6296
F1_Commercial_WA - Health_Existing_Food Preparation_Natural Gas_Fryer_A_Achievable Economic UCT Potential | F1 | Commercial | WA - Health | Existing | Food Preparation | Natural Gas | Fryer | A | Integrated Unit Energy Savings (kWh or therms) | Achievable Economic UCT Potential | 0 | 395.2691 | 395.2691 | 395.2691 | 395.2691 | 395.2691 | 395.2691 | 395.2691 | 395.2691 | 395.2691 | 395.2691 | 395.2691 | 395.2691 | 395.2691 | 395.2691 | 395.2691 | 395.2691 | 395.2691 | 395.2691 | 395.2691 | 395.2691 | 395.2691 | 395.2691 | 395.2691 | 395.2691 | 395.2691 | 395.2691
F2_Commercial_WA - Health_Existing_Food Preparation_Natural Gas_Fryer_A_Achievable Economic UCT Potential | F2 | Commercial | WA - Health | Existing | Food Preparation | Natural Gas | Fryer | A | Integrated Unit Summer Peak Savings (kW) | Achievable Economic UCT Potential | 0 | 0 | 0 | 0 | 0 | 0 | 0 | 0 | 0 | 0 | 0 | 0 | 0 | 0 | 0 | 0 | 0 | 0 | 0 | 0 | 0 | 0 | 0 | 0 | 0 | 0 | 0
F3_Commercial_WA - Health_Existing_Food Preparation_Natural Gas_Fryer_A_Achievable Economic UCT Potential | F3 | Commercial | WA - Health | Existing | Food Preparation | Natural Gas | Fryer | A | Integrated Unit Winter Peak Savings (kW) | Achievable Economic UCT Potential | 0 | 0 | 0 | 0 | 0 | 0 | 0 | 0 | 0 | 0 | 0 | 0 | 0 | 0 | 0 | 0 | 0 | 0 | 0 | 0 | 0 | 0 | 0 | 0 | 0 | 0 | 0
F4_Commercial_WA - Health_Existing_Food Preparation_Natural Gas_Fryer_A_Achievable Economic UCT Potential | F4 | Commercial | WA - Health | Existing | Food Preparation | Natural Gas | Fryer | A | Incremental Energy Savings (MWh or mTherms) | Achievable Economic UCT Potential | 0 | 0 | 0 | 0.43168 | 0.90836 | 1.4495 | 2.0433 | 2.6943 | 3.4378 | 4.6989 | 5.9332 | 7.0292 | 7.4653 | 7.5818 | 10.2789 | 9.0533 | 7.755 | 6.5465 | 5.0178 | 3.6252 | 2.4248 | 1.4735 | 1.6359 | 0 | 0 | 0 | 0.2553
F5_Commercial_WA - Health_Existing_Food Preparation_Natural Gas_Fryer_A_Achievable Economic UCT Potential | F5 | Commercial | WA - Health | Existing | Food Preparation | Natural Gas | Fryer | A | Incremental Summer Peak Savings (MW) | Achievable Economic UCT Potential | 0 | 0 | 0 | 0 | 0 | 0 | 0 | 0 | 0 | 0 | 0 | 0 | 0 | 0 | 0 | 0 | 0 | 0 | 0 | 0 | 0 | 0 | 0 | 0 | 0 | 0 | 0
F6_Commercial_WA - Health_Existing_Food Preparation_Natural Gas_Fryer_A_Achievable Economic UCT Potential | F6 | Commercial | WA - Health | Existing | Food Preparation | Natural Gas | Fryer | A | Incremental Winter Peak Savings (MW) | Achievable Economic UCT Potential | 0 | 0 | 0 | 0 | 0 | 0 | 0 | 0 | 0 | 0 | 0 | 0 | 0 | 0 | 0 | 0 | 0 | 0 | 0 | 0 | 0 | 0 | 0 | 0 | 0 | 0 | 0
F7_Commercial_WA - Health_Existing_Food Preparation_Natural Gas_Fryer_A_Achievable Economic UCT Potential | F7 | Commercial | WA - Health | Existing | Food Preparation | Natural Gas | Fryer | A | Cumulative Energy Savings (MWh or mTherms) | Achievable Economic UCT Potential | 0 | 0 | 0 | 0.43168 | 1.34 | 2.7895 | 4.8328 | 7.5271 | 10.9649 | 15.6638 | 21.597 | 28.6261 | 36.0915 | 43.6733 | 53.9522 | 63.0055 | 70.7605 | 77.307 | 82.3249 | 85.9501 | 88.3749 | 89.8484 | 91.4843 | 91.4843 | 91.4843 | 91.4843 | 91.7396
F8_Commercial_WA - Health_Existing_Food Preparation_Natural Gas_Fryer_A_Achievable Economic UCT Potential | F8 | Commercial | WA - Health | Existing | Food Preparation | Natural Gas | Fryer | A | Cumulative Summer Peak Savings (MW) | Achievable Economic UCT Potential | 0 | 0 | 0 | 0 | 0 | 0 | 0 | 0 | 0 | 0 | 0 | 0 | 0 | 0 | 0 | 0 | 0 | 0 | 0 | 0 | 0 | 0 | 0 | 0 | 0 | 0 | 0
F9_Commercial_WA - Health_Existing_Food Preparation_Natural Gas_Fryer_A_Achievable Economic UCT Potential | F9 | Commercial | WA - Health | Existing | Food Preparation | Natural Gas | Fryer | A | Cumulative Winter Peak Savings (MW) | Achievable Economic UCT Potential | 0 | 0 | 0 | 0 | 0 | 0 | 0 | 0 | 0 | 0 | 0 | 0 | 0 | 0 | 0 | 0 | 0 | 0 | 0 | 0 | 0 | 0 | 0 | 0 | 0 | 0 | 0
F10_Commercial_WA - Health_Existing_Food Preparation_Natural Gas_Fryer_A_Achievable Economic UCT Potential | F10 | Commercial | WA - Health | Existing | Food Preparation | Natural Gas | Fryer | A | Purchases (Incremental) | Achievable Economic UCT Potential | 0 | 0 | 0 | 1.0921 | 2.2981 | 3.6671 | 5.1694 | 6.8163 | 8.6974 | 11.8878 | 15.0104 | 17.7833 | 18.8867 | 19.1814 | 26.0048 | 22.9042 | 19.6196 | 16.5621 | 12.6947 | 9.1715 | 6.1346 | 3.7278 | 4.1387 | 0 | 0 | 0 | 0.6459
F11_Commercial_WA - Health_Existing_Food Preparation_Natural Gas_Fryer_A_Achievable Economic UCT Potential | F11 | Commercial | WA - Health | Existing | Food Preparation | Natural Gas | Fryer | A | Purchases (Cumulative) | Achievable Economic UCT Potential | 0 | 0 | 0 | 1.0921 | 3.3902 | 7.0573 | 12.2267 | 19.043 | 27.7404 | 39.6282 | 54.6386 | 72.4219 | 91.3086 | 110.49 | 136.4948 | 159.3991 | 179.0187 | 195.5807 | 208.2755 | 217.447 | 223.5816 | 227.3094 | 231.4481 | 231.4481 | 231.4481 | 231.4481 | 232.094
F1_Commercial_WA - Health_Existing_Food Preparation_Natural Gas_Broiler_A_Achievable Economic UCT Potential | F1 | Commercial | WA - Health | Existing | Food Preparation | Natural Gas | Broiler | A | Integrated Unit Energy Savings (kWh or therms) | Achievable Economic UCT Potential | 0 | 240.24 | 240.24 | 240.24 | 240.24 | 240.24 | 240.24 | 240.24 | 240.24 | 240.24 | 240.24 | 240.24 | 240.24 | 240.24 | 240.24 | 240.24 | 240.24 | 240.24 | 240.24 | 240.24 | 240.24 | 240.24 | 240.24 | 240.24 | 240.24 | 240.24 | 240.24
F2_Commercial_WA - Health_Existing_Food Preparation_Natural Gas_Broiler_A_Achievable Economic UCT Potential | F2 | Commercial | WA - Health | Existing | Food Preparation | Natural Gas | Broiler | A | Integrated Unit Summer Peak Savings (kW) | Achievable Economic UCT Potential | 0 | 0 | 0 | 0 | 0 | 0 | 0 | 0 | 0 | 0 | 0 | 0 | 0 | 0 | 0 | 0 | 0 | 0 | 0 | 0 | 0 | 0 | 0 | 0 | 0 | 0 | 0
F3_Commercial_WA - Health_Existing_Food Preparation_Natural Gas_Broiler_A_Achievable Economic UCT Potential | F3 | Commercial | WA - Health | Existing | Food Preparation | Natural Gas | Broiler | A | Integrated Unit Winter Peak Savings (kW) | Achievable Economic UCT Potential | 0 | 0 | 0 | 0 | 0 | 0 | 0 | 0 | 0 | 0 | 0 | 0 | 0 | 0 | 0 | 0 | 0 | 0 | 0 | 0 | 0 | 0 | 0 | 0 | 0 | 0 | 0
F4_Commercial_WA - Health_Existing_Food Preparation_Natural Gas_Broiler_A_Achievable Economic UCT Potential | F4 | Commercial | WA - Health | Existing | Food Preparation | Natural Gas | Broiler | A | Incremental Energy Savings (MWh or mTherms) | Achievable Economic UCT Potential | 0 | 0 | 0 | 0.034508 | 0.1145 | 0.2051 | 0.30453 | 0.41127 | 0.52402 | 0.64168 | 0.70499 | 0.77062 | 0.84037 | 0.91545 | 0.99658 | 1.0496 | 1.0637 | 1.0736 | 1.0807 | 1.357 | 1.3615 | 1.3515 | 1.3886 | 1.311 | 1.2271 | 1.1374 | 1.0424
F5_Commercial_WA - Health_Existing_Food Preparation_Natural Gas_Broiler_A_Achievable Economic UCT Potential | F5 | Commercial | WA - Health | Existing | Food Preparation | Natural Gas | Broiler | A | Incremental Summer Peak Savings (MW) | Achievable Economic UCT Potential | 0 | 0 | 0 | 0 | 0 | 0 | 0 | 0 | 0 | 0 | 0 | 0 | 0 | 0 | 0 | 0 | 0 | 0 | 0 | 0 | 0 | 0 | 0 | 0 | 0 | 0 | 0
F6_Commercial_WA - Health_Existing_Food Preparation_Natural Gas_Broiler_A_Achievable Economic UCT Potential | F6 | Commercial | WA - Health | Existing | Food Preparation | Natural Gas | Broiler | A | Incremental Winter Peak Savings (MW) | Achievable Economic UCT Potential | 0 | 0 | 0 | 0 | 0 | 0 | 0 | 0 | 0 | 0 | 0 | 0 | 0 | 0 | 0 | 0 | 0 | 0 | 0 | 0 | 0 | 0 | 0 | 0 | 0 | 0 | 0
F7_Commercial_WA - Health_Existing_Food Preparation_Natural Gas_Broiler_A_Achievable Economic UCT Potential | F7 | Commercial | WA - Health | Existing | Food Preparation | Natural Gas | Broiler | A | Cumulative Energy Savings (MWh or mTherms) | Achievable Economic UCT Potential | 0 | 0 | 0 | 0.034508 | 0.14901 | 0.35411 | 0.65864 | 1.0699 | 1.5939 | 2.2356 | 2.9406 | 3.7112 | 4.5516 | 5.467 | 6.4636 | 7.5132 | 8.5769 | 9.6505 | 10.7312 | 12.0882 | 13.4496 | 14.8011 | 16.1897 | 17.5007 | 18.7278 | 19.8653 | 20.9077
F8_Commercial_WA - Health_Existing_Food Preparation_Natural Gas_Broiler_A_Achievable Economic UCT Potential | F8 | Commercial | WA - Health | Existing | Food Preparation | Natural Gas | Broiler | A | Cumulative Summer Peak Savings (MW) | Achievable Economic UCT Potential | 0 | 0 | 0 | 0 | 0 | 0 | 0 | 0 | 0 | 0 | 0 | 0 | 0 | 0 | 0 | 0 | 0 | 0 | 0 | 0 | 0 | 0 | 0 | 0 | 0 | 0 | 0
F9_Commercial_WA - Health_Existing_Food Preparation_Natural Gas_Broiler_A_Achievable Economic UCT Potential | F9 | Commercial | WA - Health | Existing | Food Preparation | Natural Gas | Broiler | A | Cumulative Winter Peak Savings (MW) | Achievable Economic UCT Potential | 0 | 0 | 0 | 0 | 0 | 0 | 0 | 0 | 0 | 0 | 0 | 0 | 0 | 0 | 0 | 0 | 0 | 0 | 0 | 0 | 0 | 0 | 0 | 0 | 0 | 0 | 0
F10_Commercial_WA - Health_Existing_Food Preparation_Natural Gas_Broiler_A_Achievable Economic UCT Potential | F10 | Commercial | WA - Health | Existing | Food Preparation | Natural Gas | Broiler | A | Purchases (Incremental) | Achievable Economic UCT Potential | 0 | 0 | 0 | 0.14364 | 0.4766 | 0.85374 | 1.2676 | 1.7119 | 2.1812 | 2.671 | 2.9345 | 3.2077 | 3.498 | 3.8106 | 4.1483 | 4.369 | 4.4276 | 4.4687 | 4.4985 | 5.6483 | 5.6671 | 5.6257 | 5.7798 | 5.457 | 5.108 | 4.7346 | 4.3389
F11_Commercial_WA - Health_Existing_Food Preparation_Natural Gas_Broiler_A_Achievable Economic UCT Potential | F11 | Commercial | WA - Health | Existing | Food Preparation | Natural Gas | Broiler | A | Purchases (Cumulative) | Achievable Economic UCT Potential | 0 | 0 | 0 | 0.14364 | 0.62024 | 1.474 | 2.7416 | 4.4535 | 6.6347 | 9.3057 | 12.2403 | 15.448 | 18.946 | 22.7566 | 26.9048 | 31.2739 | 35.7015 | 40.1702 | 44.6687 | 50.317 | 55.9841 | 61.6098 | 67.3897 | 72.8467 | 77.9547 | 82.6893 | 87.0282
F1_Commercial_WA - Health_Existing_Food Preparation_Natural Gas_Griddle_A_Achievable Economic UCT Potential | F1 | Commercial | WA - Health | Existing | Food Preparation | Natural Gas | Griddle | A | Integrated Unit Energy Savings (kWh or therms) | Achievable Economic UCT Potential | 0 | 167.9465 | 167.9465 | 167.9465 | 167.9465 | 167.9465 | 167.9465 | 167.9465 | 167.9465 | 167.9465 | 167.9465 | 167.9465 | 167.9465 | 167.9465 | 167.9465 | 167.9465 | 167.9465 | 167.9465 | 167.9465 | 167.9465 | 167.9465 | 167.9465 | 167.9465 | 167.9465 | 167.9465 | 167.9465 | 167.9465
F2_Commercial_WA - Health_Existing_Food Preparation_Natural Gas_Griddle_A_Achievable Economic UCT Potential | F2 | Commercial | WA - Health | Existing | Food Preparation | Natural Gas | Griddle | A | Integrated Unit Summer Peak Savings (kW) | Achievable Economic UCT Potential | 0 | 0 | 0 | 0 | 0 | 0 | 0 | 0 | 0 | 0 | 0 | 0 | 0 | 0 | 0 | 0 | 0 | 0 | 0 | 0 | 0 | 0 | 0 | 0 | 0 | 0 | 0
F3_Commercial_WA - Health_Existing_Food Preparation_Natural Gas_Griddle_A_Achievable Economic UCT Potential | F3 | Commercial | WA - Health | Existing | Food Preparation | Natural Gas | Griddle | A | Integrated Unit Winter Peak Savings (kW) | Achievable Economic UCT Potential | 0 | 0 | 0 | 0 | 0 | 0 | 0 | 0 | 0 | 0 | 0 | 0 | 0 | 0 | 0 | 0 | 0 | 0 | 0 | 0 | 0 | 0 | 0 | 0 | 0 | 0 | 0
F4_Commercial_WA - Health_Existing_Food Preparation_Natural Gas_Griddle_A_Achievable Economic UCT Potential | F4 | Commercial | WA - Health | Existing | Food Preparation | Natural Gas | Griddle | A | Incremental Energy Savings (MWh or mTherms) | Achievable Economic UCT Potential | 0 | 0 | 0 | 0.0077179 | 0.025608 | 0.045872 | 0.06811 | 0.091982 | 0.1172 | 0.14351 | 0.15767 | 0.17235 | 0.18795 | 0.20474 | 0.22289 | 0.23475 | 0.2379 | 0.2401 | 0.24171 | 0.30349 | 0.30449 | 0.30227 | 0.31055 | 0.29321 | 0.27445 | 0.25439 | 0.23313
F5_Commercial_WA - Health_Existing_Food Preparation_Natural Gas_Griddle_A_Achievable Economic UCT Potential | F5 | Commercial | WA - Health | Existing | Food Preparation | Natural Gas | Griddle | A | Incremental Summer Peak Savings (MW) | Achievable Economic UCT Potential | 0 | 0 | 0 | 0 | 0 | 0 | 0 | 0 | 0 | 0 | 0 | 0 | 0 | 0 | 0 | 0 | 0 | 0 | 0 | 0 | 0 | 0 | 0 | 0 | 0 | 0 | 0
F6_Commercial_WA - Health_Existing_Food Preparation_Natural Gas_Griddle_A_Achievable Economic UCT Potential | F6 | Commercial | WA - Health | Existing | Food Preparation | Natural Gas | Griddle | A | Incremental Winter Peak Savings (MW) | Achievable Economic UCT Potential | 0 | 0 | 0 | 0 | 0 | 0 | 0 | 0 | 0 | 0 | 0 | 0 | 0 | 0 | 0 | 0 | 0 | 0 | 0 | 0 | 0 | 0 | 0 | 0 | 0 | 0 | 0
F7_Commercial_WA - Health_Existing_Food Preparation_Natural Gas_Griddle_A_Achievable Economic UCT Potential | F7 | Commercial | WA - Health | Existing | Food Preparation | Natural Gas | Griddle | A | Cumulative Energy Savings (MWh or mTherms) | Achievable Economic UCT Potential | 0 | 0 | 0 | 0.0077179 | 0.033326 | 0.079198 | 0.14731 | 0.23929 | 0.35649 | 0.5 | 0.65768 | 0.83003 | 1.018 | 1.2227 | 1.4456 | 1.6804 | 1.9183 | 2.1584 | 2.4001 | 2.7036 | 3.0081 | 3.3103 | 3.6209 | 3.9141 | 4.1885 | 4.4429 | 4.6761
F8_Commercial_WA - Health_Existing_Food Preparation_Natural Gas_Griddle_A_Achievable Economic UCT Potential | F8 | Commercial | WA - Health | Existing | Food Preparation | Natural Gas | Griddle | A | Cumulative Summer Peak Savings (MW) | Achievable Economic UCT Potential | 0 | 0 | 0 | 0 | 0 | 0 | 0 | 0 | 0 | 0 | 0 | 0 | 0 | 0 | 0 | 0 | 0 | 0 | 0 | 0 | 0 | 0 | 0 | 0 | 0 | 0 | 0
F9_Commercial_WA - Health_Existing_Food Preparation_Natural Gas_Griddle_A_Achievable Economic UCT Potential | F9 | Commercial | WA - Health | Existing | Food Preparation | Natural Gas | Griddle | A | Cumulative Winter Peak Savings (MW) | Achievable Economic UCT Potential | 0 | 0 | 0 | 0 | 0 | 0 | 0 | 0 | 0 | 0 | 0 | 0 | 0 | 0 | 0 | 0 | 0 | 0 | 0 | 0 | 0 | 0 | 0 | 0 | 0 | 0 | 0
F10_Commercial_WA - Health_Existing_Food Preparation_Natural Gas_Griddle_A_Achievable Economic UCT Potential | F10 | Commercial | WA - Health | Existing | Food Preparation | Natural Gas | Griddle | A | Purchases (Incremental) | Achievable Economic UCT Potential | 0 | 0 | 0 | 0.045955 | 0.15248 | 0.27313 | 0.40555 | 0.54768 | 0.69783 | 0.85453 | 0.93883 | 1.0262 | 1.1191 | 1.2191 | 1.3271 | 1.3978 | 1.4165 | 1.4296 | 1.4392 | 1.807 | 1.813 | 1.7998 | 1.8491 | 1.7459 | 1.6342 | 1.5147 | 1.3881
F11_Commercial_WA - Health_Existing_Food Preparation_Natural Gas_Griddle_A_Achievable Economic UCT Potential | F11 | Commercial | WA - Health | Existing | Food Preparation | Natural Gas | Griddle | A | Purchases (Cumulative) | Achievable Economic UCT Potential | 0 | 0 | 0 | 0.045955 | 0.19843 | 0.47157 | 0.87711 | 1.4248 | 2.1226 | 2.9772 | 3.916 | 4.9422 | 6.0613 | 7.2804 | 8.6076 | 10.0053 | 11.4219 | 12.8515 | 14.2907 | 16.0977 | 17.9108 | 19.7106 | 21.5597 | 23.3056 | 24.9398 | 26.4545 | 27.8426
F1_Commercial_WA - Health_Existing_Food Preparation_Natural Gas_Range_A_Achievable Economic UCT Potential | F1 | Commercial | WA - Health | Existing | Food Preparation | Natural Gas | Range | A | Integrated Unit Energy Savings (kWh or therms) | Achievable Economic UCT Potential | 0 | 171.4286 | 171.4286 | 171.4286 | 171.4286 | 171.4286 | 171.4286 | 171.4286 | 171.4286 | 171.4286 | 171.4286 | 171.4286 | 171.4286 | 171.4286 | 171.4286 | 171.4286 | 171.4286 | 171.4286 | 171.4286 | 171.4286 | 171.4286 | 171.4286 | 171.4286 | 171.4286 | 171.4286 | 171.4286 | 171.4286
F2_Commercial_WA - Health_Existing_Food Preparation_Natural Gas_Range_A_Achievable Economic UCT Potential | F2 | Commercial | WA - Health | Existing | Food Preparation | Natural Gas | Range | A | Integrated Unit Summer Peak Savings (kW) | Achievable Economic UCT Potential | 0 | 0 | 0 | 0 | 0 | 0 | 0 | 0 | 0 | 0 | 0 | 0 | 0 | 0 | 0 | 0 | 0 | 0 | 0 | 0 | 0 | 0 | 0 | 0 | 0 | 0 | 0
F3_Commercial_WA - Health_Existing_Food Preparation_Natural Gas_Range_A_Achievable Economic UCT Potential | F3 | Commercial | WA - Health | Existing | Food Preparation | Natural Gas | Range | A | Integrated Unit Winter Peak Savings (kW) | Achievable Economic UCT Potential | 0 | 0 | 0 | 0 | 0 | 0 | 0 | 0 | 0 | 0 | 0 | 0 | 0 | 0 | 0 | 0 | 0 | 0 | 0 | 0 | 0 | 0 | 0 | 0 | 0 | 0 | 0
F4_Commercial_WA - Health_Existing_Food Preparation_Natural Gas_Range_A_Achievable Economic UCT Potential | F4 | Commercial | WA - Health | Existing | Food Preparation | Natural Gas | Range | A | Incremental Energy Savings (MWh or mTherms) | Achievable Economic UCT Potential | 0 | 0 | 0 | 0.052938 | 0.18175 | 0.33092 | 0.4942 | 0.66704 | 0.84615 | 1.0291 | 1.0559 | 1.1132 | 1.2017 | 1.2661 | 1.2798 | 1.525 | 1.5853 | 1.631 | 1.6656 | 1.6218 | 1.692 | 1.7128 | 1.6999 | 1.5208 | 1.2996 | 0.90355 | 0.72335
F5_Commercial_WA - Health_Existing_Food Preparation_Natural Gas_Range_A_Achievable Economic UCT Potential | F5 | Commercial | WA - Health | Existing | Food Preparation | Natural Gas | Range | A | Incremental Summer Peak Savings (MW) | Achievable Economic UCT Potential | 0 | 0 | 0 | 0 | 0 | 0 | 0 | 0 | 0 | 0 | 0 | 0 | 0 | 0 | 0 | 0 | 0 | 0 | 0 | 0 | 0 | 0 | 0 | 0 | 0 | 0 | 0
F6_Commercial_WA - Health_Existing_Food Preparation_Natural Gas_Range_A_Achievable Economic UCT Potential | F6 | Commercial | WA - Health | Existing | Food Preparation | Natural Gas | Range | A | Incremental Winter Peak Savings (MW) | Achievable Economic UCT Potential | 0 | 0 | 0 | 0 | 0 | 0 | 0 | 0 | 0 | 0 | 0 | 0 | 0 | 0 | 0 | 0 | 0 | 0 | 0 | 0 | 0 | 0 | 0 | 0 | 0 | 0 | 0
F7_Commercial_WA - Health_Existing_Food Preparation_Natural Gas_Range_A_Achievable Economic UCT Potential | F7 | Commercial | WA - Health | Existing | Food Preparation | Natural Gas | Range | A | Cumulative Energy Savings (MWh or mTherms) | Achievable Economic UCT Potential | 0 | 0 | 0 | 0.052938 | 0.23469 | 0.5656 | 1.0598 | 1.7268 | 2.573 | 3.6021 | 4.658 | 5.7713 | 6.973 | 8.2391 | 9.5188 | 11.0438 | 12.6291 | 14.26 | 15.9256 | 17.5474 | 19.2394 | 20.9522 | 22.6521 | 24.1729 | 25.4725 | 26.3761 | 27.0994
F8_Commercial_WA - Health_Existing_Food Preparation_Natural Gas_Range_A_Achievable Economic UCT Potential | F8 | Commercial | WA - Health | Existing | Food Preparation | Natural Gas | Range | A | Cumulative Summer Peak Savings (MW) | Achievable Economic UCT Potential | 0 | 0 | 0 | 0 | 0 | 0 | 0 | 0 | 0 | 0 | 0 | 0 | 0 | 0 | 0 | 0 | 0 | 0 | 0 | 0 | 0 | 0 | 0 | 0 | 0 | 0 | 0
F9_Commercial_WA - Health_Existing_Food Preparation_Natural Gas_Range_A_Achievable Economic UCT Potential | F9 | Commercial | WA - Health | Existing | Food Preparation | Natural Gas | Range | A | Cumulative Winter Peak Savings (MW) | Achievable Economic UCT Potential | 0 | 0 | 0 | 0 | 0 | 0 | 0 | 0 | 0 | 0 | 0 | 0 | 0 | 0 | 0 | 0 | 0 | 0 | 0 | 0 | 0 | 0 | 0 | 0 | 0 | 0 | 0
F10_Commercial_WA - Health_Existing_Food Preparation_Natural Gas_Range_A_Achievable Economic UCT Potential | F10 | Commercial | WA - Health | Existing | Food Preparation | Natural Gas | Range | A | Purchases (Incremental) | Achievable Economic UCT Potential | 0 | 0 | 0 | 0.30881 | 1.0602 | 1.9303 | 2.8828 | 3.8911 | 4.9359 | 6.0034 | 6.1594 | 6.4939 | 7.0099 | 7.3855 | 7.4653 | 8.8957 | 9.2473 | 9.514 | 9.7157 | 9.4606 | 9.8701 | 9.991 | 9.9162 | 8.8715 | 7.5812 | 5.2707 | 4.2195
F11_Commercial_WA - Health_Existing_Food Preparation_Natural Gas_Range_A_Achievable Economic UCT Potential | F11 | Commercial | WA - Health | Existing | Food Preparation | Natural Gas | Range | A | Purchases (Cumulative) | Achievable Economic UCT Potential | 0 | 0 | 0 | 0.30881 | 1.369 | 3.2993 | 6.1822 | 10.0733 | 15.0091 | 21.0125 | 27.1719 | 33.6657 | 40.6757 | 48.0612 | 55.5265 | 64.4222 | 73.6695 | 83.1835 | 92.8992 | 102.3599 | 112.2299 | 122.221 | 132.1372 | 141.0087 | 148.5899 | 153.8606 | 158.0801
F1_Commercial_WA - Health_Existing_Food Preparation_Natural Gas_Steamer_A_Achievable Economic UCT Potential | F1 | Commercial | WA - Health | Existing | Food Preparation | Natural Gas | Steamer | A | Integrated Unit Energy Savings (kWh or therms) | Achievable Economic UCT Potential | 0 | 1215.1419 | 1215.1419 | 1215.1419 | 1215.1419 | 1215.1419 | 1215.1419 | 1215.1419 | 1215.1419 | 1215.1419 | 1215.1419 | 1215.1419 | 1215.1419 | 1215.1419 | 1215.1419 | 1215.1419 | 1215.1419 | 1215.1419 | 1215.1419 | 1215.1419 | 1215.1419 | 1215.1419 | 1215.1419 | 1215.1419 | 1215.1419 | 1215.1419 | 1215.1419
F2_Commercial_WA - Health_Existing_Food Preparation_Natural Gas_Steamer_A_Achievable Economic UCT Potential | F2 | Commercial | WA - Health | Existing | Food Preparation | Natural Gas | Steamer | A | Integrated Unit Summer Peak Savings (kW) | Achievable Economic UCT Potential | 0 | 0 | 0 | 0 | 0 | 0 | 0 | 0 | 0 | 0 | 0 | 0 | 0 | 0 | 0 | 0 | 0 | 0 | 0 | 0 | 0 | 0 | 0 | 0 | 0 | 0 | 0
F3_Commercial_WA - Health_Existing_Food Preparation_Natural Gas_Steamer_A_Achievable Economic UCT Potential | F3 | Commercial | WA - Health | Existing | Food Preparation | Natural Gas | Steamer | A | Integrated Unit Winter Peak Savings (kW) | Achievable Economic UCT Potential | 0 | 0 | 0 | 0 | 0 | 0 | 0 | 0 | 0 | 0 | 0 | 0 | 0 | 0 | 0 | 0 | 0 | 0 | 0 | 0 | 0 | 0 | 0 | 0 | 0 | 0 | 0
F4_Commercial_WA - Health_Existing_Food Preparation_Natural Gas_Steamer_A_Achievable Economic UCT Potential | F4 | Commercial | WA - Health | Existing | Food Preparation | Natural Gas | Steamer | A | Incremental Energy Savings (MWh or mTherms) | Achievable Economic UCT Potential | 0 | 0 | 0 | 0.051521 | 0.1537 | 0.25228 | 0.34836 | 0.44274 | 0.55659 | 0.66752 | 0.77469 | 0.82645 | 0.82389 | 1.131 | 1.0792 | 1.0422 | 0.99561 | 0.95881 | 0.93036 | 0.90863 | 1.0124 | 0.76629 | 0.85154 | 0.78673 | 0.70064 | 0.75247 | 0.58134
F5_Commercial_WA - Health_Existing_Food Preparation_Natural Gas_Steamer_A_Achievable Economic UCT Potential | F5 | Commercial | WA - Health | Existing | Food Preparation | Natural Gas | Steamer | A | Incremental Summer Peak Savings (MW) | Achievable Economic UCT Potential | 0 | 0 | 0 | 0 | 0 | 0 | 0 | 0 | 0 | 0 | 0 | 0 | 0 | 0 | 0 | 0 | 0 | 0 | 0 | 0 | 0 | 0 | 0 | 0 | 0 | 0 | 0
F6_Commercial_WA - Health_Existing_Food Preparation_Natural Gas_Steamer_A_Achievable Economic UCT Potential | F6 | Commercial | WA - Health | Existing | Food Preparation | Natural Gas | Steamer | A | Incremental Winter Peak Savings (MW) | Achievable Economic UCT Potential | 0 | 0 | 0 | 0 | 0 | 0 | 0 | 0 | 0 | 0 | 0 | 0 | 0 | 0 | 0 | 0 | 0 | 0 | 0 | 0 | 0 | 0 | 0 | 0 | 0 | 0 | 0
F7_Commercial_WA - Health_Existing_Food Preparation_Natural Gas_Steamer_A_Achievable Economic UCT Potential | F7 | Commercial | WA - Health | Existing | Food Preparation | Natural Gas | Steamer | A | Cumulative Energy Savings (MWh or mTherms) | Achievable Economic UCT Potential | 0 | 0 | 0 | 0.051521 | 0.20522 | 0.45751 | 0.80586 | 1.2486 | 1.8052 | 2.4727 | 3.2474 | 4.0739 | 4.8977 | 6.0288 | 7.108 | 8.1502 | 9.1459 | 10.1047 | 11.035 | 11.9437 | 12.9561 | 13.7223 | 14.5739 | 15.3606 | 16.0613 | 16.8137 | 17.3951
F8_Commercial_WA - Health_Existing_Food Preparation_Natural Gas_Steamer_A_Achievable Economic UCT Potential | F8 | Commercial | WA - Health | Existing | Food Preparation | Natural Gas | Steamer | A | Cumulative Summer Peak Savings (MW) | Achievable Economic UCT Potential | 0 | 0 | 0 | 0 | 0 | 0 | 0 | 0 | 0 | 0 | 0 | 0 | 0 | 0 | 0 | 0 | 0 | 0 | 0 | 0 | 0 | 0 | 0 | 0 | 0 | 0 | 0
F9_Commercial_WA - Health_Existing_Food Preparation_Natural Gas_Steamer_A_Achievable Economic UCT Potential | F9 | Commercial | WA - Health | Existing | Food Preparation | Natural Gas | Steamer | A | Cumulative Winter Peak Savings (MW) | Achievable Economic UCT Potential | 0 | 0 | 0 | 0 | 0 | 0 | 0 | 0 | 0 | 0 | 0 | 0 | 0 | 0 | 0 | 0 | 0 | 0 | 0 | 0 | 0 | 0 | 0 | 0 | 0 | 0 | 0
F10_Commercial_WA - Health_Existing_Food Preparation_Natural Gas_Steamer_A_Achievable Economic UCT Potential | F10 | Commercial | WA - Health | Existing | Food Preparation | Natural Gas | Steamer | A | Purchases (Incremental) | Achievable Economic UCT Potential | 0 | 0 | 0 | 0.042399 | 0.12649 | 0.20761 | 0.28668 | 0.36435 | 0.45805 | 0.54934 | 0.63753 | 0.68012 | 0.67802 | 0.93079 | 0.88814 | 0.85772 | 0.81934 | 0.78906 | 0.76564 | 0.74775 | 0.83314 | 0.63062 | 0.70078 | 0.64744 | 0.57659 | 0.61925 | 0.47841
F11_Commercial_WA - Health_Existing_Food Preparation_Natural Gas_Steamer_A_Achievable Economic UCT Potential | F11 | Commercial | WA - Health | Existing | Food Preparation | Natural Gas | Steamer | A | Purchases (Cumulative) | Achievable Economic UCT Potential | 0 | 0 | 0 | 0.042399 | 0.16889 | 0.3765 | 0.66319 | 1.0275 | 1.4856 | 2.0349 | 2.6725 | 3.3526 | 4.0306 | 4.9614 | 5.8495 | 6.7072 | 7.5266 | 8.3156 | 9.0813 | 9.829 | 10.6622 | 11.2928 | 11.9936 | 12.641 | 13.2176 | 13.8368 | 14.3153
F1_Commercial_WA - Health_Existing_Food Preparation_Natural Gas_Commercial Food Prep Other_A_Achievable Economic UCT Potential | F1 | Commercial | WA - Health | Existing | Food Preparation | Natural Gas | Commercial Food Prep Other | A | Integrated Unit Energy Savings (kWh or therms) | Achievable Economic UCT Potential | 0 | 0 | 0 | 0 | 0 | 0 | 0 | 0 | 0 | 0 | 0 | 0 | 0 | 0 | 0 | 0 | 0 | 0 | 0 | 0 | 0 | 0 | 0 | 0 | 0 | 0 | 0
F2_Commercial_WA - Health_Existing_Food Preparation_Natural Gas_Commercial Food Prep Other_A_Achievable Economic UCT Potential | F2 | Commercial | WA - Health | Existing | Food Preparation | Natural Gas | Commercial Food Prep Other | A | Integrated Unit Summer Peak Savings (kW) | Achievable Economic UCT Potential | 0 | 0 | 0 | 0 | 0 | 0 | 0 | 0 | 0 | 0 | 0 | 0 | 0 | 0 | 0 | 0 | 0 | 0 | 0 | 0 | 0 | 0 | 0 | 0 | 0 | 0 | 0
F3_Commercial_WA - Health_Existing_Food Preparation_Natural Gas_Commercial Food Prep Other_A_Achievable Economic UCT Potential | F3 | Commercial | WA - Health | Existing | Food Preparation | Natural Gas | Commercial Food Prep Other | A | Integrated Unit Winter Peak Savings (kW) | Achievable Economic UCT Potential | 0 | 0 | 0 | 0 | 0 | 0 | 0 | 0 | 0 | 0 | 0 | 0 | 0 | 0 | 0 | 0 | 0 | 0 | 0 | 0 | 0 | 0 | 0 | 0 | 0 | 0 | 0
F4_Commercial_WA - Health_Existing_Food Preparation_Natural Gas_Commercial Food Prep Other_A_Achievable Economic UCT Potential | F4 | Commercial | WA - Health | Existing | Food Preparation | Natural Gas | Commercial Food Prep Other | A | Incremental Energy Savings (MWh or mTherms) | Achievable Economic UCT Potential | 0 | 0 | 0 | 0 | 0 | 0 | 0 | 0 | 0 | 0 | 0 | 0 | 0 | 0 | 0 | 0 | 0 | 0 | 0 | 0 | 0 | 0 | 0 | 0 | 0 | 0 | 0
F5_Commercial_WA - Health_Existing_Food Preparation_Natural Gas_Commercial Food Prep Other_A_Achievable Economic UCT Potential | F5 | Commercial | WA - Health | Existing | Food Preparation | Natural Gas | Commercial Food Prep Other | A | Incremental Summer Peak Savings (MW) | Achievable Economic UCT Potential | 0 | 0 | 0 | 0 | 0 | 0 | 0 | 0 | 0 | 0 | 0 | 0 | 0 | 0 | 0 | 0 | 0 | 0 | 0 | 0 | 0 | 0 | 0 | 0 | 0 | 0 | 0
F6_Commercial_WA - Health_Existing_Food Preparation_Natural Gas_Commercial Food Prep Other_A_Achievable Economic UCT Potential | F6 | Commercial | WA - Health | Existing | Food Preparation | Natural Gas | Commercial Food Prep Other | A | Incremental Winter Peak Savings (MW) | Achievable Economic UCT Potential | 0 | 0 | 0 | 0 | 0 | 0 | 0 | 0 | 0 | 0 | 0 | 0 | 0 | 0 | 0 | 0 | 0 | 0 | 0 | 0 | 0 | 0 | 0 | 0 | 0 | 0 | 0
F7_Commercial_WA - Health_Existing_Food Preparation_Natural Gas_Commercial Food Prep Other_A_Achievable Economic UCT Potential | F7 | Commercial | WA - Health | Existing | Food Preparation | Natural Gas | Commercial Food Prep Other | A | Cumulative Energy Savings (MWh or mTherms) | Achievable Economic UCT Potential | 0 | 0 | 0 | 0 | 0 | 0 | 0 | 0 | 0 | 0 | 0 | 0 | 0 | 0 | 0 | 0 | 0 | 0 | 0 | 0 | 0 | 0 | 0 | 0 | 0 | 0 | 0
F8_Commercial_WA - Health_Existing_Food Preparation_Natural Gas_Commercial Food Prep Other_A_Achievable Economic UCT Potential | F8 | Commercial | WA - Health | Existing | Food Preparation | Natural Gas | Commercial Food Prep Other | A | Cumulative Summer Peak Savings (MW) | Achievable Economic UCT Potential | 0 | 0 | 0 | 0 | 0 | 0 | 0 | 0 | 0 | 0 | 0 | 0 | 0 | 0 | 0 | 0 | 0 | 0 | 0 | 0 | 0 | 0 | 0 | 0 | 0 | 0 | 0
F9_Commercial_WA - Health_Existing_Food Preparation_Natural Gas_Commercial Food Prep Other_A_Achievable Economic UCT Potential | F9 | Commercial | WA - Health | Existing | Food Preparation | Natural Gas | Commercial Food Prep Other | A | Cumulative Winter Peak Savings (MW) | Achievable Economic UCT Potential | 0 | 0 | 0 | 0 | 0 | 0 | 0 | 0 | 0 | 0 | 0 | 0 | 0 | 0 | 0 | 0 | 0 | 0 | 0 | 0 | 0 | 0 | 0 | 0 | 0 | 0 | 0
F10_Commercial_WA - Health_Existing_Food Preparation_Natural Gas_Commercial Food Prep Other_A_Achievable Economic UCT Potential | F10 | Commercial | WA - Health | Existing | Food Preparation | Natural Gas | Commercial Food Prep Other | A | Purchases (Incremental) | Achievable Economic UCT Potential | 0 | 0 | 0 | 0 | 0 | 0 | 0 | 0 | 0 | 0 | 0 | 0 | 0 | 0 | 0 | 0 | 0 | 0 | 0 | 0 | 0 | 0 | 0 | 0 | 0 | 0 | 0
F11_Commercial_WA - Health_Existing_Food Preparation_Natural Gas_Commercial Food Prep Other_A_Achievable Economic UCT Potential | F11 | Commercial | WA - Health | Existing | Food Preparation | Natural Gas | Commercial Food Prep Other | A | Purchases (Cumulative) | Achievable Economic UCT Potential | 0 | 0 | 0 | 0 | 0 | 0 | 0 | 0 | 0 | 0 | 0 | 0 | 0 | 0 | 0 | 0 | 0 | 0 | 0 | 0 | 0 | 0 | 0 | 0 | 0 | 0 | 0
F1_Commercial_WA - Health_Existing_Miscellaneous_Natural Gas_Pool Heater_A_Achievable Economic UCT Potential | F1 | Commercial | WA - Health | Existing | Miscellaneous | Natural Gas | Pool Heater | A | Integrated Unit Energy Savings (kWh or therms) | Achievable Economic UCT Potential | 0 | 0 | 0 | 0 | 0 | 0 | 0 | 0 | 0 | 0 | 0 | 0 | 0 | 0 | 0 | 0 | 0 | 0 | 0 | 0 | 0 | 0 | 0 | 0 | 0 | 0 | 0
F2_Commercial_WA - Health_Existing_Miscellaneous_Natural Gas_Pool Heater_A_Achievable Economic UCT Potential | F2 | Commercial | WA - Health | Existing | Miscellaneous | Natural Gas | Pool Heater | A | Integrated Unit Summer Peak Savings (kW) | Achievable Economic UCT Potential | 0 | 0 | 0 | 0 | 0 | 0 | 0 | 0 | 0 | 0 | 0 | 0 | 0 | 0 | 0 | 0 | 0 | 0 | 0 | 0 | 0 | 0 | 0 | 0 | 0 | 0 | 0
F3_Commercial_WA - Health_Existing_Miscellaneous_Natural Gas_Pool Heater_A_Achievable Economic UCT Potential | F3 | Commercial | WA - Health | Existing | Miscellaneous | Natural Gas | Pool Heater | A | Integrated Unit Winter Peak Savings (kW) | Achievable Economic UCT Potential | 0 | 0 | 0 | 0 | 0 | 0 | 0 | 0 | 0 | 0 | 0 | 0 | 0 | 0 | 0 | 0 | 0 | 0 | 0 | 0 | 0 | 0 | 0 | 0 | 0 | 0 | 0
F4_Commercial_WA - Health_Existing_Miscellaneous_Natural Gas_Pool Heater_A_Achievable Economic UCT Potential | F4 | Commercial | WA - Health | Existing | Miscellaneous | Natural Gas | Pool Heater | A | Incremental Energy Savings (MWh or mTherms) | Achievable Economic UCT Potential | 0 | 0 | 0 | 0 | 0 | 0 | 0 | 0 | 0 | 0 | 0 | 0 | 0 | 0 | 0 | 0 | 0 | 0 | 0 | 0 | 0 | 0 | 0 | 0 | 0 | 0 | 0
F5_Commercial_WA - Health_Existing_Miscellaneous_Natural Gas_Pool Heater_A_Achievable Economic UCT Potential | F5 | Commercial | WA - Health | Existing | Miscellaneous | Natural Gas | Pool Heater | A | Incremental Summer Peak Savings (MW) | Achievable Economic UCT Potential | 0 | 0 | 0 | 0 | 0 | 0 | 0 | 0 | 0 | 0 | 0 | 0 | 0 | 0 | 0 | 0 | 0 | 0 | 0 | 0 | 0 | 0 | 0 | 0 | 0 | 0 | 0
F6_Commercial_WA - Health_Existing_Miscellaneous_Natural Gas_Pool Heater_A_Achievable Economic UCT Potential | F6 | Commercial | WA - Health | Existing | Miscellaneous | Natural Gas | Pool Heater | A | Incremental Winter Peak Savings (MW) | Achievable Economic UCT Potential | 0 | 0 | 0 | 0 | 0 | 0 | 0 | 0 | 0 | 0 | 0 | 0 | 0 | 0 | 0 | 0 | 0 | 0 | 0 | 0 | 0 | 0 | 0 | 0 | 0 | 0 | 0
F7_Commercial_WA - Health_Existing_Miscellaneous_Natural Gas_Pool Heater_A_Achievable Economic UCT Potential | F7 | Commercial | WA - Health | Existing | Miscellaneous | Natural Gas | Pool Heater | A | Cumulative Energy Savings (MWh or mTherms) | Achievable Economic UCT Potential | 0 | 0 | 0 | 0 | 0 | 0 | 0 | 0 | 0 | 0 | 0 | 0 | 0 | 0 | 0 | 0 | 0 | 0 | 0 | 0 | 0 | 0 | 0 | 0 | 0 | 0 | 0
F8_Commercial_WA - Health_Existing_Miscellaneous_Natural Gas_Pool Heater_A_Achievable Economic UCT Potential | F8 | Commercial | WA - Health | Existing | Miscellaneous | Natural Gas | Pool Heater | A | Cumulative Summer Peak Savings (MW) | Achievable Economic UCT Potential | 0 | 0 | 0 | 0 | 0 | 0 | 0 | 0 | 0 | 0 | 0 | 0 | 0 | 0 | 0 | 0 | 0 | 0 | 0 | 0 | 0 | 0 | 0 | 0 | 0 | 0 | 0
F9_Commercial_WA - Health_Existing_Miscellaneous_Natural Gas_Pool Heater_A_Achievable Economic UCT Potential | F9 | Commercial | WA - Health | Existing | Miscellaneous | Natural Gas | Pool Heater | A | Cumulative Winter Peak Savings (MW) | Achievable Economic UCT Potential | 0 | 0 | 0 | 0 | 0 | 0 | 0 | 0 | 0 | 0 | 0 | 0 | 0 | 0 | 0 | 0 | 0 | 0 | 0 | 0 | 0 | 0 | 0 | 0 | 0 | 0 | 0
F10_Commercial_WA - Health_Existing_Miscellaneous_Natural Gas_Pool Heater_A_Achievable Economic UCT Potential | F10 | Commercial | WA - Health | Existing | Miscellaneous | Natural Gas | Pool Heater | A | Purchases (Incremental) | Achievable Economic UCT Potential | 0 | 0 | 0 | 0 | 0 | 0 | 0 | 0 | 0 | 0 | 0 | 0 | 0 | 0 | 0 | 0 | 0 | 0 | 0 | 0 | 0 | 0 | 0 | 0 | 0 | 0 | 0
F11_Commercial_WA - Health_Existing_Miscellaneous_Natural Gas_Pool Heater_A_Achievable Economic UCT Potential | F11 | Commercial | WA - Health | Existing | Miscellaneous | Natural Gas | Pool Heater | A | Purchases (Cumulative) | Achievable Economic UCT Potential | 0 | 0 | 0 | 0 | 0 | 0 | 0 | 0 | 0 | 0 | 0 | 0 | 0 | 0 | 0 | 0 | 0 | 0 | 0 | 0 | 0 | 0 | 0 | 0 | 0 | 0 | 0
F1_Commercial_WA - Health_New_Space Heating_Natural Gas_Furnace_A_Achievable Economic UCT Potential | F1 | Commercial | WA - Health | New | Space Heating | Natural Gas | Furnace | A | Integrated Unit Energy Savings (kWh or therms) | Achievable Economic UCT Potential | 0 | 0 | 0 | 0 | 0 | 0 | 0 | 0 | 0 | 0 | 0 | 0 | 0 | 0 | 0 | 0 | 0 | 0 | 0 | 0 | 0 | 0 | 0 | 0 | 0 | 0 | 0
F2_Commercial_WA - Health_New_Space Heating_Natural Gas_Furnace_A_Achievable Economic UCT Potential | F2 | Commercial | WA - Health | New | Space Heating | Natural Gas | Furnace | A | Integrated Unit Summer Peak Savings (kW) | Achievable Economic UCT Potential | 0 | 0 | 0 | 0 | 0 | 0 | 0 | 0 | 0 | 0 | 0 | 0 | 0 | 0 | 0 | 0 | 0 | 0 | 0 | 0 | 0 | 0 | 0 | 0 | 0 | 0 | 0
F3_Commercial_WA - Health_New_Space Heating_Natural Gas_Furnace_A_Achievable Economic UCT Potential | F3 | Commercial | WA - Health | New | Space Heating | Natural Gas | Furnace | A | Integrated Unit Winter Peak Savings (kW) | Achievable Economic UCT Potential | 0 | 0 | 0 | 0 | 0 | 0 | 0 | 0 | 0 | 0 | 0 | 0 | 0 | 0 | 0 | 0 | 0 | 0 | 0 | 0 | 0 | 0 | 0 | 0 | 0 | 0 | 0
F4_Commercial_WA - Health_New_Space Heating_Natural Gas_Furnace_A_Achievable Economic UCT Potential | F4 | Commercial | WA - Health | New | Space Heating | Natural Gas | Furnace | A | Incremental Energy Savings (MWh or mTherms) | Achievable Economic UCT Potential | 0 | 0 | 0 | 0 | 0 | 0 | 0 | 0 | 0 | 0 | 0 | 0 | 0 | 0 | 0 | 0 | 0 | 0 | 0 | 0 | 0 | 0 | 0 | 0 | 0 | 0 | 0
F5_Commercial_WA - Health_New_Space Heating_Natural Gas_Furnace_A_Achievable Economic UCT Potential | F5 | Commercial | WA - Health | New | Space Heating | Natural Gas | Furnace | A | Incremental Summer Peak Savings (MW) | Achievable Economic UCT Potential | 0 | 0 | 0 | 0 | 0 | 0 | 0 | 0 | 0 | 0 | 0 | 0 | 0 | 0 | 0 | 0 | 0 | 0 | 0 | 0 | 0 | 0 | 0 | 0 | 0 | 0 | 0
F6_Commercial_WA - Health_New_Space Heating_Natural Gas_Furnace_A_Achievable Economic UCT Potential | F6 | Commercial | WA - Health | New | Space Heating | Natural Gas | Furnace | A | Incremental Winter Peak Savings (MW) | Achievable Economic UCT Potential | 0 | 0 | 0 | 0 | 0 | 0 | 0 | 0 | 0 | 0 | 0 | 0 | 0 | 0 | 0 | 0 | 0 | 0 | 0 | 0 | 0 | 0 | 0 | 0 | 0 | 0 | 0
F7_Commercial_WA - Health_New_Space Heating_Natural Gas_Furnace_A_Achievable Economic UCT Potential | F7 | Commercial | WA - Health | New | Space Heating | Natural Gas | Furnace | A | Cumulative Energy Savings (MWh or mTherms) | Achievable Economic UCT Potential | 0 | 0 | 0 | 0 | 0 | 0 | 0 | 0 | 0 | 0 | 0 | 0 | 0 | 0 | 0 | 0 | 0 | 0 | 0 | 0 | 0 | 0 | 0 | 0 | 0 | 0 | 0
F8_Commercial_WA - Health_New_Space Heating_Natural Gas_Furnace_A_Achievable Economic UCT Potential | F8 | Commercial | WA - Health | New | Space Heating | Natural Gas | Furnace | A | Cumulative Summer Peak Savings (MW) | Achievable Economic UCT Potential | 0 | 0 | 0 | 0 | 0 | 0 | 0 | 0 | 0 | 0 | 0 | 0 | 0 | 0 | 0 | 0 | 0 | 0 | 0 | 0 | 0 | 0 | 0 | 0 | 0 | 0 | 0
F9_Commercial_WA - Health_New_Space Heating_Natural Gas_Furnace_A_Achievable Economic UCT Potential | F9 | Commercial | WA - Health | New | Space Heating | Natural Gas | Furnace | A | Cumulative Winter Peak Savings (MW) | Achievable Economic UCT Potential | 0 | 0 | 0 | 0 | 0 | 0 | 0 | 0 | 0 | 0 | 0 | 0 | 0 | 0 | 0 | 0 | 0 | 0 | 0 | 0 | 0 | 0 | 0 | 0 | 0 | 0 | 0
F10_Commercial_WA - Health_New_Space Heating_Natural Gas_Furnace_A_Achievable Economic UCT Potential | F10 | Commercial | WA - Health | New | Space Heating | Natural Gas | Furnace | A | Purchases (Incremental) | Achievable Economic UCT Potential | 0 | 0 | 0 | 0 | 0 | 0 | 0 | 0 | 0 | 0 | 0 | 0 | 0 | 0 | 0 | 0 | 0 | 0 | 0 | 0 | 0 | 0 | 0 | 0 | 0 | 0 | 0
F11_Commercial_WA - Health_New_Space Heating_Natural Gas_Furnace_A_Achievable Economic UCT Potential | F11 | Commercial | WA - Health | New | Space Heating | Natural Gas | Furnace | A | Purchases (Cumulative) | Achievable Economic UCT Potential | 0 | 0 | 0 | 0 | 0 | 0 | 0 | 0 | 0 | 0 | 0 | 0 | 0 | 0 | 0 | 0 | 0 | 0 | 0 | 0 | 0 | 0 | 0 | 0 | 0 | 0 | 0
F1_Commercial_WA - Health_New_Space Heating_Natural Gas_Boiler_A_Achievable Economic UCT Potential | F1 | Commercial | WA - Health | New | Space Heating | Natural Gas | Boiler | A | Integrated Unit Energy Savings (kWh or therms) | Achievable Economic UCT Potential | 0 | 0 | 0 | 0 | 0 | 0 | 0 | 0 | 0 | 0 | 0 | 0 | 0 | 0 | 0 | 0 | 0 | 0 | 0 | 0 | 0 | 0 | 0 | 0 | 0 | 0 | 0
F2_Commercial_WA - Health_New_Space Heating_Natural Gas_Boiler_A_Achievable Economic UCT Potential | F2 | Commercial | WA - Health | New | Space Heating | Natural Gas | Boiler | A | Integrated Unit Summer Peak Savings (kW) | Achievable Economic UCT Potential | 0 | 0 | 0 | 0 | 0 | 0 | 0 | 0 | 0 | 0 | 0 | 0 | 0 | 0 | 0 | 0 | 0 | 0 | 0 | 0 | 0 | 0 | 0 | 0 | 0 | 0 | 0
F3_Commercial_WA - Health_New_Space Heating_Natural Gas_Boiler_A_Achievable Economic UCT Potential | F3 | Commercial | WA - Health | New | Space Heating | Natural Gas | Boiler | A | Integrated Unit Winter Peak Savings (kW) | Achievable Economic UCT Potential | 0 | 0 | 0 | 0 | 0 | 0 | 0 | 0 | 0 | 0 | 0 | 0 | 0 | 0 | 0 | 0 | 0 | 0 | 0 | 0 | 0 | 0 | 0 | 0 | 0 | 0 | 0
F4_Commercial_WA - Health_New_Space Heating_Natural Gas_Boiler_A_Achievable Economic UCT Potential | F4 | Commercial | WA - Health | New | Space Heating | Natural Gas | Boiler | A | Incremental Energy Savings (MWh or mTherms) | Achievable Economic UCT Potential | 0 | 0 | 0 | 0 | 0 | 0 | 0 | 0 | 0 | 0 | 0 | 0 | 0 | 0 | 0 | 0 | 0 | 0 | 0 | 0 | 0 | 0 | 0 | 0 | 0 | 0 | 0
F5_Commercial_WA - Health_New_Space Heating_Natural Gas_Boiler_A_Achievable Economic UCT Potential | F5 | Commercial | WA - Health | New | Space Heating | Natural Gas | Boiler | A | Incremental Summer Peak Savings (MW) | Achievable Economic UCT Potential | 0 | 0 | 0 | 0 | 0 | 0 | 0 | 0 | 0 | 0 | 0 | 0 | 0 | 0 | 0 | 0 | 0 | 0 | 0 | 0 | 0 | 0 | 0 | 0 | 0 | 0 | 0
F6_Commercial_WA - Health_New_Space Heating_Natural Gas_Boiler_A_Achievable Economic UCT Potential | F6 | Commercial | WA - Health | New | Space Heating | Natural Gas | Boiler | A | Incremental Winter Peak Savings (MW) | Achievable Economic UCT Potential | 0 | 0 | 0 | 0 | 0 | 0 | 0 | 0 | 0 | 0 | 0 | 0 | 0 | 0 | 0 | 0 | 0 | 0 | 0 | 0 | 0 | 0 | 0 | 0 | 0 | 0 | 0
F7_Commercial_WA - Health_New_Space Heating_Natural Gas_Boiler_A_Achievable Economic UCT Potential | F7 | Commercial | WA - Health | New | Space Heating | Natural Gas | Boiler | A | Cumulative Energy Savings (MWh or mTherms) | Achievable Economic UCT Potential | 0 | 0 | 0 | 0 | 0 | 0 | 0 | 0 | 0 | 0 | 0 | 0 | 0 | 0 | 0 | 0 | 0 | 0 | 0 | 0 | 0 | 0 | 0 | 0 | 0 | 0 | 0
F8_Commercial_WA - Health_New_Space Heating_Natural Gas_Boiler_A_Achievable Economic UCT Potential | F8 | Commercial | WA - Health | New | Space Heating | Natural Gas | Boiler | A | Cumulative Summer Peak Savings (MW) | Achievable Economic UCT Potential | 0 | 0 | 0 | 0 | 0 | 0 | 0 | 0 | 0 | 0 | 0 | 0 | 0 | 0 | 0 | 0 | 0 | 0 | 0 | 0 | 0 | 0 | 0 | 0 | 0 | 0 | 0
F9_Commercial_WA - Health_New_Space Heating_Natural Gas_Boiler_A_Achievable Economic UCT Potential | F9 | Commercial | WA - Health | New | Space Heating | Natural Gas | Boiler | A | Cumulative Winter Peak Savings (MW) | Achievable Economic UCT Potential | 0 | 0 | 0 | 0 | 0 | 0 | 0 | 0 | 0 | 0 | 0 | 0 | 0 | 0 | 0 | 0 | 0 | 0 | 0 | 0 | 0 | 0 | 0 | 0 | 0 | 0 | 0
F10_Commercial_WA - Health_New_Space Heating_Natural Gas_Boiler_A_Achievable Economic UCT Potential | F10 | Commercial | WA - Health | New | Space Heating | Natural Gas | Boiler | A | Purchases (Incremental) | Achievable Economic UCT Potential | 0 | 0 | 0 | 0 | 0 | 0 | 0 | 0 | 0 | 0 | 0 | 0 | 0 | 0 | 0 | 0 | 0 | 0 | 0 | 0 | 0 | 0 | 0 | 0 | 0 | 0 | 0
F11_Commercial_WA - Health_New_Space Heating_Natural Gas_Boiler_A_Achievable Economic UCT Potential | F11 | Commercial | WA - Health | New | Space Heating | Natural Gas | Boiler | A | Purchases (Cumulative) | Achievable Economic UCT Potential | 0 | 0 | 0 | 0 | 0 | 0 | 0 | 0 | 0 | 0 | 0 | 0 | 0 | 0 | 0 | 0 | 0 | 0 | 0 | 0 | 0 | 0 | 0 | 0 | 0 | 0 | 0
F1_Commercial_WA - Health_New_Space Heating_Natural Gas_Unit Heater_A_Achievable Economic UCT Potential | F1 | Commercial | WA - Health | New | Space Heating | Natural Gas | Unit Heater | A | Integrated Unit Energy Savings (kWh or therms) | Achievable Economic UCT Potential | 0 | 0 | 0 | 0 | 0 | 0 | 0 | 0 | 0 | 0 | 0 | 0 | 0 | 0 | 0 | 0 | 0 | 0 | 0 | 0 | 0 | 0 | 0 | 0 | 0 | 0 | 0
F2_Commercial_WA - Health_New_Space Heating_Natural Gas_Unit Heater_A_Achievable Economic UCT Potential | F2 | Commercial | WA - Health | New | Space Heating | Natural Gas | Unit Heater | A | Integrated Unit Summer Peak Savings (kW) | Achievable Economic UCT Potential | 0 | 0 | 0 | 0 | 0 | 0 | 0 | 0 | 0 | 0 | 0 | 0 | 0 | 0 | 0 | 0 | 0 | 0 | 0 | 0 | 0 | 0 | 0 | 0 | 0 | 0 | 0
F3_Commercial_WA - Health_New_Space Heating_Natural Gas_Unit Heater_A_Achievable Economic UCT Potential | F3 | Commercial | WA - Health | New | Space Heating | Natural Gas | Unit Heater | A | Integrated Unit Winter Peak Savings (kW) | Achievable Economic UCT Potential | 0 | 0 | 0 | 0 | 0 | 0 | 0 | 0 | 0 | 0 | 0 | 0 | 0 | 0 | 0 | 0 | 0 | 0 | 0 | 0 | 0 | 0 | 0 | 0 | 0 | 0 | 0
F4_Commercial_WA - Health_New_Space Heating_Natural Gas_Unit Heater_A_Achievable Economic UCT Potential | F4 | Commercial | WA - Health | New | Space Heating | Natural Gas | Unit Heater | A | Incremental Energy Savings (MWh or mTherms) | Achievable Economic UCT Potential | 0 | 0 | 0 | 0 | 0 | 0 | 0 | 0 | 0 | 0 | 0 | 0 | 0 | 0 | 0 | 0 | 0 | 0 | 0 | 0 | 0 | 0 | 0 | 0 | 0 | 0 | 0
F5_Commercial_WA - Health_New_Space Heating_Natural Gas_Unit Heater_A_Achievable Economic UCT Potential | F5 | Commercial | WA - Health | New | Space Heating | Natural Gas | Unit Heater | A | Incremental Summer Peak Savings (MW) | Achievable Economic UCT Potential | 0 | 0 | 0 | 0 | 0 | 0 | 0 | 0 | 0 | 0 | 0 | 0 | 0 | 0 | 0 | 0 | 0 | 0 | 0 | 0 | 0 | 0 | 0 | 0 | 0 | 0 | 0
F6_Commercial_WA - Health_New_Space Heating_Natural Gas_Unit Heater_A_Achievable Economic UCT Potential | F6 | Commercial | WA - Health | New | Space Heating | Natural Gas | Unit Heater | A | Incremental Winter Peak Savings (MW) | Achievable Economic UCT Potential | 0 | 0 | 0 | 0 | 0 | 0 | 0 | 0 | 0 | 0 | 0 | 0 | 0 | 0 | 0 | 0 | 0 | 0 | 0 | 0 | 0 | 0 | 0 | 0 | 0 | 0 | 0
F7_Commercial_WA - Health_New_Space Heating_Natural Gas_Unit Heater_A_Achievable Economic UCT Potential | F7 | Commercial | WA - Health | New | Space Heating | Natural Gas | Unit Heater | A | Cumulative Energy Savings (MWh or mTherms) | Achievable Economic UCT Potential | 0 | 0 | 0 | 0 | 0 | 0 | 0 | 0 | 0 | 0 | 0 | 0 | 0 | 0 | 0 | 0 | 0 | 0 | 0 | 0 | 0 | 0 | 0 | 0 | 0 | 0 | 0
F8_Commercial_WA - Health_New_Space Heating_Natural Gas_Unit Heater_A_Achievable Economic UCT Potential | F8 | Commercial | WA - Health | New | Space Heating | Natural Gas | Unit Heater | A | Cumulative Summer Peak Savings (MW) | Achievable Economic UCT Potential | 0 | 0 | 0 | 0 | 0 | 0 | 0 | 0 | 0 | 0 | 0 | 0 | 0 | 0 | 0 | 0 | 0 | 0 | 0 | 0 | 0 | 0 | 0 | 0 | 0 | 0 | 0
F9_Commercial_WA - Health_New_Space Heating_Natural Gas_Unit Heater_A_Achievable Economic UCT Potential | F9 | Commercial | WA - Health | New | Space Heating | Natural Gas | Unit Heater | A | Cumulative Winter Peak Savings (MW) | Achievable Economic UCT Potential | 0 | 0 | 0 | 0 | 0 | 0 | 0 | 0 | 0 | 0 | 0 | 0 | 0 | 0 | 0 | 0 | 0 | 0 | 0 | 0 | 0 | 0 | 0 | 0 | 0 | 0 | 0
F10_Commercial_WA - Health_New_Space Heating_Natural Gas_Unit Heater_A_Achievable Economic UCT Potential | F10 | Commercial | WA - Health | New | Space Heating | Natural Gas | Unit Heater | A | Purchases (Incremental) | Achievable Economic UCT Potential | 0 | 0 | 0 | 0 | 0 | 0 | 0 | 0 | 0 | 0 | 0 | 0 | 0 | 0 | 0 | 0 | 0 | 0 | 0 | 0 | 0 | 0 | 0 | 0 | 0 | 0 | 0
F11_Commercial_WA - Health_New_Space Heating_Natural Gas_Unit Heater_A_Achievable Economic UCT Potential | F11 | Commercial | WA - Health | New | Space Heating | Natural Gas | Unit Heater | A | Purchases (Cumulative) | Achievable Economic UCT Potential | 0 | 0 | 0 | 0 | 0 | 0 | 0 | 0 | 0 | 0 | 0 | 0 | 0 | 0 | 0 | 0 | 0 | 0 | 0 | 0 | 0 | 0 | 0 | 0 | 0 | 0 | 0
F1_Commercial_WA - Health_New_Water Heating_Natural Gas_Water Heater_A_Achievable Economic UCT Potential | F1 | Commercial | WA - Health | New | Water Heating | Natural Gas | Water Heater | A | Integrated Unit Energy Savings (kWh or therms) | Achievable Economic UCT Potential | 0 | 0 | 0 | 0 | 0 | 0 | 0 | 0 | 0 | 0 | 0 | 0 | 0 | 0 | 0 | 0 | 0 | 0 | 0 | 0 | 0 | 0 | 0 | 0 | 0 | 0 | 0
F2_Commercial_WA - Health_New_Water Heating_Natural Gas_Water Heater_A_Achievable Economic UCT Potential | F2 | Commercial | WA - Health | New | Water Heating | Natural Gas | Water Heater | A | Integrated Unit Summer Peak Savings (kW) | Achievable Economic UCT Potential | 0 | 0 | 0 | 0 | 0 | 0 | 0 | 0 | 0 | 0 | 0 | 0 | 0 | 0 | 0 | 0 | 0 | 0 | 0 | 0 | 0 | 0 | 0 | 0 | 0 | 0 | 0
F3_Commercial_WA - Health_New_Water Heating_Natural Gas_Water Heater_A_Achievable Economic UCT Potential | F3 | Commercial | WA - Health | New | Water Heating | Natural Gas | Water Heater | A | Integrated Unit Winter Peak Savings (kW) | Achievable Economic UCT Potential | 0 | 0 | 0 | 0 | 0 | 0 | 0 | 0 | 0 | 0 | 0 | 0 | 0 | 0 | 0 | 0 | 0 | 0 | 0 | 0 | 0 | 0 | 0 | 0 | 0 | 0 | 0
F4_Commercial_WA - Health_New_Water Heating_Natural Gas_Water Heater_A_Achievable Economic UCT Potential | F4 | Commercial | WA - Health | New | Water Heating | Natural Gas | Water Heater | A | Incremental Energy Savings (MWh or mTherms) | Achievable Economic UCT Potential | 0 | 0 | 0 | 0 | 0 | 0 | 0 | 0 | 0 | 0 | 0 | 0 | 0 | 0 | 0 | 0 | 0 | 0 | 0 | 0 | 0 | 0 | 0 | 0 | 0 | 0 | 0
F5_Commercial_WA - Health_New_Water Heating_Natural Gas_Water Heater_A_Achievable Economic UCT Potential | F5 | Commercial | WA - Health | New | Water Heating | Natural Gas | Water Heater | A | Incremental Summer Peak Savings (MW) | Achievable Economic UCT Potential | 0 | 0 | 0 | 0 | 0 | 0 | 0 | 0 | 0 | 0 | 0 | 0 | 0 | 0 | 0 | 0 | 0 | 0 | 0 | 0 | 0 | 0 | 0 | 0 | 0 | 0 | 0
F6_Commercial_WA - Health_New_Water Heating_Natural Gas_Water Heater_A_Achievable Economic UCT Potential | F6 | Commercial | WA - Health | New | Water Heating | Natural Gas | Water Heater | A | Incremental Winter Peak Savings (MW) | Achievable Economic UCT Potential | 0 | 0 | 0 | 0 | 0 | 0 | 0 | 0 | 0 | 0 | 0 | 0 | 0 | 0 | 0 | 0 | 0 | 0 | 0 | 0 | 0 | 0 | 0 | 0 | 0 | 0 | 0
F7_Commercial_WA - Health_New_Water Heating_Natural Gas_Water Heater_A_Achievable Economic UCT Potential | F7 | Commercial | WA - Health | New | Water Heating | Natural Gas | Water Heater | A | Cumulative Energy Savings (MWh or mTherms) | Achievable Economic UCT Potential | 0 | 0 | 0 | 0 | 0 | 0 | 0 | 0 | 0 | 0 | 0 | 0 | 0 | 0 | 0 | 0 | 0 | 0 | 0 | 0 | 0 | 0 | 0 | 0 | 0 | 0 | 0
F8_Commercial_WA - Health_New_Water Heating_Natural Gas_Water Heater_A_Achievable Economic UCT Potential | F8 | Commercial | WA - Health | New | Water Heating | Natural Gas | Water Heater | A | Cumulative Summer Peak Savings (MW) | Achievable Economic UCT Potential | 0 | 0 | 0 | 0 | 0 | 0 | 0 | 0 | 0 | 0 | 0 | 0 | 0 | 0 | 0 | 0 | 0 | 0 | 0 | 0 | 0 | 0 | 0 | 0 | 0 | 0 | 0
F9_Commercial_WA - Health_New_Water Heating_Natural Gas_Water Heater_A_Achievable Economic UCT Potential | F9 | Commercial | WA - Health | New | Water Heating | Natural Gas | Water Heater | A | Cumulative Winter Peak Savings (MW) | Achievable Economic UCT Potential | 0 | 0 | 0 | 0 | 0 | 0 | 0 | 0 | 0 | 0 | 0 | 0 | 0 | 0 | 0 | 0 | 0 | 0 | 0 | 0 | 0 | 0 | 0 | 0 | 0 | 0 | 0
F10_Commercial_WA - Health_New_Water Heating_Natural Gas_Water Heater_A_Achievable Economic UCT Potential | F10 | Commercial | WA - Health | New | Water Heating | Natural Gas | Water Heater | A | Purchases (Incremental) | Achievable Economic UCT Potential | 0 | 0 | 0 | 0 | 0 | 0 | 0 | 0 | 0 | 0 | 0 | 0 | 0 | 0 | 0 | 0 | 0 | 0 | 0 | 0 | 0 | 0 | 0 | 0 | 0 | 0 | 0
F11_Commercial_WA - Health_New_Water Heating_Natural Gas_Water Heater_A_Achievable Economic UCT Potential | F11 | Commercial | WA - Health | New | Water Heating | Natural Gas | Water Heater | A | Purchases (Cumulative) | Achievable Economic UCT Potential | 0 | 0 | 0 | 0 | 0 | 0 | 0 | 0 | 0 | 0 | 0 | 0 | 0 | 0 | 0 | 0 | 0 | 0 | 0 | 0 | 0 | 0 | 0 | 0 | 0 | 0 | 0
F1_Commercial_WA - Health_New_Food Preparation_Natural Gas_Oven_A_Achievable Economic UCT Potential | F1 | Commercial | WA - Health | New | Food Preparation | Natural Gas | Oven | A | Integrated Unit Energy Savings (kWh or therms) | Achievable Economic UCT Potential | 0 | 0 | 0 | 0 | 0 | 0 | 0 | 0 | 0 | 0 | 0 | 0 | 0 | 0 | 0 | 0 | 0 | 0 | 0 | 0 | 0 | 0 | 0 | 0 | 0 | 0 | 0
F2_Commercial_WA - Health_New_Food Preparation_Natural Gas_Oven_A_Achievable Economic UCT Potential | F2 | Commercial | WA - Health | New | Food Preparation | Natural Gas | Oven | A | Integrated Unit Summer Peak Savings (kW) | Achievable Economic UCT Potential | 0 | 0 | 0 | 0 | 0 | 0 | 0 | 0 | 0 | 0 | 0 | 0 | 0 | 0 | 0 | 0 | 0 | 0 | 0 | 0 | 0 | 0 | 0 | 0 | 0 | 0 | 0
F3_Commercial_WA - Health_New_Food Preparation_Natural Gas_Oven_A_Achievable Economic UCT Potential | F3 | Commercial | WA - Health | New | Food Preparation | Natural Gas | Oven | A | Integrated Unit Winter Peak Savings (kW) | Achievable Economic UCT Potential | 0 | 0 | 0 | 0 | 0 | 0 | 0 | 0 | 0 | 0 | 0 | 0 | 0 | 0 | 0 | 0 | 0 | 0 | 0 | 0 | 0 | 0 | 0 | 0 | 0 | 0 | 0
F4_Commercial_WA - Health_New_Food Preparation_Natural Gas_Oven_A_Achievable Economic UCT Potential | F4 | Commercial | WA - Health | New | Food Preparation | Natural Gas | Oven | A | Incremental Energy Savings (MWh or mTherms) | Achievable Economic UCT Potential | 0 | 0 | 0 | 0 | 0 | 0 | 0 | 0 | 0 | 0 | 0 | 0 | 0 | 0 | 0 | 0 | 0 | 0 | 0 | 0 | 0 | 0 | 0 | 0 | 0 | 0 | 0
F5_Commercial_WA - Health_New_Food Preparation_Natural Gas_Oven_A_Achievable Economic UCT Potential | F5 | Commercial | WA - Health | New | Food Preparation | Natural Gas | Oven | A | Incremental Summer Peak Savings (MW) | Achievable Economic UCT Potential | 0 | 0 | 0 | 0 | 0 | 0 | 0 | 0 | 0 | 0 | 0 | 0 | 0 | 0 | 0 | 0 | 0 | 0 | 0 | 0 | 0 | 0 | 0 | 0 | 0 | 0 | 0
F6_Commercial_WA - Health_New_Food Preparation_Natural Gas_Oven_A_Achievable Economic UCT Potential | F6 | Commercial | WA - Health | New | Food Preparation | Natural Gas | Oven | A | Incremental Winter Peak Savings (MW) | Achievable Economic UCT Potential | 0 | 0 | 0 | 0 | 0 | 0 | 0 | 0 | 0 | 0 | 0 | 0 | 0 | 0 | 0 | 0 | 0 | 0 | 0 | 0 | 0 | 0 | 0 | 0 | 0 | 0 | 0
F7_Commercial_WA - Health_New_Food Preparation_Natural Gas_Oven_A_Achievable Economic UCT Potential | F7 | Commercial | WA - Health | New | Food Preparation | Natural Gas | Oven | A | Cumulative Energy Savings (MWh or mTherms) | Achievable Economic UCT Potential | 0 | 0 | 0 | 0 | 0 | 0 | 0 | 0 | 0 | 0 | 0 | 0 | 0 | 0 | 0 | 0 | 0 | 0 | 0 | 0 | 0 | 0 | 0 | 0 | 0 | 0 | 0
F8_Commercial_WA - Health_New_Food Preparation_Natural Gas_Oven_A_Achievable Economic UCT Potential | F8 | Commercial | WA - Health | New | Food Preparation | Natural Gas | Oven | A | Cumulative Summer Peak Savings (MW) | Achievable Economic UCT Potential | 0 | 0 | 0 | 0 | 0 | 0 | 0 | 0 | 0 | 0 | 0 | 0 | 0 | 0 | 0 | 0 | 0 | 0 | 0 | 0 | 0 | 0 | 0 | 0 | 0 | 0 | 0
F9_Commercial_WA - Health_New_Food Preparation_Natural Gas_Oven_A_Achievable Economic UCT Potential | F9 | Commercial | WA - Health | New | Food Preparation | Natural Gas | Oven | A | Cumulative Winter Peak Savings (MW) | Achievable Economic UCT Potential | 0 | 0 | 0 | 0 | 0 | 0 | 0 | 0 | 0 | 0 | 0 | 0 | 0 | 0 | 0 | 0 | 0 | 0 | 0 | 0 | 0 | 0 | 0 | 0 | 0 | 0 | 0
F10_Commercial_WA - Health_New_Food Preparation_Natural Gas_Oven_A_Achievable Economic UCT Potential | F10 | Commercial | WA - Health | New | Food Preparation | Natural Gas | Oven | A | Purchases (Incremental) | Achievable Economic UCT Potential | 0 | 0 | 0 | 0 | 0 | 0 | 0 | 0 | 0 | 0 | 0 | 0 | 0 | 0 | 0 | 0 | 0 | 0 | 0 | 0 | 0 | 0 | 0 | 0 | 0 | 0 | 0
F11_Commercial_WA - Health_New_Food Preparation_Natural Gas_Oven_A_Achievable Economic UCT Potential | F11 | Commercial | WA - Health | New | Food Preparation | Natural Gas | Oven | A | Purchases (Cumulative) | Achievable Economic UCT Potential | 0 | 0 | 0 | 0 | 0 | 0 | 0 | 0 | 0 | 0 | 0 | 0 | 0 | 0 | 0 | 0 | 0 | 0 | 0 | 0 | 0 | 0 | 0 | 0 | 0 | 0 | 0
F1_Commercial_WA - Health_New_Food Preparation_Natural Gas_Conveyor Oven_A_Achievable Economic UCT Potential | F1 | Commercial | WA - Health | New | Food Preparation | Natural Gas | Conveyor Oven | A | Integrated Unit Energy Savings (kWh or therms) | Achievable Economic UCT Potential | 0 | 0 | 0 | 0 | 0 | 0 | 0 | 0 | 0 | 0 | 0 | 0 | 0 | 0 | 0 | 0 | 0 | 0 | 0 | 0 | 0 | 0 | 0 | 0 | 0 | 0 | 0
F2_Commercial_WA - Health_New_Food Preparation_Natural Gas_Conveyor Oven_A_Achievable Economic UCT Potential | F2 | Commercial | WA - Health | New | Food Preparation | Natural Gas | Conveyor Oven | A | Integrated Unit Summer Peak Savings (kW) | Achievable Economic UCT Potential | 0 | 0 | 0 | 0 | 0 | 0 | 0 | 0 | 0 | 0 | 0 | 0 | 0 | 0 | 0 | 0 | 0 | 0 | 0 | 0 | 0 | 0 | 0 | 0 | 0 | 0 | 0
F3_Commercial_WA - Health_New_Food Preparation_Natural Gas_Conveyor Oven_A_Achievable Economic UCT Potential | F3 | Commercial | WA - Health | New | Food Preparation | Natural Gas | Conveyor Oven | A | Integrated Unit Winter Peak Savings (kW) | Achievable Economic UCT Potential | 0 | 0 | 0 | 0 | 0 | 0 | 0 | 0 | 0 | 0 | 0 | 0 | 0 | 0 | 0 | 0 | 0 | 0 | 0 | 0 | 0 | 0 | 0 | 0 | 0 | 0 | 0
F4_Commercial_WA - Health_New_Food Preparation_Natural Gas_Conveyor Oven_A_Achievable Economic UCT Potential | F4 | Commercial | WA - Health | New | Food Preparation | Natural Gas | Conveyor Oven | A | Incremental Energy Savings (MWh or mTherms) | Achievable Economic UCT Potential | 0 | 0 | 0 | 0 | 0 | 0 | 0 | 0 | 0 | 0 | 0 | 0 | 0 | 0 | 0 | 0 | 0 | 0 | 0 | 0 | 0 | 0 | 0 | 0 | 0 | 0 | 0
F5_Commercial_WA - Health_New_Food Preparation_Natural Gas_Conveyor Oven_A_Achievable Economic UCT Potential | F5 | Commercial | WA - Health | New | Food Preparation | Natural Gas | Conveyor Oven | A | Incremental Summer Peak Savings (MW) | Achievable Economic UCT Potential | 0 | 0 | 0 | 0 | 0 | 0 | 0 | 0 | 0 | 0 | 0 | 0 | 0 | 0 | 0 | 0 | 0 | 0 | 0 | 0 | 0 | 0 | 0 | 0 | 0 | 0 | 0
F6_Commercial_WA - Health_New_Food Preparation_Natural Gas_Conveyor Oven_A_Achievable Economic UCT Potential | F6 | Commercial | WA - Health | New | Food Preparation | Natural Gas | Conveyor Oven | A | Incremental Winter Peak Savings (MW) | Achievable Economic UCT Potential | 0 | 0 | 0 | 0 | 0 | 0 | 0 | 0 | 0 | 0 | 0 | 0 | 0 | 0 | 0 | 0 | 0 | 0 | 0 | 0 | 0 | 0 | 0 | 0 | 0 | 0 | 0
F7_Commercial_WA - Health_New_Food Preparation_Natural Gas_Conveyor Oven_A_Achievable Economic UCT Potential | F7 | Commercial | WA - Health | New | Food Preparation | Natural Gas | Conveyor Oven | A | Cumulative Energy Savings (MWh or mTherms) | Achievable Economic UCT Potential | 0 | 0 | 0 | 0 | 0 | 0 | 0 | 0 | 0 | 0 | 0 | 0 | 0 | 0 | 0 | 0 | 0 | 0 | 0 | 0 | 0 | 0 | 0 | 0 | 0 | 0 | 0
F8_Commercial_WA - Health_New_Food Preparation_Natural Gas_Conveyor Oven_A_Achievable Economic UCT Potential | F8 | Commercial | WA - Health | New | Food Preparation | Natural Gas | Conveyor Oven | A | Cumulative Summer Peak Savings (MW) | Achievable Economic UCT Potential | 0 | 0 | 0 | 0 | 0 | 0 | 0 | 0 | 0 | 0 | 0 | 0 | 0 | 0 | 0 | 0 | 0 | 0 | 0 | 0 | 0 | 0 | 0 | 0 | 0 | 0 | 0
F9_Commercial_WA - Health_New_Food Preparation_Natural Gas_Conveyor Oven_A_Achievable Economic UCT Potential | F9 | Commercial | WA - Health | New | Food Preparation | Natural Gas | Conveyor Oven | A | Cumulative Winter Peak Savings (MW) | Achievable Economic UCT Potential | 0 | 0 | 0 | 0 | 0 | 0 | 0 | 0 | 0 | 0 | 0 | 0 | 0 | 0 | 0 | 0 | 0 | 0 | 0 | 0 | 0 | 0 | 0 | 0 | 0 | 0 | 0
F10_Commercial_WA - Health_New_Food Preparation_Natural Gas_Conveyor Oven_A_Achievable Economic UCT Potential | F10 | Commercial | WA - Health | New | Food Preparation | Natural Gas | Conveyor Oven | A | Purchases (Incremental) | Achievable Economic UCT Potential | 0 | 0 | 0 | 0 | 0 | 0 | 0 | 0 | 0 | 0 | 0 | 0 | 0 | 0 | 0 | 0 | 0 | 0 | 0 | 0 | 0 | 0 | 0 | 0 | 0 | 0 | 0
F11_Commercial_WA - Health_New_Food Preparation_Natural Gas_Conveyor Oven_A_Achievable Economic UCT Potential | F11 | Commercial | WA - Health | New | Food Preparation | Natural Gas | Conveyor Oven | A | Purchases (Cumulative) | Achievable Economic UCT Potential | 0 | 0 | 0 | 0 | 0 | 0 | 0 | 0 | 0 | 0 | 0 | 0 | 0 | 0 | 0 | 0 | 0 | 0 | 0 | 0 | 0 | 0 | 0 | 0 | 0 | 0 | 0
F1_Commercial_WA - Health_New_Food Preparation_Natural Gas_Double Rack Oven_A_Achievable Economic UCT Potential | F1 | Commercial | WA - Health | New | Food Preparation | Natural Gas | Double Rack Oven | A | Integrated Unit Energy Savings (kWh or therms) | Achievable Economic UCT Potential | 0 | 0 | 0 | 0 | 0 | 0 | 0 | 0 | 0 | 0 | 0 | 0 | 0 | 0 | 0 | 0 | 0 | 0 | 0 | 0 | 0 | 0 | 0 | 0 | 0 | 0 | 0
F2_Commercial_WA - Health_New_Food Preparation_Natural Gas_Double Rack Oven_A_Achievable Economic UCT Potential | F2 | Commercial | WA - Health | New | Food Preparation | Natural Gas | Double Rack Oven | A | Integrated Unit Summer Peak Savings (kW) | Achievable Economic UCT Potential | 0 | 0 | 0 | 0 | 0 | 0 | 0 | 0 | 0 | 0 | 0 | 0 | 0 | 0 | 0 | 0 | 0 | 0 | 0 | 0 | 0 | 0 | 0 | 0 | 0 | 0 | 0
F3_Commercial_WA - Health_New_Food Preparation_Natural Gas_Double Rack Oven_A_Achievable Economic UCT Potential | F3 | Commercial | WA - Health | New | Food Preparation | Natural Gas | Double Rack Oven | A | Integrated Unit Winter Peak Savings (kW) | Achievable Economic UCT Potential | 0 | 0 | 0 | 0 | 0 | 0 | 0 | 0 | 0 | 0 | 0 | 0 | 0 | 0 | 0 | 0 | 0 | 0 | 0 | 0 | 0 | 0 | 0 | 0 | 0 | 0 | 0
F4_Commercial_WA - Health_New_Food Preparation_Natural Gas_Double Rack Oven_A_Achievable Economic UCT Potential | F4 | Commercial | WA - Health | New | Food Preparation | Natural Gas | Double Rack Oven | A | Incremental Energy Savings (MWh or mTherms) | Achievable Economic UCT Potential | 0 | 0 | 0 | 0 | 0 | 0 | 0 | 0 | 0 | 0 | 0 | 0 | 0 | 0 | 0 | 0 | 0 | 0 | 0 | 0 | 0 | 0 | 0 | 0 | 0 | 0 | 0
F5_Commercial_WA - Health_New_Food Preparation_Natural Gas_Double Rack Oven_A_Achievable Economic UCT Potential | F5 | Commercial | WA - Health | New | Food Preparation | Natural Gas | Double Rack Oven | A | Incremental Summer Peak Savings (MW) | Achievable Economic UCT Potential | 0 | 0 | 0 | 0 | 0 | 0 | 0 | 0 | 0 | 0 | 0 | 0 | 0 | 0 | 0 | 0 | 0 | 0 | 0 | 0 | 0 | 0 | 0 | 0 | 0 | 0 | 0
F6_Commercial_WA - Health_New_Food Preparation_Natural Gas_Double Rack Oven_A_Achievable Economic UCT Potential | F6 | Commercial | WA - Health | New | Food Preparation | Natural Gas | Double Rack Oven | A | Incremental Winter Peak Savings (MW) | Achievable Economic UCT Potential | 0 | 0 | 0 | 0 | 0 | 0 | 0 | 0 | 0 | 0 | 0 | 0 | 0 | 0 | 0 | 0 | 0 | 0 | 0 | 0 | 0 | 0 | 0 | 0 | 0 | 0 | 0
F7_Commercial_WA - Health_New_Food Preparation_Natural Gas_Double Rack Oven_A_Achievable Economic UCT Potential | F7 | Commercial | WA - Health | New | Food Preparation | Natural Gas | Double Rack Oven | A | Cumulative Energy Savings (MWh or mTherms) | Achievable Economic UCT Potential | 0 | 0 | 0 | 0 | 0 | 0 | 0 | 0 | 0 | 0 | 0 | 0 | 0 | 0 | 0 | 0 | 0 | 0 | 0 | 0 | 0 | 0 | 0 | 0 | 0 | 0 | 0
F8_Commercial_WA - Health_New_Food Preparation_Natural Gas_Double Rack Oven_A_Achievable Economic UCT Potential | F8 | Commercial | WA - Health | New | Food Preparation | Natural Gas | Double Rack Oven | A | Cumulative Summer Peak Savings (MW) | Achievable Economic UCT Potential | 0 | 0 | 0 | 0 | 0 | 0 | 0 | 0 | 0 | 0 | 0 | 0 | 0 | 0 | 0 | 0 | 0 | 0 | 0 | 0 | 0 | 0 | 0 | 0 | 0 | 0 | 0
F9_Commercial_WA - Health_New_Food Preparation_Natural Gas_Double Rack Oven_A_Achievable Economic UCT Potential | F9 | Commercial | WA - Health | New | Food Preparation | Natural Gas | Double Rack Oven | A | Cumulative Winter Peak Savings (MW) | Achievable Economic UCT Potential | 0 | 0 | 0 | 0 | 0 | 0 | 0 | 0 | 0 | 0 | 0 | 0 | 0 | 0 | 0 | 0 | 0 | 0 | 0 | 0 | 0 | 0 | 0 | 0 | 0 | 0 | 0
F10_Commercial_WA - Health_New_Food Preparation_Natural Gas_Double Rack Oven_A_Achievable Economic UCT Potential | F10 | Commercial | WA - Health | New | Food Preparation | Natural Gas | Double Rack Oven | A | Purchases (Incremental) | Achievable Economic UCT Potential | 0 | 0 | 0 | 0 | 0 | 0 | 0 | 0 | 0 | 0 | 0 | 0 | 0 | 0 | 0 | 0 | 0 | 0 | 0 | 0 | 0 | 0 | 0 | 0 | 0 | 0 | 0
F11_Commercial_WA - Health_New_Food Preparation_Natural Gas_Double Rack Oven_A_Achievable Economic UCT Potential | F11 | Commercial | WA - Health | New | Food Preparation | Natural Gas | Double Rack Oven | A | Purchases (Cumulative) | Achievable Economic UCT Potential | 0 | 0 | 0 | 0 | 0 | 0 | 0 | 0 | 0 | 0 | 0 | 0 | 0 | 0 | 0 | 0 | 0 | 0 | 0 | 0 | 0 | 0 | 0 | 0 | 0 | 0 | 0
F1_Commercial_WA - Health_New_Food Preparation_Natural Gas_Fryer_A_Achievable Economic UCT Potential | F1 | Commercial | WA - Health | New | Food Preparation | Natural Gas | Fryer | A | Integrated Unit Energy Savings (kWh or therms) | Achievable Economic UCT Potential | 0 | 0 | 0 | 0 | 0 | 0 | 0 | 0 | 0 | 0 | 0 | 0 | 0 | 0 | 0 | 0 | 0 | 0 | 0 | 0 | 0 | 0 | 0 | 0 | 0 | 0 | 0
F2_Commercial_WA - Health_New_Food Preparation_Natural Gas_Fryer_A_Achievable Economic UCT Potential | F2 | Commercial | WA - Health | New | Food Preparation | Natural Gas | Fryer | A | Integrated Unit Summer Peak Savings (kW) | Achievable Economic UCT Potential | 0 | 0 | 0 | 0 | 0 | 0 | 0 | 0 | 0 | 0 | 0 | 0 | 0 | 0 | 0 | 0 | 0 | 0 | 0 | 0 | 0 | 0 | 0 | 0 | 0 | 0 | 0
F3_Commercial_WA - Health_New_Food Preparation_Natural Gas_Fryer_A_Achievable Economic UCT Potential | F3 | Commercial | WA - Health | New | Food Preparation | Natural Gas | Fryer | A | Integrated Unit Winter Peak Savings (kW) | Achievable Economic UCT Potential | 0 | 0 | 0 | 0 | 0 | 0 | 0 | 0 | 0 | 0 | 0 | 0 | 0 | 0 | 0 | 0 | 0 | 0 | 0 | 0 | 0 | 0 | 0 | 0 | 0 | 0 | 0
F4_Commercial_WA - Health_New_Food Preparation_Natural Gas_Fryer_A_Achievable Economic UCT Potential | F4 | Commercial | WA - Health | New | Food Preparation | Natural Gas | Fryer | A | Incremental Energy Savings (MWh or mTherms) | Achievable Economic UCT Potential | 0 | 0 | 0 | 0 | 0 | 0 | 0 | 0 | 0 | 0 | 0 | 0 | 0 | 0 | 0 | 0 | 0 | 0 | 0 | 0 | 0 | 0 | 0 | 0 | 0 | 0 | 0
F5_Commercial_WA - Health_New_Food Preparation_Natural Gas_Fryer_A_Achievable Economic UCT Potential | F5 | Commercial | WA - Health | New | Food Preparation | Natural Gas | Fryer | A | Incremental Summer Peak Savings (MW) | Achievable Economic UCT Potential | 0 | 0 | 0 | 0 | 0 | 0 | 0 | 0 | 0 | 0 | 0 | 0 | 0 | 0 | 0 | 0 | 0 | 0 | 0 | 0 | 0 | 0 | 0 | 0 | 0 | 0 | 0
F6_Commercial_WA - Health_New_Food Preparation_Natural Gas_Fryer_A_Achievable Economic UCT Potential | F6 | Commercial | WA - Health | New | Food Preparation | Natural Gas | Fryer | A | Incremental Winter Peak Savings (MW) | Achievable Economic UCT Potential | 0 | 0 | 0 | 0 | 0 | 0 | 0 | 0 | 0 | 0 | 0 | 0 | 0 | 0 | 0 | 0 | 0 | 0 | 0 | 0 | 0 | 0 | 0 | 0 | 0 | 0 | 0
F7_Commercial_WA - Health_New_Food Preparation_Natural Gas_Fryer_A_Achievable Economic UCT Potential | F7 | Commercial | WA - Health | New | Food Preparation | Natural Gas | Fryer | A | Cumulative Energy Savings (MWh or mTherms) | Achievable Economic UCT Potential | 0 | 0 | 0 | 0 | 0 | 0 | 0 | 0 | 0 | 0 | 0 | 0 | 0 | 0 | 0 | 0 | 0 | 0 | 0 | 0 | 0 | 0 | 0 | 0 | 0 | 0 | 0
F8_Commercial_WA - Health_New_Food Preparation_Natural Gas_Fryer_A_Achievable Economic UCT Potential | F8 | Commercial | WA - Health | New | Food Preparation | Natural Gas | Fryer | A | Cumulative Summer Peak Savings (MW) | Achievable Economic UCT Potential | 0 | 0 | 0 | 0 | 0 | 0 | 0 | 0 | 0 | 0 | 0 | 0 | 0 | 0 | 0 | 0 | 0 | 0 | 0 | 0 | 0 | 0 | 0 | 0 | 0 | 0 | 0
F9_Commercial_WA - Health_New_Food Preparation_Natural Gas_Fryer_A_Achievable Economic UCT Potential | F9 | Commercial | WA - Health | New | Food Preparation | Natural Gas | Fryer | A | Cumulative Winter Peak Savings (MW) | Achievable Economic UCT Potential | 0 | 0 | 0 | 0 | 0 | 0 | 0 | 0 | 0 | 0 | 0 | 0 | 0 | 0 | 0 | 0 | 0 | 0 | 0 | 0 | 0 | 0 | 0 | 0 | 0 | 0 | 0
F10_Commercial_WA - Health_New_Food Preparation_Natural Gas_Fryer_A_Achievable Economic UCT Potential | F10 | Commercial | WA - Health | New | Food Preparation | Natural Gas | Fryer | A | Purchases (Incremental) | Achievable Economic UCT Potential | 0 | 0 | 0 | 0 | 0 | 0 | 0 | 0 | 0 | 0 | 0 | 0 | 0 | 0 | 0 | 0 | 0 | 0 | 0 | 0 | 0 | 0 | 0 | 0 | 0 | 0 | 0
F11_Commercial_WA - Health_New_Food Preparation_Natural Gas_Fryer_A_Achievable Economic UCT Potential | F11 | Commercial | WA - Health | New | Food Preparation | Natural Gas | Fryer | A | Purchases (Cumulative) | Achievable Economic UCT Potential | 0 | 0 | 0 | 0 | 0 | 0 | 0 | 0 | 0 | 0 | 0 | 0 | 0 | 0 | 0 | 0 | 0 | 0 | 0 | 0 | 0 | 0 | 0 | 0 | 0 | 0 | 0
F1_Commercial_WA - Health_New_Food Preparation_Natural Gas_Broiler_A_Achievable Economic UCT Potential | F1 | Commercial | WA - Health | New | Food Preparation | Natural Gas | Broiler | A | Integrated Unit Energy Savings (kWh or therms) | Achievable Economic UCT Potential | 0 | 0 | 0 | 0 | 0 | 0 | 0 | 0 | 0 | 0 | 0 | 0 | 0 | 0 | 0 | 0 | 0 | 0 | 0 | 0 | 0 | 0 | 0 | 0 | 0 | 0 | 0
F2_Commercial_WA - Health_New_Food Preparation_Natural Gas_Broiler_A_Achievable Economic UCT Potential | F2 | Commercial | WA - Health | New | Food Preparation | Natural Gas | Broiler | A | Integrated Unit Summer Peak Savings (kW) | Achievable Economic UCT Potential | 0 | 0 | 0 | 0 | 0 | 0 | 0 | 0 | 0 | 0 | 0 | 0 | 0 | 0 | 0 | 0 | 0 | 0 | 0 | 0 | 0 | 0 | 0 | 0 | 0 | 0 | 0
F3_Commercial_WA - Health_New_Food Preparation_Natural Gas_Broiler_A_Achievable Economic UCT Potential | F3 | Commercial | WA - Health | New | Food Preparation | Natural Gas | Broiler | A | Integrated Unit Winter Peak Savings (kW) | Achievable Economic UCT Potential | 0 | 0 | 0 | 0 | 0 | 0 | 0 | 0 | 0 | 0 | 0 | 0 | 0 | 0 | 0 | 0 | 0 | 0 | 0 | 0 | 0 | 0 | 0 | 0 | 0 | 0 | 0
F4_Commercial_WA - Health_New_Food Preparation_Natural Gas_Broiler_A_Achievable Economic UCT Potential | F4 | Commercial | WA - Health | New | Food Preparation | Natural Gas | Broiler | A | Incremental Energy Savings (MWh or mTherms) | Achievable Economic UCT Potential | 0 | 0 | 0 | 0 | 0 | 0 | 0 | 0 | 0 | 0 | 0 | 0 | 0 | 0 | 0 | 0 | 0 | 0 | 0 | 0 | 0 | 0 | 0 | 0 | 0 | 0 | 0
F5_Commercial_WA - Health_New_Food Preparation_Natural Gas_Broiler_A_Achievable Economic UCT Potential | F5 | Commercial | WA - Health | New | Food Preparation | Natural Gas | Broiler | A | Incremental Summer Peak Savings (MW) | Achievable Economic UCT Potential | 0 | 0 | 0 | 0 | 0 | 0 | 0 | 0 | 0 | 0 | 0 | 0 | 0 | 0 | 0 | 0 | 0 | 0 | 0 | 0 | 0 | 0 | 0 | 0 | 0 | 0 | 0
F6_Commercial_WA - Health_New_Food Preparation_Natural Gas_Broiler_A_Achievable Economic UCT Potential | F6 | Commercial | WA - Health | New | Food Preparation | Natural Gas | Broiler | A | Incremental Winter Peak Savings (MW) | Achievable Economic UCT Potential | 0 | 0 | 0 | 0 | 0 | 0 | 0 | 0 | 0 | 0 | 0 | 0 | 0 | 0 | 0 | 0 | 0 | 0 | 0 | 0 | 0 | 0 | 0 | 0 | 0 | 0 | 0
F7_Commercial_WA - Health_New_Food Preparation_Natural Gas_Broiler_A_Achievable Economic UCT Potential | F7 | Commercial | WA - Health | New | Food Preparation | Natural Gas | Broiler | A | Cumulative Energy Savings (MWh or mTherms) | Achievable Economic UCT Potential | 0 | 0 | 0 | 0 | 0 | 0 | 0 | 0 | 0 | 0 | 0 | 0 | 0 | 0 | 0 | 0 | 0 | 0 | 0 | 0 | 0 | 0 | 0 | 0 | 0 | 0 | 0
F8_Commercial_WA - Health_New_Food Preparation_Natural Gas_Broiler_A_Achievable Economic UCT Potential | F8 | Commercial | WA - Health | New | Food Preparation | Natural Gas | Broiler | A | Cumulative Summer Peak Savings (MW) | Achievable Economic UCT Potential | 0 | 0 | 0 | 0 | 0 | 0 | 0 | 0 | 0 | 0 | 0 | 0 | 0 | 0 | 0 | 0 | 0 | 0 | 0 | 0 | 0 | 0 | 0 | 0 | 0 | 0 | 0
F9_Commercial_WA - Health_New_Food Preparation_Natural Gas_Broiler_A_Achievable Economic UCT Potential | F9 | Commercial | WA - Health | New | Food Preparation | Natural Gas | Broiler | A | Cumulative Winter Peak Savings (MW) | Achievable Economic UCT Potential | 0 | 0 | 0 | 0 | 0 | 0 | 0 | 0 | 0 | 0 | 0 | 0 | 0 | 0 | 0 | 0 | 0 | 0 | 0 | 0 | 0 | 0 | 0 | 0 | 0 | 0 | 0
F10_Commercial_WA - Health_New_Food Preparation_Natural Gas_Broiler_A_Achievable Economic UCT Potential | F10 | Commercial | WA - Health | New | Food Preparation | Natural Gas | Broiler | A | Purchases (Incremental) | Achievable Economic UCT Potential | 0 | 0 | 0 | 0 | 0 | 0 | 0 | 0 | 0 | 0 | 0 | 0 | 0 | 0 | 0 | 0 | 0 | 0 | 0 | 0 | 0 | 0 | 0 | 0 | 0 | 0 | 0
F11_Commercial_WA - Health_New_Food Preparation_Natural Gas_Broiler_A_Achievable Economic UCT Potential | F11 | Commercial | WA - Health | New | Food Preparation | Natural Gas | Broiler | A | Purchases (Cumulative) | Achievable Economic UCT Potential | 0 | 0 | 0 | 0 | 0 | 0 | 0 | 0 | 0 | 0 | 0 | 0 | 0 | 0 | 0 | 0 | 0 | 0 | 0 | 0 | 0 | 0 | 0 | 0 | 0 | 0 | 0
F1_Commercial_WA - Health_New_Food Preparation_Natural Gas_Griddle_A_Achievable Economic UCT Potential | F1 | Commercial | WA - Health | New | Food Preparation | Natural Gas | Griddle | A | Integrated Unit Energy Savings (kWh or therms) | Achievable Economic UCT Potential | 0 | 0 | 0 | 0 | 0 | 0 | 0 | 0 | 0 | 0 | 0 | 0 | 0 | 0 | 0 | 0 | 0 | 0 | 0 | 0 | 0 | 0 | 0 | 0 | 0 | 0 | 0
F2_Commercial_WA - Health_New_Food Preparation_Natural Gas_Griddle_A_Achievable Economic UCT Potential | F2 | Commercial | WA - Health | New | Food Preparation | Natural Gas | Griddle | A | Integrated Unit Summer Peak Savings (kW) | Achievable Economic UCT Potential | 0 | 0 | 0 | 0 | 0 | 0 | 0 | 0 | 0 | 0 | 0 | 0 | 0 | 0 | 0 | 0 | 0 | 0 | 0 | 0 | 0 | 0 | 0 | 0 | 0 | 0 | 0
F3_Commercial_WA - Health_New_Food Preparation_Natural Gas_Griddle_A_Achievable Economic UCT Potential | F3 | Commercial | WA - Health | New | Food Preparation | Natural Gas | Griddle | A | Integrated Unit Winter Peak Savings (kW) | Achievable Economic UCT Potential | 0 | 0 | 0 | 0 | 0 | 0 | 0 | 0 | 0 | 0 | 0 | 0 | 0 | 0 | 0 | 0 | 0 | 0 | 0 | 0 | 0 | 0 | 0 | 0 | 0 | 0 | 0
F4_Commercial_WA - Health_New_Food Preparation_Natural Gas_Griddle_A_Achievable Economic UCT Potential | F4 | Commercial | WA - Health | New | Food Preparation | Natural Gas | Griddle | A | Incremental Energy Savings (MWh or mTherms) | Achievable Economic UCT Potential | 0 | 0 | 0 | 0 | 0 | 0 | 0 | 0 | 0 | 0 | 0 | 0 | 0 | 0 | 0 | 0 | 0 | 0 | 0 | 0 | 0 | 0 | 0 | 0 | 0 | 0 | 0
F5_Commercial_WA - Health_New_Food Preparation_Natural Gas_Griddle_A_Achievable Economic UCT Potential | F5 | Commercial | WA - Health | New | Food Preparation | Natural Gas | Griddle | A | Incremental Summer Peak Savings (MW) | Achievable Economic UCT Potential | 0 | 0 | 0 | 0 | 0 | 0 | 0 | 0 | 0 | 0 | 0 | 0 | 0 | 0 | 0 | 0 | 0 | 0 | 0 | 0 | 0 | 0 | 0 | 0 | 0 | 0 | 0
F6_Commercial_WA - Health_New_Food Preparation_Natural Gas_Griddle_A_Achievable Economic UCT Potential | F6 | Commercial | WA - Health | New | Food Preparation | Natural Gas | Griddle | A | Incremental Winter Peak Savings (MW) | Achievable Economic UCT Potential | 0 | 0 | 0 | 0 | 0 | 0 | 0 | 0 | 0 | 0 | 0 | 0 | 0 | 0 | 0 | 0 | 0 | 0 | 0 | 0 | 0 | 0 | 0 | 0 | 0 | 0 | 0
F7_Commercial_WA - Health_New_Food Preparation_Natural Gas_Griddle_A_Achievable Economic UCT Potential | F7 | Commercial | WA - Health | New | Food Preparation | Natural Gas | Griddle | A | Cumulative Energy Savings (MWh or mTherms) | Achievable Economic UCT Potential | 0 | 0 | 0 | 0 | 0 | 0 | 0 | 0 | 0 | 0 | 0 | 0 | 0 | 0 | 0 | 0 | 0 | 0 | 0 | 0 | 0 | 0 | 0 | 0 | 0 | 0 | 0
F8_Commercial_WA - Health_New_Food Preparation_Natural Gas_Griddle_A_Achievable Economic UCT Potential | F8 | Commercial | WA - Health | New | Food Preparation | Natural Gas | Griddle | A | Cumulative Summer Peak Savings (MW) | Achievable Economic UCT Potential | 0 | 0 | 0 | 0 | 0 | 0 | 0 | 0 | 0 | 0 | 0 | 0 | 0 | 0 | 0 | 0 | 0 | 0 | 0 | 0 | 0 | 0 | 0 | 0 | 0 | 0 | 0
F9_Commercial_WA - Health_New_Food Preparation_Natural Gas_Griddle_A_Achievable Economic UCT Potential | F9 | Commercial | WA - Health | New | Food Preparation | Natural Gas | Griddle | A | Cumulative Winter Peak Savings (MW) | Achievable Economic UCT Potential | 0 | 0 | 0 | 0 | 0 | 0 | 0 | 0 | 0 | 0 | 0 | 0 | 0 | 0 | 0 | 0 | 0 | 0 | 0 | 0 | 0 | 0 | 0 | 0 | 0 | 0 | 0
F10_Commercial_WA - Health_New_Food Preparation_Natural Gas_Griddle_A_Achievable Economic UCT Potential | F10 | Commercial | WA - Health | New | Food Preparation | Natural Gas | Griddle | A | Purchases (Incremental) | Achievable Economic UCT Potential | 0 | 0 | 0 | 0 | 0 | 0 | 0 | 0 | 0 | 0 | 0 | 0 | 0 | 0 | 0 | 0 | 0 | 0 | 0 | 0 | 0 | 0 | 0 | 0 | 0 | 0 | 0
F11_Commercial_WA - Health_New_Food Preparation_Natural Gas_Griddle_A_Achievable Economic UCT Potential | F11 | Commercial | WA - Health | New | Food Preparation | Natural Gas | Griddle | A | Purchases (Cumulative) | Achievable Economic UCT Potential | 0 | 0 | 0 | 0 | 0 | 0 | 0 | 0 | 0 | 0 | 0 | 0 | 0 | 0 | 0 | 0 | 0 | 0 | 0 | 0 | 0 | 0 | 0 | 0 | 0 | 0 | 0
F1_Commercial_WA - Health_New_Food Preparation_Natural Gas_Range_A_Achievable Economic UCT Potential | F1 | Commercial | WA - Health | New | Food Preparation | Natural Gas | Range | A | Integrated Unit Energy Savings (kWh or therms) | Achievable Economic UCT Potential | 0 | 0 | 0 | 0 | 0 | 0 | 0 | 0 | 0 | 0 | 0 | 0 | 0 | 0 | 0 | 0 | 0 | 0 | 0 | 0 | 0 | 0 | 0 | 0 | 0 | 0 | 0
F2_Commercial_WA - Health_New_Food Preparation_Natural Gas_Range_A_Achievable Economic UCT Potential | F2 | Commercial | WA - Health | New | Food Preparation | Natural Gas | Range | A | Integrated Unit Summer Peak Savings (kW) | Achievable Economic UCT Potential | 0 | 0 | 0 | 0 | 0 | 0 | 0 | 0 | 0 | 0 | 0 | 0 | 0 | 0 | 0 | 0 | 0 | 0 | 0 | 0 | 0 | 0 | 0 | 0 | 0 | 0 | 0
F3_Commercial_WA - Health_New_Food Preparation_Natural Gas_Range_A_Achievable Economic UCT Potential | F3 | Commercial | WA - Health | New | Food Preparation | Natural Gas | Range | A | Integrated Unit Winter Peak Savings (kW) | Achievable Economic UCT Potential | 0 | 0 | 0 | 0 | 0 | 0 | 0 | 0 | 0 | 0 | 0 | 0 | 0 | 0 | 0 | 0 | 0 | 0 | 0 | 0 | 0 | 0 | 0 | 0 | 0 | 0 | 0
F4_Commercial_WA - Health_New_Food Preparation_Natural Gas_Range_A_Achievable Economic UCT Potential | F4 | Commercial | WA - Health | New | Food Preparation | Natural Gas | Range | A | Incremental Energy Savings (MWh or mTherms) | Achievable Economic UCT Potential | 0 | 0 | 0 | 0 | 0 | 0 | 0 | 0 | 0 | 0 | 0 | 0 | 0 | 0 | 0 | 0 | 0 | 0 | 0 | 0 | 0 | 0 | 0 | 0 | 0 | 0 | 0
F5_Commercial_WA - Health_New_Food Preparation_Natural Gas_Range_A_Achievable Economic UCT Potential | F5 | Commercial | WA - Health | New | Food Preparation | Natural Gas | Range | A | Incremental Summer Peak Savings (MW) | Achievable Economic UCT Potential | 0 | 0 | 0 | 0 | 0 | 0 | 0 | 0 | 0 | 0 | 0 | 0 | 0 | 0 | 0 | 0 | 0 | 0 | 0 | 0 | 0 | 0 | 0 | 0 | 0 | 0 | 0
F6_Commercial_WA - Health_New_Food Preparation_Natural Gas_Range_A_Achievable Economic UCT Potential | F6 | Commercial | WA - Health | New | Food Preparation | Natural Gas | Range | A | Incremental Winter Peak Savings (MW) | Achievable Economic UCT Potential | 0 | 0 | 0 | 0 | 0 | 0 | 0 | 0 | 0 | 0 | 0 | 0 | 0 | 0 | 0 | 0 | 0 | 0 | 0 | 0 | 0 | 0 | 0 | 0 | 0 | 0 | 0
F7_Commercial_WA - Health_New_Food Preparation_Natural Gas_Range_A_Achievable Economic UCT Potential | F7 | Commercial | WA - Health | New | Food Preparation | Natural Gas | Range | A | Cumulative Energy Savings (MWh or mTherms) | Achievable Economic UCT Potential | 0 | 0 | 0 | 0 | 0 | 0 | 0 | 0 | 0 | 0 | 0 | 0 | 0 | 0 | 0 | 0 | 0 | 0 | 0 | 0 | 0 | 0 | 0 | 0 | 0 | 0 | 0
F8_Commercial_WA - Health_New_Food Preparation_Natural Gas_Range_A_Achievable Economic UCT Potential | F8 | Commercial | WA - Health | New | Food Preparation | Natural Gas | Range | A | Cumulative Summer Peak Savings (MW) | Achievable Economic UCT Potential | 0 | 0 | 0 | 0 | 0 | 0 | 0 | 0 | 0 | 0 | 0 | 0 | 0 | 0 | 0 | 0 | 0 | 0 | 0 | 0 | 0 | 0 | 0 | 0 | 0 | 0 | 0
F9_Commercial_WA - Health_New_Food Preparation_Natural Gas_Range_A_Achievable Economic UCT Potential | F9 | Commercial | WA - Health | New | Food Preparation | Natural Gas | Range | A | Cumulative Winter Peak Savings (MW) | Achievable Economic UCT Potential | 0 | 0 | 0 | 0 | 0 | 0 | 0 | 0 | 0 | 0 | 0 | 0 | 0 | 0 | 0 | 0 | 0 | 0 | 0 | 0 | 0 | 0 | 0 | 0 | 0 | 0 | 0
F10_Commercial_WA - Health_New_Food Preparation_Natural Gas_Range_A_Achievable Economic UCT Potential | F10 | Commercial | WA - Health | New | Food Preparation | Natural Gas | Range | A | Purchases (Incremental) | Achievable Economic UCT Potential | 0 | 0 | 0 | 0 | 0 | 0 | 0 | 0 | 0 | 0 | 0 | 0 | 0 | 0 | 0 | 0 | 0 | 0 | 0 | 0 | 0 | 0 | 0 | 0 | 0 | 0 | 0
F11_Commercial_WA - Health_New_Food Preparation_Natural Gas_Range_A_Achievable Economic UCT Potential | F11 | Commercial | WA - Health | New | Food Preparation | Natural Gas | Range | A | Purchases (Cumulative) | Achievable Economic UCT Potential | 0 | 0 | 0 | 0 | 0 | 0 | 0 | 0 | 0 | 0 | 0 | 0 | 0 | 0 | 0 | 0 | 0 | 0 | 0 | 0 | 0 | 0 | 0 | 0 | 0 | 0 | 0
F1_Commercial_WA - Health_New_Food Preparation_Natural Gas_Steamer_A_Achievable Economic UCT Potential | F1 | Commercial | WA - Health | New | Food Preparation | Natural Gas | Steamer | A | Integrated Unit Energy Savings (kWh or therms) | Achievable Economic UCT Potential | 0 | 0 | 0 | 0 | 0 | 0 | 0 | 0 | 0 | 0 | 0 | 0 | 0 | 0 | 0 | 0 | 0 | 0 | 0 | 0 | 0 | 0 | 0 | 0 | 0 | 0 | 0
F2_Commercial_WA - Health_New_Food Preparation_Natural Gas_Steamer_A_Achievable Economic UCT Potential | F2 | Commercial | WA - Health | New | Food Preparation | Natural Gas | Steamer | A | Integrated Unit Summer Peak Savings (kW) | Achievable Economic UCT Potential | 0 | 0 | 0 | 0 | 0 | 0 | 0 | 0 | 0 | 0 | 0 | 0 | 0 | 0 | 0 | 0 | 0 | 0 | 0 | 0 | 0 | 0 | 0 | 0 | 0 | 0 | 0
F3_Commercial_WA - Health_New_Food Preparation_Natural Gas_Steamer_A_Achievable Economic UCT Potential | F3 | Commercial | WA - Health | New | Food Preparation | Natural Gas | Steamer | A | Integrated Unit Winter Peak Savings (kW) | Achievable Economic UCT Potential | 0 | 0 | 0 | 0 | 0 | 0 | 0 | 0 | 0 | 0 | 0 | 0 | 0 | 0 | 0 | 0 | 0 | 0 | 0 | 0 | 0 | 0 | 0 | 0 | 0 | 0 | 0
F4_Commercial_WA - Health_New_Food Preparation_Natural Gas_Steamer_A_Achievable Economic UCT Potential | F4 | Commercial | WA - Health | New | Food Preparation | Natural Gas | Steamer | A | Incremental Energy Savings (MWh or mTherms) | Achievable Economic UCT Potential | 0 | 0 | 0 | 0 | 0 | 0 | 0 | 0 | 0 | 0 | 0 | 0 | 0 | 0 | 0 | 0 | 0 | 0 | 0 | 0 | 0 | 0 | 0 | 0 | 0 | 0 | 0
F5_Commercial_WA - Health_New_Food Preparation_Natural Gas_Steamer_A_Achievable Economic UCT Potential | F5 | Commercial | WA - Health | New | Food Preparation | Natural Gas | Steamer | A | Incremental Summer Peak Savings (MW) | Achievable Economic UCT Potential | 0 | 0 | 0 | 0 | 0 | 0 | 0 | 0 | 0 | 0 | 0 | 0 | 0 | 0 | 0 | 0 | 0 | 0 | 0 | 0 | 0 | 0 | 0 | 0 | 0 | 0 | 0
F6_Commercial_WA - Health_New_Food Preparation_Natural Gas_Steamer_A_Achievable Economic UCT Potential | F6 | Commercial | WA - Health | New | Food Preparation | Natural Gas | Steamer | A | Incremental Winter Peak Savings (MW) | Achievable Economic UCT Potential | 0 | 0 | 0 | 0 | 0 | 0 | 0 | 0 | 0 | 0 | 0 | 0 | 0 | 0 | 0 | 0 | 0 | 0 | 0 | 0 | 0 | 0 | 0 | 0 | 0 | 0 | 0
F7_Commercial_WA - Health_New_Food Preparation_Natural Gas_Steamer_A_Achievable Economic UCT Potential | F7 | Commercial | WA - Health | New | Food Preparation | Natural Gas | Steamer | A | Cumulative Energy Savings (MWh or mTherms) | Achievable Economic UCT Potential | 0 | 0 | 0 | 0 | 0 | 0 | 0 | 0 | 0 | 0 | 0 | 0 | 0 | 0 | 0 | 0 | 0 | 0 | 0 | 0 | 0 | 0 | 0 | 0 | 0 | 0 | 0
F8_Commercial_WA - Health_New_Food Preparation_Natural Gas_Steamer_A_Achievable Economic UCT Potential | F8 | Commercial | WA - Health | New | Food Preparation | Natural Gas | Steamer | A | Cumulative Summer Peak Savings (MW) | Achievable Economic UCT Potential | 0 | 0 | 0 | 0 | 0 | 0 | 0 | 0 | 0 | 0 | 0 | 0 | 0 | 0 | 0 | 0 | 0 | 0 | 0 | 0 | 0 | 0 | 0 | 0 | 0 | 0 | 0
F9_Commercial_WA - Health_New_Food Preparation_Natural Gas_Steamer_A_Achievable Economic UCT Potential | F9 | Commercial | WA - Health | New | Food Preparation | Natural Gas | Steamer | A | Cumulative Winter Peak Savings (MW) | Achievable Economic UCT Potential | 0 | 0 | 0 | 0 | 0 | 0 | 0 | 0 | 0 | 0 | 0 | 0 | 0 | 0 | 0 | 0 | 0 | 0 | 0 | 0 | 0 | 0 | 0 | 0 | 0 | 0 | 0
F10_Commercial_WA - Health_New_Food Preparation_Natural Gas_Steamer_A_Achievable Economic UCT Potential | F10 | Commercial | WA - Health | New | Food Preparation | Natural Gas | Steamer | A | Purchases (Incremental) | Achievable Economic UCT Potential | 0 | 0 | 0 | 0 | 0 | 0 | 0 | 0 | 0 | 0 | 0 | 0 | 0 | 0 | 0 | 0 | 0 | 0 | 0 | 0 | 0 | 0 | 0 | 0 | 0 | 0 | 0
F11_Commercial_WA - Health_New_Food Preparation_Natural Gas_Steamer_A_Achievable Economic UCT Potential | F11 | Commercial | WA - Health | New | Food Preparation | Natural Gas | Steamer | A | Purchases (Cumulative) | Achievable Economic UCT Potential | 0 | 0 | 0 | 0 | 0 | 0 | 0 | 0 | 0 | 0 | 0 | 0 | 0 | 0 | 0 | 0 | 0 | 0 | 0 | 0 | 0 | 0 | 0 | 0 | 0 | 0 | 0
F1_Commercial_WA - Health_New_Food Preparation_Natural Gas_Commercial Food Prep Other_A_Achievable Economic UCT Potential | F1 | Commercial | WA - Health | New | Food Preparation | Natural Gas | Commercial Food Prep Other | A | Integrated Unit Energy Savings (kWh or therms) | Achievable Economic UCT Potential | 0 | 0 | 0 | 0 | 0 | 0 | 0 | 0 | 0 | 0 | 0 | 0 | 0 | 0 | 0 | 0 | 0 | 0 | 0 | 0 | 0 | 0 | 0 | 0 | 0 | 0 | 0
F2_Commercial_WA - Health_New_Food Preparation_Natural Gas_Commercial Food Prep Other_A_Achievable Economic UCT Potential | F2 | Commercial | WA - Health | New | Food Preparation | Natural Gas | Commercial Food Prep Other | A | Integrated Unit Summer Peak Savings (kW) | Achievable Economic UCT Potential | 0 | 0 | 0 | 0 | 0 | 0 | 0 | 0 | 0 | 0 | 0 | 0 | 0 | 0 | 0 | 0 | 0 | 0 | 0 | 0 | 0 | 0 | 0 | 0 | 0 | 0 | 0
F3_Commercial_WA - Health_New_Food Preparation_Natural Gas_Commercial Food Prep Other_A_Achievable Economic UCT Potential | F3 | Commercial | WA - Health | New | Food Preparation | Natural Gas | Commercial Food Prep Other | A | Integrated Unit Winter Peak Savings (kW) | Achievable Economic UCT Potential | 0 | 0 | 0 | 0 | 0 | 0 | 0 | 0 | 0 | 0 | 0 | 0 | 0 | 0 | 0 | 0 | 0 | 0 | 0 | 0 | 0 | 0 | 0 | 0 | 0 | 0 | 0
F4_Commercial_WA - Health_New_Food Preparation_Natural Gas_Commercial Food Prep Other_A_Achievable Economic UCT Potential | F4 | Commercial | WA - Health | New | Food Preparation | Natural Gas | Commercial Food Prep Other | A | Incremental Energy Savings (MWh or mTherms) | Achievable Economic UCT Potential | 0 | 0 | 0 | 0 | 0 | 0 | 0 | 0 | 0 | 0 | 0 | 0 | 0 | 0 | 0 | 0 | 0 | 0 | 0 | 0 | 0 | 0 | 0 | 0 | 0 | 0 | 0
F5_Commercial_WA - Health_New_Food Preparation_Natural Gas_Commercial Food Prep Other_A_Achievable Economic UCT Potential | F5 | Commercial | WA - Health | New | Food Preparation | Natural Gas | Commercial Food Prep Other | A | Incremental Summer Peak Savings (MW) | Achievable Economic UCT Potential | 0 | 0 | 0 | 0 | 0 | 0 | 0 | 0 | 0 | 0 | 0 | 0 | 0 | 0 | 0 | 0 | 0 | 0 | 0 | 0 | 0 | 0 | 0 | 0 | 0 | 0 | 0
F6_Commercial_WA - Health_New_Food Preparation_Natural Gas_Commercial Food Prep Other_A_Achievable Economic UCT Potential | F6 | Commercial | WA - Health | New | Food Preparation | Natural Gas | Commercial Food Prep Other | A | Incremental Winter Peak Savings (MW) | Achievable Economic UCT Potential | 0 | 0 | 0 | 0 | 0 | 0 | 0 | 0 | 0 | 0 | 0 | 0 | 0 | 0 | 0 | 0 | 0 | 0 | 0 | 0 | 0 | 0 | 0 | 0 | 0 | 0 | 0
F7_Commercial_WA - Health_New_Food Preparation_Natural Gas_Commercial Food Prep Other_A_Achievable Economic UCT Potential | F7 | Commercial | WA - Health | New | Food Preparation | Natural Gas | Commercial Food Prep Other | A | Cumulative Energy Savings (MWh or mTherms) | Achievable Economic UCT Potential | 0 | 0 | 0 | 0 | 0 | 0 | 0 | 0 | 0 | 0 | 0 | 0 | 0 | 0 | 0 | 0 | 0 | 0 | 0 | 0 | 0 | 0 | 0 | 0 | 0 | 0 | 0
F8_Commercial_WA - Health_New_Food Preparation_Natural Gas_Commercial Food Prep Other_A_Achievable Economic UCT Potential | F8 | Commercial | WA - Health | New | Food Preparation | Natural Gas | Commercial Food Prep Other | A | Cumulative Summer Peak Savings (MW) | Achievable Economic UCT Potential | 0 | 0 | 0 | 0 | 0 | 0 | 0 | 0 | 0 | 0 | 0 | 0 | 0 | 0 | 0 | 0 | 0 | 0 | 0 | 0 | 0 | 0 | 0 | 0 | 0 | 0 | 0
F9_Commercial_WA - Health_New_Food Preparation_Natural Gas_Commercial Food Prep Other_A_Achievable Economic UCT Potential | F9 | Commercial | WA - Health | New | Food Preparation | Natural Gas | Commercial Food Prep Other | A | Cumulative Winter Peak Savings (MW) | Achievable Economic UCT Potential | 0 | 0 | 0 | 0 | 0 | 0 | 0 | 0 | 0 | 0 | 0 | 0 | 0 | 0 | 0 | 0 | 0 | 0 | 0 | 0 | 0 | 0 | 0 | 0 | 0 | 0 | 0
F10_Commercial_WA - Health_New_Food Preparation_Natural Gas_Commercial Food Prep Other_A_Achievable Economic UCT Potential | F10 | Commercial | WA - Health | New | Food Preparation | Natural Gas | Commercial Food Prep Other | A | Purchases (Incremental) | Achievable Economic UCT Potential | 0 | 0 | 0 | 0 | 0 | 0 | 0 | 0 | 0 | 0 | 0 | 0 | 0 | 0 | 0 | 0 | 0 | 0 | 0 | 0 | 0 | 0 | 0 | 0 | 0 | 0 | 0
F11_Commercial_WA - Health_New_Food Preparation_Natural Gas_Commercial Food Prep Other_A_Achievable Economic UCT Potential | F11 | Commercial | WA - Health | New | Food Preparation | Natural Gas | Commercial Food Prep Other | A | Purchases (Cumulative) | Achievable Economic UCT Potential | 0 | 0 | 0 | 0 | 0 | 0 | 0 | 0 | 0 | 0 | 0 | 0 | 0 | 0 | 0 | 0 | 0 | 0 | 0 | 0 | 0 | 0 | 0 | 0 | 0 | 0 | 0
F1_Commercial_WA - Health_New_Miscellaneous_Natural Gas_Pool Heater_A_Achievable Economic UCT Potential | F1 | Commercial | WA - Health | New | Miscellaneous | Natural Gas | Pool Heater | A | Integrated Unit Energy Savings (kWh or therms) | Achievable Economic UCT Potential | 0 | 0 | 0 | 0 | 0 | 0 | 0 | 0 | 0 | 0 | 0 | 0 | 0 | 0 | 0 | 0 | 0 | 0 | 0 | 0 | 0 | 0 | 0 | 0 | 0 | 0 | 0
F2_Commercial_WA - Health_New_Miscellaneous_Natural Gas_Pool Heater_A_Achievable Economic UCT Potential | F2 | Commercial | WA - Health | New | Miscellaneous | Natural Gas | Pool Heater | A | Integrated Unit Summer Peak Savings (kW) | Achievable Economic UCT Potential | 0 | 0 | 0 | 0 | 0 | 0 | 0 | 0 | 0 | 0 | 0 | 0 | 0 | 0 | 0 | 0 | 0 | 0 | 0 | 0 | 0 | 0 | 0 | 0 | 0 | 0 | 0
F3_Commercial_WA - Health_New_Miscellaneous_Natural Gas_Pool Heater_A_Achievable Economic UCT Potential | F3 | Commercial | WA - Health | New | Miscellaneous | Natural Gas | Pool Heater | A | Integrated Unit Winter Peak Savings (kW) | Achievable Economic UCT Potential | 0 | 0 | 0 | 0 | 0 | 0 | 0 | 0 | 0 | 0 | 0 | 0 | 0 | 0 | 0 | 0 | 0 | 0 | 0 | 0 | 0 | 0 | 0 | 0 | 0 | 0 | 0
F4_Commercial_WA - Health_New_Miscellaneous_Natural Gas_Pool Heater_A_Achievable Economic UCT Potential | F4 | Commercial | WA - Health | New | Miscellaneous | Natural Gas | Pool Heater | A | Incremental Energy Savings (MWh or mTherms) | Achievable Economic UCT Potential | 0 | 0 | 0 | 0 | 0 | 0 | 0 | 0 | 0 | 0 | 0 | 0 | 0 | 0 | 0 | 0 | 0 | 0 | 0 | 0 | 0 | 0 | 0 | 0 | 0 | 0 | 0
F5_Commercial_WA - Health_New_Miscellaneous_Natural Gas_Pool Heater_A_Achievable Economic UCT Potential | F5 | Commercial | WA - Health | New | Miscellaneous | Natural Gas | Pool Heater | A | Incremental Summer Peak Savings (MW) | Achievable Economic UCT Potential | 0 | 0 | 0 | 0 | 0 | 0 | 0 | 0 | 0 | 0 | 0 | 0 | 0 | 0 | 0 | 0 | 0 | 0 | 0 | 0 | 0 | 0 | 0 | 0 | 0 | 0 | 0
F6_Commercial_WA - Health_New_Miscellaneous_Natural Gas_Pool Heater_A_Achievable Economic UCT Potential | F6 | Commercial | WA - Health | New | Miscellaneous | Natural Gas | Pool Heater | A | Incremental Winter Peak Savings (MW) | Achievable Economic UCT Potential | 0 | 0 | 0 | 0 | 0 | 0 | 0 | 0 | 0 | 0 | 0 | 0 | 0 | 0 | 0 | 0 | 0 | 0 | 0 | 0 | 0 | 0 | 0 | 0 | 0 | 0 | 0
F7_Commercial_WA - Health_New_Miscellaneous_Natural Gas_Pool Heater_A_Achievable Economic UCT Potential | F7 | Commercial | WA - Health | New | Miscellaneous | Natural Gas | Pool Heater | A | Cumulative Energy Savings (MWh or mTherms) | Achievable Economic UCT Potential | 0 | 0 | 0 | 0 | 0 | 0 | 0 | 0 | 0 | 0 | 0 | 0 | 0 | 0 | 0 | 0 | 0 | 0 | 0 | 0 | 0 | 0 | 0 | 0 | 0 | 0 | 0
F8_Commercial_WA - Health_New_Miscellaneous_Natural Gas_Pool Heater_A_Achievable Economic UCT Potential | F8 | Commercial | WA - Health | New | Miscellaneous | Natural Gas | Pool Heater | A | Cumulative Summer Peak Savings (MW) | Achievable Economic UCT Potential | 0 | 0 | 0 | 0 | 0 | 0 | 0 | 0 | 0 | 0 | 0 | 0 | 0 | 0 | 0 | 0 | 0 | 0 | 0 | 0 | 0 | 0 | 0 | 0 | 0 | 0 | 0
F9_Commercial_WA - Health_New_Miscellaneous_Natural Gas_Pool Heater_A_Achievable Economic UCT Potential | F9 | Commercial | WA - Health | New | Miscellaneous | Natural Gas | Pool Heater | A | Cumulative Winter Peak Savings (MW) | Achievable Economic UCT Potential | 0 | 0 | 0 | 0 | 0 | 0 | 0 | 0 | 0 | 0 | 0 | 0 | 0 | 0 | 0 | 0 | 0 | 0 | 0 | 0 | 0 | 0 | 0 | 0 | 0 | 0 | 0
F10_Commercial_WA - Health_New_Miscellaneous_Natural Gas_Pool Heater_A_Achievable Economic UCT Potential | F10 | Commercial | WA - Health | New | Miscellaneous | Natural Gas | Pool Heater | A | Purchases (Incremental) | Achievable Economic UCT Potential | 0 | 0 | 0 | 0 | 0 | 0 | 0 | 0 | 0 | 0 | 0 | 0 | 0 | 0 | 0 | 0 | 0 | 0 | 0 | 0 | 0 | 0 | 0 | 0 | 0 | 0 | 0
F11_Commercial_WA - Health_New_Miscellaneous_Natural Gas_Pool Heater_A_Achievable Economic UCT Potential | F11 | Commercial | WA - Health | New | Miscellaneous | Natural Gas | Pool Heater | A | Purchases (Cumulative) | Achievable Economic UCT Potential | 0 | 0 | 0 | 0 | 0 | 0 | 0 | 0 | 0 | 0 | 0 | 0 | 0 | 0 | 0 | 0 | 0 | 0 | 0 | 0 | 0 | 0 | 0 | 0 | 0 | 0 | 0
F1_Commercial_WA - Miscellaneous_Existing_Space Heating_Natural Gas_Furnace_A_Achievable Economic UCT Potential | F1 | Commercial | WA - Miscellaneous | Existing | Space Heating | Natural Gas | Furnace | A | Integrated Unit Energy Savings (kWh or therms) | Achievable Economic UCT Potential | 0 | 638.6601 | 636.1836 | 212.0612 | 212.0612 | 212.0612 | 212.0612 | 212.0612 | 212.0612 | 212.0612 | 212.0612 | 212.0612 | 212.0612 | 212.0612 | 212.0612 | 212.0612 | 212.0612 | 212.0612 | 212.0612 | 212.0612 | 212.0612 | 212.0612 | 212.0612 | 212.0612 | 212.0612 | 212.0612 | 212.0612
F2_Commercial_WA - Miscellaneous_Existing_Space Heating_Natural Gas_Furnace_A_Achievable Economic UCT Potential | F2 | Commercial | WA - Miscellaneous | Existing | Space Heating | Natural Gas | Furnace | A | Integrated Unit Summer Peak Savings (kW) | Achievable Economic UCT Potential | 0 | 0 | 0 | 0 | 0 | 0 | 0 | 0 | 0 | 0 | 0 | 0 | 0 | 0 | 0 | 0 | 0 | 0 | 0 | 0 | 0 | 0 | 0 | 0 | 0 | 0 | 0
F3_Commercial_WA - Miscellaneous_Existing_Space Heating_Natural Gas_Furnace_A_Achievable Economic UCT Potential | F3 | Commercial | WA - Miscellaneous | Existing | Space Heating | Natural Gas | Furnace | A | Integrated Unit Winter Peak Savings (kW) | Achievable Economic UCT Potential | 0 | 0 | 0 | 0 | 0 | 0 | 0 | 0 | 0 | 0 | 0 | 0 | 0 | 0 | 0 | 0 | 0 | 0 | 0 | 0 | 0 | 0 | 0 | 0 | 0 | 0 | 0
F4_Commercial_WA - Miscellaneous_Existing_Space Heating_Natural Gas_Furnace_A_Achievable Economic UCT Potential | F4 | Commercial | WA - Miscellaneous | Existing | Space Heating | Natural Gas | Furnace | A | Incremental Energy Savings (MWh or mTherms) | Achievable Economic UCT Potential | 0 | 0 | 0 | 0.0064506 | 0.011191 | 0.027364 | 0.057272 | 0.10833 | 0.18992 | 0.31298 | 0.48493 | 0.71208 | 0.99624 | 1.333 | 1.7104 | 2.1097 | 2.5074 | 2.8792 | 3.2054 | 3.1987 | 3.1537 | 3.069 | 2.9907 | 2.8855 | 2.8024 | 2.7403 | 2.6918
F5_Commercial_WA - Miscellaneous_Existing_Space Heating_Natural Gas_Furnace_A_Achievable Economic UCT Potential | F5 | Commercial | WA - Miscellaneous | Existing | Space Heating | Natural Gas | Furnace | A | Incremental Summer Peak Savings (MW) | Achievable Economic UCT Potential | 0 | 0 | 0 | 0 | 0 | 0 | 0 | 0 | 0 | 0 | 0 | 0 | 0 | 0 | 0 | 0 | 0 | 0 | 0 | 0 | 0 | 0 | 0 | 0 | 0 | 0 | 0
F6_Commercial_WA - Miscellaneous_Existing_Space Heating_Natural Gas_Furnace_A_Achievable Economic UCT Potential | F6 | Commercial | WA - Miscellaneous | Existing | Space Heating | Natural Gas | Furnace | A | Incremental Winter Peak Savings (MW) | Achievable Economic UCT Potential | 0 | 0 | 0 | 0 | 0 | 0 | 0 | 0 | 0 | 0 | 0 | 0 | 0 | 0 | 0 | 0 | 0 | 0 | 0 | 0 | 0 | 0 | 0 | 0 | 0 | 0 | 0
F7_Commercial_WA - Miscellaneous_Existing_Space Heating_Natural Gas_Furnace_A_Achievable Economic UCT Potential | F7 | Commercial | WA - Miscellaneous | Existing | Space Heating | Natural Gas | Furnace | A | Cumulative Energy Savings (MWh or mTherms) | Achievable Economic UCT Potential | 0 | 0 | 0 | 0.0064506 | 0.017642 | 0.045006 | 0.10228 | 0.21061 | 0.40052 | 0.7135 | 1.1984 | 1.9105 | 2.9068 | 4.2397 | 5.9501 | 8.0598 | 10.5672 | 13.4464 | 16.6518 | 19.8505 | 23.0042 | 26.0732 | 29.0638 | 31.9493 | 34.7517 | 37.492 | 40.1837
F8_Commercial_WA - Miscellaneous_Existing_Space Heating_Natural Gas_Furnace_A_Achievable Economic UCT Potential | F8 | Commercial | WA - Miscellaneous | Existing | Space Heating | Natural Gas | Furnace | A | Cumulative Summer Peak Savings (MW) | Achievable Economic UCT Potential | 0 | 0 | 0 | 0 | 0 | 0 | 0 | 0 | 0 | 0 | 0 | 0 | 0 | 0 | 0 | 0 | 0 | 0 | 0 | 0 | 0 | 0 | 0 | 0 | 0 | 0 | 0
F9_Commercial_WA - Miscellaneous_Existing_Space Heating_Natural Gas_Furnace_A_Achievable Economic UCT Potential | F9 | Commercial | WA - Miscellaneous | Existing | Space Heating | Natural Gas | Furnace | A | Cumulative Winter Peak Savings (MW) | Achievable Economic UCT Potential | 0 | 0 | 0 | 0 | 0 | 0 | 0 | 0 | 0 | 0 | 0 | 0 | 0 | 0 | 0 | 0 | 0 | 0 | 0 | 0 | 0 | 0 | 0 | 0 | 0 | 0 | 0
F10_Commercial_WA - Miscellaneous_Existing_Space Heating_Natural Gas_Furnace_A_Achievable Economic UCT Potential | F10 | Commercial | WA - Miscellaneous | Existing | Space Heating | Natural Gas | Furnace | A | Purchases (Incremental) | Achievable Economic UCT Potential | 0 | 0 | 0 | 0.030419 | 0.052773 | 0.12904 | 0.27007 | 0.51084 | 0.89557 | 1.4759 | 2.2868 | 3.3579 | 4.6979 | 6.2858 | 8.0656 | 9.9486 | 11.8238 | 13.5774 | 15.1153 | 15.0838 | 14.8716 | 14.4722 | 14.1028 | 13.6067 | 13.2149 | 12.9223 | 12.6933
F11_Commercial_WA - Miscellaneous_Existing_Space Heating_Natural Gas_Furnace_A_Achievable Economic UCT Potential | F11 | Commercial | WA - Miscellaneous | Existing | Space Heating | Natural Gas | Furnace | A | Purchases (Cumulative) | Achievable Economic UCT Potential | 0 | 0 | 0 | 0.030419 | 0.083192 | 0.21223 | 0.48231 | 0.99314 | 1.8887 | 3.3646 | 5.6514 | 9.0092 | 13.7071 | 19.9929 | 28.0585 | 38.0071 | 49.8309 | 63.4083 | 78.5236 | 93.6074 | 108.479 | 122.9512 | 137.054 | 150.6607 | 163.8757 | 176.7979 | 189.4913
F1_Commercial_WA - Miscellaneous_Existing_Space Heating_Natural Gas_Boiler_A_Achievable Economic UCT Potential | F1 | Commercial | WA - Miscellaneous | Existing | Space Heating | Natural Gas | Boiler | A | Integrated Unit Energy Savings (kWh or therms) | Achievable Economic UCT Potential | 0 | 1962.3855 | 1954.7759 | 1954.7759 | 1954.7759 | 1954.7759 | 1954.7759 | 1954.7759 | 1954.7759 | 1954.7759 | 1954.7759 | 1954.7759 | 1954.7759 | 1954.7759 | 1954.7759 | 1954.7759 | 1954.7759 | 1954.7759 | 1954.7759 | 1954.7759 | 1954.7759 | 1954.7759 | 1954.7759 | 1954.7759 | 1954.7759 | 1954.7759 | 1954.7759
F2_Commercial_WA - Miscellaneous_Existing_Space Heating_Natural Gas_Boiler_A_Achievable Economic UCT Potential | F2 | Commercial | WA - Miscellaneous | Existing | Space Heating | Natural Gas | Boiler | A | Integrated Unit Summer Peak Savings (kW) | Achievable Economic UCT Potential | 0 | 0 | 0 | 0 | 0 | 0 | 0 | 0 | 0 | 0 | 0 | 0 | 0 | 0 | 0 | 0 | 0 | 0 | 0 | 0 | 0 | 0 | 0 | 0 | 0 | 0 | 0
F3_Commercial_WA - Miscellaneous_Existing_Space Heating_Natural Gas_Boiler_A_Achievable Economic UCT Potential | F3 | Commercial | WA - Miscellaneous | Existing | Space Heating | Natural Gas | Boiler | A | Integrated Unit Winter Peak Savings (kW) | Achievable Economic UCT Potential | 0 | 0 | 0 | 0 | 0 | 0 | 0 | 0 | 0 | 0 | 0 | 0 | 0 | 0 | 0 | 0 | 0 | 0 | 0 | 0 | 0 | 0 | 0 | 0 | 0 | 0 | 0
F4_Commercial_WA - Miscellaneous_Existing_Space Heating_Natural Gas_Boiler_A_Achievable Economic UCT Potential | F4 | Commercial | WA - Miscellaneous | Existing | Space Heating | Natural Gas | Boiler | A | Incremental Energy Savings (MWh or mTherms) | Achievable Economic UCT Potential | 0 | 0 | 0 | 1.3002 | 2.2279 | 2.8825 | 3.4011 | 3.8612 | 4.2642 | 4.6136 | 4.914 | 5.1706 | 5.3885 | 5.5727 | 5.7191 | 5.8356 | 5.9286 | 6.003 | 6.0627 | 6.1108 | 6.1609 | 6.2007 | 6.2 | 6.1643 | 6.1361 | 6.1145 | 6.0983
F5_Commercial_WA - Miscellaneous_Existing_Space Heating_Natural Gas_Boiler_A_Achievable Economic UCT Potential | F5 | Commercial | WA - Miscellaneous | Existing | Space Heating | Natural Gas | Boiler | A | Incremental Summer Peak Savings (MW) | Achievable Economic UCT Potential | 0 | 0 | 0 | 0 | 0 | 0 | 0 | 0 | 0 | 0 | 0 | 0 | 0 | 0 | 0 | 0 | 0 | 0 | 0 | 0 | 0 | 0 | 0 | 0 | 0 | 0 | 0
F6_Commercial_WA - Miscellaneous_Existing_Space Heating_Natural Gas_Boiler_A_Achievable Economic UCT Potential | F6 | Commercial | WA - Miscellaneous | Existing | Space Heating | Natural Gas | Boiler | A | Incremental Winter Peak Savings (MW) | Achievable Economic UCT Potential | 0 | 0 | 0 | 0 | 0 | 0 | 0 | 0 | 0 | 0 | 0 | 0 | 0 | 0 | 0 | 0 | 0 | 0 | 0 | 0 | 0 | 0 | 0 | 0 | 0 | 0 | 0
F7_Commercial_WA - Miscellaneous_Existing_Space Heating_Natural Gas_Boiler_A_Achievable Economic UCT Potential | F7 | Commercial | WA - Miscellaneous | Existing | Space Heating | Natural Gas | Boiler | A | Cumulative Energy Savings (MWh or mTherms) | Achievable Economic UCT Potential | 0 | 0 | 0 | 1.3002 | 3.5281 | 6.4106 | 9.8118 | 13.673 | 17.9372 | 22.5508 | 27.4648 | 32.6354 | 38.0239 | 43.5966 | 49.3157 | 55.1513 | 61.0799 | 67.083 | 73.1457 | 79.2565 | 85.4174 | 91.6181 | 97.8181 | 103.9824 | 110.1185 | 116.233 | 122.3313
F8_Commercial_WA - Miscellaneous_Existing_Space Heating_Natural Gas_Boiler_A_Achievable Economic UCT Potential | F8 | Commercial | WA - Miscellaneous | Existing | Space Heating | Natural Gas | Boiler | A | Cumulative Summer Peak Savings (MW) | Achievable Economic UCT Potential | 0 | 0 | 0 | 0 | 0 | 0 | 0 | 0 | 0 | 0 | 0 | 0 | 0 | 0 | 0 | 0 | 0 | 0 | 0 | 0 | 0 | 0 | 0 | 0 | 0 | 0 | 0
F9_Commercial_WA - Miscellaneous_Existing_Space Heating_Natural Gas_Boiler_A_Achievable Economic UCT Potential | F9 | Commercial | WA - Miscellaneous | Existing | Space Heating | Natural Gas | Boiler | A | Cumulative Winter Peak Savings (MW) | Achievable Economic UCT Potential | 0 | 0 | 0 | 0 | 0 | 0 | 0 | 0 | 0 | 0 | 0 | 0 | 0 | 0 | 0 | 0 | 0 | 0 | 0 | 0 | 0 | 0 | 0 | 0 | 0 | 0 | 0
F10_Commercial_WA - Miscellaneous_Existing_Space Heating_Natural Gas_Boiler_A_Achievable Economic UCT Potential | F10 | Commercial | WA - Miscellaneous | Existing | Space Heating | Natural Gas | Boiler | A | Purchases (Incremental) | Achievable Economic UCT Potential | 0 | 0 | 0 | 0.66515 | 1.1397 | 1.4746 | 1.7399 | 1.9753 | 2.1814 | 2.3602 | 2.5139 | 2.6451 | 2.7566 | 2.8508 | 2.9257 | 2.9853 | 3.0329 | 3.071 | 3.1015 | 3.1261 | 3.1517 | 3.1721 | 3.1717 | 3.1535 | 3.139 | 3.128 | 3.1197
F11_Commercial_WA - Miscellaneous_Existing_Space Heating_Natural Gas_Boiler_A_Achievable Economic UCT Potential | F11 | Commercial | WA - Miscellaneous | Existing | Space Heating | Natural Gas | Boiler | A | Purchases (Cumulative) | Achievable Economic UCT Potential | 0 | 0 | 0 | 0.66515 | 1.8049 | 3.2795 | 5.0194 | 6.9947 | 9.1761 | 11.5363 | 14.0501 | 16.6952 | 19.4518 | 22.3026 | 25.2283 | 28.2136 | 31.2465 | 34.3175 | 37.419 | 40.5451 | 43.6968 | 46.8688 | 50.0406 | 53.194 | 56.3331 | 59.461 | 62.5807
F1_Commercial_WA - Miscellaneous_Existing_Space Heating_Natural Gas_Unit Heater_A_Achievable Economic UCT Potential | F1 | Commercial | WA - Miscellaneous | Existing | Space Heating | Natural Gas | Unit Heater | A | Integrated Unit Energy Savings (kWh or therms) | Achievable Economic UCT Potential | 0 | 30983.2092 | 30863.0652 | 30863.0652 | 30863.0652 | 30863.0652 | 30863.0652 | 30863.0652 | 30863.0652 | 30863.0652 | 30863.0652 | 30863.0652 | 30863.0652 | 30863.0652 | 30863.0652 | 30863.0652 | 30863.0652 | 30863.0652 | 30863.0652 | 30863.0652 | 30863.0652 | 30863.0652 | 30863.0652 | 30863.0652 | 30863.0652 | 30863.0652 | 30863.0652
F2_Commercial_WA - Miscellaneous_Existing_Space Heating_Natural Gas_Unit Heater_A_Achievable Economic UCT Potential | F2 | Commercial | WA - Miscellaneous | Existing | Space Heating | Natural Gas | Unit Heater | A | Integrated Unit Summer Peak Savings (kW) | Achievable Economic UCT Potential | 0 | 0 | 0 | 0 | 0 | 0 | 0 | 0 | 0 | 0 | 0 | 0 | 0 | 0 | 0 | 0 | 0 | 0 | 0 | 0 | 0 | 0 | 0 | 0 | 0 | 0 | 0
F3_Commercial_WA - Miscellaneous_Existing_Space Heating_Natural Gas_Unit Heater_A_Achievable Economic UCT Potential | F3 | Commercial | WA - Miscellaneous | Existing | Space Heating | Natural Gas | Unit Heater | A | Integrated Unit Winter Peak Savings (kW) | Achievable Economic UCT Potential | 0 | 0 | 0 | 0 | 0 | 0 | 0 | 0 | 0 | 0 | 0 | 0 | 0 | 0 | 0 | 0 | 0 | 0 | 0 | 0 | 0 | 0 | 0 | 0 | 0 | 0 | 0
F4_Commercial_WA - Miscellaneous_Existing_Space Heating_Natural Gas_Unit Heater_A_Achievable Economic UCT Potential | F4 | Commercial | WA - Miscellaneous | Existing | Space Heating | Natural Gas | Unit Heater | A | Incremental Energy Savings (MWh or mTherms) | Achievable Economic UCT Potential | 0 | 0 | 0 | 0.00016891 | 0.00060877 | 0.0014848 | 0.0029639 | 0.0052371 | 0.0085883 | 0.013166 | 0.018523 | 0.024294 | 0.030021 | 0.035273 | 0.039764 | 0.043418 | 0.046273 | 0.04213 | 0.038315 | 0.034734 | 0.031222 | 0.027611 | 0.023703 | 0.019204 | 0.013954 | 0.0083875 | 0.0027902
F5_Commercial_WA - Miscellaneous_Existing_Space Heating_Natural Gas_Unit Heater_A_Achievable Economic UCT Potential | F5 | Commercial | WA - Miscellaneous | Existing | Space Heating | Natural Gas | Unit Heater | A | Incremental Summer Peak Savings (MW) | Achievable Economic UCT Potential | 0 | 0 | 0 | 0 | 0 | 0 | 0 | 0 | 0 | 0 | 0 | 0 | 0 | 0 | 0 | 0 | 0 | 0 | 0 | 0 | 0 | 0 | 0 | 0 | 0 | 0 | 0
F6_Commercial_WA - Miscellaneous_Existing_Space Heating_Natural Gas_Unit Heater_A_Achievable Economic UCT Potential | F6 | Commercial | WA - Miscellaneous | Existing | Space Heating | Natural Gas | Unit Heater | A | Incremental Winter Peak Savings (MW) | Achievable Economic UCT Potential | 0 | 0 | 0 | 0 | 0 | 0 | 0 | 0 | 0 | 0 | 0 | 0 | 0 | 0 | 0 | 0 | 0 | 0 | 0 | 0 | 0 | 0 | 0 | 0 | 0 | 0 | 0
F7_Commercial_WA - Miscellaneous_Existing_Space Heating_Natural Gas_Unit Heater_A_Achievable Economic UCT Potential | F7 | Commercial | WA - Miscellaneous | Existing | Space Heating | Natural Gas | Unit Heater | A | Cumulative Energy Savings (MWh or mTherms) | Achievable Economic UCT Potential | 0 | 0 | 0 | 0.00016891 | 0.00077768 | 0.0022625 | 0.0052264 | 0.010464 | 0.019052 | 0.032218 | 0.050741 | 0.075035 | 0.10506 | 0.14033 | 0.18009 | 0.22351 | 0.26978 | 0.31191 | 0.35023 | 0.38496 | 0.41618 | 0.4438 | 0.4675 | 0.4867 | 0.50066 | 0.50905 | 0.51184
F8_Commercial_WA - Miscellaneous_Existing_Space Heating_Natural Gas_Unit Heater_A_Achievable Economic UCT Potential | F8 | Commercial | WA - Miscellaneous | Existing | Space Heating | Natural Gas | Unit Heater | A | Cumulative Summer Peak Savings (MW) | Achievable Economic UCT Potential | 0 | 0 | 0 | 0 | 0 | 0 | 0 | 0 | 0 | 0 | 0 | 0 | 0 | 0 | 0 | 0 | 0 | 0 | 0 | 0 | 0 | 0 | 0 | 0 | 0 | 0 | 0
F9_Commercial_WA - Miscellaneous_Existing_Space Heating_Natural Gas_Unit Heater_A_Achievable Economic UCT Potential | F9 | Commercial | WA - Miscellaneous | Existing | Space Heating | Natural Gas | Unit Heater | A | Cumulative Winter Peak Savings (MW) | Achievable Economic UCT Potential | 0 | 0 | 0 | 0 | 0 | 0 | 0 | 0 | 0 | 0 | 0 | 0 | 0 | 0 | 0 | 0 | 0 | 0 | 0 | 0 | 0 | 0 | 0 | 0 | 0 | 0 | 0
F10_Commercial_WA - Miscellaneous_Existing_Space Heating_Natural Gas_Unit Heater_A_Achievable Economic UCT Potential | F10 | Commercial | WA - Miscellaneous | Existing | Space Heating | Natural Gas | Unit Heater | A | Purchases (Incremental) | Achievable Economic UCT Potential | 0 | 0 | 0 | 5.473e-06 | 1.9725e-05 | 4.811e-05 | 9.6034e-05 | 0.00016969 | 0.00027827 | 0.0004266 | 0.00060018 | 0.00078715 | 0.00097271 | 0.0011429 | 0.0012884 | 0.0014068 | 0.0014993 | 0.0013651 | 0.0012414 | 0.0011254 | 0.0010116 | 0.00089464 | 0.00076801 | 0.00062225 | 0.00045214 | 0.00027176 | 9.0405e-05
F11_Commercial_WA - Miscellaneous_Existing_Space Heating_Natural Gas_Unit Heater_A_Achievable Economic UCT Potential | F11 | Commercial | WA - Miscellaneous | Existing | Space Heating | Natural Gas | Unit Heater | A | Purchases (Cumulative) | Achievable Economic UCT Potential | 0 | 0 | 0 | 5.473e-06 | 2.5198e-05 | 7.3308e-05 | 0.00016934 | 0.00033903 | 0.0006173 | 0.0010439 | 0.0016441 | 0.0024312 | 0.0034039 | 0.0045468 | 0.0058352 | 0.007242 | 0.0087413 | 0.010106 | 0.011348 | 0.012473 | 0.013485 | 0.01438 | 0.015148 | 0.01577 | 0.016222 | 0.016494 | 0.016584
F1_Commercial_WA - Miscellaneous_Existing_Water Heating_Natural Gas_Water Heater_A_Achievable Economic UCT Potential | F1 | Commercial | WA - Miscellaneous | Existing | Water Heating | Natural Gas | Water Heater | A | Integrated Unit Energy Savings (kWh or therms) | Achievable Economic UCT Potential | 0 | 2.8505 | 2.8505 | 2.8505 | 2.8505 | 2.8505 | 2.8505 | 2.8505 | 2.8505 | 2.8505 | 2.8505 | 2.8505 | 2.8505 | 2.8505 | 2.8505 | 2.8505 | 2.8505 | 2.8505 | 2.8505 | 2.8505 | 2.8505 | 2.8505 | 2.8505 | 2.8505 | 2.8505 | 2.8505 | 2.8505
F2_Commercial_WA - Miscellaneous_Existing_Water Heating_Natural Gas_Water Heater_A_Achievable Economic UCT Potential | F2 | Commercial | WA - Miscellaneous | Existing | Water Heating | Natural Gas | Water Heater | A | Integrated Unit Summer Peak Savings (kW) | Achievable Economic UCT Potential | 0 | 0 | 0 | 0 | 0 | 0 | 0 | 0 | 0 | 0 | 0 | 0 | 0 | 0 | 0 | 0 | 0 | 0 | 0 | 0 | 0 | 0 | 0 | 0 | 0 | 0 | 0
F3_Commercial_WA - Miscellaneous_Existing_Water Heating_Natural Gas_Water Heater_A_Achievable Economic UCT Potential | F3 | Commercial | WA - Miscellaneous | Existing | Water Heating | Natural Gas | Water Heater | A | Integrated Unit Winter Peak Savings (kW) | Achievable Economic UCT Potential | 0 | 0 | 0 | 0 | 0 | 0 | 0 | 0 | 0 | 0 | 0 | 0 | 0 | 0 | 0 | 0 | 0 | 0 | 0 | 0 | 0 | 0 | 0 | 0 | 0 | 0 | 0
F4_Commercial_WA - Miscellaneous_Existing_Water Heating_Natural Gas_Water Heater_A_Achievable Economic UCT Potential | F4 | Commercial | WA - Miscellaneous | Existing | Water Heating | Natural Gas | Water Heater | A | Incremental Energy Savings (MWh or mTherms) | Achievable Economic UCT Potential | 0 | 0 | 0 | 0.50751 | 0.97365 | 1.4108 | 1.8281 | 2.2322 | 2.584 | 2.8545 | 3.2964 | 3.6228 | 3.8524 | 3.4978 | 3.1262 | 4.0376 | 3.3248 | 2.6748 | 2.1202 | 1.7046 | 1.1818 | 0.80952 | 0.55074 | 0.37449 | 0.60397 | 0 | 0
F5_Commercial_WA - Miscellaneous_Existing_Water Heating_Natural Gas_Water Heater_A_Achievable Economic UCT Potential | F5 | Commercial | WA - Miscellaneous | Existing | Water Heating | Natural Gas | Water Heater | A | Incremental Summer Peak Savings (MW) | Achievable Economic UCT Potential | 0 | 0 | 0 | 0 | 0 | 0 | 0 | 0 | 0 | 0 | 0 | 0 | 0 | 0 | 0 | 0 | 0 | 0 | 0 | 0 | 0 | 0 | 0 | 0 | 0 | 0 | 0
F6_Commercial_WA - Miscellaneous_Existing_Water Heating_Natural Gas_Water Heater_A_Achievable Economic UCT Potential | F6 | Commercial | WA - Miscellaneous | Existing | Water Heating | Natural Gas | Water Heater | A | Incremental Winter Peak Savings (MW) | Achievable Economic UCT Potential | 0 | 0 | 0 | 0 | 0 | 0 | 0 | 0 | 0 | 0 | 0 | 0 | 0 | 0 | 0 | 0 | 0 | 0 | 0 | 0 | 0 | 0 | 0 | 0 | 0 | 0 | 0
F7_Commercial_WA - Miscellaneous_Existing_Water Heating_Natural Gas_Water Heater_A_Achievable Economic UCT Potential | F7 | Commercial | WA - Miscellaneous | Existing | Water Heating | Natural Gas | Water Heater | A | Cumulative Energy Savings (MWh or mTherms) | Achievable Economic UCT Potential | 0 | 0 | 0 | 0.50751 | 1.4812 | 2.892 | 4.7201 | 6.9523 | 9.5363 | 12.3908 | 15.6872 | 19.31 | 23.1624 | 26.6602 | 29.7863 | 33.8239 | 37.1487 | 39.8235 | 41.9437 | 43.6483 | 44.8301 | 45.6396 | 46.1903 | 46.5648 | 47.1688 | 47.1688 | 47.1688
F8_Commercial_WA - Miscellaneous_Existing_Water Heating_Natural Gas_Water Heater_A_Achievable Economic UCT Potential | F8 | Commercial | WA - Miscellaneous | Existing | Water Heating | Natural Gas | Water Heater | A | Cumulative Summer Peak Savings (MW) | Achievable Economic UCT Potential | 0 | 0 | 0 | 0 | 0 | 0 | 0 | 0 | 0 | 0 | 0 | 0 | 0 | 0 | 0 | 0 | 0 | 0 | 0 | 0 | 0 | 0 | 0 | 0 | 0 | 0 | 0
F9_Commercial_WA - Miscellaneous_Existing_Water Heating_Natural Gas_Water Heater_A_Achievable Economic UCT Potential | F9 | Commercial | WA - Miscellaneous | Existing | Water Heating | Natural Gas | Water Heater | A | Cumulative Winter Peak Savings (MW) | Achievable Economic UCT Potential | 0 | 0 | 0 | 0 | 0 | 0 | 0 | 0 | 0 | 0 | 0 | 0 | 0 | 0 | 0 | 0 | 0 | 0 | 0 | 0 | 0 | 0 | 0 | 0 | 0 | 0 | 0
F10_Commercial_WA - Miscellaneous_Existing_Water Heating_Natural Gas_Water Heater_A_Achievable Economic UCT Potential | F10 | Commercial | WA - Miscellaneous | Existing | Water Heating | Natural Gas | Water Heater | A | Purchases (Incremental) | Achievable Economic UCT Potential | 0 | 0 | 0 | 178.046 | 341.5762 | 494.9453 | 641.3468 | 783.1032 | 906.522 | 1001.4042 | 1156.4505 | 1270.9493 | 1351.4914 | 1227.0813 | 1096.7264 | 1416.4671 | 1166.3992 | 938.3693 | 743.7938 | 598.0124 | 414.5949 | 283.9949 | 193.2114 | 131.3786 | 211.8838 | 0 | 0
F11_Commercial_WA - Miscellaneous_Existing_Water Heating_Natural Gas_Water Heater_A_Achievable Economic UCT Potential | F11 | Commercial | WA - Miscellaneous | Existing | Water Heating | Natural Gas | Water Heater | A | Purchases (Cumulative) | Achievable Economic UCT Potential | 0 | 0 | 0 | 178.046 | 519.6223 | 1014.5676 | 1655.9144 | 2439.0177 | 3345.5397 | 4346.9439 | 5503.3944 | 6774.3437 | 8125.8351 | 9352.9163 | 10449.6428 | 11866.1098 | 13032.509 | 13970.8783 | 14714.6722 | 15312.6846 | 15727.2795 | 16011.2745 | 16204.4858 | 16335.8645 | 16547.7483 | 16547.7483 | 16547.7483
F1_Commercial_WA - Miscellaneous_Existing_Food Preparation_Natural Gas_Oven_A_Achievable Economic UCT Potential | F1 | Commercial | WA - Miscellaneous | Existing | Food Preparation | Natural Gas | Oven | A | Integrated Unit Energy Savings (kWh or therms) | Achievable Economic UCT Potential | 0 | 106.6752 | 106.6752 | 106.6752 | 106.6752 | 106.6752 | 106.6752 | 106.6752 | 106.6752 | 106.6752 | 106.6752 | 106.6752 | 106.6752 | 106.6752 | 106.6752 | 106.6752 | 106.6752 | 106.6752 | 106.6752 | 106.6752 | 106.6752 | 106.6752 | 106.6752 | 106.6752 | 106.6752 | 106.6752 | 106.6752
F2_Commercial_WA - Miscellaneous_Existing_Food Preparation_Natural Gas_Oven_A_Achievable Economic UCT Potential | F2 | Commercial | WA - Miscellaneous | Existing | Food Preparation | Natural Gas | Oven | A | Integrated Unit Summer Peak Savings (kW) | Achievable Economic UCT Potential | 0 | 0 | 0 | 0 | 0 | 0 | 0 | 0 | 0 | 0 | 0 | 0 | 0 | 0 | 0 | 0 | 0 | 0 | 0 | 0 | 0 | 0 | 0 | 0 | 0 | 0 | 0
F3_Commercial_WA - Miscellaneous_Existing_Food Preparation_Natural Gas_Oven_A_Achievable Economic UCT Potential | F3 | Commercial | WA - Miscellaneous | Existing | Food Preparation | Natural Gas | Oven | A | Integrated Unit Winter Peak Savings (kW) | Achievable Economic UCT Potential | 0 | 0 | 0 | 0 | 0 | 0 | 0 | 0 | 0 | 0 | 0 | 0 | 0 | 0 | 0 | 0 | 0 | 0 | 0 | 0 | 0 | 0 | 0 | 0 | 0 | 0 | 0
F4_Commercial_WA - Miscellaneous_Existing_Food Preparation_Natural Gas_Oven_A_Achievable Economic UCT Potential | F4 | Commercial | WA - Miscellaneous | Existing | Food Preparation | Natural Gas | Oven | A | Incremental Energy Savings (MWh or mTherms) | Achievable Economic UCT Potential | 0 | 0 | 0 | 0.00099511 | 0.0042557 | 0.0087469 | 0.014091 | 0.020014 | 0.026315 | 0.032852 | 0.039523 | 0.04626 | 0.042766 | 0.040599 | 0.040269 | 0.041171 | 0.041665 | 0.045219 | 0.048269 | 0.052008 | 0.056263 | 0.059681 | 0.062428 | 0.055012 | 0.055054 | 0.05269 | 0.04862
F5_Commercial_WA - Miscellaneous_Existing_Food Preparation_Natural Gas_Oven_A_Achievable Economic UCT Potential | F5 | Commercial | WA - Miscellaneous | Existing | Food Preparation | Natural Gas | Oven | A | Incremental Summer Peak Savings (MW) | Achievable Economic UCT Potential | 0 | 0 | 0 | 0 | 0 | 0 | 0 | 0 | 0 | 0 | 0 | 0 | 0 | 0 | 0 | 0 | 0 | 0 | 0 | 0 | 0 | 0 | 0 | 0 | 0 | 0 | 0
F6_Commercial_WA - Miscellaneous_Existing_Food Preparation_Natural Gas_Oven_A_Achievable Economic UCT Potential | F6 | Commercial | WA - Miscellaneous | Existing | Food Preparation | Natural Gas | Oven | A | Incremental Winter Peak Savings (MW) | Achievable Economic UCT Potential | 0 | 0 | 0 | 0 | 0 | 0 | 0 | 0 | 0 | 0 | 0 | 0 | 0 | 0 | 0 | 0 | 0 | 0 | 0 | 0 | 0 | 0 | 0 | 0 | 0 | 0 | 0
F7_Commercial_WA - Miscellaneous_Existing_Food Preparation_Natural Gas_Oven_A_Achievable Economic UCT Potential | F7 | Commercial | WA - Miscellaneous | Existing | Food Preparation | Natural Gas | Oven | A | Cumulative Energy Savings (MWh or mTherms) | Achievable Economic UCT Potential | 0 | 0 | 0 | 0.00099511 | 0.0052508 | 0.013998 | 0.028089 | 0.048103 | 0.074418 | 0.10727 | 0.14679 | 0.19305 | 0.23582 | 0.27642 | 0.31669 | 0.35786 | 0.39952 | 0.44474 | 0.49301 | 0.54502 | 0.60128 | 0.66096 | 0.72339 | 0.7784 | 0.83346 | 0.88615 | 0.93477
F8_Commercial_WA - Miscellaneous_Existing_Food Preparation_Natural Gas_Oven_A_Achievable Economic UCT Potential | F8 | Commercial | WA - Miscellaneous | Existing | Food Preparation | Natural Gas | Oven | A | Cumulative Summer Peak Savings (MW) | Achievable Economic UCT Potential | 0 | 0 | 0 | 0 | 0 | 0 | 0 | 0 | 0 | 0 | 0 | 0 | 0 | 0 | 0 | 0 | 0 | 0 | 0 | 0 | 0 | 0 | 0 | 0 | 0 | 0 | 0
F9_Commercial_WA - Miscellaneous_Existing_Food Preparation_Natural Gas_Oven_A_Achievable Economic UCT Potential | F9 | Commercial | WA - Miscellaneous | Existing | Food Preparation | Natural Gas | Oven | A | Cumulative Winter Peak Savings (MW) | Achievable Economic UCT Potential | 0 | 0 | 0 | 0 | 0 | 0 | 0 | 0 | 0 | 0 | 0 | 0 | 0 | 0 | 0 | 0 | 0 | 0 | 0 | 0 | 0 | 0 | 0 | 0 | 0 | 0 | 0
F10_Commercial_WA - Miscellaneous_Existing_Food Preparation_Natural Gas_Oven_A_Achievable Economic UCT Potential | F10 | Commercial | WA - Miscellaneous | Existing | Food Preparation | Natural Gas | Oven | A | Purchases (Incremental) | Achievable Economic UCT Potential | 0 | 0 | 0 | 0.0093284 | 0.039894 | 0.081995 | 0.1321 | 0.18762 | 0.24668 | 0.30796 | 0.3705 | 0.43365 | 0.4009 | 0.38059 | 0.37749 | 0.38595 | 0.39058 | 0.4239 | 0.45248 | 0.48753 | 0.52742 | 0.55947 | 0.58522 | 0.5157 | 0.51609 | 0.49393 | 0.45577
F11_Commercial_WA - Miscellaneous_Existing_Food Preparation_Natural Gas_Oven_A_Achievable Economic UCT Potential | F11 | Commercial | WA - Miscellaneous | Existing | Food Preparation | Natural Gas | Oven | A | Purchases (Cumulative) | Achievable Economic UCT Potential | 0 | 0 | 0 | 0.0093284 | 0.049222 | 0.13122 | 0.26331 | 0.45093 | 0.69762 | 1.0056 | 1.3761 | 1.8097 | 2.2106 | 2.5912 | 2.9687 | 3.3547 | 3.7452 | 4.1691 | 4.6216 | 5.1092 | 5.6366 | 6.196 | 6.7813 | 7.297 | 7.813 | 8.307 | 8.7628
F1_Commercial_WA - Miscellaneous_Existing_Food Preparation_Natural Gas_Conveyor Oven_A_Achievable Economic UCT Potential | F1 | Commercial | WA - Miscellaneous | Existing | Food Preparation | Natural Gas | Conveyor Oven | A | Integrated Unit Energy Savings (kWh or therms) | Achievable Economic UCT Potential | 0 | 0 | 0 | 0 | 0 | 692.0657 | 692.0657 | 692.0657 | 692.0657 | 692.0657 | 692.0657 | 692.0657 | 692.0657 | 692.0657 | 692.0657 | 692.0657 | 692.0657 | 692.0657 | 692.0657 | 692.0657 | 692.0657 | 692.0657 | 692.0657 | 692.0657 | 692.0657 | 692.0657 | 692.0657
F2_Commercial_WA - Miscellaneous_Existing_Food Preparation_Natural Gas_Conveyor Oven_A_Achievable Economic UCT Potential | F2 | Commercial | WA - Miscellaneous | Existing | Food Preparation | Natural Gas | Conveyor Oven | A | Integrated Unit Summer Peak Savings (kW) | Achievable Economic UCT Potential | 0 | 0 | 0 | 0 | 0 | 0 | 0 | 0 | 0 | 0 | 0 | 0 | 0 | 0 | 0 | 0 | 0 | 0 | 0 | 0 | 0 | 0 | 0 | 0 | 0 | 0 | 0
F3_Commercial_WA - Miscellaneous_Existing_Food Preparation_Natural Gas_Conveyor Oven_A_Achievable Economic UCT Potential | F3 | Commercial | WA - Miscellaneous | Existing | Food Preparation | Natural Gas | Conveyor Oven | A | Integrated Unit Winter Peak Savings (kW) | Achievable Economic UCT Potential | 0 | 0 | 0 | 0 | 0 | 0 | 0 | 0 | 0 | 0 | 0 | 0 | 0 | 0 | 0 | 0 | 0 | 0 | 0 | 0 | 0 | 0 | 0 | 0 | 0 | 0 | 0
F4_Commercial_WA - Miscellaneous_Existing_Food Preparation_Natural Gas_Conveyor Oven_A_Achievable Economic UCT Potential | F4 | Commercial | WA - Miscellaneous | Existing | Food Preparation | Natural Gas | Conveyor Oven | A | Incremental Energy Savings (MWh or mTherms) | Achievable Economic UCT Potential | 0 | 0 | 0 | 0 | 0 | 0.0010198 | 0.0040035 | 0.0096409 | 0.018431 | 0.030732 | 0.043725 | 0.057052 | 0.070469 | 0.083818 | 0.096998 | 0.10995 | 0.12266 | 0.1054 | 0.090142 | 0.07677 | 0.065141 | 0.056609 | 0.051192 | 0.046139 | 0.043565 | 0.042597 | 0.042946
F5_Commercial_WA - Miscellaneous_Existing_Food Preparation_Natural Gas_Conveyor Oven_A_Achievable Economic UCT Potential | F5 | Commercial | WA - Miscellaneous | Existing | Food Preparation | Natural Gas | Conveyor Oven | A | Incremental Summer Peak Savings (MW) | Achievable Economic UCT Potential | 0 | 0 | 0 | 0 | 0 | 0 | 0 | 0 | 0 | 0 | 0 | 0 | 0 | 0 | 0 | 0 | 0 | 0 | 0 | 0 | 0 | 0 | 0 | 0 | 0 | 0 | 0
F6_Commercial_WA - Miscellaneous_Existing_Food Preparation_Natural Gas_Conveyor Oven_A_Achievable Economic UCT Potential | F6 | Commercial | WA - Miscellaneous | Existing | Food Preparation | Natural Gas | Conveyor Oven | A | Incremental Winter Peak Savings (MW) | Achievable Economic UCT Potential | 0 | 0 | 0 | 0 | 0 | 0 | 0 | 0 | 0 | 0 | 0 | 0 | 0 | 0 | 0 | 0 | 0 | 0 | 0 | 0 | 0 | 0 | 0 | 0 | 0 | 0 | 0
F7_Commercial_WA - Miscellaneous_Existing_Food Preparation_Natural Gas_Conveyor Oven_A_Achievable Economic UCT Potential | F7 | Commercial | WA - Miscellaneous | Existing | Food Preparation | Natural Gas | Conveyor Oven | A | Cumulative Energy Savings (MWh or mTherms) | Achievable Economic UCT Potential | 0 | 0 | 0 | 0 | 0 | 0.0010198 | 0.0050234 | 0.014664 | 0.033095 | 0.063827 | 0.10755 | 0.1646 | 0.23507 | 0.31889 | 0.41589 | 0.52584 | 0.6485 | 0.7539 | 0.84405 | 0.92082 | 0.98596 | 1.0426 | 1.0938 | 1.1399 | 1.1835 | 1.2261 | 1.269
F8_Commercial_WA - Miscellaneous_Existing_Food Preparation_Natural Gas_Conveyor Oven_A_Achievable Economic UCT Potential | F8 | Commercial | WA - Miscellaneous | Existing | Food Preparation | Natural Gas | Conveyor Oven | A | Cumulative Summer Peak Savings (MW) | Achievable Economic UCT Potential | 0 | 0 | 0 | 0 | 0 | 0 | 0 | 0 | 0 | 0 | 0 | 0 | 0 | 0 | 0 | 0 | 0 | 0 | 0 | 0 | 0 | 0 | 0 | 0 | 0 | 0 | 0
F9_Commercial_WA - Miscellaneous_Existing_Food Preparation_Natural Gas_Conveyor Oven_A_Achievable Economic UCT Potential | F9 | Commercial | WA - Miscellaneous | Existing | Food Preparation | Natural Gas | Conveyor Oven | A | Cumulative Winter Peak Savings (MW) | Achievable Economic UCT Potential | 0 | 0 | 0 | 0 | 0 | 0 | 0 | 0 | 0 | 0 | 0 | 0 | 0 | 0 | 0 | 0 | 0 | 0 | 0 | 0 | 0 | 0 | 0 | 0 | 0 | 0 | 0
F10_Commercial_WA - Miscellaneous_Existing_Food Preparation_Natural Gas_Conveyor Oven_A_Achievable Economic UCT Potential | F10 | Commercial | WA - Miscellaneous | Existing | Food Preparation | Natural Gas | Conveyor Oven | A | Purchases (Incremental) | Achievable Economic UCT Potential | 0 | 0 | 0 | 0 | 0 | 0.0014736 | 0.0057849 | 0.013931 | 0.026632 | 0.044406 | 0.06318 | 0.082437 | 0.10182 | 0.12111 | 0.14016 | 0.15888 | 0.17724 | 0.1523 | 0.13025 | 0.11093 | 0.094126 | 0.081797 | 0.073969 | 0.066669 | 0.062949 | 0.06155 | 0.062055
F11_Commercial_WA - Miscellaneous_Existing_Food Preparation_Natural Gas_Conveyor Oven_A_Achievable Economic UCT Potential | F11 | Commercial | WA - Miscellaneous | Existing | Food Preparation | Natural Gas | Conveyor Oven | A | Purchases (Cumulative) | Achievable Economic UCT Potential | 0 | 0 | 0 | 0 | 0 | 0.0014736 | 0.0072585 | 0.021189 | 0.047821 | 0.092227 | 0.15541 | 0.23784 | 0.33967 | 0.46078 | 0.60094 | 0.75982 | 0.93705 | 1.0894 | 1.2196 | 1.3305 | 1.4247 | 1.5065 | 1.5804 | 1.6471 | 1.71 | 1.7716 | 1.8336
F1_Commercial_WA - Miscellaneous_Existing_Food Preparation_Natural Gas_Double Rack Oven_A_Achievable Economic UCT Potential | F1 | Commercial | WA - Miscellaneous | Existing | Food Preparation | Natural Gas | Double Rack Oven | A | Integrated Unit Energy Savings (kWh or therms) | Achievable Economic UCT Potential | 0 | 1621.62 | 1621.62 | 1621.62 | 1621.62 | 1621.62 | 1621.62 | 1621.62 | 1621.62 | 1621.62 | 1621.62 | 1621.62 | 1621.62 | 1621.62 | 1621.62 | 1621.62 | 1621.62 | 1621.62 | 1621.62 | 1621.62 | 1621.62 | 1621.62 | 1621.62 | 1621.62 | 1621.62 | 1621.62 | 1621.62
F2_Commercial_WA - Miscellaneous_Existing_Food Preparation_Natural Gas_Double Rack Oven_A_Achievable Economic UCT Potential | F2 | Commercial | WA - Miscellaneous | Existing | Food Preparation | Natural Gas | Double Rack Oven | A | Integrated Unit Summer Peak Savings (kW) | Achievable Economic UCT Potential | 0 | 0 | 0 | 0 | 0 | 0 | 0 | 0 | 0 | 0 | 0 | 0 | 0 | 0 | 0 | 0 | 0 | 0 | 0 | 0 | 0 | 0 | 0 | 0 | 0 | 0 | 0
F3_Commercial_WA - Miscellaneous_Existing_Food Preparation_Natural Gas_Double Rack Oven_A_Achievable Economic UCT Potential | F3 | Commercial | WA - Miscellaneous | Existing | Food Preparation | Natural Gas | Double Rack Oven | A | Integrated Unit Winter Peak Savings (kW) | Achievable Economic UCT Potential | 0 | 0 | 0 | 0 | 0 | 0 | 0 | 0 | 0 | 0 | 0 | 0 | 0 | 0 | 0 | 0 | 0 | 0 | 0 | 0 | 0 | 0 | 0 | 0 | 0 | 0 | 0
F4_Commercial_WA - Miscellaneous_Existing_Food Preparation_Natural Gas_Double Rack Oven_A_Achievable Economic UCT Potential | F4 | Commercial | WA - Miscellaneous | Existing | Food Preparation | Natural Gas | Double Rack Oven | A | Incremental Energy Savings (MWh or mTherms) | Achievable Economic UCT Potential | 0 | 0 | 0 | 0.0056199 | 0.020194 | 0.038291 | 0.059317 | 0.082767 | 0.10821 | 0.13529 | 0.14433 | 0.15414 | 0.16531 | 0.17826 | 0.19321 | 0.20467 | 0.20934 | 0.21262 | 0.21499 | 0.24589 | 0.25086 | 0.25102 | 0.2667 | 0.25854 | 0.24766 | 0.23429 | 0.21866
F5_Commercial_WA - Miscellaneous_Existing_Food Preparation_Natural Gas_Double Rack Oven_A_Achievable Economic UCT Potential | F5 | Commercial | WA - Miscellaneous | Existing | Food Preparation | Natural Gas | Double Rack Oven | A | Incremental Summer Peak Savings (MW) | Achievable Economic UCT Potential | 0 | 0 | 0 | 0 | 0 | 0 | 0 | 0 | 0 | 0 | 0 | 0 | 0 | 0 | 0 | 0 | 0 | 0 | 0 | 0 | 0 | 0 | 0 | 0 | 0 | 0 | 0
F6_Commercial_WA - Miscellaneous_Existing_Food Preparation_Natural Gas_Double Rack Oven_A_Achievable Economic UCT Potential | F6 | Commercial | WA - Miscellaneous | Existing | Food Preparation | Natural Gas | Double Rack Oven | A | Incremental Winter Peak Savings (MW) | Achievable Economic UCT Potential | 0 | 0 | 0 | 0 | 0 | 0 | 0 | 0 | 0 | 0 | 0 | 0 | 0 | 0 | 0 | 0 | 0 | 0 | 0 | 0 | 0 | 0 | 0 | 0 | 0 | 0 | 0
F7_Commercial_WA - Miscellaneous_Existing_Food Preparation_Natural Gas_Double Rack Oven_A_Achievable Economic UCT Potential | F7 | Commercial | WA - Miscellaneous | Existing | Food Preparation | Natural Gas | Double Rack Oven | A | Cumulative Energy Savings (MWh or mTherms) | Achievable Economic UCT Potential | 0 | 0 | 0 | 0.0056199 | 0.025814 | 0.064106 | 0.12342 | 0.20619 | 0.3144 | 0.44969 | 0.59402 | 0.74816 | 0.91347 | 1.0917 | 1.2849 | 1.4896 | 1.699 | 1.9116 | 2.1266 | 2.3725 | 2.6233 | 2.8743 | 3.141 | 3.3996 | 3.6472 | 3.8815 | 4.1002
F8_Commercial_WA - Miscellaneous_Existing_Food Preparation_Natural Gas_Double Rack Oven_A_Achievable Economic UCT Potential | F8 | Commercial | WA - Miscellaneous | Existing | Food Preparation | Natural Gas | Double Rack Oven | A | Cumulative Summer Peak Savings (MW) | Achievable Economic UCT Potential | 0 | 0 | 0 | 0 | 0 | 0 | 0 | 0 | 0 | 0 | 0 | 0 | 0 | 0 | 0 | 0 | 0 | 0 | 0 | 0 | 0 | 0 | 0 | 0 | 0 | 0 | 0
F9_Commercial_WA - Miscellaneous_Existing_Food Preparation_Natural Gas_Double Rack Oven_A_Achievable Economic UCT Potential | F9 | Commercial | WA - Miscellaneous | Existing | Food Preparation | Natural Gas | Double Rack Oven | A | Cumulative Winter Peak Savings (MW) | Achievable Economic UCT Potential | 0 | 0 | 0 | 0 | 0 | 0 | 0 | 0 | 0 | 0 | 0 | 0 | 0 | 0 | 0 | 0 | 0 | 0 | 0 | 0 | 0 | 0 | 0 | 0 | 0 | 0 | 0
F10_Commercial_WA - Miscellaneous_Existing_Food Preparation_Natural Gas_Double Rack Oven_A_Achievable Economic UCT Potential | F10 | Commercial | WA - Miscellaneous | Existing | Food Preparation | Natural Gas | Double Rack Oven | A | Purchases (Incremental) | Achievable Economic UCT Potential | 0 | 0 | 0 | 0.0034656 | 0.012453 | 0.023613 | 0.036579 | 0.05104 | 0.066731 | 0.083429 | 0.089002 | 0.095051 | 0.10194 | 0.10993 | 0.11915 | 0.12622 | 0.1291 | 0.13111 | 0.13258 | 0.15163 | 0.1547 | 0.15479 | 0.16446 | 0.15943 | 0.15272 | 0.14448 | 0.13484
F11_Commercial_WA - Miscellaneous_Existing_Food Preparation_Natural Gas_Double Rack Oven_A_Achievable Economic UCT Potential | F11 | Commercial | WA - Miscellaneous | Existing | Food Preparation | Natural Gas | Double Rack Oven | A | Purchases (Cumulative) | Achievable Economic UCT Potential | 0 | 0 | 0 | 0.0034656 | 0.015919 | 0.039532 | 0.076111 | 0.12715 | 0.19388 | 0.27731 | 0.36631 | 0.46136 | 0.56331 | 0.67323 | 0.79238 | 0.91859 | 1.0477 | 1.1788 | 1.3114 | 1.463 | 1.6177 | 1.7725 | 1.937 | 2.0964 | 2.2491 | 2.3936 | 2.5284
F1_Commercial_WA - Miscellaneous_Existing_Food Preparation_Natural Gas_Fryer_A_Achievable Economic UCT Potential | F1 | Commercial | WA - Miscellaneous | Existing | Food Preparation | Natural Gas | Fryer | A | Integrated Unit Energy Savings (kWh or therms) | Achievable Economic UCT Potential | 0 | 395.2691 | 395.2691 | 395.2691 | 395.2691 | 395.2691 | 395.2691 | 395.2691 | 395.2691 | 395.2691 | 395.2691 | 395.2691 | 395.2691 | 395.2691 | 395.2691 | 395.2691 | 395.2691 | 395.2691 | 395.2691 | 395.2691 | 395.2691 | 395.2691 | 395.2691 | 395.2691 | 395.2691 | 395.2691 | 395.2691
F2_Commercial_WA - Miscellaneous_Existing_Food Preparation_Natural Gas_Fryer_A_Achievable Economic UCT Potential | F2 | Commercial | WA - Miscellaneous | Existing | Food Preparation | Natural Gas | Fryer | A | Integrated Unit Summer Peak Savings (kW) | Achievable Economic UCT Potential | 0 | 0 | 0 | 0 | 0 | 0 | 0 | 0 | 0 | 0 | 0 | 0 | 0 | 0 | 0 | 0 | 0 | 0 | 0 | 0 | 0 | 0 | 0 | 0 | 0 | 0 | 0
F3_Commercial_WA - Miscellaneous_Existing_Food Preparation_Natural Gas_Fryer_A_Achievable Economic UCT Potential | F3 | Commercial | WA - Miscellaneous | Existing | Food Preparation | Natural Gas | Fryer | A | Integrated Unit Winter Peak Savings (kW) | Achievable Economic UCT Potential | 0 | 0 | 0 | 0 | 0 | 0 | 0 | 0 | 0 | 0 | 0 | 0 | 0 | 0 | 0 | 0 | 0 | 0 | 0 | 0 | 0 | 0 | 0 | 0 | 0 | 0 | 0
F4_Commercial_WA - Miscellaneous_Existing_Food Preparation_Natural Gas_Fryer_A_Achievable Economic UCT Potential | F4 | Commercial | WA - Miscellaneous | Existing | Food Preparation | Natural Gas | Fryer | A | Incremental Energy Savings (MWh or mTherms) | Achievable Economic UCT Potential | 0 | 0 | 0 | 0.0030791 | 0.006479 | 0.010339 | 0.014574 | 0.019218 | 0.024521 | 0.033516 | 0.042319 | 0.050137 | 0.053248 | 0.054079 | 0.073316 | 0.064575 | 0.055314 | 0.046694 | 0.035791 | 0.025858 | 0.017295 | 0.01051 | 0.011668 | 0 | 0 | 0 | 0.001821
F5_Commercial_WA - Miscellaneous_Existing_Food Preparation_Natural Gas_Fryer_A_Achievable Economic UCT Potential | F5 | Commercial | WA - Miscellaneous | Existing | Food Preparation | Natural Gas | Fryer | A | Incremental Summer Peak Savings (MW) | Achievable Economic UCT Potential | 0 | 0 | 0 | 0 | 0 | 0 | 0 | 0 | 0 | 0 | 0 | 0 | 0 | 0 | 0 | 0 | 0 | 0 | 0 | 0 | 0 | 0 | 0 | 0 | 0 | 0 | 0
F6_Commercial_WA - Miscellaneous_Existing_Food Preparation_Natural Gas_Fryer_A_Achievable Economic UCT Potential | F6 | Commercial | WA - Miscellaneous | Existing | Food Preparation | Natural Gas | Fryer | A | Incremental Winter Peak Savings (MW) | Achievable Economic UCT Potential | 0 | 0 | 0 | 0 | 0 | 0 | 0 | 0 | 0 | 0 | 0 | 0 | 0 | 0 | 0 | 0 | 0 | 0 | 0 | 0 | 0 | 0 | 0 | 0 | 0 | 0 | 0
F7_Commercial_WA - Miscellaneous_Existing_Food Preparation_Natural Gas_Fryer_A_Achievable Economic UCT Potential | F7 | Commercial | WA - Miscellaneous | Existing | Food Preparation | Natural Gas | Fryer | A | Cumulative Energy Savings (MWh or mTherms) | Achievable Economic UCT Potential | 0 | 0 | 0 | 0.0030791 | 0.0095581 | 0.019897 | 0.034471 | 0.053689 | 0.078209 | 0.11173 | 0.15404 | 0.20418 | 0.25743 | 0.31151 | 0.38482 | 0.4494 | 0.50471 | 0.55141 | 0.5872 | 0.61306 | 0.63035 | 0.64086 | 0.65253 | 0.65253 | 0.65253 | 0.65253 | 0.65435
F8_Commercial_WA - Miscellaneous_Existing_Food Preparation_Natural Gas_Fryer_A_Achievable Economic UCT Potential | F8 | Commercial | WA - Miscellaneous | Existing | Food Preparation | Natural Gas | Fryer | A | Cumulative Summer Peak Savings (MW) | Achievable Economic UCT Potential | 0 | 0 | 0 | 0 | 0 | 0 | 0 | 0 | 0 | 0 | 0 | 0 | 0 | 0 | 0 | 0 | 0 | 0 | 0 | 0 | 0 | 0 | 0 | 0 | 0 | 0 | 0
F9_Commercial_WA - Miscellaneous_Existing_Food Preparation_Natural Gas_Fryer_A_Achievable Economic UCT Potential | F9 | Commercial | WA - Miscellaneous | Existing | Food Preparation | Natural Gas | Fryer | A | Cumulative Winter Peak Savings (MW) | Achievable Economic UCT Potential | 0 | 0 | 0 | 0 | 0 | 0 | 0 | 0 | 0 | 0 | 0 | 0 | 0 | 0 | 0 | 0 | 0 | 0 | 0 | 0 | 0 | 0 | 0 | 0 | 0 | 0 | 0
F10_Commercial_WA - Miscellaneous_Existing_Food Preparation_Natural Gas_Fryer_A_Achievable Economic UCT Potential | F10 | Commercial | WA - Miscellaneous | Existing | Food Preparation | Natural Gas | Fryer | A | Purchases (Incremental) | Achievable Economic UCT Potential | 0 | 0 | 0 | 0.0077898 | 0.016391 | 0.026156 | 0.036872 | 0.048619 | 0.062036 | 0.084792 | 0.10706 | 0.12684 | 0.13471 | 0.13682 | 0.18548 | 0.16337 | 0.13994 | 0.11813 | 0.090548 | 0.065418 | 0.043756 | 0.026589 | 0.02952 | 0 | 0 | 0 | 0.004607
F11_Commercial_WA - Miscellaneous_Existing_Food Preparation_Natural Gas_Fryer_A_Achievable Economic UCT Potential | F11 | Commercial | WA - Miscellaneous | Existing | Food Preparation | Natural Gas | Fryer | A | Purchases (Cumulative) | Achievable Economic UCT Potential | 0 | 0 | 0 | 0.0077898 | 0.024181 | 0.050338 | 0.087209 | 0.13583 | 0.19786 | 0.28266 | 0.38972 | 0.51656 | 0.65128 | 0.78809 | 0.97358 | 1.1369 | 1.2769 | 1.395 | 1.4856 | 1.551 | 1.5947 | 1.6213 | 1.6508 | 1.6508 | 1.6508 | 1.6508 | 1.6555
F1_Commercial_WA - Miscellaneous_Existing_Food Preparation_Natural Gas_Broiler_A_Achievable Economic UCT Potential | F1 | Commercial | WA - Miscellaneous | Existing | Food Preparation | Natural Gas | Broiler | A | Integrated Unit Energy Savings (kWh or therms) | Achievable Economic UCT Potential | 0 | 240.24 | 240.24 | 240.24 | 240.24 | 240.24 | 240.24 | 240.24 | 240.24 | 240.24 | 240.24 | 240.24 | 240.24 | 240.24 | 240.24 | 240.24 | 240.24 | 240.24 | 240.24 | 240.24 | 240.24 | 240.24 | 240.24 | 240.24 | 240.24 | 240.24 | 240.24
F2_Commercial_WA - Miscellaneous_Existing_Food Preparation_Natural Gas_Broiler_A_Achievable Economic UCT Potential | F2 | Commercial | WA - Miscellaneous | Existing | Food Preparation | Natural Gas | Broiler | A | Integrated Unit Summer Peak Savings (kW) | Achievable Economic UCT Potential | 0 | 0 | 0 | 0 | 0 | 0 | 0 | 0 | 0 | 0 | 0 | 0 | 0 | 0 | 0 | 0 | 0 | 0 | 0 | 0 | 0 | 0 | 0 | 0 | 0 | 0 | 0
F3_Commercial_WA - Miscellaneous_Existing_Food Preparation_Natural Gas_Broiler_A_Achievable Economic UCT Potential | F3 | Commercial | WA - Miscellaneous | Existing | Food Preparation | Natural Gas | Broiler | A | Integrated Unit Winter Peak Savings (kW) | Achievable Economic UCT Potential | 0 | 0 | 0 | 0 | 0 | 0 | 0 | 0 | 0 | 0 | 0 | 0 | 0 | 0 | 0 | 0 | 0 | 0 | 0 | 0 | 0 | 0 | 0 | 0 | 0 | 0 | 0
F4_Commercial_WA - Miscellaneous_Existing_Food Preparation_Natural Gas_Broiler_A_Achievable Economic UCT Potential | F4 | Commercial | WA - Miscellaneous | Existing | Food Preparation | Natural Gas | Broiler | A | Incremental Energy Savings (MWh or mTherms) | Achievable Economic UCT Potential | 0 | 0 | 0 | 0.012461 | 0.041347 | 0.074065 | 0.10997 | 0.14851 | 0.18923 | 0.23172 | 0.25458 | 0.27828 | 0.30347 | 0.33058 | 0.35987 | 0.37903 | 0.38411 | 0.38767 | 0.39026 | 0.49001 | 0.49164 | 0.48805 | 0.50142 | 0.47341 | 0.44313 | 0.41074 | 0.37642
F5_Commercial_WA - Miscellaneous_Existing_Food Preparation_Natural Gas_Broiler_A_Achievable Economic UCT Potential | F5 | Commercial | WA - Miscellaneous | Existing | Food Preparation | Natural Gas | Broiler | A | Incremental Summer Peak Savings (MW) | Achievable Economic UCT Potential | 0 | 0 | 0 | 0 | 0 | 0 | 0 | 0 | 0 | 0 | 0 | 0 | 0 | 0 | 0 | 0 | 0 | 0 | 0 | 0 | 0 | 0 | 0 | 0 | 0 | 0 | 0
F6_Commercial_WA - Miscellaneous_Existing_Food Preparation_Natural Gas_Broiler_A_Achievable Economic UCT Potential | F6 | Commercial | WA - Miscellaneous | Existing | Food Preparation | Natural Gas | Broiler | A | Incremental Winter Peak Savings (MW) | Achievable Economic UCT Potential | 0 | 0 | 0 | 0 | 0 | 0 | 0 | 0 | 0 | 0 | 0 | 0 | 0 | 0 | 0 | 0 | 0 | 0 | 0 | 0 | 0 | 0 | 0 | 0 | 0 | 0 | 0
F7_Commercial_WA - Miscellaneous_Existing_Food Preparation_Natural Gas_Broiler_A_Achievable Economic UCT Potential | F7 | Commercial | WA - Miscellaneous | Existing | Food Preparation | Natural Gas | Broiler | A | Cumulative Energy Savings (MWh or mTherms) | Achievable Economic UCT Potential | 0 | 0 | 0 | 0.012461 | 0.053808 | 0.12787 | 0.23784 | 0.38636 | 0.57558 | 0.8073 | 1.0619 | 1.3402 | 1.6436 | 1.9742 | 2.3341 | 2.7131 | 3.0972 | 3.4849 | 3.8751 | 4.3651 | 4.8568 | 5.3448 | 5.8462 | 6.3197 | 6.7628 | 7.1735 | 7.55
F8_Commercial_WA - Miscellaneous_Existing_Food Preparation_Natural Gas_Broiler_A_Achievable Economic UCT Potential | F8 | Commercial | WA - Miscellaneous | Existing | Food Preparation | Natural Gas | Broiler | A | Cumulative Summer Peak Savings (MW) | Achievable Economic UCT Potential | 0 | 0 | 0 | 0 | 0 | 0 | 0 | 0 | 0 | 0 | 0 | 0 | 0 | 0 | 0 | 0 | 0 | 0 | 0 | 0 | 0 | 0 | 0 | 0 | 0 | 0 | 0
F9_Commercial_WA - Miscellaneous_Existing_Food Preparation_Natural Gas_Broiler_A_Achievable Economic UCT Potential | F9 | Commercial | WA - Miscellaneous | Existing | Food Preparation | Natural Gas | Broiler | A | Cumulative Winter Peak Savings (MW) | Achievable Economic UCT Potential | 0 | 0 | 0 | 0 | 0 | 0 | 0 | 0 | 0 | 0 | 0 | 0 | 0 | 0 | 0 | 0 | 0 | 0 | 0 | 0 | 0 | 0 | 0 | 0 | 0 | 0 | 0
F10_Commercial_WA - Miscellaneous_Existing_Food Preparation_Natural Gas_Broiler_A_Achievable Economic UCT Potential | F10 | Commercial | WA - Miscellaneous | Existing | Food Preparation | Natural Gas | Broiler | A | Purchases (Incremental) | Achievable Economic UCT Potential | 0 | 0 | 0 | 0.05187 | 0.17211 | 0.30829 | 0.45775 | 0.61819 | 0.78766 | 0.96453 | 1.0597 | 1.1583 | 1.2632 | 1.376 | 1.498 | 1.5777 | 1.5989 | 1.6137 | 1.6244 | 2.0397 | 2.0464 | 2.0315 | 2.0872 | 1.9706 | 1.8445 | 1.7097 | 1.5668
F11_Commercial_WA - Miscellaneous_Existing_Food Preparation_Natural Gas_Broiler_A_Achievable Economic UCT Potential | F11 | Commercial | WA - Miscellaneous | Existing | Food Preparation | Natural Gas | Broiler | A | Purchases (Cumulative) | Achievable Economic UCT Potential | 0 | 0 | 0 | 0.05187 | 0.22398 | 0.53227 | 0.99002 | 1.6082 | 2.3959 | 3.3604 | 4.4201 | 5.5784 | 6.8416 | 8.2176 | 9.7156 | 11.2933 | 12.8921 | 14.5058 | 16.1303 | 18.1699 | 20.2164 | 22.2479 | 24.335 | 26.3056 | 28.1502 | 29.8599 | 31.4267
F1_Commercial_WA - Miscellaneous_Existing_Food Preparation_Natural Gas_Griddle_A_Achievable Economic UCT Potential | F1 | Commercial | WA - Miscellaneous | Existing | Food Preparation | Natural Gas | Griddle | A | Integrated Unit Energy Savings (kWh or therms) | Achievable Economic UCT Potential | 0 | 167.9465 | 167.9465 | 167.9465 | 167.9465 | 167.9465 | 167.9465 | 167.9465 | 167.9465 | 167.9465 | 167.9465 | 167.9465 | 167.9465 | 167.9465 | 167.9465 | 167.9465 | 167.9465 | 167.9465 | 167.9465 | 167.9465 | 167.9465 | 167.9465 | 167.9465 | 167.9465 | 167.9465 | 167.9465 | 167.9465
F2_Commercial_WA - Miscellaneous_Existing_Food Preparation_Natural Gas_Griddle_A_Achievable Economic UCT Potential | F2 | Commercial | WA - Miscellaneous | Existing | Food Preparation | Natural Gas | Griddle | A | Integrated Unit Summer Peak Savings (kW) | Achievable Economic UCT Potential | 0 | 0 | 0 | 0 | 0 | 0 | 0 | 0 | 0 | 0 | 0 | 0 | 0 | 0 | 0 | 0 | 0 | 0 | 0 | 0 | 0 | 0 | 0 | 0 | 0 | 0 | 0
F3_Commercial_WA - Miscellaneous_Existing_Food Preparation_Natural Gas_Griddle_A_Achievable Economic UCT Potential | F3 | Commercial | WA - Miscellaneous | Existing | Food Preparation | Natural Gas | Griddle | A | Integrated Unit Winter Peak Savings (kW) | Achievable Economic UCT Potential | 0 | 0 | 0 | 0 | 0 | 0 | 0 | 0 | 0 | 0 | 0 | 0 | 0 | 0 | 0 | 0 | 0 | 0 | 0 | 0 | 0 | 0 | 0 | 0 | 0 | 0 | 0
F4_Commercial_WA - Miscellaneous_Existing_Food Preparation_Natural Gas_Griddle_A_Achievable Economic UCT Potential | F4 | Commercial | WA - Miscellaneous | Existing | Food Preparation | Natural Gas | Griddle | A | Incremental Energy Savings (MWh or mTherms) | Achievable Economic UCT Potential | 0 | 0 | 0 | 0.0030913 | 0.010257 | 0.018373 | 0.027281 | 0.036842 | 0.046942 | 0.057483 | 0.063154 | 0.069033 | 0.075282 | 0.082007 | 0.089275 | 0.094026 | 0.095287 | 0.09617 | 0.096812 | 0.12156 | 0.12196 | 0.12107 | 0.12439 | 0.11744 | 0.10993 | 0.10189 | 0.093378
F5_Commercial_WA - Miscellaneous_Existing_Food Preparation_Natural Gas_Griddle_A_Achievable Economic UCT Potential | F5 | Commercial | WA - Miscellaneous | Existing | Food Preparation | Natural Gas | Griddle | A | Incremental Summer Peak Savings (MW) | Achievable Economic UCT Potential | 0 | 0 | 0 | 0 | 0 | 0 | 0 | 0 | 0 | 0 | 0 | 0 | 0 | 0 | 0 | 0 | 0 | 0 | 0 | 0 | 0 | 0 | 0 | 0 | 0 | 0 | 0
F6_Commercial_WA - Miscellaneous_Existing_Food Preparation_Natural Gas_Griddle_A_Achievable Economic UCT Potential | F6 | Commercial | WA - Miscellaneous | Existing | Food Preparation | Natural Gas | Griddle | A | Incremental Winter Peak Savings (MW) | Achievable Economic UCT Potential | 0 | 0 | 0 | 0 | 0 | 0 | 0 | 0 | 0 | 0 | 0 | 0 | 0 | 0 | 0 | 0 | 0 | 0 | 0 | 0 | 0 | 0 | 0 | 0 | 0 | 0 | 0
F7_Commercial_WA - Miscellaneous_Existing_Food Preparation_Natural Gas_Griddle_A_Achievable Economic UCT Potential | F7 | Commercial | WA - Miscellaneous | Existing | Food Preparation | Natural Gas | Griddle | A | Cumulative Energy Savings (MWh or mTherms) | Achievable Economic UCT Potential | 0 | 0 | 0 | 0.0030913 | 0.013348 | 0.031722 | 0.059002 | 0.095844 | 0.14279 | 0.20027 | 0.26342 | 0.33246 | 0.40774 | 0.48974 | 0.57902 | 0.67305 | 0.76833 | 0.8645 | 0.96132 | 1.0829 | 1.2048 | 1.3259 | 1.4503 | 1.5677 | 1.6777 | 1.7796 | 1.8729
F8_Commercial_WA - Miscellaneous_Existing_Food Preparation_Natural Gas_Griddle_A_Achievable Economic UCT Potential | F8 | Commercial | WA - Miscellaneous | Existing | Food Preparation | Natural Gas | Griddle | A | Cumulative Summer Peak Savings (MW) | Achievable Economic UCT Potential | 0 | 0 | 0 | 0 | 0 | 0 | 0 | 0 | 0 | 0 | 0 | 0 | 0 | 0 | 0 | 0 | 0 | 0 | 0 | 0 | 0 | 0 | 0 | 0 | 0 | 0 | 0
F9_Commercial_WA - Miscellaneous_Existing_Food Preparation_Natural Gas_Griddle_A_Achievable Economic UCT Potential | F9 | Commercial | WA - Miscellaneous | Existing | Food Preparation | Natural Gas | Griddle | A | Cumulative Winter Peak Savings (MW) | Achievable Economic UCT Potential | 0 | 0 | 0 | 0 | 0 | 0 | 0 | 0 | 0 | 0 | 0 | 0 | 0 | 0 | 0 | 0 | 0 | 0 | 0 | 0 | 0 | 0 | 0 | 0 | 0 | 0 | 0
F10_Commercial_WA - Miscellaneous_Existing_Food Preparation_Natural Gas_Griddle_A_Achievable Economic UCT Potential | F10 | Commercial | WA - Miscellaneous | Existing | Food Preparation | Natural Gas | Griddle | A | Purchases (Incremental) | Achievable Economic UCT Potential | 0 | 0 | 0 | 0.018406 | 0.061073 | 0.1094 | 0.16244 | 0.21937 | 0.27951 | 0.34227 | 0.37604 | 0.41104 | 0.44825 | 0.48829 | 0.53157 | 0.55986 | 0.56737 | 0.57262 | 0.57645 | 0.72379 | 0.72619 | 0.72089 | 0.74064 | 0.69928 | 0.65455 | 0.6067 | 0.556
F11_Commercial_WA - Miscellaneous_Existing_Food Preparation_Natural Gas_Griddle_A_Achievable Economic UCT Potential | F11 | Commercial | WA - Miscellaneous | Existing | Food Preparation | Natural Gas | Griddle | A | Purchases (Cumulative) | Achievable Economic UCT Potential | 0 | 0 | 0 | 0.018406 | 0.079479 | 0.18888 | 0.35132 | 0.57068 | 0.85019 | 1.1925 | 1.5685 | 1.9795 | 2.4278 | 2.9161 | 3.4476 | 4.0075 | 4.5749 | 5.1475 | 5.7239 | 6.4477 | 7.1739 | 7.8948 | 8.6355 | 9.3347 | 9.9893 | 10.596 | 11.152
F1_Commercial_WA - Miscellaneous_Existing_Food Preparation_Natural Gas_Range_A_Achievable Economic UCT Potential | F1 | Commercial | WA - Miscellaneous | Existing | Food Preparation | Natural Gas | Range | A | Integrated Unit Energy Savings (kWh or therms) | Achievable Economic UCT Potential | 0 | 171.4286 | 171.4286 | 171.4286 | 171.4286 | 171.4286 | 171.4286 | 171.4286 | 171.4286 | 171.4286 | 171.4286 | 171.4286 | 171.4286 | 171.4286 | 171.4286 | 171.4286 | 171.4286 | 171.4286 | 171.4286 | 171.4286 | 171.4286 | 171.4286 | 171.4286 | 171.4286 | 171.4286 | 171.4286 | 171.4286
F2_Commercial_WA - Miscellaneous_Existing_Food Preparation_Natural Gas_Range_A_Achievable Economic UCT Potential | F2 | Commercial | WA - Miscellaneous | Existing | Food Preparation | Natural Gas | Range | A | Integrated Unit Summer Peak Savings (kW) | Achievable Economic UCT Potential | 0 | 0 | 0 | 0 | 0 | 0 | 0 | 0 | 0 | 0 | 0 | 0 | 0 | 0 | 0 | 0 | 0 | 0 | 0 | 0 | 0 | 0 | 0 | 0 | 0 | 0 | 0
F3_Commercial_WA - Miscellaneous_Existing_Food Preparation_Natural Gas_Range_A_Achievable Economic UCT Potential | F3 | Commercial | WA - Miscellaneous | Existing | Food Preparation | Natural Gas | Range | A | Integrated Unit Winter Peak Savings (kW) | Achievable Economic UCT Potential | 0 | 0 | 0 | 0 | 0 | 0 | 0 | 0 | 0 | 0 | 0 | 0 | 0 | 0 | 0 | 0 | 0 | 0 | 0 | 0 | 0 | 0 | 0 | 0 | 0 | 0 | 0
F4_Commercial_WA - Miscellaneous_Existing_Food Preparation_Natural Gas_Range_A_Achievable Economic UCT Potential | F4 | Commercial | WA - Miscellaneous | Existing | Food Preparation | Natural Gas | Range | A | Incremental Energy Savings (MWh or mTherms) | Achievable Economic UCT Potential | 0 | 0 | 0 | 0.0055759 | 0.019143 | 0.034855 | 0.052053 | 0.070258 | 0.089123 | 0.1084 | 0.11121 | 0.11725 | 0.12657 | 0.13335 | 0.13479 | 0.16062 | 0.16697 | 0.17179 | 0.17543 | 0.17082 | 0.17822 | 0.1804 | 0.17905 | 0.16018 | 0.13689 | 0.095169 | 0.076188
F5_Commercial_WA - Miscellaneous_Existing_Food Preparation_Natural Gas_Range_A_Achievable Economic UCT Potential | F5 | Commercial | WA - Miscellaneous | Existing | Food Preparation | Natural Gas | Range | A | Incremental Summer Peak Savings (MW) | Achievable Economic UCT Potential | 0 | 0 | 0 | 0 | 0 | 0 | 0 | 0 | 0 | 0 | 0 | 0 | 0 | 0 | 0 | 0 | 0 | 0 | 0 | 0 | 0 | 0 | 0 | 0 | 0 | 0 | 0
F6_Commercial_WA - Miscellaneous_Existing_Food Preparation_Natural Gas_Range_A_Achievable Economic UCT Potential | F6 | Commercial | WA - Miscellaneous | Existing | Food Preparation | Natural Gas | Range | A | Incremental Winter Peak Savings (MW) | Achievable Economic UCT Potential | 0 | 0 | 0 | 0 | 0 | 0 | 0 | 0 | 0 | 0 | 0 | 0 | 0 | 0 | 0 | 0 | 0 | 0 | 0 | 0 | 0 | 0 | 0 | 0 | 0 | 0 | 0
F7_Commercial_WA - Miscellaneous_Existing_Food Preparation_Natural Gas_Range_A_Achievable Economic UCT Potential | F7 | Commercial | WA - Miscellaneous | Existing | Food Preparation | Natural Gas | Range | A | Cumulative Energy Savings (MWh or mTherms) | Achievable Economic UCT Potential | 0 | 0 | 0 | 0.0055759 | 0.024719 | 0.059574 | 0.11163 | 0.18188 | 0.27101 | 0.3794 | 0.49062 | 0.60787 | 0.73445 | 0.8678 | 1.0026 | 1.1632 | 1.3302 | 1.502 | 1.6774 | 1.8482 | 2.0264 | 2.2068 | 2.3859 | 2.5461 | 2.683 | 2.7781 | 2.8543
F8_Commercial_WA - Miscellaneous_Existing_Food Preparation_Natural Gas_Range_A_Achievable Economic UCT Potential | F8 | Commercial | WA - Miscellaneous | Existing | Food Preparation | Natural Gas | Range | A | Cumulative Summer Peak Savings (MW) | Achievable Economic UCT Potential | 0 | 0 | 0 | 0 | 0 | 0 | 0 | 0 | 0 | 0 | 0 | 0 | 0 | 0 | 0 | 0 | 0 | 0 | 0 | 0 | 0 | 0 | 0 | 0 | 0 | 0 | 0
F9_Commercial_WA - Miscellaneous_Existing_Food Preparation_Natural Gas_Range_A_Achievable Economic UCT Potential | F9 | Commercial | WA - Miscellaneous | Existing | Food Preparation | Natural Gas | Range | A | Cumulative Winter Peak Savings (MW) | Achievable Economic UCT Potential | 0 | 0 | 0 | 0 | 0 | 0 | 0 | 0 | 0 | 0 | 0 | 0 | 0 | 0 | 0 | 0 | 0 | 0 | 0 | 0 | 0 | 0 | 0 | 0 | 0 | 0 | 0
F10_Commercial_WA - Miscellaneous_Existing_Food Preparation_Natural Gas_Range_A_Achievable Economic UCT Potential | F10 | Commercial | WA - Miscellaneous | Existing | Food Preparation | Natural Gas | Range | A | Purchases (Incremental) | Achievable Economic UCT Potential | 0 | 0 | 0 | 0.032526 | 0.11167 | 0.20332 | 0.30364 | 0.40984 | 0.51988 | 0.63232 | 0.64875 | 0.68399 | 0.73834 | 0.7779 | 0.7863 | 0.93697 | 0.974 | 1.0021 | 1.0233 | 0.99647 | 1.0396 | 1.0523 | 1.0445 | 0.93441 | 0.79851 | 0.55515 | 0.44443
F11_Commercial_WA - Miscellaneous_Existing_Food Preparation_Natural Gas_Range_A_Achievable Economic UCT Potential | F11 | Commercial | WA - Miscellaneous | Existing | Food Preparation | Natural Gas | Range | A | Purchases (Cumulative) | Achievable Economic UCT Potential | 0 | 0 | 0 | 0.032526 | 0.14419 | 0.34751 | 0.65115 | 1.061 | 1.5809 | 2.2132 | 2.8619 | 3.5459 | 4.2843 | 5.0622 | 5.8485 | 6.7854 | 7.7594 | 8.7615 | 9.7849 | 10.7813 | 11.8209 | 12.8732 | 13.9177 | 14.8521 | 15.6506 | 16.2058 | 16.6502
F1_Commercial_WA - Miscellaneous_Existing_Food Preparation_Natural Gas_Steamer_A_Achievable Economic UCT Potential | F1 | Commercial | WA - Miscellaneous | Existing | Food Preparation | Natural Gas | Steamer | A | Integrated Unit Energy Savings (kWh or therms) | Achievable Economic UCT Potential | 0 | 1215.1419 | 1215.1419 | 1215.1419 | 1215.1419 | 1215.1419 | 1215.1419 | 1215.1419 | 1215.1419 | 1215.1419 | 1215.1419 | 1215.1419 | 1215.1419 | 1215.1419 | 1215.1419 | 1215.1419 | 1215.1419 | 1215.1419 | 1215.1419 | 1215.1419 | 1215.1419 | 1215.1419 | 1215.1419 | 1215.1419 | 1215.1419 | 1215.1419 | 1215.1419
F2_Commercial_WA - Miscellaneous_Existing_Food Preparation_Natural Gas_Steamer_A_Achievable Economic UCT Potential | F2 | Commercial | WA - Miscellaneous | Existing | Food Preparation | Natural Gas | Steamer | A | Integrated Unit Summer Peak Savings (kW) | Achievable Economic UCT Potential | 0 | 0 | 0 | 0 | 0 | 0 | 0 | 0 | 0 | 0 | 0 | 0 | 0 | 0 | 0 | 0 | 0 | 0 | 0 | 0 | 0 | 0 | 0 | 0 | 0 | 0 | 0
F3_Commercial_WA - Miscellaneous_Existing_Food Preparation_Natural Gas_Steamer_A_Achievable Economic UCT Potential | F3 | Commercial | WA - Miscellaneous | Existing | Food Preparation | Natural Gas | Steamer | A | Integrated Unit Winter Peak Savings (kW) | Achievable Economic UCT Potential | 0 | 0 | 0 | 0 | 0 | 0 | 0 | 0 | 0 | 0 | 0 | 0 | 0 | 0 | 0 | 0 | 0 | 0 | 0 | 0 | 0 | 0 | 0 | 0 | 0 | 0 | 0
F4_Commercial_WA - Miscellaneous_Existing_Food Preparation_Natural Gas_Steamer_A_Achievable Economic UCT Potential | F4 | Commercial | WA - Miscellaneous | Existing | Food Preparation | Natural Gas | Steamer | A | Incremental Energy Savings (MWh or mTherms) | Achievable Economic UCT Potential | 0 | 0 | 0 | 0.0017402 | 0.0051915 | 0.008521 | 0.011766 | 0.014954 | 0.018799 | 0.022546 | 0.026166 | 0.027914 | 0.027827 | 0.038202 | 0.036451 | 0.035203 | 0.033628 | 0.032385 | 0.031424 | 0.03069 | 0.034194 | 0.025882 | 0.028761 | 0.026572 | 0.023665 | 0.025415 | 0.019635
F5_Commercial_WA - Miscellaneous_Existing_Food Preparation_Natural Gas_Steamer_A_Achievable Economic UCT Potential | F5 | Commercial | WA - Miscellaneous | Existing | Food Preparation | Natural Gas | Steamer | A | Incremental Summer Peak Savings (MW) | Achievable Economic UCT Potential | 0 | 0 | 0 | 0 | 0 | 0 | 0 | 0 | 0 | 0 | 0 | 0 | 0 | 0 | 0 | 0 | 0 | 0 | 0 | 0 | 0 | 0 | 0 | 0 | 0 | 0 | 0
F6_Commercial_WA - Miscellaneous_Existing_Food Preparation_Natural Gas_Steamer_A_Achievable Economic UCT Potential | F6 | Commercial | WA - Miscellaneous | Existing | Food Preparation | Natural Gas | Steamer | A | Incremental Winter Peak Savings (MW) | Achievable Economic UCT Potential | 0 | 0 | 0 | 0 | 0 | 0 | 0 | 0 | 0 | 0 | 0 | 0 | 0 | 0 | 0 | 0 | 0 | 0 | 0 | 0 | 0 | 0 | 0 | 0 | 0 | 0 | 0
F7_Commercial_WA - Miscellaneous_Existing_Food Preparation_Natural Gas_Steamer_A_Achievable Economic UCT Potential | F7 | Commercial | WA - Miscellaneous | Existing | Food Preparation | Natural Gas | Steamer | A | Cumulative Energy Savings (MWh or mTherms) | Achievable Economic UCT Potential | 0 | 0 | 0 | 0.0017402 | 0.0069316 | 0.015453 | 0.027219 | 0.042173 | 0.060972 | 0.083518 | 0.10968 | 0.1376 | 0.16543 | 0.20363 | 0.24008 | 0.27528 | 0.30891 | 0.34129 | 0.37272 | 0.40341 | 0.4376 | 0.46348 | 0.49224 | 0.51882 | 0.54248 | 0.5679 | 0.58753
F8_Commercial_WA - Miscellaneous_Existing_Food Preparation_Natural Gas_Steamer_A_Achievable Economic UCT Potential | F8 | Commercial | WA - Miscellaneous | Existing | Food Preparation | Natural Gas | Steamer | A | Cumulative Summer Peak Savings (MW) | Achievable Economic UCT Potential | 0 | 0 | 0 | 0 | 0 | 0 | 0 | 0 | 0 | 0 | 0 | 0 | 0 | 0 | 0 | 0 | 0 | 0 | 0 | 0 | 0 | 0 | 0 | 0 | 0 | 0 | 0
F9_Commercial_WA - Miscellaneous_Existing_Food Preparation_Natural Gas_Steamer_A_Achievable Economic UCT Potential | F9 | Commercial | WA - Miscellaneous | Existing | Food Preparation | Natural Gas | Steamer | A | Cumulative Winter Peak Savings (MW) | Achievable Economic UCT Potential | 0 | 0 | 0 | 0 | 0 | 0 | 0 | 0 | 0 | 0 | 0 | 0 | 0 | 0 | 0 | 0 | 0 | 0 | 0 | 0 | 0 | 0 | 0 | 0 | 0 | 0 | 0
F10_Commercial_WA - Miscellaneous_Existing_Food Preparation_Natural Gas_Steamer_A_Achievable Economic UCT Potential | F10 | Commercial | WA - Miscellaneous | Existing | Food Preparation | Natural Gas | Steamer | A | Purchases (Incremental) | Achievable Economic UCT Potential | 0 | 0 | 0 | 0.0014321 | 0.0042723 | 0.0070124 | 0.0096829 | 0.012306 | 0.015471 | 0.018554 | 0.021533 | 0.022972 | 0.022901 | 0.031438 | 0.029998 | 0.02897 | 0.027674 | 0.026651 | 0.02586 | 0.025256 | 0.02814 | 0.0213 | 0.023669 | 0.021868 | 0.019475 | 0.020916 | 0.016159
F11_Commercial_WA - Miscellaneous_Existing_Food Preparation_Natural Gas_Steamer_A_Achievable Economic UCT Potential | F11 | Commercial | WA - Miscellaneous | Existing | Food Preparation | Natural Gas | Steamer | A | Purchases (Cumulative) | Achievable Economic UCT Potential | 0 | 0 | 0 | 0.0014321 | 0.0057044 | 0.012717 | 0.0224 | 0.034706 | 0.050177 | 0.068731 | 0.090264 | 0.11324 | 0.13614 | 0.16757 | 0.19757 | 0.22654 | 0.25422 | 0.28087 | 0.30673 | 0.33198 | 0.36012 | 0.38142 | 0.40509 | 0.42696 | 0.44643 | 0.46735 | 0.48351
F1_Commercial_WA - Miscellaneous_Existing_Food Preparation_Natural Gas_Commercial Food Prep Other_A_Achievable Economic UCT Potential | F1 | Commercial | WA - Miscellaneous | Existing | Food Preparation | Natural Gas | Commercial Food Prep Other | A | Integrated Unit Energy Savings (kWh or therms) | Achievable Economic UCT Potential | 0 | 0 | 0 | 0 | 0 | 0 | 0 | 0 | 0 | 0 | 0 | 0 | 0 | 0 | 0 | 0 | 0 | 0 | 0 | 0 | 0 | 0 | 0 | 0 | 0 | 0 | 0
F2_Commercial_WA - Miscellaneous_Existing_Food Preparation_Natural Gas_Commercial Food Prep Other_A_Achievable Economic UCT Potential | F2 | Commercial | WA - Miscellaneous | Existing | Food Preparation | Natural Gas | Commercial Food Prep Other | A | Integrated Unit Summer Peak Savings (kW) | Achievable Economic UCT Potential | 0 | 0 | 0 | 0 | 0 | 0 | 0 | 0 | 0 | 0 | 0 | 0 | 0 | 0 | 0 | 0 | 0 | 0 | 0 | 0 | 0 | 0 | 0 | 0 | 0 | 0 | 0
F3_Commercial_WA - Miscellaneous_Existing_Food Preparation_Natural Gas_Commercial Food Prep Other_A_Achievable Economic UCT Potential | F3 | Commercial | WA - Miscellaneous | Existing | Food Preparation | Natural Gas | Commercial Food Prep Other | A | Integrated Unit Winter Peak Savings (kW) | Achievable Economic UCT Potential | 0 | 0 | 0 | 0 | 0 | 0 | 0 | 0 | 0 | 0 | 0 | 0 | 0 | 0 | 0 | 0 | 0 | 0 | 0 | 0 | 0 | 0 | 0 | 0 | 0 | 0 | 0
F4_Commercial_WA - Miscellaneous_Existing_Food Preparation_Natural Gas_Commercial Food Prep Other_A_Achievable Economic UCT Potential | F4 | Commercial | WA - Miscellaneous | Existing | Food Preparation | Natural Gas | Commercial Food Prep Other | A | Incremental Energy Savings (MWh or mTherms) | Achievable Economic UCT Potential | 0 | 0 | 0 | 0 | 0 | 0 | 0 | 0 | 0 | 0 | 0 | 0 | 0 | 0 | 0 | 0 | 0 | 0 | 0 | 0 | 0 | 0 | 0 | 0 | 0 | 0 | 0
F5_Commercial_WA - Miscellaneous_Existing_Food Preparation_Natural Gas_Commercial Food Prep Other_A_Achievable Economic UCT Potential | F5 | Commercial | WA - Miscellaneous | Existing | Food Preparation | Natural Gas | Commercial Food Prep Other | A | Incremental Summer Peak Savings (MW) | Achievable Economic UCT Potential | 0 | 0 | 0 | 0 | 0 | 0 | 0 | 0 | 0 | 0 | 0 | 0 | 0 | 0 | 0 | 0 | 0 | 0 | 0 | 0 | 0 | 0 | 0 | 0 | 0 | 0 | 0
F6_Commercial_WA - Miscellaneous_Existing_Food Preparation_Natural Gas_Commercial Food Prep Other_A_Achievable Economic UCT Potential | F6 | Commercial | WA - Miscellaneous | Existing | Food Preparation | Natural Gas | Commercial Food Prep Other | A | Incremental Winter Peak Savings (MW) | Achievable Economic UCT Potential | 0 | 0 | 0 | 0 | 0 | 0 | 0 | 0 | 0 | 0 | 0 | 0 | 0 | 0 | 0 | 0 | 0 | 0 | 0 | 0 | 0 | 0 | 0 | 0 | 0 | 0 | 0
F7_Commercial_WA - Miscellaneous_Existing_Food Preparation_Natural Gas_Commercial Food Prep Other_A_Achievable Economic UCT Potential | F7 | Commercial | WA - Miscellaneous | Existing | Food Preparation | Natural Gas | Commercial Food Prep Other | A | Cumulative Energy Savings (MWh or mTherms) | Achievable Economic UCT Potential | 0 | 0 | 0 | 0 | 0 | 0 | 0 | 0 | 0 | 0 | 0 | 0 | 0 | 0 | 0 | 0 | 0 | 0 | 0 | 0 | 0 | 0 | 0 | 0 | 0 | 0 | 0
F8_Commercial_WA - Miscellaneous_Existing_Food Preparation_Natural Gas_Commercial Food Prep Other_A_Achievable Economic UCT Potential | F8 | Commercial | WA - Miscellaneous | Existing | Food Preparation | Natural Gas | Commercial Food Prep Other | A | Cumulative Summer Peak Savings (MW) | Achievable Economic UCT Potential | 0 | 0 | 0 | 0 | 0 | 0 | 0 | 0 | 0 | 0 | 0 | 0 | 0 | 0 | 0 | 0 | 0 | 0 | 0 | 0 | 0 | 0 | 0 | 0 | 0 | 0 | 0
F9_Commercial_WA - Miscellaneous_Existing_Food Preparation_Natural Gas_Commercial Food Prep Other_A_Achievable Economic UCT Potential | F9 | Commercial | WA - Miscellaneous | Existing | Food Preparation | Natural Gas | Commercial Food Prep Other | A | Cumulative Winter Peak Savings (MW) | Achievable Economic UCT Potential | 0 | 0 | 0 | 0 | 0 | 0 | 0 | 0 | 0 | 0 | 0 | 0 | 0 | 0 | 0 | 0 | 0 | 0 | 0 | 0 | 0 | 0 | 0 | 0 | 0 | 0 | 0
F10_Commercial_WA - Miscellaneous_Existing_Food Preparation_Natural Gas_Commercial Food Prep Other_A_Achievable Economic UCT Potential | F10 | Commercial | WA - Miscellaneous | Existing | Food Preparation | Natural Gas | Commercial Food Prep Other | A | Purchases (Incremental) | Achievable Economic UCT Potential | 0 | 0 | 0 | 0 | 0 | 0 | 0 | 0 | 0 | 0 | 0 | 0 | 0 | 0 | 0 | 0 | 0 | 0 | 0 | 0 | 0 | 0 | 0 | 0 | 0 | 0 | 0
F11_Commercial_WA - Miscellaneous_Existing_Food Preparation_Natural Gas_Commercial Food Prep Other_A_Achievable Economic UCT Potential | F11 | Commercial | WA - Miscellaneous | Existing | Food Preparation | Natural Gas | Commercial Food Prep Other | A | Purchases (Cumulative) | Achievable Economic UCT Potential | 0 | 0 | 0 | 0 | 0 | 0 | 0 | 0 | 0 | 0 | 0 | 0 | 0 | 0 | 0 | 0 | 0 | 0 | 0 | 0 | 0 | 0 | 0 | 0 | 0 | 0 | 0
F1_Commercial_WA - Miscellaneous_Existing_Miscellaneous_Natural Gas_Pool Heater_A_Achievable Economic UCT Potential | F1 | Commercial | WA - Miscellaneous | Existing | Miscellaneous | Natural Gas | Pool Heater | A | Integrated Unit Energy Savings (kWh or therms) | Achievable Economic UCT Potential | 0 | 2233.5 | 2233.5 | 2233.5 | 2233.5 | 2233.5 | 2233.5 | 2233.5 | 2233.5 | 2233.5 | 2233.5 | 2233.5 | 2233.5 | 2233.5 | 2233.5 | 2233.5 | 2233.5 | 2233.5 | 2233.5 | 2233.5 | 2233.5 | 2233.5 | 2233.5 | 2233.5 | 2233.5 | 2233.5 | 2233.5
F2_Commercial_WA - Miscellaneous_Existing_Miscellaneous_Natural Gas_Pool Heater_A_Achievable Economic UCT Potential | F2 | Commercial | WA - Miscellaneous | Existing | Miscellaneous | Natural Gas | Pool Heater | A | Integrated Unit Summer Peak Savings (kW) | Achievable Economic UCT Potential | 0 | 0 | 0 | 0 | 0 | 0 | 0 | 0 | 0 | 0 | 0 | 0 | 0 | 0 | 0 | 0 | 0 | 0 | 0 | 0 | 0 | 0 | 0 | 0 | 0 | 0 | 0
F3_Commercial_WA - Miscellaneous_Existing_Miscellaneous_Natural Gas_Pool Heater_A_Achievable Economic UCT Potential | F3 | Commercial | WA - Miscellaneous | Existing | Miscellaneous | Natural Gas | Pool Heater | A | Integrated Unit Winter Peak Savings (kW) | Achievable Economic UCT Potential | 0 | 0 | 0 | 0 | 0 | 0 | 0 | 0 | 0 | 0 | 0 | 0 | 0 | 0 | 0 | 0 | 0 | 0 | 0 | 0 | 0 | 0 | 0 | 0 | 0 | 0 | 0
F4_Commercial_WA - Miscellaneous_Existing_Miscellaneous_Natural Gas_Pool Heater_A_Achievable Economic UCT Potential | F4 | Commercial | WA - Miscellaneous | Existing | Miscellaneous | Natural Gas | Pool Heater | A | Incremental Energy Savings (MWh or mTherms) | Achievable Economic UCT Potential | 0 | 0 | 0 | 0.00094084 | 0.0014143 | 0.0030306 | 0.0058271 | 0.01007 | 0.016097 | 0.023255 | 0.033134 | 0.057958 | 0.070741 | 0.08347 | 0.095006 | 0.10404 | 0.11838 | 0.11197 | 0.11114 | 0.1037 | 0.091717 | 0.091301 | 0.064527 | 0.039529 | 0.019569 | 0.0037615 | 0
F5_Commercial_WA - Miscellaneous_Existing_Miscellaneous_Natural Gas_Pool Heater_A_Achievable Economic UCT Potential | F5 | Commercial | WA - Miscellaneous | Existing | Miscellaneous | Natural Gas | Pool Heater | A | Incremental Summer Peak Savings (MW) | Achievable Economic UCT Potential | 0 | 0 | 0 | 0 | 0 | 0 | 0 | 0 | 0 | 0 | 0 | 0 | 0 | 0 | 0 | 0 | 0 | 0 | 0 | 0 | 0 | 0 | 0 | 0 | 0 | 0 | 0
F6_Commercial_WA - Miscellaneous_Existing_Miscellaneous_Natural Gas_Pool Heater_A_Achievable Economic UCT Potential | F6 | Commercial | WA - Miscellaneous | Existing | Miscellaneous | Natural Gas | Pool Heater | A | Incremental Winter Peak Savings (MW) | Achievable Economic UCT Potential | 0 | 0 | 0 | 0 | 0 | 0 | 0 | 0 | 0 | 0 | 0 | 0 | 0 | 0 | 0 | 0 | 0 | 0 | 0 | 0 | 0 | 0 | 0 | 0 | 0 | 0 | 0
F7_Commercial_WA - Miscellaneous_Existing_Miscellaneous_Natural Gas_Pool Heater_A_Achievable Economic UCT Potential | F7 | Commercial | WA - Miscellaneous | Existing | Miscellaneous | Natural Gas | Pool Heater | A | Cumulative Energy Savings (MWh or mTherms) | Achievable Economic UCT Potential | 0 | 0 | 0 | 0.00094084 | 0.0023551 | 0.0053857 | 0.011213 | 0.021282 | 0.037379 | 0.060635 | 0.093768 | 0.15173 | 0.22247 | 0.30594 | 0.40094 | 0.50499 | 0.62336 | 0.73534 | 0.84648 | 0.95018 | 1.0419 | 1.1332 | 1.1977 | 1.2373 | 1.2568 | 1.2606 | 1.2606
F8_Commercial_WA - Miscellaneous_Existing_Miscellaneous_Natural Gas_Pool Heater_A_Achievable Economic UCT Potential | F8 | Commercial | WA - Miscellaneous | Existing | Miscellaneous | Natural Gas | Pool Heater | A | Cumulative Summer Peak Savings (MW) | Achievable Economic UCT Potential | 0 | 0 | 0 | 0 | 0 | 0 | 0 | 0 | 0 | 0 | 0 | 0 | 0 | 0 | 0 | 0 | 0 | 0 | 0 | 0 | 0 | 0 | 0 | 0 | 0 | 0 | 0
F9_Commercial_WA - Miscellaneous_Existing_Miscellaneous_Natural Gas_Pool Heater_A_Achievable Economic UCT Potential | F9 | Commercial | WA - Miscellaneous | Existing | Miscellaneous | Natural Gas | Pool Heater | A | Cumulative Winter Peak Savings (MW) | Achievable Economic UCT Potential | 0 | 0 | 0 | 0 | 0 | 0 | 0 | 0 | 0 | 0 | 0 | 0 | 0 | 0 | 0 | 0 | 0 | 0 | 0 | 0 | 0 | 0 | 0 | 0 | 0 | 0 | 0
F10_Commercial_WA - Miscellaneous_Existing_Miscellaneous_Natural Gas_Pool Heater_A_Achievable Economic UCT Potential | F10 | Commercial | WA - Miscellaneous | Existing | Miscellaneous | Natural Gas | Pool Heater | A | Purchases (Incremental) | Achievable Economic UCT Potential | 0 | 0 | 0 | 0.00042124 | 0.0006332 | 0.0013569 | 0.002609 | 0.0045084 | 0.007207 | 0.010412 | 0.014835 | 0.025949 | 0.031673 | 0.037372 | 0.042537 | 0.046583 | 0.053001 | 0.050133 | 0.04976 | 0.046431 | 0.041064 | 0.040878 | 0.02889 | 0.017698 | 0.0087617 | 0.0016841 | 0
F11_Commercial_WA - Miscellaneous_Existing_Miscellaneous_Natural Gas_Pool Heater_A_Achievable Economic UCT Potential | F11 | Commercial | WA - Miscellaneous | Existing | Miscellaneous | Natural Gas | Pool Heater | A | Purchases (Cumulative) | Achievable Economic UCT Potential | 0 | 0 | 0 | 0.00042124 | 0.0010544 | 0.0024113 | 0.0050203 | 0.0095287 | 0.016736 | 0.027148 | 0.041983 | 0.067932 | 0.099605 | 0.13698 | 0.17951 | 0.2261 | 0.2791 | 0.32923 | 0.37899 | 0.42542 | 0.46649 | 0.50736 | 0.53625 | 0.55395 | 0.56271 | 0.5644 | 0.5644
F1_Commercial_WA - Miscellaneous_New_Space Heating_Natural Gas_Furnace_A_Achievable Economic UCT Potential | F1 | Commercial | WA - Miscellaneous | New | Space Heating | Natural Gas | Furnace | A | Integrated Unit Energy Savings (kWh or therms) | Achievable Economic UCT Potential | 0 | 0 | 0 | 0 | 0 | 0 | 0 | 0 | 0 | 0 | 0 | 0 | 0 | 0 | 0 | 0 | 0 | 0 | 0 | 0 | 0 | 0 | 0 | 0 | 0 | 0 | 0
F2_Commercial_WA - Miscellaneous_New_Space Heating_Natural Gas_Furnace_A_Achievable Economic UCT Potential | F2 | Commercial | WA - Miscellaneous | New | Space Heating | Natural Gas | Furnace | A | Integrated Unit Summer Peak Savings (kW) | Achievable Economic UCT Potential | 0 | 0 | 0 | 0 | 0 | 0 | 0 | 0 | 0 | 0 | 0 | 0 | 0 | 0 | 0 | 0 | 0 | 0 | 0 | 0 | 0 | 0 | 0 | 0 | 0 | 0 | 0
F3_Commercial_WA - Miscellaneous_New_Space Heating_Natural Gas_Furnace_A_Achievable Economic UCT Potential | F3 | Commercial | WA - Miscellaneous | New | Space Heating | Natural Gas | Furnace | A | Integrated Unit Winter Peak Savings (kW) | Achievable Economic UCT Potential | 0 | 0 | 0 | 0 | 0 | 0 | 0 | 0 | 0 | 0 | 0 | 0 | 0 | 0 | 0 | 0 | 0 | 0 | 0 | 0 | 0 | 0 | 0 | 0 | 0 | 0 | 0
F4_Commercial_WA - Miscellaneous_New_Space Heating_Natural Gas_Furnace_A_Achievable Economic UCT Potential | F4 | Commercial | WA - Miscellaneous | New | Space Heating | Natural Gas | Furnace | A | Incremental Energy Savings (MWh or mTherms) | Achievable Economic UCT Potential | 0 | 0 | 0 | 0 | 0 | 0 | 0 | 0 | 0 | 0 | 0 | 0 | 0 | 0 | 0 | 0 | 0 | 0 | 0 | 0 | 0 | 0 | 0 | 0 | 0 | 0 | 0
F5_Commercial_WA - Miscellaneous_New_Space Heating_Natural Gas_Furnace_A_Achievable Economic UCT Potential | F5 | Commercial | WA - Miscellaneous | New | Space Heating | Natural Gas | Furnace | A | Incremental Summer Peak Savings (MW) | Achievable Economic UCT Potential | 0 | 0 | 0 | 0 | 0 | 0 | 0 | 0 | 0 | 0 | 0 | 0 | 0 | 0 | 0 | 0 | 0 | 0 | 0 | 0 | 0 | 0 | 0 | 0 | 0 | 0 | 0
F6_Commercial_WA - Miscellaneous_New_Space Heating_Natural Gas_Furnace_A_Achievable Economic UCT Potential | F6 | Commercial | WA - Miscellaneous | New | Space Heating | Natural Gas | Furnace | A | Incremental Winter Peak Savings (MW) | Achievable Economic UCT Potential | 0 | 0 | 0 | 0 | 0 | 0 | 0 | 0 | 0 | 0 | 0 | 0 | 0 | 0 | 0 | 0 | 0 | 0 | 0 | 0 | 0 | 0 | 0 | 0 | 0 | 0 | 0
F7_Commercial_WA - Miscellaneous_New_Space Heating_Natural Gas_Furnace_A_Achievable Economic UCT Potential | F7 | Commercial | WA - Miscellaneous | New | Space Heating | Natural Gas | Furnace | A | Cumulative Energy Savings (MWh or mTherms) | Achievable Economic UCT Potential | 0 | 0 | 0 | 0 | 0 | 0 | 0 | 0 | 0 | 0 | 0 | 0 | 0 | 0 | 0 | 0 | 0 | 0 | 0 | 0 | 0 | 0 | 0 | 0 | 0 | 0 | 0
F8_Commercial_WA - Miscellaneous_New_Space Heating_Natural Gas_Furnace_A_Achievable Economic UCT Potential | F8 | Commercial | WA - Miscellaneous | New | Space Heating | Natural Gas | Furnace | A | Cumulative Summer Peak Savings (MW) | Achievable Economic UCT Potential | 0 | 0 | 0 | 0 | 0 | 0 | 0 | 0 | 0 | 0 | 0 | 0 | 0 | 0 | 0 | 0 | 0 | 0 | 0 | 0 | 0 | 0 | 0 | 0 | 0 | 0 | 0
F9_Commercial_WA - Miscellaneous_New_Space Heating_Natural Gas_Furnace_A_Achievable Economic UCT Potential | F9 | Commercial | WA - Miscellaneous | New | Space Heating | Natural Gas | Furnace | A | Cumulative Winter Peak Savings (MW) | Achievable Economic UCT Potential | 0 | 0 | 0 | 0 | 0 | 0 | 0 | 0 | 0 | 0 | 0 | 0 | 0 | 0 | 0 | 0 | 0 | 0 | 0 | 0 | 0 | 0 | 0 | 0 | 0 | 0 | 0
F10_Commercial_WA - Miscellaneous_New_Space Heating_Natural Gas_Furnace_A_Achievable Economic UCT Potential | F10 | Commercial | WA - Miscellaneous | New | Space Heating | Natural Gas | Furnace | A | Purchases (Incremental) | Achievable Economic UCT Potential | 0 | 0 | 0 | 0 | 0 | 0 | 0 | 0 | 0 | 0 | 0 | 0 | 0 | 0 | 0 | 0 | 0 | 0 | 0 | 0 | 0 | 0 | 0 | 0 | 0 | 0 | 0
F11_Commercial_WA - Miscellaneous_New_Space Heating_Natural Gas_Furnace_A_Achievable Economic UCT Potential | F11 | Commercial | WA - Miscellaneous | New | Space Heating | Natural Gas | Furnace | A | Purchases (Cumulative) | Achievable Economic UCT Potential | 0 | 0 | 0 | 0 | 0 | 0 | 0 | 0 | 0 | 0 | 0 | 0 | 0 | 0 | 0 | 0 | 0 | 0 | 0 | 0 | 0 | 0 | 0 | 0 | 0 | 0 | 0
F1_Commercial_WA - Miscellaneous_New_Space Heating_Natural Gas_Boiler_A_Achievable Economic UCT Potential | F1 | Commercial | WA - Miscellaneous | New | Space Heating | Natural Gas | Boiler | A | Integrated Unit Energy Savings (kWh or therms) | Achievable Economic UCT Potential | 0 | 0 | 0 | 0 | 0 | 0 | 0 | 0 | 0 | 0 | 0 | 0 | 0 | 0 | 0 | 0 | 0 | 0 | 0 | 0 | 0 | 0 | 0 | 0 | 0 | 0 | 0
F2_Commercial_WA - Miscellaneous_New_Space Heating_Natural Gas_Boiler_A_Achievable Economic UCT Potential | F2 | Commercial | WA - Miscellaneous | New | Space Heating | Natural Gas | Boiler | A | Integrated Unit Summer Peak Savings (kW) | Achievable Economic UCT Potential | 0 | 0 | 0 | 0 | 0 | 0 | 0 | 0 | 0 | 0 | 0 | 0 | 0 | 0 | 0 | 0 | 0 | 0 | 0 | 0 | 0 | 0 | 0 | 0 | 0 | 0 | 0
F3_Commercial_WA - Miscellaneous_New_Space Heating_Natural Gas_Boiler_A_Achievable Economic UCT Potential | F3 | Commercial | WA - Miscellaneous | New | Space Heating | Natural Gas | Boiler | A | Integrated Unit Winter Peak Savings (kW) | Achievable Economic UCT Potential | 0 | 0 | 0 | 0 | 0 | 0 | 0 | 0 | 0 | 0 | 0 | 0 | 0 | 0 | 0 | 0 | 0 | 0 | 0 | 0 | 0 | 0 | 0 | 0 | 0 | 0 | 0
F4_Commercial_WA - Miscellaneous_New_Space Heating_Natural Gas_Boiler_A_Achievable Economic UCT Potential | F4 | Commercial | WA - Miscellaneous | New | Space Heating | Natural Gas | Boiler | A | Incremental Energy Savings (MWh or mTherms) | Achievable Economic UCT Potential | 0 | 0 | 0 | 0 | 0 | 0 | 0 | 0 | 0 | 0 | 0 | 0 | 0 | 0 | 0 | 0 | 0 | 0 | 0 | 0 | 0 | 0 | 0 | 0 | 0 | 0 | 0
F5_Commercial_WA - Miscellaneous_New_Space Heating_Natural Gas_Boiler_A_Achievable Economic UCT Potential | F5 | Commercial | WA - Miscellaneous | New | Space Heating | Natural Gas | Boiler | A | Incremental Summer Peak Savings (MW) | Achievable Economic UCT Potential | 0 | 0 | 0 | 0 | 0 | 0 | 0 | 0 | 0 | 0 | 0 | 0 | 0 | 0 | 0 | 0 | 0 | 0 | 0 | 0 | 0 | 0 | 0 | 0 | 0 | 0 | 0
F6_Commercial_WA - Miscellaneous_New_Space Heating_Natural Gas_Boiler_A_Achievable Economic UCT Potential | F6 | Commercial | WA - Miscellaneous | New | Space Heating | Natural Gas | Boiler | A | Incremental Winter Peak Savings (MW) | Achievable Economic UCT Potential | 0 | 0 | 0 | 0 | 0 | 0 | 0 | 0 | 0 | 0 | 0 | 0 | 0 | 0 | 0 | 0 | 0 | 0 | 0 | 0 | 0 | 0 | 0 | 0 | 0 | 0 | 0
F7_Commercial_WA - Miscellaneous_New_Space Heating_Natural Gas_Boiler_A_Achievable Economic UCT Potential | F7 | Commercial | WA - Miscellaneous | New | Space Heating | Natural Gas | Boiler | A | Cumulative Energy Savings (MWh or mTherms) | Achievable Economic UCT Potential | 0 | 0 | 0 | 0 | 0 | 0 | 0 | 0 | 0 | 0 | 0 | 0 | 0 | 0 | 0 | 0 | 0 | 0 | 0 | 0 | 0 | 0 | 0 | 0 | 0 | 0 | 0
F8_Commercial_WA - Miscellaneous_New_Space Heating_Natural Gas_Boiler_A_Achievable Economic UCT Potential | F8 | Commercial | WA - Miscellaneous | New | Space Heating | Natural Gas | Boiler | A | Cumulative Summer Peak Savings (MW) | Achievable Economic UCT Potential | 0 | 0 | 0 | 0 | 0 | 0 | 0 | 0 | 0 | 0 | 0 | 0 | 0 | 0 | 0 | 0 | 0 | 0 | 0 | 0 | 0 | 0 | 0 | 0 | 0 | 0 | 0
F9_Commercial_WA - Miscellaneous_New_Space Heating_Natural Gas_Boiler_A_Achievable Economic UCT Potential | F9 | Commercial | WA - Miscellaneous | New | Space Heating | Natural Gas | Boiler | A | Cumulative Winter Peak Savings (MW) | Achievable Economic UCT Potential | 0 | 0 | 0 | 0 | 0 | 0 | 0 | 0 | 0 | 0 | 0 | 0 | 0 | 0 | 0 | 0 | 0 | 0 | 0 | 0 | 0 | 0 | 0 | 0 | 0 | 0 | 0
F10_Commercial_WA - Miscellaneous_New_Space Heating_Natural Gas_Boiler_A_Achievable Economic UCT Potential | F10 | Commercial | WA - Miscellaneous | New | Space Heating | Natural Gas | Boiler | A | Purchases (Incremental) | Achievable Economic UCT Potential | 0 | 0 | 0 | 0 | 0 | 0 | 0 | 0 | 0 | 0 | 0 | 0 | 0 | 0 | 0 | 0 | 0 | 0 | 0 | 0 | 0 | 0 | 0 | 0 | 0 | 0 | 0
F11_Commercial_WA - Miscellaneous_New_Space Heating_Natural Gas_Boiler_A_Achievable Economic UCT Potential | F11 | Commercial | WA - Miscellaneous | New | Space Heating | Natural Gas | Boiler | A | Purchases (Cumulative) | Achievable Economic UCT Potential | 0 | 0 | 0 | 0 | 0 | 0 | 0 | 0 | 0 | 0 | 0 | 0 | 0 | 0 | 0 | 0 | 0 | 0 | 0 | 0 | 0 | 0 | 0 | 0 | 0 | 0 | 0
F1_Commercial_WA - Miscellaneous_New_Space Heating_Natural Gas_Unit Heater_A_Achievable Economic UCT Potential | F1 | Commercial | WA - Miscellaneous | New | Space Heating | Natural Gas | Unit Heater | A | Integrated Unit Energy Savings (kWh or therms) | Achievable Economic UCT Potential | 0 | 0 | 0 | 0 | 0 | 0 | 0 | 0 | 0 | 0 | 0 | 0 | 0 | 0 | 0 | 0 | 0 | 0 | 0 | 0 | 0 | 0 | 0 | 0 | 0 | 0 | 0
F2_Commercial_WA - Miscellaneous_New_Space Heating_Natural Gas_Unit Heater_A_Achievable Economic UCT Potential | F2 | Commercial | WA - Miscellaneous | New | Space Heating | Natural Gas | Unit Heater | A | Integrated Unit Summer Peak Savings (kW) | Achievable Economic UCT Potential | 0 | 0 | 0 | 0 | 0 | 0 | 0 | 0 | 0 | 0 | 0 | 0 | 0 | 0 | 0 | 0 | 0 | 0 | 0 | 0 | 0 | 0 | 0 | 0 | 0 | 0 | 0
F3_Commercial_WA - Miscellaneous_New_Space Heating_Natural Gas_Unit Heater_A_Achievable Economic UCT Potential | F3 | Commercial | WA - Miscellaneous | New | Space Heating | Natural Gas | Unit Heater | A | Integrated Unit Winter Peak Savings (kW) | Achievable Economic UCT Potential | 0 | 0 | 0 | 0 | 0 | 0 | 0 | 0 | 0 | 0 | 0 | 0 | 0 | 0 | 0 | 0 | 0 | 0 | 0 | 0 | 0 | 0 | 0 | 0 | 0 | 0 | 0
F4_Commercial_WA - Miscellaneous_New_Space Heating_Natural Gas_Unit Heater_A_Achievable Economic UCT Potential | F4 | Commercial | WA - Miscellaneous | New | Space Heating | Natural Gas | Unit Heater | A | Incremental Energy Savings (MWh or mTherms) | Achievable Economic UCT Potential | 0 | 0 | 0 | 0 | 0 | 0 | 0 | 0 | 0 | 0 | 0 | 0 | 0 | 0 | 0 | 0 | 0 | 0 | 0 | 0 | 0 | 0 | 0 | 0 | 0 | 0 | 0
F5_Commercial_WA - Miscellaneous_New_Space Heating_Natural Gas_Unit Heater_A_Achievable Economic UCT Potential | F5 | Commercial | WA - Miscellaneous | New | Space Heating | Natural Gas | Unit Heater | A | Incremental Summer Peak Savings (MW) | Achievable Economic UCT Potential | 0 | 0 | 0 | 0 | 0 | 0 | 0 | 0 | 0 | 0 | 0 | 0 | 0 | 0 | 0 | 0 | 0 | 0 | 0 | 0 | 0 | 0 | 0 | 0 | 0 | 0 | 0
F6_Commercial_WA - Miscellaneous_New_Space Heating_Natural Gas_Unit Heater_A_Achievable Economic UCT Potential | F6 | Commercial | WA - Miscellaneous | New | Space Heating | Natural Gas | Unit Heater | A | Incremental Winter Peak Savings (MW) | Achievable Economic UCT Potential | 0 | 0 | 0 | 0 | 0 | 0 | 0 | 0 | 0 | 0 | 0 | 0 | 0 | 0 | 0 | 0 | 0 | 0 | 0 | 0 | 0 | 0 | 0 | 0 | 0 | 0 | 0
F7_Commercial_WA - Miscellaneous_New_Space Heating_Natural Gas_Unit Heater_A_Achievable Economic UCT Potential | F7 | Commercial | WA - Miscellaneous | New | Space Heating | Natural Gas | Unit Heater | A | Cumulative Energy Savings (MWh or mTherms) | Achievable Economic UCT Potential | 0 | 0 | 0 | 0 | 0 | 0 | 0 | 0 | 0 | 0 | 0 | 0 | 0 | 0 | 0 | 0 | 0 | 0 | 0 | 0 | 0 | 0 | 0 | 0 | 0 | 0 | 0
F8_Commercial_WA - Miscellaneous_New_Space Heating_Natural Gas_Unit Heater_A_Achievable Economic UCT Potential | F8 | Commercial | WA - Miscellaneous | New | Space Heating | Natural Gas | Unit Heater | A | Cumulative Summer Peak Savings (MW) | Achievable Economic UCT Potential | 0 | 0 | 0 | 0 | 0 | 0 | 0 | 0 | 0 | 0 | 0 | 0 | 0 | 0 | 0 | 0 | 0 | 0 | 0 | 0 | 0 | 0 | 0 | 0 | 0 | 0 | 0
F9_Commercial_WA - Miscellaneous_New_Space Heating_Natural Gas_Unit Heater_A_Achievable Economic UCT Potential | F9 | Commercial | WA - Miscellaneous | New | Space Heating | Natural Gas | Unit Heater | A | Cumulative Winter Peak Savings (MW) | Achievable Economic UCT Potential | 0 | 0 | 0 | 0 | 0 | 0 | 0 | 0 | 0 | 0 | 0 | 0 | 0 | 0 | 0 | 0 | 0 | 0 | 0 | 0 | 0 | 0 | 0 | 0 | 0 | 0 | 0
F10_Commercial_WA - Miscellaneous_New_Space Heating_Natural Gas_Unit Heater_A_Achievable Economic UCT Potential | F10 | Commercial | WA - Miscellaneous | New | Space Heating | Natural Gas | Unit Heater | A | Purchases (Incremental) | Achievable Economic UCT Potential | 0 | 0 | 0 | 0 | 0 | 0 | 0 | 0 | 0 | 0 | 0 | 0 | 0 | 0 | 0 | 0 | 0 | 0 | 0 | 0 | 0 | 0 | 0 | 0 | 0 | 0 | 0
F11_Commercial_WA - Miscellaneous_New_Space Heating_Natural Gas_Unit Heater_A_Achievable Economic UCT Potential | F11 | Commercial | WA - Miscellaneous | New | Space Heating | Natural Gas | Unit Heater | A | Purchases (Cumulative) | Achievable Economic UCT Potential | 0 | 0 | 0 | 0 | 0 | 0 | 0 | 0 | 0 | 0 | 0 | 0 | 0 | 0 | 0 | 0 | 0 | 0 | 0 | 0 | 0 | 0 | 0 | 0 | 0 | 0 | 0
F1_Commercial_WA - Miscellaneous_New_Water Heating_Natural Gas_Water Heater_A_Achievable Economic UCT Potential | F1 | Commercial | WA - Miscellaneous | New | Water Heating | Natural Gas | Water Heater | A | Integrated Unit Energy Savings (kWh or therms) | Achievable Economic UCT Potential | 0 | 0 | 0 | 0 | 0 | 0 | 0 | 0 | 0 | 0 | 0 | 0 | 0 | 0 | 0 | 0 | 0 | 0 | 0 | 0 | 0 | 0 | 0 | 0 | 0 | 0 | 0
F2_Commercial_WA - Miscellaneous_New_Water Heating_Natural Gas_Water Heater_A_Achievable Economic UCT Potential | F2 | Commercial | WA - Miscellaneous | New | Water Heating | Natural Gas | Water Heater | A | Integrated Unit Summer Peak Savings (kW) | Achievable Economic UCT Potential | 0 | 0 | 0 | 0 | 0 | 0 | 0 | 0 | 0 | 0 | 0 | 0 | 0 | 0 | 0 | 0 | 0 | 0 | 0 | 0 | 0 | 0 | 0 | 0 | 0 | 0 | 0
F3_Commercial_WA - Miscellaneous_New_Water Heating_Natural Gas_Water Heater_A_Achievable Economic UCT Potential | F3 | Commercial | WA - Miscellaneous | New | Water Heating | Natural Gas | Water Heater | A | Integrated Unit Winter Peak Savings (kW) | Achievable Economic UCT Potential | 0 | 0 | 0 | 0 | 0 | 0 | 0 | 0 | 0 | 0 | 0 | 0 | 0 | 0 | 0 | 0 | 0 | 0 | 0 | 0 | 0 | 0 | 0 | 0 | 0 | 0 | 0
F4_Commercial_WA - Miscellaneous_New_Water Heating_Natural Gas_Water Heater_A_Achievable Economic UCT Potential | F4 | Commercial | WA - Miscellaneous | New | Water Heating | Natural Gas | Water Heater | A | Incremental Energy Savings (MWh or mTherms) | Achievable Economic UCT Potential | 0 | 0 | 0 | 0 | 0 | 0 | 0 | 0 | 0 | 0 | 0 | 0 | 0 | 0 | 0 | 0 | 0 | 0 | 0 | 0 | 0 | 0 | 0 | 0 | 0 | 0 | 0
F5_Commercial_WA - Miscellaneous_New_Water Heating_Natural Gas_Water Heater_A_Achievable Economic UCT Potential | F5 | Commercial | WA - Miscellaneous | New | Water Heating | Natural Gas | Water Heater | A | Incremental Summer Peak Savings (MW) | Achievable Economic UCT Potential | 0 | 0 | 0 | 0 | 0 | 0 | 0 | 0 | 0 | 0 | 0 | 0 | 0 | 0 | 0 | 0 | 0 | 0 | 0 | 0 | 0 | 0 | 0 | 0 | 0 | 0 | 0
F6_Commercial_WA - Miscellaneous_New_Water Heating_Natural Gas_Water Heater_A_Achievable Economic UCT Potential | F6 | Commercial | WA - Miscellaneous | New | Water Heating | Natural Gas | Water Heater | A | Incremental Winter Peak Savings (MW) | Achievable Economic UCT Potential | 0 | 0 | 0 | 0 | 0 | 0 | 0 | 0 | 0 | 0 | 0 | 0 | 0 | 0 | 0 | 0 | 0 | 0 | 0 | 0 | 0 | 0 | 0 | 0 | 0 | 0 | 0
F7_Commercial_WA - Miscellaneous_New_Water Heating_Natural Gas_Water Heater_A_Achievable Economic UCT Potential | F7 | Commercial | WA - Miscellaneous | New | Water Heating | Natural Gas | Water Heater | A | Cumulative Energy Savings (MWh or mTherms) | Achievable Economic UCT Potential | 0 | 0 | 0 | 0 | 0 | 0 | 0 | 0 | 0 | 0 | 0 | 0 | 0 | 0 | 0 | 0 | 0 | 0 | 0 | 0 | 0 | 0 | 0 | 0 | 0 | 0 | 0
F8_Commercial_WA - Miscellaneous_New_Water Heating_Natural Gas_Water Heater_A_Achievable Economic UCT Potential | F8 | Commercial | WA - Miscellaneous | New | Water Heating | Natural Gas | Water Heater | A | Cumulative Summer Peak Savings (MW) | Achievable Economic UCT Potential | 0 | 0 | 0 | 0 | 0 | 0 | 0 | 0 | 0 | 0 | 0 | 0 | 0 | 0 | 0 | 0 | 0 | 0 | 0 | 0 | 0 | 0 | 0 | 0 | 0 | 0 | 0
F9_Commercial_WA - Miscellaneous_New_Water Heating_Natural Gas_Water Heater_A_Achievable Economic UCT Potential | F9 | Commercial | WA - Miscellaneous | New | Water Heating | Natural Gas | Water Heater | A | Cumulative Winter Peak Savings (MW) | Achievable Economic UCT Potential | 0 | 0 | 0 | 0 | 0 | 0 | 0 | 0 | 0 | 0 | 0 | 0 | 0 | 0 | 0 | 0 | 0 | 0 | 0 | 0 | 0 | 0 | 0 | 0 | 0 | 0 | 0
F10_Commercial_WA - Miscellaneous_New_Water Heating_Natural Gas_Water Heater_A_Achievable Economic UCT Potential | F10 | Commercial | WA - Miscellaneous | New | Water Heating | Natural Gas | Water Heater | A | Purchases (Incremental) | Achievable Economic UCT Potential | 0 | 0 | 0 | 0 | 0 | 0 | 0 | 0 | 0 | 0 | 0 | 0 | 0 | 0 | 0 | 0 | 0 | 0 | 0 | 0 | 0 | 0 | 0 | 0 | 0 | 0 | 0
F11_Commercial_WA - Miscellaneous_New_Water Heating_Natural Gas_Water Heater_A_Achievable Economic UCT Potential | F11 | Commercial | WA - Miscellaneous | New | Water Heating | Natural Gas | Water Heater | A | Purchases (Cumulative) | Achievable Economic UCT Potential | 0 | 0 | 0 | 0 | 0 | 0 | 0 | 0 | 0 | 0 | 0 | 0 | 0 | 0 | 0 | 0 | 0 | 0 | 0 | 0 | 0 | 0 | 0 | 0 | 0 | 0 | 0
F1_Commercial_WA - Miscellaneous_New_Food Preparation_Natural Gas_Oven_A_Achievable Economic UCT Potential | F1 | Commercial | WA - Miscellaneous | New | Food Preparation | Natural Gas | Oven | A | Integrated Unit Energy Savings (kWh or therms) | Achievable Economic UCT Potential | 0 | 0 | 0 | 0 | 0 | 0 | 0 | 0 | 0 | 0 | 0 | 0 | 0 | 0 | 0 | 0 | 0 | 0 | 0 | 0 | 0 | 0 | 0 | 0 | 0 | 0 | 0
F2_Commercial_WA - Miscellaneous_New_Food Preparation_Natural Gas_Oven_A_Achievable Economic UCT Potential | F2 | Commercial | WA - Miscellaneous | New | Food Preparation | Natural Gas | Oven | A | Integrated Unit Summer Peak Savings (kW) | Achievable Economic UCT Potential | 0 | 0 | 0 | 0 | 0 | 0 | 0 | 0 | 0 | 0 | 0 | 0 | 0 | 0 | 0 | 0 | 0 | 0 | 0 | 0 | 0 | 0 | 0 | 0 | 0 | 0 | 0
F3_Commercial_WA - Miscellaneous_New_Food Preparation_Natural Gas_Oven_A_Achievable Economic UCT Potential | F3 | Commercial | WA - Miscellaneous | New | Food Preparation | Natural Gas | Oven | A | Integrated Unit Winter Peak Savings (kW) | Achievable Economic UCT Potential | 0 | 0 | 0 | 0 | 0 | 0 | 0 | 0 | 0 | 0 | 0 | 0 | 0 | 0 | 0 | 0 | 0 | 0 | 0 | 0 | 0 | 0 | 0 | 0 | 0 | 0 | 0
F4_Commercial_WA - Miscellaneous_New_Food Preparation_Natural Gas_Oven_A_Achievable Economic UCT Potential | F4 | Commercial | WA - Miscellaneous | New | Food Preparation | Natural Gas | Oven | A | Incremental Energy Savings (MWh or mTherms) | Achievable Economic UCT Potential | 0 | 0 | 0 | 0 | 0 | 0 | 0 | 0 | 0 | 0 | 0 | 0 | 0 | 0 | 0 | 0 | 0 | 0 | 0 | 0 | 0 | 0 | 0 | 0 | 0 | 0 | 0
F5_Commercial_WA - Miscellaneous_New_Food Preparation_Natural Gas_Oven_A_Achievable Economic UCT Potential | F5 | Commercial | WA - Miscellaneous | New | Food Preparation | Natural Gas | Oven | A | Incremental Summer Peak Savings (MW) | Achievable Economic UCT Potential | 0 | 0 | 0 | 0 | 0 | 0 | 0 | 0 | 0 | 0 | 0 | 0 | 0 | 0 | 0 | 0 | 0 | 0 | 0 | 0 | 0 | 0 | 0 | 0 | 0 | 0 | 0
F6_Commercial_WA - Miscellaneous_New_Food Preparation_Natural Gas_Oven_A_Achievable Economic UCT Potential | F6 | Commercial | WA - Miscellaneous | New | Food Preparation | Natural Gas | Oven | A | Incremental Winter Peak Savings (MW) | Achievable Economic UCT Potential | 0 | 0 | 0 | 0 | 0 | 0 | 0 | 0 | 0 | 0 | 0 | 0 | 0 | 0 | 0 | 0 | 0 | 0 | 0 | 0 | 0 | 0 | 0 | 0 | 0 | 0 | 0
F7_Commercial_WA - Miscellaneous_New_Food Preparation_Natural Gas_Oven_A_Achievable Economic UCT Potential | F7 | Commercial | WA - Miscellaneous | New | Food Preparation | Natural Gas | Oven | A | Cumulative Energy Savings (MWh or mTherms) | Achievable Economic UCT Potential | 0 | 0 | 0 | 0 | 0 | 0 | 0 | 0 | 0 | 0 | 0 | 0 | 0 | 0 | 0 | 0 | 0 | 0 | 0 | 0 | 0 | 0 | 0 | 0 | 0 | 0 | 0
F8_Commercial_WA - Miscellaneous_New_Food Preparation_Natural Gas_Oven_A_Achievable Economic UCT Potential | F8 | Commercial | WA - Miscellaneous | New | Food Preparation | Natural Gas | Oven | A | Cumulative Summer Peak Savings (MW) | Achievable Economic UCT Potential | 0 | 0 | 0 | 0 | 0 | 0 | 0 | 0 | 0 | 0 | 0 | 0 | 0 | 0 | 0 | 0 | 0 | 0 | 0 | 0 | 0 | 0 | 0 | 0 | 0 | 0 | 0
F9_Commercial_WA - Miscellaneous_New_Food Preparation_Natural Gas_Oven_A_Achievable Economic UCT Potential | F9 | Commercial | WA - Miscellaneous | New | Food Preparation | Natural Gas | Oven | A | Cumulative Winter Peak Savings (MW) | Achievable Economic UCT Potential | 0 | 0 | 0 | 0 | 0 | 0 | 0 | 0 | 0 | 0 | 0 | 0 | 0 | 0 | 0 | 0 | 0 | 0 | 0 | 0 | 0 | 0 | 0 | 0 | 0 | 0 | 0
F10_Commercial_WA - Miscellaneous_New_Food Preparation_Natural Gas_Oven_A_Achievable Economic UCT Potential | F10 | Commercial | WA - Miscellaneous | New | Food Preparation | Natural Gas | Oven | A | Purchases (Incremental) | Achievable Economic UCT Potential | 0 | 0 | 0 | 0 | 0 | 0 | 0 | 0 | 0 | 0 | 0 | 0 | 0 | 0 | 0 | 0 | 0 | 0 | 0 | 0 | 0 | 0 | 0 | 0 | 0 | 0 | 0
F11_Commercial_WA - Miscellaneous_New_Food Preparation_Natural Gas_Oven_A_Achievable Economic UCT Potential | F11 | Commercial | WA - Miscellaneous | New | Food Preparation | Natural Gas | Oven | A | Purchases (Cumulative) | Achievable Economic UCT Potential | 0 | 0 | 0 | 0 | 0 | 0 | 0 | 0 | 0 | 0 | 0 | 0 | 0 | 0 | 0 | 0 | 0 | 0 | 0 | 0 | 0 | 0 | 0 | 0 | 0 | 0 | 0
F1_Commercial_WA - Miscellaneous_New_Food Preparation_Natural Gas_Conveyor Oven_A_Achievable Economic UCT Potential | F1 | Commercial | WA - Miscellaneous | New | Food Preparation | Natural Gas | Conveyor Oven | A | Integrated Unit Energy Savings (kWh or therms) | Achievable Economic UCT Potential | 0 | 0 | 0 | 0 | 0 | 0 | 0 | 0 | 0 | 0 | 0 | 0 | 0 | 0 | 0 | 0 | 0 | 0 | 0 | 0 | 0 | 0 | 0 | 0 | 0 | 0 | 0
F2_Commercial_WA - Miscellaneous_New_Food Preparation_Natural Gas_Conveyor Oven_A_Achievable Economic UCT Potential | F2 | Commercial | WA - Miscellaneous | New | Food Preparation | Natural Gas | Conveyor Oven | A | Integrated Unit Summer Peak Savings (kW) | Achievable Economic UCT Potential | 0 | 0 | 0 | 0 | 0 | 0 | 0 | 0 | 0 | 0 | 0 | 0 | 0 | 0 | 0 | 0 | 0 | 0 | 0 | 0 | 0 | 0 | 0 | 0 | 0 | 0 | 0
F3_Commercial_WA - Miscellaneous_New_Food Preparation_Natural Gas_Conveyor Oven_A_Achievable Economic UCT Potential | F3 | Commercial | WA - Miscellaneous | New | Food Preparation | Natural Gas | Conveyor Oven | A | Integrated Unit Winter Peak Savings (kW) | Achievable Economic UCT Potential | 0 | 0 | 0 | 0 | 0 | 0 | 0 | 0 | 0 | 0 | 0 | 0 | 0 | 0 | 0 | 0 | 0 | 0 | 0 | 0 | 0 | 0 | 0 | 0 | 0 | 0 | 0
F4_Commercial_WA - Miscellaneous_New_Food Preparation_Natural Gas_Conveyor Oven_A_Achievable Economic UCT Potential | F4 | Commercial | WA - Miscellaneous | New | Food Preparation | Natural Gas | Conveyor Oven | A | Incremental Energy Savings (MWh or mTherms) | Achievable Economic UCT Potential | 0 | 0 | 0 | 0 | 0 | 0 | 0 | 0 | 0 | 0 | 0 | 0 | 0 | 0 | 0 | 0 | 0 | 0 | 0 | 0 | 0 | 0 | 0 | 0 | 0 | 0 | 0
F5_Commercial_WA - Miscellaneous_New_Food Preparation_Natural Gas_Conveyor Oven_A_Achievable Economic UCT Potential | F5 | Commercial | WA - Miscellaneous | New | Food Preparation | Natural Gas | Conveyor Oven | A | Incremental Summer Peak Savings (MW) | Achievable Economic UCT Potential | 0 | 0 | 0 | 0 | 0 | 0 | 0 | 0 | 0 | 0 | 0 | 0 | 0 | 0 | 0 | 0 | 0 | 0 | 0 | 0 | 0 | 0 | 0 | 0 | 0 | 0 | 0
F6_Commercial_WA - Miscellaneous_New_Food Preparation_Natural Gas_Conveyor Oven_A_Achievable Economic UCT Potential | F6 | Commercial | WA - Miscellaneous | New | Food Preparation | Natural Gas | Conveyor Oven | A | Incremental Winter Peak Savings (MW) | Achievable Economic UCT Potential | 0 | 0 | 0 | 0 | 0 | 0 | 0 | 0 | 0 | 0 | 0 | 0 | 0 | 0 | 0 | 0 | 0 | 0 | 0 | 0 | 0 | 0 | 0 | 0 | 0 | 0 | 0
F7_Commercial_WA - Miscellaneous_New_Food Preparation_Natural Gas_Conveyor Oven_A_Achievable Economic UCT Potential | F7 | Commercial | WA - Miscellaneous | New | Food Preparation | Natural Gas | Conveyor Oven | A | Cumulative Energy Savings (MWh or mTherms) | Achievable Economic UCT Potential | 0 | 0 | 0 | 0 | 0 | 0 | 0 | 0 | 0 | 0 | 0 | 0 | 0 | 0 | 0 | 0 | 0 | 0 | 0 | 0 | 0 | 0 | 0 | 0 | 0 | 0 | 0
F8_Commercial_WA - Miscellaneous_New_Food Preparation_Natural Gas_Conveyor Oven_A_Achievable Economic UCT Potential | F8 | Commercial | WA - Miscellaneous | New | Food Preparation | Natural Gas | Conveyor Oven | A | Cumulative Summer Peak Savings (MW) | Achievable Economic UCT Potential | 0 | 0 | 0 | 0 | 0 | 0 | 0 | 0 | 0 | 0 | 0 | 0 | 0 | 0 | 0 | 0 | 0 | 0 | 0 | 0 | 0 | 0 | 0 | 0 | 0 | 0 | 0
F9_Commercial_WA - Miscellaneous_New_Food Preparation_Natural Gas_Conveyor Oven_A_Achievable Economic UCT Potential | F9 | Commercial | WA - Miscellaneous | New | Food Preparation | Natural Gas | Conveyor Oven | A | Cumulative Winter Peak Savings (MW) | Achievable Economic UCT Potential | 0 | 0 | 0 | 0 | 0 | 0 | 0 | 0 | 0 | 0 | 0 | 0 | 0 | 0 | 0 | 0 | 0 | 0 | 0 | 0 | 0 | 0 | 0 | 0 | 0 | 0 | 0
F10_Commercial_WA - Miscellaneous_New_Food Preparation_Natural Gas_Conveyor Oven_A_Achievable Economic UCT Potential | F10 | Commercial | WA - Miscellaneous | New | Food Preparation | Natural Gas | Conveyor Oven | A | Purchases (Incremental) | Achievable Economic UCT Potential | 0 | 0 | 0 | 0 | 0 | 0 | 0 | 0 | 0 | 0 | 0 | 0 | 0 | 0 | 0 | 0 | 0 | 0 | 0 | 0 | 0 | 0 | 0 | 0 | 0 | 0 | 0
F11_Commercial_WA - Miscellaneous_New_Food Preparation_Natural Gas_Conveyor Oven_A_Achievable Economic UCT Potential | F11 | Commercial | WA - Miscellaneous | New | Food Preparation | Natural Gas | Conveyor Oven | A | Purchases (Cumulative) | Achievable Economic UCT Potential | 0 | 0 | 0 | 0 | 0 | 0 | 0 | 0 | 0 | 0 | 0 | 0 | 0 | 0 | 0 | 0 | 0 | 0 | 0 | 0 | 0 | 0 | 0 | 0 | 0 | 0 | 0
F1_Commercial_WA - Miscellaneous_New_Food Preparation_Natural Gas_Double Rack Oven_A_Achievable Economic UCT Potential | F1 | Commercial | WA - Miscellaneous | New | Food Preparation | Natural Gas | Double Rack Oven | A | Integrated Unit Energy Savings (kWh or therms) | Achievable Economic UCT Potential | 0 | 0 | 0 | 0 | 0 | 0 | 0 | 0 | 0 | 0 | 0 | 0 | 0 | 0 | 0 | 0 | 0 | 0 | 0 | 0 | 0 | 0 | 0 | 0 | 0 | 0 | 0
F2_Commercial_WA - Miscellaneous_New_Food Preparation_Natural Gas_Double Rack Oven_A_Achievable Economic UCT Potential | F2 | Commercial | WA - Miscellaneous | New | Food Preparation | Natural Gas | Double Rack Oven | A | Integrated Unit Summer Peak Savings (kW) | Achievable Economic UCT Potential | 0 | 0 | 0 | 0 | 0 | 0 | 0 | 0 | 0 | 0 | 0 | 0 | 0 | 0 | 0 | 0 | 0 | 0 | 0 | 0 | 0 | 0 | 0 | 0 | 0 | 0 | 0
F3_Commercial_WA - Miscellaneous_New_Food Preparation_Natural Gas_Double Rack Oven_A_Achievable Economic UCT Potential | F3 | Commercial | WA - Miscellaneous | New | Food Preparation | Natural Gas | Double Rack Oven | A | Integrated Unit Winter Peak Savings (kW) | Achievable Economic UCT Potential | 0 | 0 | 0 | 0 | 0 | 0 | 0 | 0 | 0 | 0 | 0 | 0 | 0 | 0 | 0 | 0 | 0 | 0 | 0 | 0 | 0 | 0 | 0 | 0 | 0 | 0 | 0
F4_Commercial_WA - Miscellaneous_New_Food Preparation_Natural Gas_Double Rack Oven_A_Achievable Economic UCT Potential | F4 | Commercial | WA - Miscellaneous | New | Food Preparation | Natural Gas | Double Rack Oven | A | Incremental Energy Savings (MWh or mTherms) | Achievable Economic UCT Potential | 0 | 0 | 0 | 0 | 0 | 0 | 0 | 0 | 0 | 0 | 0 | 0 | 0 | 0 | 0 | 0 | 0 | 0 | 0 | 0 | 0 | 0 | 0 | 0 | 0 | 0 | 0
F5_Commercial_WA - Miscellaneous_New_Food Preparation_Natural Gas_Double Rack Oven_A_Achievable Economic UCT Potential | F5 | Commercial | WA - Miscellaneous | New | Food Preparation | Natural Gas | Double Rack Oven | A | Incremental Summer Peak Savings (MW) | Achievable Economic UCT Potential | 0 | 0 | 0 | 0 | 0 | 0 | 0 | 0 | 0 | 0 | 0 | 0 | 0 | 0 | 0 | 0 | 0 | 0 | 0 | 0 | 0 | 0 | 0 | 0 | 0 | 0 | 0
F6_Commercial_WA - Miscellaneous_New_Food Preparation_Natural Gas_Double Rack Oven_A_Achievable Economic UCT Potential | F6 | Commercial | WA - Miscellaneous | New | Food Preparation | Natural Gas | Double Rack Oven | A | Incremental Winter Peak Savings (MW) | Achievable Economic UCT Potential | 0 | 0 | 0 | 0 | 0 | 0 | 0 | 0 | 0 | 0 | 0 | 0 | 0 | 0 | 0 | 0 | 0 | 0 | 0 | 0 | 0 | 0 | 0 | 0 | 0 | 0 | 0
F7_Commercial_WA - Miscellaneous_New_Food Preparation_Natural Gas_Double Rack Oven_A_Achievable Economic UCT Potential | F7 | Commercial | WA - Miscellaneous | New | Food Preparation | Natural Gas | Double Rack Oven | A | Cumulative Energy Savings (MWh or mTherms) | Achievable Economic UCT Potential | 0 | 0 | 0 | 0 | 0 | 0 | 0 | 0 | 0 | 0 | 0 | 0 | 0 | 0 | 0 | 0 | 0 | 0 | 0 | 0 | 0 | 0 | 0 | 0 | 0 | 0 | 0
F8_Commercial_WA - Miscellaneous_New_Food Preparation_Natural Gas_Double Rack Oven_A_Achievable Economic UCT Potential | F8 | Commercial | WA - Miscellaneous | New | Food Preparation | Natural Gas | Double Rack Oven | A | Cumulative Summer Peak Savings (MW) | Achievable Economic UCT Potential | 0 | 0 | 0 | 0 | 0 | 0 | 0 | 0 | 0 | 0 | 0 | 0 | 0 | 0 | 0 | 0 | 0 | 0 | 0 | 0 | 0 | 0 | 0 | 0 | 0 | 0 | 0
F9_Commercial_WA - Miscellaneous_New_Food Preparation_Natural Gas_Double Rack Oven_A_Achievable Economic UCT Potential | F9 | Commercial | WA - Miscellaneous | New | Food Preparation | Natural Gas | Double Rack Oven | A | Cumulative Winter Peak Savings (MW) | Achievable Economic UCT Potential | 0 | 0 | 0 | 0 | 0 | 0 | 0 | 0 | 0 | 0 | 0 | 0 | 0 | 0 | 0 | 0 | 0 | 0 | 0 | 0 | 0 | 0 | 0 | 0 | 0 | 0 | 0
F10_Commercial_WA - Miscellaneous_New_Food Preparation_Natural Gas_Double Rack Oven_A_Achievable Economic UCT Potential | F10 | Commercial | WA - Miscellaneous | New | Food Preparation | Natural Gas | Double Rack Oven | A | Purchases (Incremental) | Achievable Economic UCT Potential | 0 | 0 | 0 | 0 | 0 | 0 | 0 | 0 | 0 | 0 | 0 | 0 | 0 | 0 | 0 | 0 | 0 | 0 | 0 | 0 | 0 | 0 | 0 | 0 | 0 | 0 | 0
F11_Commercial_WA - Miscellaneous_New_Food Preparation_Natural Gas_Double Rack Oven_A_Achievable Economic UCT Potential | F11 | Commercial | WA - Miscellaneous | New | Food Preparation | Natural Gas | Double Rack Oven | A | Purchases (Cumulative) | Achievable Economic UCT Potential | 0 | 0 | 0 | 0 | 0 | 0 | 0 | 0 | 0 | 0 | 0 | 0 | 0 | 0 | 0 | 0 | 0 | 0 | 0 | 0 | 0 | 0 | 0 | 0 | 0 | 0 | 0
F1_Commercial_WA - Miscellaneous_New_Food Preparation_Natural Gas_Fryer_A_Achievable Economic UCT Potential | F1 | Commercial | WA - Miscellaneous | New | Food Preparation | Natural Gas | Fryer | A | Integrated Unit Energy Savings (kWh or therms) | Achievable Economic UCT Potential | 0 | 0 | 0 | 0 | 0 | 0 | 0 | 0 | 0 | 0 | 0 | 0 | 0 | 0 | 0 | 0 | 0 | 0 | 0 | 0 | 0 | 0 | 0 | 0 | 0 | 0 | 0
F2_Commercial_WA - Miscellaneous_New_Food Preparation_Natural Gas_Fryer_A_Achievable Economic UCT Potential | F2 | Commercial | WA - Miscellaneous | New | Food Preparation | Natural Gas | Fryer | A | Integrated Unit Summer Peak Savings (kW) | Achievable Economic UCT Potential | 0 | 0 | 0 | 0 | 0 | 0 | 0 | 0 | 0 | 0 | 0 | 0 | 0 | 0 | 0 | 0 | 0 | 0 | 0 | 0 | 0 | 0 | 0 | 0 | 0 | 0 | 0
F3_Commercial_WA - Miscellaneous_New_Food Preparation_Natural Gas_Fryer_A_Achievable Economic UCT Potential | F3 | Commercial | WA - Miscellaneous | New | Food Preparation | Natural Gas | Fryer | A | Integrated Unit Winter Peak Savings (kW) | Achievable Economic UCT Potential | 0 | 0 | 0 | 0 | 0 | 0 | 0 | 0 | 0 | 0 | 0 | 0 | 0 | 0 | 0 | 0 | 0 | 0 | 0 | 0 | 0 | 0 | 0 | 0 | 0 | 0 | 0
F4_Commercial_WA - Miscellaneous_New_Food Preparation_Natural Gas_Fryer_A_Achievable Economic UCT Potential | F4 | Commercial | WA - Miscellaneous | New | Food Preparation | Natural Gas | Fryer | A | Incremental Energy Savings (MWh or mTherms) | Achievable Economic UCT Potential | 0 | 0 | 0 | 0 | 0 | 0 | 0 | 0 | 0 | 0 | 0 | 0 | 0 | 0 | 0 | 0 | 0 | 0 | 0 | 0 | 0 | 0 | 0 | 0 | 0 | 0 | 0
F5_Commercial_WA - Miscellaneous_New_Food Preparation_Natural Gas_Fryer_A_Achievable Economic UCT Potential | F5 | Commercial | WA - Miscellaneous | New | Food Preparation | Natural Gas | Fryer | A | Incremental Summer Peak Savings (MW) | Achievable Economic UCT Potential | 0 | 0 | 0 | 0 | 0 | 0 | 0 | 0 | 0 | 0 | 0 | 0 | 0 | 0 | 0 | 0 | 0 | 0 | 0 | 0 | 0 | 0 | 0 | 0 | 0 | 0 | 0
F6_Commercial_WA - Miscellaneous_New_Food Preparation_Natural Gas_Fryer_A_Achievable Economic UCT Potential | F6 | Commercial | WA - Miscellaneous | New | Food Preparation | Natural Gas | Fryer | A | Incremental Winter Peak Savings (MW) | Achievable Economic UCT Potential | 0 | 0 | 0 | 0 | 0 | 0 | 0 | 0 | 0 | 0 | 0 | 0 | 0 | 0 | 0 | 0 | 0 | 0 | 0 | 0 | 0 | 0 | 0 | 0 | 0 | 0 | 0
F7_Commercial_WA - Miscellaneous_New_Food Preparation_Natural Gas_Fryer_A_Achievable Economic UCT Potential | F7 | Commercial | WA - Miscellaneous | New | Food Preparation | Natural Gas | Fryer | A | Cumulative Energy Savings (MWh or mTherms) | Achievable Economic UCT Potential | 0 | 0 | 0 | 0 | 0 | 0 | 0 | 0 | 0 | 0 | 0 | 0 | 0 | 0 | 0 | 0 | 0 | 0 | 0 | 0 | 0 | 0 | 0 | 0 | 0 | 0 | 0
F8_Commercial_WA - Miscellaneous_New_Food Preparation_Natural Gas_Fryer_A_Achievable Economic UCT Potential | F8 | Commercial | WA - Miscellaneous | New | Food Preparation | Natural Gas | Fryer | A | Cumulative Summer Peak Savings (MW) | Achievable Economic UCT Potential | 0 | 0 | 0 | 0 | 0 | 0 | 0 | 0 | 0 | 0 | 0 | 0 | 0 | 0 | 0 | 0 | 0 | 0 | 0 | 0 | 0 | 0 | 0 | 0 | 0 | 0 | 0
F9_Commercial_WA - Miscellaneous_New_Food Preparation_Natural Gas_Fryer_A_Achievable Economic UCT Potential | F9 | Commercial | WA - Miscellaneous | New | Food Preparation | Natural Gas | Fryer | A | Cumulative Winter Peak Savings (MW) | Achievable Economic UCT Potential | 0 | 0 | 0 | 0 | 0 | 0 | 0 | 0 | 0 | 0 | 0 | 0 | 0 | 0 | 0 | 0 | 0 | 0 | 0 | 0 | 0 | 0 | 0 | 0 | 0 | 0 | 0
F10_Commercial_WA - Miscellaneous_New_Food Preparation_Natural Gas_Fryer_A_Achievable Economic UCT Potential | F10 | Commercial | WA - Miscellaneous | New | Food Preparation | Natural Gas | Fryer | A | Purchases (Incremental) | Achievable Economic UCT Potential | 0 | 0 | 0 | 0 | 0 | 0 | 0 | 0 | 0 | 0 | 0 | 0 | 0 | 0 | 0 | 0 | 0 | 0 | 0 | 0 | 0 | 0 | 0 | 0 | 0 | 0 | 0
F11_Commercial_WA - Miscellaneous_New_Food Preparation_Natural Gas_Fryer_A_Achievable Economic UCT Potential | F11 | Commercial | WA - Miscellaneous | New | Food Preparation | Natural Gas | Fryer | A | Purchases (Cumulative) | Achievable Economic UCT Potential | 0 | 0 | 0 | 0 | 0 | 0 | 0 | 0 | 0 | 0 | 0 | 0 | 0 | 0 | 0 | 0 | 0 | 0 | 0 | 0 | 0 | 0 | 0 | 0 | 0 | 0 | 0
F1_Commercial_WA - Miscellaneous_New_Food Preparation_Natural Gas_Broiler_A_Achievable Economic UCT Potential | F1 | Commercial | WA - Miscellaneous | New | Food Preparation | Natural Gas | Broiler | A | Integrated Unit Energy Savings (kWh or therms) | Achievable Economic UCT Potential | 0 | 0 | 0 | 0 | 0 | 0 | 0 | 0 | 0 | 0 | 0 | 0 | 0 | 0 | 0 | 0 | 0 | 0 | 0 | 0 | 0 | 0 | 0 | 0 | 0 | 0 | 0
F2_Commercial_WA - Miscellaneous_New_Food Preparation_Natural Gas_Broiler_A_Achievable Economic UCT Potential | F2 | Commercial | WA - Miscellaneous | New | Food Preparation | Natural Gas | Broiler | A | Integrated Unit Summer Peak Savings (kW) | Achievable Economic UCT Potential | 0 | 0 | 0 | 0 | 0 | 0 | 0 | 0 | 0 | 0 | 0 | 0 | 0 | 0 | 0 | 0 | 0 | 0 | 0 | 0 | 0 | 0 | 0 | 0 | 0 | 0 | 0
F3_Commercial_WA - Miscellaneous_New_Food Preparation_Natural Gas_Broiler_A_Achievable Economic UCT Potential | F3 | Commercial | WA - Miscellaneous | New | Food Preparation | Natural Gas | Broiler | A | Integrated Unit Winter Peak Savings (kW) | Achievable Economic UCT Potential | 0 | 0 | 0 | 0 | 0 | 0 | 0 | 0 | 0 | 0 | 0 | 0 | 0 | 0 | 0 | 0 | 0 | 0 | 0 | 0 | 0 | 0 | 0 | 0 | 0 | 0 | 0
F4_Commercial_WA - Miscellaneous_New_Food Preparation_Natural Gas_Broiler_A_Achievable Economic UCT Potential | F4 | Commercial | WA - Miscellaneous | New | Food Preparation | Natural Gas | Broiler | A | Incremental Energy Savings (MWh or mTherms) | Achievable Economic UCT Potential | 0 | 0 | 0 | 0 | 0 | 0 | 0 | 0 | 0 | 0 | 0 | 0 | 0 | 0 | 0 | 0 | 0 | 0 | 0 | 0 | 0 | 0 | 0 | 0 | 0 | 0 | 0
F5_Commercial_WA - Miscellaneous_New_Food Preparation_Natural Gas_Broiler_A_Achievable Economic UCT Potential | F5 | Commercial | WA - Miscellaneous | New | Food Preparation | Natural Gas | Broiler | A | Incremental Summer Peak Savings (MW) | Achievable Economic UCT Potential | 0 | 0 | 0 | 0 | 0 | 0 | 0 | 0 | 0 | 0 | 0 | 0 | 0 | 0 | 0 | 0 | 0 | 0 | 0 | 0 | 0 | 0 | 0 | 0 | 0 | 0 | 0
F6_Commercial_WA - Miscellaneous_New_Food Preparation_Natural Gas_Broiler_A_Achievable Economic UCT Potential | F6 | Commercial | WA - Miscellaneous | New | Food Preparation | Natural Gas | Broiler | A | Incremental Winter Peak Savings (MW) | Achievable Economic UCT Potential | 0 | 0 | 0 | 0 | 0 | 0 | 0 | 0 | 0 | 0 | 0 | 0 | 0 | 0 | 0 | 0 | 0 | 0 | 0 | 0 | 0 | 0 | 0 | 0 | 0 | 0 | 0
F7_Commercial_WA - Miscellaneous_New_Food Preparation_Natural Gas_Broiler_A_Achievable Economic UCT Potential | F7 | Commercial | WA - Miscellaneous | New | Food Preparation | Natural Gas | Broiler | A | Cumulative Energy Savings (MWh or mTherms) | Achievable Economic UCT Potential | 0 | 0 | 0 | 0 | 0 | 0 | 0 | 0 | 0 | 0 | 0 | 0 | 0 | 0 | 0 | 0 | 0 | 0 | 0 | 0 | 0 | 0 | 0 | 0 | 0 | 0 | 0
F8_Commercial_WA - Miscellaneous_New_Food Preparation_Natural Gas_Broiler_A_Achievable Economic UCT Potential | F8 | Commercial | WA - Miscellaneous | New | Food Preparation | Natural Gas | Broiler | A | Cumulative Summer Peak Savings (MW) | Achievable Economic UCT Potential | 0 | 0 | 0 | 0 | 0 | 0 | 0 | 0 | 0 | 0 | 0 | 0 | 0 | 0 | 0 | 0 | 0 | 0 | 0 | 0 | 0 | 0 | 0 | 0 | 0 | 0 | 0
F9_Commercial_WA - Miscellaneous_New_Food Preparation_Natural Gas_Broiler_A_Achievable Economic UCT Potential | F9 | Commercial | WA - Miscellaneous | New | Food Preparation | Natural Gas | Broiler | A | Cumulative Winter Peak Savings (MW) | Achievable Economic UCT Potential | 0 | 0 | 0 | 0 | 0 | 0 | 0 | 0 | 0 | 0 | 0 | 0 | 0 | 0 | 0 | 0 | 0 | 0 | 0 | 0 | 0 | 0 | 0 | 0 | 0 | 0 | 0
F10_Commercial_WA - Miscellaneous_New_Food Preparation_Natural Gas_Broiler_A_Achievable Economic UCT Potential | F10 | Commercial | WA - Miscellaneous | New | Food Preparation | Natural Gas | Broiler | A | Purchases (Incremental) | Achievable Economic UCT Potential | 0 | 0 | 0 | 0 | 0 | 0 | 0 | 0 | 0 | 0 | 0 | 0 | 0 | 0 | 0 | 0 | 0 | 0 | 0 | 0 | 0 | 0 | 0 | 0 | 0 | 0 | 0
F11_Commercial_WA - Miscellaneous_New_Food Preparation_Natural Gas_Broiler_A_Achievable Economic UCT Potential | F11 | Commercial | WA - Miscellaneous | New | Food Preparation | Natural Gas | Broiler | A | Purchases (Cumulative) | Achievable Economic UCT Potential | 0 | 0 | 0 | 0 | 0 | 0 | 0 | 0 | 0 | 0 | 0 | 0 | 0 | 0 | 0 | 0 | 0 | 0 | 0 | 0 | 0 | 0 | 0 | 0 | 0 | 0 | 0
F1_Commercial_WA - Miscellaneous_New_Food Preparation_Natural Gas_Griddle_A_Achievable Economic UCT Potential | F1 | Commercial | WA - Miscellaneous | New | Food Preparation | Natural Gas | Griddle | A | Integrated Unit Energy Savings (kWh or therms) | Achievable Economic UCT Potential | 0 | 0 | 0 | 0 | 0 | 0 | 0 | 0 | 0 | 0 | 0 | 0 | 0 | 0 | 0 | 0 | 0 | 0 | 0 | 0 | 0 | 0 | 0 | 0 | 0 | 0 | 0
F2_Commercial_WA - Miscellaneous_New_Food Preparation_Natural Gas_Griddle_A_Achievable Economic UCT Potential | F2 | Commercial | WA - Miscellaneous | New | Food Preparation | Natural Gas | Griddle | A | Integrated Unit Summer Peak Savings (kW) | Achievable Economic UCT Potential | 0 | 0 | 0 | 0 | 0 | 0 | 0 | 0 | 0 | 0 | 0 | 0 | 0 | 0 | 0 | 0 | 0 | 0 | 0 | 0 | 0 | 0 | 0 | 0 | 0 | 0 | 0
F3_Commercial_WA - Miscellaneous_New_Food Preparation_Natural Gas_Griddle_A_Achievable Economic UCT Potential | F3 | Commercial | WA - Miscellaneous | New | Food Preparation | Natural Gas | Griddle | A | Integrated Unit Winter Peak Savings (kW) | Achievable Economic UCT Potential | 0 | 0 | 0 | 0 | 0 | 0 | 0 | 0 | 0 | 0 | 0 | 0 | 0 | 0 | 0 | 0 | 0 | 0 | 0 | 0 | 0 | 0 | 0 | 0 | 0 | 0 | 0
F4_Commercial_WA - Miscellaneous_New_Food Preparation_Natural Gas_Griddle_A_Achievable Economic UCT Potential | F4 | Commercial | WA - Miscellaneous | New | Food Preparation | Natural Gas | Griddle | A | Incremental Energy Savings (MWh or mTherms) | Achievable Economic UCT Potential | 0 | 0 | 0 | 0 | 0 | 0 | 0 | 0 | 0 | 0 | 0 | 0 | 0 | 0 | 0 | 0 | 0 | 0 | 0 | 0 | 0 | 0 | 0 | 0 | 0 | 0 | 0
F5_Commercial_WA - Miscellaneous_New_Food Preparation_Natural Gas_Griddle_A_Achievable Economic UCT Potential | F5 | Commercial | WA - Miscellaneous | New | Food Preparation | Natural Gas | Griddle | A | Incremental Summer Peak Savings (MW) | Achievable Economic UCT Potential | 0 | 0 | 0 | 0 | 0 | 0 | 0 | 0 | 0 | 0 | 0 | 0 | 0 | 0 | 0 | 0 | 0 | 0 | 0 | 0 | 0 | 0 | 0 | 0 | 0 | 0 | 0
F6_Commercial_WA - Miscellaneous_New_Food Preparation_Natural Gas_Griddle_A_Achievable Economic UCT Potential | F6 | Commercial | WA - Miscellaneous | New | Food Preparation | Natural Gas | Griddle | A | Incremental Winter Peak Savings (MW) | Achievable Economic UCT Potential | 0 | 0 | 0 | 0 | 0 | 0 | 0 | 0 | 0 | 0 | 0 | 0 | 0 | 0 | 0 | 0 | 0 | 0 | 0 | 0 | 0 | 0 | 0 | 0 | 0 | 0 | 0
F7_Commercial_WA - Miscellaneous_New_Food Preparation_Natural Gas_Griddle_A_Achievable Economic UCT Potential | F7 | Commercial | WA - Miscellaneous | New | Food Preparation | Natural Gas | Griddle | A | Cumulative Energy Savings (MWh or mTherms) | Achievable Economic UCT Potential | 0 | 0 | 0 | 0 | 0 | 0 | 0 | 0 | 0 | 0 | 0 | 0 | 0 | 0 | 0 | 0 | 0 | 0 | 0 | 0 | 0 | 0 | 0 | 0 | 0 | 0 | 0
F8_Commercial_WA - Miscellaneous_New_Food Preparation_Natural Gas_Griddle_A_Achievable Economic UCT Potential | F8 | Commercial | WA - Miscellaneous | New | Food Preparation | Natural Gas | Griddle | A | Cumulative Summer Peak Savings (MW) | Achievable Economic UCT Potential | 0 | 0 | 0 | 0 | 0 | 0 | 0 | 0 | 0 | 0 | 0 | 0 | 0 | 0 | 0 | 0 | 0 | 0 | 0 | 0 | 0 | 0 | 0 | 0 | 0 | 0 | 0
F9_Commercial_WA - Miscellaneous_New_Food Preparation_Natural Gas_Griddle_A_Achievable Economic UCT Potential | F9 | Commercial | WA - Miscellaneous | New | Food Preparation | Natural Gas | Griddle | A | Cumulative Winter Peak Savings (MW) | Achievable Economic UCT Potential | 0 | 0 | 0 | 0 | 0 | 0 | 0 | 0 | 0 | 0 | 0 | 0 | 0 | 0 | 0 | 0 | 0 | 0 | 0 | 0 | 0 | 0 | 0 | 0 | 0 | 0 | 0
F10_Commercial_WA - Miscellaneous_New_Food Preparation_Natural Gas_Griddle_A_Achievable Economic UCT Potential | F10 | Commercial | WA - Miscellaneous | New | Food Preparation | Natural Gas | Griddle | A | Purchases (Incremental) | Achievable Economic UCT Potential | 0 | 0 | 0 | 0 | 0 | 0 | 0 | 0 | 0 | 0 | 0 | 0 | 0 | 0 | 0 | 0 | 0 | 0 | 0 | 0 | 0 | 0 | 0 | 0 | 0 | 0 | 0
F11_Commercial_WA - Miscellaneous_New_Food Preparation_Natural Gas_Griddle_A_Achievable Economic UCT Potential | F11 | Commercial | WA - Miscellaneous | New | Food Preparation | Natural Gas | Griddle | A | Purchases (Cumulative) | Achievable Economic UCT Potential | 0 | 0 | 0 | 0 | 0 | 0 | 0 | 0 | 0 | 0 | 0 | 0 | 0 | 0 | 0 | 0 | 0 | 0 | 0 | 0 | 0 | 0 | 0 | 0 | 0 | 0 | 0
F1_Commercial_WA - Miscellaneous_New_Food Preparation_Natural Gas_Range_A_Achievable Economic UCT Potential | F1 | Commercial | WA - Miscellaneous | New | Food Preparation | Natural Gas | Range | A | Integrated Unit Energy Savings (kWh or therms) | Achievable Economic UCT Potential | 0 | 0 | 0 | 0 | 0 | 0 | 0 | 0 | 0 | 0 | 0 | 0 | 0 | 0 | 0 | 0 | 0 | 0 | 0 | 0 | 0 | 0 | 0 | 0 | 0 | 0 | 0
F2_Commercial_WA - Miscellaneous_New_Food Preparation_Natural Gas_Range_A_Achievable Economic UCT Potential | F2 | Commercial | WA - Miscellaneous | New | Food Preparation | Natural Gas | Range | A | Integrated Unit Summer Peak Savings (kW) | Achievable Economic UCT Potential | 0 | 0 | 0 | 0 | 0 | 0 | 0 | 0 | 0 | 0 | 0 | 0 | 0 | 0 | 0 | 0 | 0 | 0 | 0 | 0 | 0 | 0 | 0 | 0 | 0 | 0 | 0
F3_Commercial_WA - Miscellaneous_New_Food Preparation_Natural Gas_Range_A_Achievable Economic UCT Potential | F3 | Commercial | WA - Miscellaneous | New | Food Preparation | Natural Gas | Range | A | Integrated Unit Winter Peak Savings (kW) | Achievable Economic UCT Potential | 0 | 0 | 0 | 0 | 0 | 0 | 0 | 0 | 0 | 0 | 0 | 0 | 0 | 0 | 0 | 0 | 0 | 0 | 0 | 0 | 0 | 0 | 0 | 0 | 0 | 0 | 0
F4_Commercial_WA - Miscellaneous_New_Food Preparation_Natural Gas_Range_A_Achievable Economic UCT Potential | F4 | Commercial | WA - Miscellaneous | New | Food Preparation | Natural Gas | Range | A | Incremental Energy Savings (MWh or mTherms) | Achievable Economic UCT Potential | 0 | 0 | 0 | 0 | 0 | 0 | 0 | 0 | 0 | 0 | 0 | 0 | 0 | 0 | 0 | 0 | 0 | 0 | 0 | 0 | 0 | 0 | 0 | 0 | 0 | 0 | 0
F5_Commercial_WA - Miscellaneous_New_Food Preparation_Natural Gas_Range_A_Achievable Economic UCT Potential | F5 | Commercial | WA - Miscellaneous | New | Food Preparation | Natural Gas | Range | A | Incremental Summer Peak Savings (MW) | Achievable Economic UCT Potential | 0 | 0 | 0 | 0 | 0 | 0 | 0 | 0 | 0 | 0 | 0 | 0 | 0 | 0 | 0 | 0 | 0 | 0 | 0 | 0 | 0 | 0 | 0 | 0 | 0 | 0 | 0
F6_Commercial_WA - Miscellaneous_New_Food Preparation_Natural Gas_Range_A_Achievable Economic UCT Potential | F6 | Commercial | WA - Miscellaneous | New | Food Preparation | Natural Gas | Range | A | Incremental Winter Peak Savings (MW) | Achievable Economic UCT Potential | 0 | 0 | 0 | 0 | 0 | 0 | 0 | 0 | 0 | 0 | 0 | 0 | 0 | 0 | 0 | 0 | 0 | 0 | 0 | 0 | 0 | 0 | 0 | 0 | 0 | 0 | 0
F7_Commercial_WA - Miscellaneous_New_Food Preparation_Natural Gas_Range_A_Achievable Economic UCT Potential | F7 | Commercial | WA - Miscellaneous | New | Food Preparation | Natural Gas | Range | A | Cumulative Energy Savings (MWh or mTherms) | Achievable Economic UCT Potential | 0 | 0 | 0 | 0 | 0 | 0 | 0 | 0 | 0 | 0 | 0 | 0 | 0 | 0 | 0 | 0 | 0 | 0 | 0 | 0 | 0 | 0 | 0 | 0 | 0 | 0 | 0
F8_Commercial_WA - Miscellaneous_New_Food Preparation_Natural Gas_Range_A_Achievable Economic UCT Potential | F8 | Commercial | WA - Miscellaneous | New | Food Preparation | Natural Gas | Range | A | Cumulative Summer Peak Savings (MW) | Achievable Economic UCT Potential | 0 | 0 | 0 | 0 | 0 | 0 | 0 | 0 | 0 | 0 | 0 | 0 | 0 | 0 | 0 | 0 | 0 | 0 | 0 | 0 | 0 | 0 | 0 | 0 | 0 | 0 | 0
F9_Commercial_WA - Miscellaneous_New_Food Preparation_Natural Gas_Range_A_Achievable Economic UCT Potential | F9 | Commercial | WA - Miscellaneous | New | Food Preparation | Natural Gas | Range | A | Cumulative Winter Peak Savings (MW) | Achievable Economic UCT Potential | 0 | 0 | 0 | 0 | 0 | 0 | 0 | 0 | 0 | 0 | 0 | 0 | 0 | 0 | 0 | 0 | 0 | 0 | 0 | 0 | 0 | 0 | 0 | 0 | 0 | 0 | 0
F10_Commercial_WA - Miscellaneous_New_Food Preparation_Natural Gas_Range_A_Achievable Economic UCT Potential | F10 | Commercial | WA - Miscellaneous | New | Food Preparation | Natural Gas | Range | A | Purchases (Incremental) | Achievable Economic UCT Potential | 0 | 0 | 0 | 0 | 0 | 0 | 0 | 0 | 0 | 0 | 0 | 0 | 0 | 0 | 0 | 0 | 0 | 0 | 0 | 0 | 0 | 0 | 0 | 0 | 0 | 0 | 0
F11_Commercial_WA - Miscellaneous_New_Food Preparation_Natural Gas_Range_A_Achievable Economic UCT Potential | F11 | Commercial | WA - Miscellaneous | New | Food Preparation | Natural Gas | Range | A | Purchases (Cumulative) | Achievable Economic UCT Potential | 0 | 0 | 0 | 0 | 0 | 0 | 0 | 0 | 0 | 0 | 0 | 0 | 0 | 0 | 0 | 0 | 0 | 0 | 0 | 0 | 0 | 0 | 0 | 0 | 0 | 0 | 0
F1_Commercial_WA - Miscellaneous_New_Food Preparation_Natural Gas_Steamer_A_Achievable Economic UCT Potential | F1 | Commercial | WA - Miscellaneous | New | Food Preparation | Natural Gas | Steamer | A | Integrated Unit Energy Savings (kWh or therms) | Achievable Economic UCT Potential | 0 | 0 | 0 | 0 | 0 | 0 | 0 | 0 | 0 | 0 | 0 | 0 | 0 | 0 | 0 | 0 | 0 | 0 | 0 | 0 | 0 | 0 | 0 | 0 | 0 | 0 | 0
F2_Commercial_WA - Miscellaneous_New_Food Preparation_Natural Gas_Steamer_A_Achievable Economic UCT Potential | F2 | Commercial | WA - Miscellaneous | New | Food Preparation | Natural Gas | Steamer | A | Integrated Unit Summer Peak Savings (kW) | Achievable Economic UCT Potential | 0 | 0 | 0 | 0 | 0 | 0 | 0 | 0 | 0 | 0 | 0 | 0 | 0 | 0 | 0 | 0 | 0 | 0 | 0 | 0 | 0 | 0 | 0 | 0 | 0 | 0 | 0
F3_Commercial_WA - Miscellaneous_New_Food Preparation_Natural Gas_Steamer_A_Achievable Economic UCT Potential | F3 | Commercial | WA - Miscellaneous | New | Food Preparation | Natural Gas | Steamer | A | Integrated Unit Winter Peak Savings (kW) | Achievable Economic UCT Potential | 0 | 0 | 0 | 0 | 0 | 0 | 0 | 0 | 0 | 0 | 0 | 0 | 0 | 0 | 0 | 0 | 0 | 0 | 0 | 0 | 0 | 0 | 0 | 0 | 0 | 0 | 0
F4_Commercial_WA - Miscellaneous_New_Food Preparation_Natural Gas_Steamer_A_Achievable Economic UCT Potential | F4 | Commercial | WA - Miscellaneous | New | Food Preparation | Natural Gas | Steamer | A | Incremental Energy Savings (MWh or mTherms) | Achievable Economic UCT Potential | 0 | 0 | 0 | 0 | 0 | 0 | 0 | 0 | 0 | 0 | 0 | 0 | 0 | 0 | 0 | 0 | 0 | 0 | 0 | 0 | 0 | 0 | 0 | 0 | 0 | 0 | 0
F5_Commercial_WA - Miscellaneous_New_Food Preparation_Natural Gas_Steamer_A_Achievable Economic UCT Potential | F5 | Commercial | WA - Miscellaneous | New | Food Preparation | Natural Gas | Steamer | A | Incremental Summer Peak Savings (MW) | Achievable Economic UCT Potential | 0 | 0 | 0 | 0 | 0 | 0 | 0 | 0 | 0 | 0 | 0 | 0 | 0 | 0 | 0 | 0 | 0 | 0 | 0 | 0 | 0 | 0 | 0 | 0 | 0 | 0 | 0
F6_Commercial_WA - Miscellaneous_New_Food Preparation_Natural Gas_Steamer_A_Achievable Economic UCT Potential | F6 | Commercial | WA - Miscellaneous | New | Food Preparation | Natural Gas | Steamer | A | Incremental Winter Peak Savings (MW) | Achievable Economic UCT Potential | 0 | 0 | 0 | 0 | 0 | 0 | 0 | 0 | 0 | 0 | 0 | 0 | 0 | 0 | 0 | 0 | 0 | 0 | 0 | 0 | 0 | 0 | 0 | 0 | 0 | 0 | 0
F7_Commercial_WA - Miscellaneous_New_Food Preparation_Natural Gas_Steamer_A_Achievable Economic UCT Potential | F7 | Commercial | WA - Miscellaneous | New | Food Preparation | Natural Gas | Steamer | A | Cumulative Energy Savings (MWh or mTherms) | Achievable Economic UCT Potential | 0 | 0 | 0 | 0 | 0 | 0 | 0 | 0 | 0 | 0 | 0 | 0 | 0 | 0 | 0 | 0 | 0 | 0 | 0 | 0 | 0 | 0 | 0 | 0 | 0 | 0 | 0
F8_Commercial_WA - Miscellaneous_New_Food Preparation_Natural Gas_Steamer_A_Achievable Economic UCT Potential | F8 | Commercial | WA - Miscellaneous | New | Food Preparation | Natural Gas | Steamer | A | Cumulative Summer Peak Savings (MW) | Achievable Economic UCT Potential | 0 | 0 | 0 | 0 | 0 | 0 | 0 | 0 | 0 | 0 | 0 | 0 | 0 | 0 | 0 | 0 | 0 | 0 | 0 | 0 | 0 | 0 | 0 | 0 | 0 | 0 | 0
F9_Commercial_WA - Miscellaneous_New_Food Preparation_Natural Gas_Steamer_A_Achievable Economic UCT Potential | F9 | Commercial | WA - Miscellaneous | New | Food Preparation | Natural Gas | Steamer | A | Cumulative Winter Peak Savings (MW) | Achievable Economic UCT Potential | 0 | 0 | 0 | 0 | 0 | 0 | 0 | 0 | 0 | 0 | 0 | 0 | 0 | 0 | 0 | 0 | 0 | 0 | 0 | 0 | 0 | 0 | 0 | 0 | 0 | 0 | 0
F10_Commercial_WA - Miscellaneous_New_Food Preparation_Natural Gas_Steamer_A_Achievable Economic UCT Potential | F10 | Commercial | WA - Miscellaneous | New | Food Preparation | Natural Gas | Steamer | A | Purchases (Incremental) | Achievable Economic UCT Potential | 0 | 0 | 0 | 0 | 0 | 0 | 0 | 0 | 0 | 0 | 0 | 0 | 0 | 0 | 0 | 0 | 0 | 0 | 0 | 0 | 0 | 0 | 0 | 0 | 0 | 0 | 0
F11_Commercial_WA - Miscellaneous_New_Food Preparation_Natural Gas_Steamer_A_Achievable Economic UCT Potential | F11 | Commercial | WA - Miscellaneous | New | Food Preparation | Natural Gas | Steamer | A | Purchases (Cumulative) | Achievable Economic UCT Potential | 0 | 0 | 0 | 0 | 0 | 0 | 0 | 0 | 0 | 0 | 0 | 0 | 0 | 0 | 0 | 0 | 0 | 0 | 0 | 0 | 0 | 0 | 0 | 0 | 0 | 0 | 0
F1_Commercial_WA - Miscellaneous_New_Food Preparation_Natural Gas_Commercial Food Prep Other_A_Achievable Economic UCT Potential | F1 | Commercial | WA - Miscellaneous | New | Food Preparation | Natural Gas | Commercial Food Prep Other | A | Integrated Unit Energy Savings (kWh or therms) | Achievable Economic UCT Potential | 0 | 0 | 0 | 0 | 0 | 0 | 0 | 0 | 0 | 0 | 0 | 0 | 0 | 0 | 0 | 0 | 0 | 0 | 0 | 0 | 0 | 0 | 0 | 0 | 0 | 0 | 0
F2_Commercial_WA - Miscellaneous_New_Food Preparation_Natural Gas_Commercial Food Prep Other_A_Achievable Economic UCT Potential | F2 | Commercial | WA - Miscellaneous | New | Food Preparation | Natural Gas | Commercial Food Prep Other | A | Integrated Unit Summer Peak Savings (kW) | Achievable Economic UCT Potential | 0 | 0 | 0 | 0 | 0 | 0 | 0 | 0 | 0 | 0 | 0 | 0 | 0 | 0 | 0 | 0 | 0 | 0 | 0 | 0 | 0 | 0 | 0 | 0 | 0 | 0 | 0
F3_Commercial_WA - Miscellaneous_New_Food Preparation_Natural Gas_Commercial Food Prep Other_A_Achievable Economic UCT Potential | F3 | Commercial | WA - Miscellaneous | New | Food Preparation | Natural Gas | Commercial Food Prep Other | A | Integrated Unit Winter Peak Savings (kW) | Achievable Economic UCT Potential | 0 | 0 | 0 | 0 | 0 | 0 | 0 | 0 | 0 | 0 | 0 | 0 | 0 | 0 | 0 | 0 | 0 | 0 | 0 | 0 | 0 | 0 | 0 | 0 | 0 | 0 | 0
F4_Commercial_WA - Miscellaneous_New_Food Preparation_Natural Gas_Commercial Food Prep Other_A_Achievable Economic UCT Potential | F4 | Commercial | WA - Miscellaneous | New | Food Preparation | Natural Gas | Commercial Food Prep Other | A | Incremental Energy Savings (MWh or mTherms) | Achievable Economic UCT Potential | 0 | 0 | 0 | 0 | 0 | 0 | 0 | 0 | 0 | 0 | 0 | 0 | 0 | 0 | 0 | 0 | 0 | 0 | 0 | 0 | 0 | 0 | 0 | 0 | 0 | 0 | 0
F5_Commercial_WA - Miscellaneous_New_Food Preparation_Natural Gas_Commercial Food Prep Other_A_Achievable Economic UCT Potential | F5 | Commercial | WA - Miscellaneous | New | Food Preparation | Natural Gas | Commercial Food Prep Other | A | Incremental Summer Peak Savings (MW) | Achievable Economic UCT Potential | 0 | 0 | 0 | 0 | 0 | 0 | 0 | 0 | 0 | 0 | 0 | 0 | 0 | 0 | 0 | 0 | 0 | 0 | 0 | 0 | 0 | 0 | 0 | 0 | 0 | 0 | 0
F6_Commercial_WA - Miscellaneous_New_Food Preparation_Natural Gas_Commercial Food Prep Other_A_Achievable Economic UCT Potential | F6 | Commercial | WA - Miscellaneous | New | Food Preparation | Natural Gas | Commercial Food Prep Other | A | Incremental Winter Peak Savings (MW) | Achievable Economic UCT Potential | 0 | 0 | 0 | 0 | 0 | 0 | 0 | 0 | 0 | 0 | 0 | 0 | 0 | 0 | 0 | 0 | 0 | 0 | 0 | 0 | 0 | 0 | 0 | 0 | 0 | 0 | 0
F7_Commercial_WA - Miscellaneous_New_Food Preparation_Natural Gas_Commercial Food Prep Other_A_Achievable Economic UCT Potential | F7 | Commercial | WA - Miscellaneous | New | Food Preparation | Natural Gas | Commercial Food Prep Other | A | Cumulative Energy Savings (MWh or mTherms) | Achievable Economic UCT Potential | 0 | 0 | 0 | 0 | 0 | 0 | 0 | 0 | 0 | 0 | 0 | 0 | 0 | 0 | 0 | 0 | 0 | 0 | 0 | 0 | 0 | 0 | 0 | 0 | 0 | 0 | 0
F8_Commercial_WA - Miscellaneous_New_Food Preparation_Natural Gas_Commercial Food Prep Other_A_Achievable Economic UCT Potential | F8 | Commercial | WA - Miscellaneous | New | Food Preparation | Natural Gas | Commercial Food Prep Other | A | Cumulative Summer Peak Savings (MW) | Achievable Economic UCT Potential | 0 | 0 | 0 | 0 | 0 | 0 | 0 | 0 | 0 | 0 | 0 | 0 | 0 | 0 | 0 | 0 | 0 | 0 | 0 | 0 | 0 | 0 | 0 | 0 | 0 | 0 | 0
F9_Commercial_WA - Miscellaneous_New_Food Preparation_Natural Gas_Commercial Food Prep Other_A_Achievable Economic UCT Potential | F9 | Commercial | WA - Miscellaneous | New | Food Preparation | Natural Gas | Commercial Food Prep Other | A | Cumulative Winter Peak Savings (MW) | Achievable Economic UCT Potential | 0 | 0 | 0 | 0 | 0 | 0 | 0 | 0 | 0 | 0 | 0 | 0 | 0 | 0 | 0 | 0 | 0 | 0 | 0 | 0 | 0 | 0 | 0 | 0 | 0 | 0 | 0
F10_Commercial_WA - Miscellaneous_New_Food Preparation_Natural Gas_Commercial Food Prep Other_A_Achievable Economic UCT Potential | F10 | Commercial | WA - Miscellaneous | New | Food Preparation | Natural Gas | Commercial Food Prep Other | A | Purchases (Incremental) | Achievable Economic UCT Potential | 0 | 0 | 0 | 0 | 0 | 0 | 0 | 0 | 0 | 0 | 0 | 0 | 0 | 0 | 0 | 0 | 0 | 0 | 0 | 0 | 0 | 0 | 0 | 0 | 0 | 0 | 0
F11_Commercial_WA - Miscellaneous_New_Food Preparation_Natural Gas_Commercial Food Prep Other_A_Achievable Economic UCT Potential | F11 | Commercial | WA - Miscellaneous | New | Food Preparation | Natural Gas | Commercial Food Prep Other | A | Purchases (Cumulative) | Achievable Economic UCT Potential | 0 | 0 | 0 | 0 | 0 | 0 | 0 | 0 | 0 | 0 | 0 | 0 | 0 | 0 | 0 | 0 | 0 | 0 | 0 | 0 | 0 | 0 | 0 | 0 | 0 | 0 | 0
F1_Commercial_WA - Miscellaneous_New_Miscellaneous_Natural Gas_Pool Heater_A_Achievable Economic UCT Potential | F1 | Commercial | WA - Miscellaneous | New | Miscellaneous | Natural Gas | Pool Heater | A | Integrated Unit Energy Savings (kWh or therms) | Achievable Economic UCT Potential | 0 | 0 | 0 | 0 | 0 | 0 | 0 | 0 | 0 | 0 | 0 | 0 | 0 | 0 | 0 | 0 | 0 | 0 | 0 | 0 | 0 | 0 | 0 | 0 | 0 | 0 | 0
F2_Commercial_WA - Miscellaneous_New_Miscellaneous_Natural Gas_Pool Heater_A_Achievable Economic UCT Potential | F2 | Commercial | WA - Miscellaneous | New | Miscellaneous | Natural Gas | Pool Heater | A | Integrated Unit Summer Peak Savings (kW) | Achievable Economic UCT Potential | 0 | 0 | 0 | 0 | 0 | 0 | 0 | 0 | 0 | 0 | 0 | 0 | 0 | 0 | 0 | 0 | 0 | 0 | 0 | 0 | 0 | 0 | 0 | 0 | 0 | 0 | 0
F3_Commercial_WA - Miscellaneous_New_Miscellaneous_Natural Gas_Pool Heater_A_Achievable Economic UCT Potential | F3 | Commercial | WA - Miscellaneous | New | Miscellaneous | Natural Gas | Pool Heater | A | Integrated Unit Winter Peak Savings (kW) | Achievable Economic UCT Potential | 0 | 0 | 0 | 0 | 0 | 0 | 0 | 0 | 0 | 0 | 0 | 0 | 0 | 0 | 0 | 0 | 0 | 0 | 0 | 0 | 0 | 0 | 0 | 0 | 0 | 0 | 0
F4_Commercial_WA - Miscellaneous_New_Miscellaneous_Natural Gas_Pool Heater_A_Achievable Economic UCT Potential | F4 | Commercial | WA - Miscellaneous | New | Miscellaneous | Natural Gas | Pool Heater | A | Incremental Energy Savings (MWh or mTherms) | Achievable Economic UCT Potential | 0 | 0 | 0 | 0 | 0 | 0 | 0 | 0 | 0 | 0 | 0 | 0 | 0 | 0 | 0 | 0 | 0 | 0 | 0 | 0 | 0 | 0 | 0 | 0 | 0 | 0 | 0
F5_Commercial_WA - Miscellaneous_New_Miscellaneous_Natural Gas_Pool Heater_A_Achievable Economic UCT Potential | F5 | Commercial | WA - Miscellaneous | New | Miscellaneous | Natural Gas | Pool Heater | A | Incremental Summer Peak Savings (MW) | Achievable Economic UCT Potential | 0 | 0 | 0 | 0 | 0 | 0 | 0 | 0 | 0 | 0 | 0 | 0 | 0 | 0 | 0 | 0 | 0 | 0 | 0 | 0 | 0 | 0 | 0 | 0 | 0 | 0 | 0
F6_Commercial_WA - Miscellaneous_New_Miscellaneous_Natural Gas_Pool Heater_A_Achievable Economic UCT Potential | F6 | Commercial | WA - Miscellaneous | New | Miscellaneous | Natural Gas | Pool Heater | A | Incremental Winter Peak Savings (MW) | Achievable Economic UCT Potential | 0 | 0 | 0 | 0 | 0 | 0 | 0 | 0 | 0 | 0 | 0 | 0 | 0 | 0 | 0 | 0 | 0 | 0 | 0 | 0 | 0 | 0 | 0 | 0 | 0 | 0 | 0
F7_Commercial_WA - Miscellaneous_New_Miscellaneous_Natural Gas_Pool Heater_A_Achievable Economic UCT Potential | F7 | Commercial | WA - Miscellaneous | New | Miscellaneous | Natural Gas | Pool Heater | A | Cumulative Energy Savings (MWh or mTherms) | Achievable Economic UCT Potential | 0 | 0 | 0 | 0 | 0 | 0 | 0 | 0 | 0 | 0 | 0 | 0 | 0 | 0 | 0 | 0 | 0 | 0 | 0 | 0 | 0 | 0 | 0 | 0 | 0 | 0 | 0
F8_Commercial_WA - Miscellaneous_New_Miscellaneous_Natural Gas_Pool Heater_A_Achievable Economic UCT Potential | F8 | Commercial | WA - Miscellaneous | New | Miscellaneous | Natural Gas | Pool Heater | A | Cumulative Summer Peak Savings (MW) | Achievable Economic UCT Potential | 0 | 0 | 0 | 0 | 0 | 0 | 0 | 0 | 0 | 0 | 0 | 0 | 0 | 0 | 0 | 0 | 0 | 0 | 0 | 0 | 0 | 0 | 0 | 0 | 0 | 0 | 0
F9_Commercial_WA - Miscellaneous_New_Miscellaneous_Natural Gas_Pool Heater_A_Achievable Economic UCT Potential | F9 | Commercial | WA - Miscellaneous | New | Miscellaneous | Natural Gas | Pool Heater | A | Cumulative Winter Peak Savings (MW) | Achievable Economic UCT Potential | 0 | 0 | 0 | 0 | 0 | 0 | 0 | 0 | 0 | 0 | 0 | 0 | 0 | 0 | 0 | 0 | 0 | 0 | 0 | 0 | 0 | 0 | 0 | 0 | 0 | 0 | 0
F10_Commercial_WA - Miscellaneous_New_Miscellaneous_Natural Gas_Pool Heater_A_Achievable Economic UCT Potential | F10 | Commercial | WA - Miscellaneous | New | Miscellaneous | Natural Gas | Pool Heater | A | Purchases (Incremental) | Achievable Economic UCT Potential | 0 | 0 | 0 | 0 | 0 | 0 | 0 | 0 | 0 | 0 | 0 | 0 | 0 | 0 | 0 | 0 | 0 | 0 | 0 | 0 | 0 | 0 | 0 | 0 | 0 | 0 | 0
F11_Commercial_WA - Miscellaneous_New_Miscellaneous_Natural Gas_Pool Heater_A_Achievable Economic UCT Potential | F11 | Commercial | WA - Miscellaneous | New | Miscellaneous | Natural Gas | Pool Heater | A | Purchases (Cumulative) | Achievable Economic UCT Potential | 0 | 0 | 0 | 0 | 0 | 0 | 0 | 0 | 0 | 0 | 0 | 0 | 0 | 0 | 0 | 0 | 0 | 0 | 0 | 0 | 0 | 0 | 0 | 0 | 0 | 0 | 0
F1_Commercial_OR - College_Existing_Space Heating_Natural Gas_Furnace_A_Achievable Economic UCT Potential | F1 | Commercial | OR - College | Existing | Space Heating | Natural Gas | Furnace | A | Integrated Unit Energy Savings (kWh or therms) | Achievable Economic UCT Potential | 0 | 243.0543 | 242.1118 | 81.8666 | 81.8666 | 81.8666 | 81.8666 | 81.8666 | 81.8666 | 81.8666 | 81.8666 | 81.8666 | 81.8666 | 81.8666 | 81.8666 | 81.8666 | 81.8666 | 81.8666 | 81.8666 | 81.8666 | 81.8666 | 81.8666 | 81.8666 | 81.8666 | 81.8666 | 81.8666 | 81.8666
F2_Commercial_OR - College_Existing_Space Heating_Natural Gas_Furnace_A_Achievable Economic UCT Potential | F2 | Commercial | OR - College | Existing | Space Heating | Natural Gas | Furnace | A | Integrated Unit Summer Peak Savings (kW) | Achievable Economic UCT Potential | 0 | 0 | 0 | 0 | 0 | 0 | 0 | 0 | 0 | 0 | 0 | 0 | 0 | 0 | 0 | 0 | 0 | 0 | 0 | 0 | 0 | 0 | 0 | 0 | 0 | 0 | 0
F3_Commercial_OR - College_Existing_Space Heating_Natural Gas_Furnace_A_Achievable Economic UCT Potential | F3 | Commercial | OR - College | Existing | Space Heating | Natural Gas | Furnace | A | Integrated Unit Winter Peak Savings (kW) | Achievable Economic UCT Potential | 0 | 0 | 0 | 0 | 0 | 0 | 0 | 0 | 0 | 0 | 0 | 0 | 0 | 0 | 0 | 0 | 0 | 0 | 0 | 0 | 0 | 0 | 0 | 0 | 0 | 0 | 0
F4_Commercial_OR - College_Existing_Space Heating_Natural Gas_Furnace_A_Achievable Economic UCT Potential | F4 | Commercial | OR - College | Existing | Space Heating | Natural Gas | Furnace | A | Incremental Energy Savings (MWh or mTherms) | Achievable Economic UCT Potential | 0 | 0 | 0.00029124 | 0.00017215 | 0.00042398 | 0.00089339 | 0.0017005 | 0.0029984 | 0.0049677 | 0.0078005 | 0.011576 | 0.016335 | 0.02201 | 0.02841 | 0.035217 | 0.042033 | 0.048445 | 0.054104 | 0.058802 | 0.057703 | 0.055859 | 0.054119 | 0.05189 | 0.050065 | 0.048623 | 0.047448 | 0.046644
F5_Commercial_OR - College_Existing_Space Heating_Natural Gas_Furnace_A_Achievable Economic UCT Potential | F5 | Commercial | OR - College | Existing | Space Heating | Natural Gas | Furnace | A | Incremental Summer Peak Savings (MW) | Achievable Economic UCT Potential | 0 | 0 | 0 | 0 | 0 | 0 | 0 | 0 | 0 | 0 | 0 | 0 | 0 | 0 | 0 | 0 | 0 | 0 | 0 | 0 | 0 | 0 | 0 | 0 | 0 | 0 | 0
F6_Commercial_OR - College_Existing_Space Heating_Natural Gas_Furnace_A_Achievable Economic UCT Potential | F6 | Commercial | OR - College | Existing | Space Heating | Natural Gas | Furnace | A | Incremental Winter Peak Savings (MW) | Achievable Economic UCT Potential | 0 | 0 | 0 | 0 | 0 | 0 | 0 | 0 | 0 | 0 | 0 | 0 | 0 | 0 | 0 | 0 | 0 | 0 | 0 | 0 | 0 | 0 | 0 | 0 | 0 | 0 | 0
F7_Commercial_OR - College_Existing_Space Heating_Natural Gas_Furnace_A_Achievable Economic UCT Potential | F7 | Commercial | OR - College | Existing | Space Heating | Natural Gas | Furnace | A | Cumulative Energy Savings (MWh or mTherms) | Achievable Economic UCT Potential | 0 | 0 | 0.00029124 | 0.00027063 | 0.0006946 | 0.001588 | 0.0032884 | 0.0062869 | 0.011255 | 0.019055 | 0.030631 | 0.046966 | 0.068976 | 0.097386 | 0.1326 | 0.17464 | 0.22308 | 0.27718 | 0.33599 | 0.39369 | 0.44955 | 0.50367 | 0.55556 | 0.60562 | 0.65425 | 0.70169 | 0.74834
F8_Commercial_OR - College_Existing_Space Heating_Natural Gas_Furnace_A_Achievable Economic UCT Potential | F8 | Commercial | OR - College | Existing | Space Heating | Natural Gas | Furnace | A | Cumulative Summer Peak Savings (MW) | Achievable Economic UCT Potential | 0 | 0 | 0 | 0 | 0 | 0 | 0 | 0 | 0 | 0 | 0 | 0 | 0 | 0 | 0 | 0 | 0 | 0 | 0 | 0 | 0 | 0 | 0 | 0 | 0 | 0 | 0
F9_Commercial_OR - College_Existing_Space Heating_Natural Gas_Furnace_A_Achievable Economic UCT Potential | F9 | Commercial | OR - College | Existing | Space Heating | Natural Gas | Furnace | A | Cumulative Winter Peak Savings (MW) | Achievable Economic UCT Potential | 0 | 0 | 0 | 0 | 0 | 0 | 0 | 0 | 0 | 0 | 0 | 0 | 0 | 0 | 0 | 0 | 0 | 0 | 0 | 0 | 0 | 0 | 0 | 0 | 0 | 0 | 0
F10_Commercial_OR - College_Existing_Space Heating_Natural Gas_Furnace_A_Achievable Economic UCT Potential | F10 | Commercial | OR - College | Existing | Space Heating | Natural Gas | Furnace | A | Purchases (Incremental) | Achievable Economic UCT Potential | 0 | 0 | 0.0012029 | 0.0021028 | 0.0051789 | 0.010913 | 0.020771 | 0.036626 | 0.060681 | 0.095283 | 0.1414 | 0.19953 | 0.26886 | 0.34702 | 0.43017 | 0.51344 | 0.59175 | 0.66087 | 0.71826 | 0.70484 | 0.68231 | 0.66106 | 0.63384 | 0.61154 | 0.59393 | 0.57958 | 0.56975
F11_Commercial_OR - College_Existing_Space Heating_Natural Gas_Furnace_A_Achievable Economic UCT Potential | F11 | Commercial | OR - College | Existing | Space Heating | Natural Gas | Furnace | A | Purchases (Cumulative) | Achievable Economic UCT Potential | 0 | 0 | 0.0012029 | 0.0033057 | 0.0084846 | 0.019397 | 0.040168 | 0.076794 | 0.13747 | 0.23276 | 0.37416 | 0.57369 | 0.84254 | 1.1896 | 1.6197 | 2.1332 | 2.7249 | 3.3858 | 4.1041 | 4.8089 | 5.4912 | 6.1523 | 6.7861 | 7.3977 | 7.9916 | 8.5712 | 9.1409
F1_Commercial_OR - College_Existing_Space Heating_Natural Gas_Boiler_A_Achievable Economic UCT Potential | F1 | Commercial | OR - College | Existing | Space Heating | Natural Gas | Boiler | A | Integrated Unit Energy Savings (kWh or therms) | Achievable Economic UCT Potential | 0 | 375.9733 | 374.5154 | 374.5154 | 374.5154 | 374.5154 | 374.5154 | 374.5154 | 374.5154 | 374.5154 | 374.5154 | 374.5154 | 374.5154 | 374.5154 | 374.5154 | 374.5154 | 374.5154 | 374.5154 | 374.5154 | 374.5154 | 374.5154 | 374.5154 | 374.5154 | 374.5154 | 374.5154 | 374.5154 | 374.5154
F2_Commercial_OR - College_Existing_Space Heating_Natural Gas_Boiler_A_Achievable Economic UCT Potential | F2 | Commercial | OR - College | Existing | Space Heating | Natural Gas | Boiler | A | Integrated Unit Summer Peak Savings (kW) | Achievable Economic UCT Potential | 0 | 0 | 0 | 0 | 0 | 0 | 0 | 0 | 0 | 0 | 0 | 0 | 0 | 0 | 0 | 0 | 0 | 0 | 0 | 0 | 0 | 0 | 0 | 0 | 0 | 0 | 0
F3_Commercial_OR - College_Existing_Space Heating_Natural Gas_Boiler_A_Achievable Economic UCT Potential | F3 | Commercial | OR - College | Existing | Space Heating | Natural Gas | Boiler | A | Integrated Unit Winter Peak Savings (kW) | Achievable Economic UCT Potential | 0 | 0 | 0 | 0 | 0 | 0 | 0 | 0 | 0 | 0 | 0 | 0 | 0 | 0 | 0 | 0 | 0 | 0 | 0 | 0 | 0 | 0 | 0 | 0 | 0 | 0 | 0
F4_Commercial_OR - College_Existing_Space Heating_Natural Gas_Boiler_A_Achievable Economic UCT Potential | F4 | Commercial | OR - College | Existing | Space Heating | Natural Gas | Boiler | A | Incremental Energy Savings (MWh or mTherms) | Achievable Economic UCT Potential | 0 | 0 | 0 | 0 | 0 | 0 | 0 | 0 | 0 | 0 | 0 | 0 | 0 | 0 | 0 | 0 | 0 | 0 | 0 | 0 | 0 | 0 | 0 | 0 | 0 | 0 | 0
F5_Commercial_OR - College_Existing_Space Heating_Natural Gas_Boiler_A_Achievable Economic UCT Potential | F5 | Commercial | OR - College | Existing | Space Heating | Natural Gas | Boiler | A | Incremental Summer Peak Savings (MW) | Achievable Economic UCT Potential | 0 | 0 | 0 | 0 | 0 | 0 | 0 | 0 | 0 | 0 | 0 | 0 | 0 | 0 | 0 | 0 | 0 | 0 | 0 | 0 | 0 | 0 | 0 | 0 | 0 | 0 | 0
F6_Commercial_OR - College_Existing_Space Heating_Natural Gas_Boiler_A_Achievable Economic UCT Potential | F6 | Commercial | OR - College | Existing | Space Heating | Natural Gas | Boiler | A | Incremental Winter Peak Savings (MW) | Achievable Economic UCT Potential | 0 | 0 | 0 | 0 | 0 | 0 | 0 | 0 | 0 | 0 | 0 | 0 | 0 | 0 | 0 | 0 | 0 | 0 | 0 | 0 | 0 | 0 | 0 | 0 | 0 | 0 | 0
F7_Commercial_OR - College_Existing_Space Heating_Natural Gas_Boiler_A_Achievable Economic UCT Potential | F7 | Commercial | OR - College | Existing | Space Heating | Natural Gas | Boiler | A | Cumulative Energy Savings (MWh or mTherms) | Achievable Economic UCT Potential | 0 | 0 | 0 | 0 | 0 | 0 | 0 | 0 | 0 | 0 | 0 | 0 | 0 | 0 | 0 | 0 | 0 | 0 | 0 | 0 | 0 | 0 | 0 | 0 | 0 | 0 | 0
F8_Commercial_OR - College_Existing_Space Heating_Natural Gas_Boiler_A_Achievable Economic UCT Potential | F8 | Commercial | OR - College | Existing | Space Heating | Natural Gas | Boiler | A | Cumulative Summer Peak Savings (MW) | Achievable Economic UCT Potential | 0 | 0 | 0 | 0 | 0 | 0 | 0 | 0 | 0 | 0 | 0 | 0 | 0 | 0 | 0 | 0 | 0 | 0 | 0 | 0 | 0 | 0 | 0 | 0 | 0 | 0 | 0
F9_Commercial_OR - College_Existing_Space Heating_Natural Gas_Boiler_A_Achievable Economic UCT Potential | F9 | Commercial | OR - College | Existing | Space Heating | Natural Gas | Boiler | A | Cumulative Winter Peak Savings (MW) | Achievable Economic UCT Potential | 0 | 0 | 0 | 0 | 0 | 0 | 0 | 0 | 0 | 0 | 0 | 0 | 0 | 0 | 0 | 0 | 0 | 0 | 0 | 0 | 0 | 0 | 0 | 0 | 0 | 0 | 0
F10_Commercial_OR - College_Existing_Space Heating_Natural Gas_Boiler_A_Achievable Economic UCT Potential | F10 | Commercial | OR - College | Existing | Space Heating | Natural Gas | Boiler | A | Purchases (Incremental) | Achievable Economic UCT Potential | 0 | 0 | 0 | 0 | 0 | 0 | 0 | 0 | 0 | 0 | 0 | 0 | 0 | 0 | 0 | 0 | 0 | 0 | 0 | 0 | 0 | 0 | 0 | 0 | 0 | 0 | 0
F11_Commercial_OR - College_Existing_Space Heating_Natural Gas_Boiler_A_Achievable Economic UCT Potential | F11 | Commercial | OR - College | Existing | Space Heating | Natural Gas | Boiler | A | Purchases (Cumulative) | Achievable Economic UCT Potential | 0 | 0 | 0 | 0 | 0 | 0 | 0 | 0 | 0 | 0 | 0 | 0 | 0 | 0 | 0 | 0 | 0 | 0 | 0 | 0 | 0 | 0 | 0 | 0 | 0 | 0 | 0
F1_Commercial_OR - College_Existing_Space Heating_Natural Gas_Unit Heater_A_Achievable Economic UCT Potential | F1 | Commercial | OR - College | Existing | Space Heating | Natural Gas | Unit Heater | A | Integrated Unit Energy Savings (kWh or therms) | Achievable Economic UCT Potential | 0 | 0 | 0 | 0 | 0 | 0 | 0 | 0 | 0 | 0 | 0 | 0 | 0 | 0 | 0 | 0 | 0 | 0 | 0 | 0 | 0 | 0 | 0 | 0 | 0 | 0 | 0
F2_Commercial_OR - College_Existing_Space Heating_Natural Gas_Unit Heater_A_Achievable Economic UCT Potential | F2 | Commercial | OR - College | Existing | Space Heating | Natural Gas | Unit Heater | A | Integrated Unit Summer Peak Savings (kW) | Achievable Economic UCT Potential | 0 | 0 | 0 | 0 | 0 | 0 | 0 | 0 | 0 | 0 | 0 | 0 | 0 | 0 | 0 | 0 | 0 | 0 | 0 | 0 | 0 | 0 | 0 | 0 | 0 | 0 | 0
F3_Commercial_OR - College_Existing_Space Heating_Natural Gas_Unit Heater_A_Achievable Economic UCT Potential | F3 | Commercial | OR - College | Existing | Space Heating | Natural Gas | Unit Heater | A | Integrated Unit Winter Peak Savings (kW) | Achievable Economic UCT Potential | 0 | 0 | 0 | 0 | 0 | 0 | 0 | 0 | 0 | 0 | 0 | 0 | 0 | 0 | 0 | 0 | 0 | 0 | 0 | 0 | 0 | 0 | 0 | 0 | 0 | 0 | 0
F4_Commercial_OR - College_Existing_Space Heating_Natural Gas_Unit Heater_A_Achievable Economic UCT Potential | F4 | Commercial | OR - College | Existing | Space Heating | Natural Gas | Unit Heater | A | Incremental Energy Savings (MWh or mTherms) | Achievable Economic UCT Potential | 0 | 0 | 0 | 0 | 0 | 0 | 0 | 0 | 0 | 0 | 0 | 0 | 0 | 0 | 0 | 0 | 0 | 0 | 0 | 0 | 0 | 0 | 0 | 0 | 0 | 0 | 0
F5_Commercial_OR - College_Existing_Space Heating_Natural Gas_Unit Heater_A_Achievable Economic UCT Potential | F5 | Commercial | OR - College | Existing | Space Heating | Natural Gas | Unit Heater | A | Incremental Summer Peak Savings (MW) | Achievable Economic UCT Potential | 0 | 0 | 0 | 0 | 0 | 0 | 0 | 0 | 0 | 0 | 0 | 0 | 0 | 0 | 0 | 0 | 0 | 0 | 0 | 0 | 0 | 0 | 0 | 0 | 0 | 0 | 0
F6_Commercial_OR - College_Existing_Space Heating_Natural Gas_Unit Heater_A_Achievable Economic UCT Potential | F6 | Commercial | OR - College | Existing | Space Heating | Natural Gas | Unit Heater | A | Incremental Winter Peak Savings (MW) | Achievable Economic UCT Potential | 0 | 0 | 0 | 0 | 0 | 0 | 0 | 0 | 0 | 0 | 0 | 0 | 0 | 0 | 0 | 0 | 0 | 0 | 0 | 0 | 0 | 0 | 0 | 0 | 0 | 0 | 0
F7_Commercial_OR - College_Existing_Space Heating_Natural Gas_Unit Heater_A_Achievable Economic UCT Potential | F7 | Commercial | OR - College | Existing | Space Heating | Natural Gas | Unit Heater | A | Cumulative Energy Savings (MWh or mTherms) | Achievable Economic UCT Potential | 0 | 0 | 0 | 0 | 0 | 0 | 0 | 0 | 0 | 0 | 0 | 0 | 0 | 0 | 0 | 0 | 0 | 0 | 0 | 0 | 0 | 0 | 0 | 0 | 0 | 0 | 0
F8_Commercial_OR - College_Existing_Space Heating_Natural Gas_Unit Heater_A_Achievable Economic UCT Potential | F8 | Commercial | OR - College | Existing | Space Heating | Natural Gas | Unit Heater | A | Cumulative Summer Peak Savings (MW) | Achievable Economic UCT Potential | 0 | 0 | 0 | 0 | 0 | 0 | 0 | 0 | 0 | 0 | 0 | 0 | 0 | 0 | 0 | 0 | 0 | 0 | 0 | 0 | 0 | 0 | 0 | 0 | 0 | 0 | 0
F9_Commercial_OR - College_Existing_Space Heating_Natural Gas_Unit Heater_A_Achievable Economic UCT Potential | F9 | Commercial | OR - College | Existing | Space Heating | Natural Gas | Unit Heater | A | Cumulative Winter Peak Savings (MW) | Achievable Economic UCT Potential | 0 | 0 | 0 | 0 | 0 | 0 | 0 | 0 | 0 | 0 | 0 | 0 | 0 | 0 | 0 | 0 | 0 | 0 | 0 | 0 | 0 | 0 | 0 | 0 | 0 | 0 | 0
F10_Commercial_OR - College_Existing_Space Heating_Natural Gas_Unit Heater_A_Achievable Economic UCT Potential | F10 | Commercial | OR - College | Existing | Space Heating | Natural Gas | Unit Heater | A | Purchases (Incremental) | Achievable Economic UCT Potential | 0 | 0 | 0 | 0 | 0 | 0 | 0 | 0 | 0 | 0 | 0 | 0 | 0 | 0 | 0 | 0 | 0 | 0 | 0 | 0 | 0 | 0 | 0 | 0 | 0 | 0 | 0
F11_Commercial_OR - College_Existing_Space Heating_Natural Gas_Unit Heater_A_Achievable Economic UCT Potential | F11 | Commercial | OR - College | Existing | Space Heating | Natural Gas | Unit Heater | A | Purchases (Cumulative) | Achievable Economic UCT Potential | 0 | 0 | 0 | 0 | 0 | 0 | 0 | 0 | 0 | 0 | 0 | 0 | 0 | 0 | 0 | 0 | 0 | 0 | 0 | 0 | 0 | 0 | 0 | 0 | 0 | 0 | 0
F1_Commercial_OR - College_Existing_Water Heating_Natural Gas_Water Heater_A_Achievable Economic UCT Potential | F1 | Commercial | OR - College | Existing | Water Heating | Natural Gas | Water Heater | A | Integrated Unit Energy Savings (kWh or therms) | Achievable Economic UCT Potential | 0 | 2.8505 | 2.8505 | 2.8505 | 2.8505 | 2.8505 | 2.8505 | 2.8505 | 2.8505 | 2.8505 | 2.8505 | 2.8505 | 2.8505 | 2.8505 | 2.8505 | 2.8505 | 2.8505 | 2.8505 | 2.8505 | 2.8505 | 2.8505 | 2.8505 | 2.8505 | 2.8505 | 2.8505 | 2.8505 | 2.8505
F2_Commercial_OR - College_Existing_Water Heating_Natural Gas_Water Heater_A_Achievable Economic UCT Potential | F2 | Commercial | OR - College | Existing | Water Heating | Natural Gas | Water Heater | A | Integrated Unit Summer Peak Savings (kW) | Achievable Economic UCT Potential | 0 | 0 | 0 | 0 | 0 | 0 | 0 | 0 | 0 | 0 | 0 | 0 | 0 | 0 | 0 | 0 | 0 | 0 | 0 | 0 | 0 | 0 | 0 | 0 | 0 | 0 | 0
F3_Commercial_OR - College_Existing_Water Heating_Natural Gas_Water Heater_A_Achievable Economic UCT Potential | F3 | Commercial | OR - College | Existing | Water Heating | Natural Gas | Water Heater | A | Integrated Unit Winter Peak Savings (kW) | Achievable Economic UCT Potential | 0 | 0 | 0 | 0 | 0 | 0 | 0 | 0 | 0 | 0 | 0 | 0 | 0 | 0 | 0 | 0 | 0 | 0 | 0 | 0 | 0 | 0 | 0 | 0 | 0 | 0 | 0
F4_Commercial_OR - College_Existing_Water Heating_Natural Gas_Water Heater_A_Achievable Economic UCT Potential | F4 | Commercial | OR - College | Existing | Water Heating | Natural Gas | Water Heater | A | Incremental Energy Savings (MWh or mTherms) | Achievable Economic UCT Potential | 0 | 0 | 0.14176 | 0.26978 | 0.38817 | 0.49996 | 0.60736 | 0.70007 | 0.77059 | 0.82468 | 0.93223 | 1.0092 | 0.91975 | 0.82494 | 0.72553 | 0.97313 | 0.78079 | 0.6181 | 0.47978 | 0.38708 | 0.258 | 0.1688 | 0.10875 | 0.069347 | 0.13649 | 0 | 0
F5_Commercial_OR - College_Existing_Water Heating_Natural Gas_Water Heater_A_Achievable Economic UCT Potential | F5 | Commercial | OR - College | Existing | Water Heating | Natural Gas | Water Heater | A | Incremental Summer Peak Savings (MW) | Achievable Economic UCT Potential | 0 | 0 | 0 | 0 | 0 | 0 | 0 | 0 | 0 | 0 | 0 | 0 | 0 | 0 | 0 | 0 | 0 | 0 | 0 | 0 | 0 | 0 | 0 | 0 | 0 | 0 | 0
F6_Commercial_OR - College_Existing_Water Heating_Natural Gas_Water Heater_A_Achievable Economic UCT Potential | F6 | Commercial | OR - College | Existing | Water Heating | Natural Gas | Water Heater | A | Incremental Winter Peak Savings (MW) | Achievable Economic UCT Potential | 0 | 0 | 0 | 0 | 0 | 0 | 0 | 0 | 0 | 0 | 0 | 0 | 0 | 0 | 0 | 0 | 0 | 0 | 0 | 0 | 0 | 0 | 0 | 0 | 0 | 0 | 0
F7_Commercial_OR - College_Existing_Water Heating_Natural Gas_Water Heater_A_Achievable Economic UCT Potential | F7 | Commercial | OR - College | Existing | Water Heating | Natural Gas | Water Heater | A | Cumulative Energy Savings (MWh or mTherms) | Achievable Economic UCT Potential | 0 | 0 | 0.14176 | 0.41154 | 0.7997 | 1.2997 | 1.907 | 2.6071 | 3.3777 | 4.2024 | 5.1346 | 6.1438 | 7.0636 | 7.8885 | 8.614 | 9.5872 | 10.368 | 10.9861 | 11.4658 | 11.8529 | 12.1109 | 12.2797 | 12.3885 | 12.4578 | 12.5943 | 12.5943 | 12.5943
F8_Commercial_OR - College_Existing_Water Heating_Natural Gas_Water Heater_A_Achievable Economic UCT Potential | F8 | Commercial | OR - College | Existing | Water Heating | Natural Gas | Water Heater | A | Cumulative Summer Peak Savings (MW) | Achievable Economic UCT Potential | 0 | 0 | 0 | 0 | 0 | 0 | 0 | 0 | 0 | 0 | 0 | 0 | 0 | 0 | 0 | 0 | 0 | 0 | 0 | 0 | 0 | 0 | 0 | 0 | 0 | 0 | 0
F9_Commercial_OR - College_Existing_Water Heating_Natural Gas_Water Heater_A_Achievable Economic UCT Potential | F9 | Commercial | OR - College | Existing | Water Heating | Natural Gas | Water Heater | A | Cumulative Winter Peak Savings (MW) | Achievable Economic UCT Potential | 0 | 0 | 0 | 0 | 0 | 0 | 0 | 0 | 0 | 0 | 0 | 0 | 0 | 0 | 0 | 0 | 0 | 0 | 0 | 0 | 0 | 0 | 0 | 0 | 0 | 0 | 0
F10_Commercial_OR - College_Existing_Water Heating_Natural Gas_Water Heater_A_Achievable Economic UCT Potential | F10 | Commercial | OR - College | Existing | Water Heating | Natural Gas | Water Heater | A | Purchases (Incremental) | Achievable Economic UCT Potential | 0 | 0 | 49.7326 | 94.6427 | 136.177 | 175.3964 | 213.0727 | 245.5986 | 270.3393 | 289.3126 | 327.0454 | 354.0581 | 322.6684 | 289.4038 | 254.5299 | 341.3933 | 273.9169 | 216.8406 | 168.3159 | 135.7938 | 90.5132 | 59.2185 | 38.1524 | 24.3284 | 47.8822 | 0 | 0
F11_Commercial_OR - College_Existing_Water Heating_Natural Gas_Water Heater_A_Achievable Economic UCT Potential | F11 | Commercial | OR - College | Existing | Water Heating | Natural Gas | Water Heater | A | Purchases (Cumulative) | Achievable Economic UCT Potential | 0 | 0 | 49.7326 | 144.3753 | 280.5523 | 455.9487 | 669.0214 | 914.62 | 1184.9592 | 1474.2719 | 1801.3172 | 2155.3753 | 2478.0438 | 2767.4476 | 3021.9775 | 3363.3708 | 3637.2877 | 3854.1284 | 4022.4443 | 4158.238 | 4248.7512 | 4307.9697 | 4346.1221 | 4370.4505 | 4418.3327 | 4418.3327 | 4418.3327
F1_Commercial_OR - College_Existing_Food Preparation_Natural Gas_Oven_A_Achievable Economic UCT Potential | F1 | Commercial | OR - College | Existing | Food Preparation | Natural Gas | Oven | A | Integrated Unit Energy Savings (kWh or therms) | Achievable Economic UCT Potential | 0 | 106.6752 | 106.6752 | 106.6752 | 106.6752 | 106.6752 | 106.6752 | 106.6752 | 106.6752 | 106.6752 | 106.6752 | 106.6752 | 106.6752 | 106.6752 | 106.6752 | 106.6752 | 106.6752 | 106.6752 | 106.6752 | 106.6752 | 106.6752 | 106.6752 | 106.6752 | 106.6752 | 106.6752 | 106.6752 | 106.6752
F2_Commercial_OR - College_Existing_Food Preparation_Natural Gas_Oven_A_Achievable Economic UCT Potential | F2 | Commercial | OR - College | Existing | Food Preparation | Natural Gas | Oven | A | Integrated Unit Summer Peak Savings (kW) | Achievable Economic UCT Potential | 0 | 0 | 0 | 0 | 0 | 0 | 0 | 0 | 0 | 0 | 0 | 0 | 0 | 0 | 0 | 0 | 0 | 0 | 0 | 0 | 0 | 0 | 0 | 0 | 0 | 0 | 0
F3_Commercial_OR - College_Existing_Food Preparation_Natural Gas_Oven_A_Achievable Economic UCT Potential | F3 | Commercial | OR - College | Existing | Food Preparation | Natural Gas | Oven | A | Integrated Unit Winter Peak Savings (kW) | Achievable Economic UCT Potential | 0 | 0 | 0 | 0 | 0 | 0 | 0 | 0 | 0 | 0 | 0 | 0 | 0 | 0 | 0 | 0 | 0 | 0 | 0 | 0 | 0 | 0 | 0 | 0 | 0 | 0 | 0
F4_Commercial_OR - College_Existing_Food Preparation_Natural Gas_Oven_A_Achievable Economic UCT Potential | F4 | Commercial | OR - College | Existing | Food Preparation | Natural Gas | Oven | A | Incremental Energy Savings (MWh or mTherms) | Achievable Economic UCT Potential | 0 | 0 | 5.6242e-05 | 0.00026452 | 0.00061978 | 0.0010679 | 0.001579 | 0.0021312 | 0.0027091 | 0.0033017 | 0.0039014 | 0.004503 | 0.0041166 | 0.0038725 | 0.0037557 | 0.0037014 | 0.0036755 | 0.0039559 | 0.004202 | 0.0045208 | 0.004893 | 0.005192 | 0.0049766 | 0.0043159 | 0.0044016 | 0.0042512 | 0.0039286
F5_Commercial_OR - College_Existing_Food Preparation_Natural Gas_Oven_A_Achievable Economic UCT Potential | F5 | Commercial | OR - College | Existing | Food Preparation | Natural Gas | Oven | A | Incremental Summer Peak Savings (MW) | Achievable Economic UCT Potential | 0 | 0 | 0 | 0 | 0 | 0 | 0 | 0 | 0 | 0 | 0 | 0 | 0 | 0 | 0 | 0 | 0 | 0 | 0 | 0 | 0 | 0 | 0 | 0 | 0 | 0 | 0
F6_Commercial_OR - College_Existing_Food Preparation_Natural Gas_Oven_A_Achievable Economic UCT Potential | F6 | Commercial | OR - College | Existing | Food Preparation | Natural Gas | Oven | A | Incremental Winter Peak Savings (MW) | Achievable Economic UCT Potential | 0 | 0 | 0 | 0 | 0 | 0 | 0 | 0 | 0 | 0 | 0 | 0 | 0 | 0 | 0 | 0 | 0 | 0 | 0 | 0 | 0 | 0 | 0 | 0 | 0 | 0 | 0
F7_Commercial_OR - College_Existing_Food Preparation_Natural Gas_Oven_A_Achievable Economic UCT Potential | F7 | Commercial | OR - College | Existing | Food Preparation | Natural Gas | Oven | A | Cumulative Energy Savings (MWh or mTherms) | Achievable Economic UCT Potential | 0 | 0 | 5.6242e-05 | 0.00032077 | 0.00094054 | 0.0020085 | 0.0035875 | 0.0057187 | 0.0084278 | 0.01173 | 0.015631 | 0.020134 | 0.024251 | 0.028123 | 0.031879 | 0.03558 | 0.039256 | 0.043212 | 0.047414 | 0.051934 | 0.056827 | 0.062019 | 0.066996 | 0.071312 | 0.075713 | 0.079965 | 0.083893
F8_Commercial_OR - College_Existing_Food Preparation_Natural Gas_Oven_A_Achievable Economic UCT Potential | F8 | Commercial | OR - College | Existing | Food Preparation | Natural Gas | Oven | A | Cumulative Summer Peak Savings (MW) | Achievable Economic UCT Potential | 0 | 0 | 0 | 0 | 0 | 0 | 0 | 0 | 0 | 0 | 0 | 0 | 0 | 0 | 0 | 0 | 0 | 0 | 0 | 0 | 0 | 0 | 0 | 0 | 0 | 0 | 0
F9_Commercial_OR - College_Existing_Food Preparation_Natural Gas_Oven_A_Achievable Economic UCT Potential | F9 | Commercial | OR - College | Existing | Food Preparation | Natural Gas | Oven | A | Cumulative Winter Peak Savings (MW) | Achievable Economic UCT Potential | 0 | 0 | 0 | 0 | 0 | 0 | 0 | 0 | 0 | 0 | 0 | 0 | 0 | 0 | 0 | 0 | 0 | 0 | 0 | 0 | 0 | 0 | 0 | 0 | 0 | 0 | 0
F10_Commercial_OR - College_Existing_Food Preparation_Natural Gas_Oven_A_Achievable Economic UCT Potential | F10 | Commercial | OR - College | Existing | Food Preparation | Natural Gas | Oven | A | Purchases (Incremental) | Achievable Economic UCT Potential | 0 | 0 | 0.00052723 | 0.0024797 | 0.0058099 | 0.010011 | 0.014802 | 0.019979 | 0.025396 | 0.030951 | 0.036573 | 0.042212 | 0.03859 | 0.036302 | 0.035207 | 0.034698 | 0.034455 | 0.037083 | 0.039391 | 0.042379 | 0.045868 | 0.048671 | 0.046652 | 0.040458 | 0.041262 | 0.039851 | 0.036827
F11_Commercial_OR - College_Existing_Food Preparation_Natural Gas_Oven_A_Achievable Economic UCT Potential | F11 | Commercial | OR - College | Existing | Food Preparation | Natural Gas | Oven | A | Purchases (Cumulative) | Achievable Economic UCT Potential | 0 | 0 | 0.00052723 | 0.0030069 | 0.0088169 | 0.018828 | 0.03363 | 0.053608 | 0.079005 | 0.10996 | 0.14653 | 0.18874 | 0.22733 | 0.26363 | 0.29884 | 0.33354 | 0.36799 | 0.40508 | 0.44447 | 0.48685 | 0.53271 | 0.58139 | 0.62804 | 0.6685 | 0.70976 | 0.74961 | 0.78644
F1_Commercial_OR - College_Existing_Food Preparation_Natural Gas_Conveyor Oven_A_Achievable Economic UCT Potential | F1 | Commercial | OR - College | Existing | Food Preparation | Natural Gas | Conveyor Oven | A | Integrated Unit Energy Savings (kWh or therms) | Achievable Economic UCT Potential | 0 | 0 | 0 | 0 | 0 | 692.0657 | 692.0657 | 692.0657 | 692.0657 | 692.0657 | 692.0657 | 692.0657 | 692.0657 | 692.0657 | 692.0657 | 692.0657 | 692.0657 | 692.0657 | 692.0657 | 692.0657 | 692.0657 | 692.0657 | 692.0657 | 692.0657 | 692.0657 | 692.0657 | 692.0657
F2_Commercial_OR - College_Existing_Food Preparation_Natural Gas_Conveyor Oven_A_Achievable Economic UCT Potential | F2 | Commercial | OR - College | Existing | Food Preparation | Natural Gas | Conveyor Oven | A | Integrated Unit Summer Peak Savings (kW) | Achievable Economic UCT Potential | 0 | 0 | 0 | 0 | 0 | 0 | 0 | 0 | 0 | 0 | 0 | 0 | 0 | 0 | 0 | 0 | 0 | 0 | 0 | 0 | 0 | 0 | 0 | 0 | 0 | 0 | 0
F3_Commercial_OR - College_Existing_Food Preparation_Natural Gas_Conveyor Oven_A_Achievable Economic UCT Potential | F3 | Commercial | OR - College | Existing | Food Preparation | Natural Gas | Conveyor Oven | A | Integrated Unit Winter Peak Savings (kW) | Achievable Economic UCT Potential | 0 | 0 | 0 | 0 | 0 | 0 | 0 | 0 | 0 | 0 | 0 | 0 | 0 | 0 | 0 | 0 | 0 | 0 | 0 | 0 | 0 | 0 | 0 | 0 | 0 | 0 | 0
F4_Commercial_OR - College_Existing_Food Preparation_Natural Gas_Conveyor Oven_A_Achievable Economic UCT Potential | F4 | Commercial | OR - College | Existing | Food Preparation | Natural Gas | Conveyor Oven | A | Incremental Energy Savings (MWh or mTherms) | Achievable Economic UCT Potential | 0 | 0 | 0 | 0 | 0 | 0.00012451 | 0.00044861 | 0.0010266 | 0.0018975 | 0.0030887 | 0.0043161 | 0.0055535 | 0.0067833 | 0.0079949 | 0.009182 | 0.010342 | 0.011473 | 0.009812 | 0.0083565 | 0.0070907 | 0.0059969 | 0.0051962 | 0.0044221 | 0.0039179 | 0.0036065 | 0.0034168 | 0.0033272
F5_Commercial_OR - College_Existing_Food Preparation_Natural Gas_Conveyor Oven_A_Achievable Economic UCT Potential | F5 | Commercial | OR - College | Existing | Food Preparation | Natural Gas | Conveyor Oven | A | Incremental Summer Peak Savings (MW) | Achievable Economic UCT Potential | 0 | 0 | 0 | 0 | 0 | 0 | 0 | 0 | 0 | 0 | 0 | 0 | 0 | 0 | 0 | 0 | 0 | 0 | 0 | 0 | 0 | 0 | 0 | 0 | 0 | 0 | 0
F6_Commercial_OR - College_Existing_Food Preparation_Natural Gas_Conveyor Oven_A_Achievable Economic UCT Potential | F6 | Commercial | OR - College | Existing | Food Preparation | Natural Gas | Conveyor Oven | A | Incremental Winter Peak Savings (MW) | Achievable Economic UCT Potential | 0 | 0 | 0 | 0 | 0 | 0 | 0 | 0 | 0 | 0 | 0 | 0 | 0 | 0 | 0 | 0 | 0 | 0 | 0 | 0 | 0 | 0 | 0 | 0 | 0 | 0 | 0
F7_Commercial_OR - College_Existing_Food Preparation_Natural Gas_Conveyor Oven_A_Achievable Economic UCT Potential | F7 | Commercial | OR - College | Existing | Food Preparation | Natural Gas | Conveyor Oven | A | Cumulative Energy Savings (MWh or mTherms) | Achievable Economic UCT Potential | 0 | 0 | 0 | 0 | 0 | 0.00012451 | 0.00057312 | 0.0015997 | 0.0034972 | 0.0065859 | 0.010902 | 0.016455 | 0.023239 | 0.031234 | 0.040416 | 0.050757 | 0.06223 | 0.072042 | 0.080399 | 0.08749 | 0.093487 | 0.098683 | 0.1031 | 0.10702 | 0.11063 | 0.11405 | 0.11737
F8_Commercial_OR - College_Existing_Food Preparation_Natural Gas_Conveyor Oven_A_Achievable Economic UCT Potential | F8 | Commercial | OR - College | Existing | Food Preparation | Natural Gas | Conveyor Oven | A | Cumulative Summer Peak Savings (MW) | Achievable Economic UCT Potential | 0 | 0 | 0 | 0 | 0 | 0 | 0 | 0 | 0 | 0 | 0 | 0 | 0 | 0 | 0 | 0 | 0 | 0 | 0 | 0 | 0 | 0 | 0 | 0 | 0 | 0 | 0
F9_Commercial_OR - College_Existing_Food Preparation_Natural Gas_Conveyor Oven_A_Achievable Economic UCT Potential | F9 | Commercial | OR - College | Existing | Food Preparation | Natural Gas | Conveyor Oven | A | Cumulative Winter Peak Savings (MW) | Achievable Economic UCT Potential | 0 | 0 | 0 | 0 | 0 | 0 | 0 | 0 | 0 | 0 | 0 | 0 | 0 | 0 | 0 | 0 | 0 | 0 | 0 | 0 | 0 | 0 | 0 | 0 | 0 | 0 | 0
F10_Commercial_OR - College_Existing_Food Preparation_Natural Gas_Conveyor Oven_A_Achievable Economic UCT Potential | F10 | Commercial | OR - College | Existing | Food Preparation | Natural Gas | Conveyor Oven | A | Purchases (Incremental) | Achievable Economic UCT Potential | 0 | 0 | 0 | 0 | 0 | 0.00017991 | 0.00064821 | 0.0014834 | 0.0027418 | 0.004463 | 0.0062366 | 0.0080245 | 0.0098015 | 0.011552 | 0.013268 | 0.014943 | 0.016578 | 0.014178 | 0.012075 | 0.010246 | 0.0086652 | 0.0075082 | 0.0063897 | 0.0056611 | 0.0052113 | 0.0049372 | 0.0048077
F11_Commercial_OR - College_Existing_Food Preparation_Natural Gas_Conveyor Oven_A_Achievable Economic UCT Potential | F11 | Commercial | OR - College | Existing | Food Preparation | Natural Gas | Conveyor Oven | A | Purchases (Cumulative) | Achievable Economic UCT Potential | 0 | 0 | 0 | 0 | 0 | 0.00017991 | 0.00082813 | 0.0023116 | 0.0050533 | 0.0095163 | 0.015753 | 0.023777 | 0.033579 | 0.045131 | 0.058399 | 0.073342 | 0.08992 | 0.1041 | 0.11617 | 0.12642 | 0.13508 | 0.14259 | 0.14898 | 0.15464 | 0.15985 | 0.16479 | 0.1696
F1_Commercial_OR - College_Existing_Food Preparation_Natural Gas_Double Rack Oven_A_Achievable Economic UCT Potential | F1 | Commercial | OR - College | Existing | Food Preparation | Natural Gas | Double Rack Oven | A | Integrated Unit Energy Savings (kWh or therms) | Achievable Economic UCT Potential | 0 | 1621.62 | 1621.62 | 1621.62 | 1621.62 | 1621.62 | 1621.62 | 1621.62 | 1621.62 | 1621.62 | 1621.62 | 1621.62 | 1621.62 | 1621.62 | 1621.62 | 1621.62 | 1621.62 | 1621.62 | 1621.62 | 1621.62 | 1621.62 | 1621.62 | 1621.62 | 1621.62 | 1621.62 | 1621.62 | 1621.62
F2_Commercial_OR - College_Existing_Food Preparation_Natural Gas_Double Rack Oven_A_Achievable Economic UCT Potential | F2 | Commercial | OR - College | Existing | Food Preparation | Natural Gas | Double Rack Oven | A | Integrated Unit Summer Peak Savings (kW) | Achievable Economic UCT Potential | 0 | 0 | 0 | 0 | 0 | 0 | 0 | 0 | 0 | 0 | 0 | 0 | 0 | 0 | 0 | 0 | 0 | 0 | 0 | 0 | 0 | 0 | 0 | 0 | 0 | 0 | 0
F3_Commercial_OR - College_Existing_Food Preparation_Natural Gas_Double Rack Oven_A_Achievable Economic UCT Potential | F3 | Commercial | OR - College | Existing | Food Preparation | Natural Gas | Double Rack Oven | A | Integrated Unit Winter Peak Savings (kW) | Achievable Economic UCT Potential | 0 | 0 | 0 | 0 | 0 | 0 | 0 | 0 | 0 | 0 | 0 | 0 | 0 | 0 | 0 | 0 | 0 | 0 | 0 | 0 | 0 | 0 | 0 | 0 | 0 | 0 | 0
F4_Commercial_OR - College_Existing_Food Preparation_Natural Gas_Double Rack Oven_A_Achievable Economic UCT Potential | F4 | Commercial | OR - College | Existing | Food Preparation | Natural Gas | Double Rack Oven | A | Incremental Energy Savings (MWh or mTherms) | Achievable Economic UCT Potential | 0 | 0 | 0.00039185 | 0.0014939 | 0.002941 | 0.0046751 | 0.0066466 | 0.0088136 | 0.011141 | 0.013597 | 0.014247 | 0.015004 | 0.015913 | 0.017003 | 0.017898 | 0.018285 | 0.018529 | 0.018682 | 0.018783 | 0.021542 | 0.021916 | 0.021862 | 0.021545 | 0.020932 | 0.020049 | 0.018922 | 0.017576
F5_Commercial_OR - College_Existing_Food Preparation_Natural Gas_Double Rack Oven_A_Achievable Economic UCT Potential | F5 | Commercial | OR - College | Existing | Food Preparation | Natural Gas | Double Rack Oven | A | Incremental Summer Peak Savings (MW) | Achievable Economic UCT Potential | 0 | 0 | 0 | 0 | 0 | 0 | 0 | 0 | 0 | 0 | 0 | 0 | 0 | 0 | 0 | 0 | 0 | 0 | 0 | 0 | 0 | 0 | 0 | 0 | 0 | 0 | 0
F6_Commercial_OR - College_Existing_Food Preparation_Natural Gas_Double Rack Oven_A_Achievable Economic UCT Potential | F6 | Commercial | OR - College | Existing | Food Preparation | Natural Gas | Double Rack Oven | A | Incremental Winter Peak Savings (MW) | Achievable Economic UCT Potential | 0 | 0 | 0 | 0 | 0 | 0 | 0 | 0 | 0 | 0 | 0 | 0 | 0 | 0 | 0 | 0 | 0 | 0 | 0 | 0 | 0 | 0 | 0 | 0 | 0 | 0 | 0
F7_Commercial_OR - College_Existing_Food Preparation_Natural Gas_Double Rack Oven_A_Achievable Economic UCT Potential | F7 | Commercial | OR - College | Existing | Food Preparation | Natural Gas | Double Rack Oven | A | Cumulative Energy Savings (MWh or mTherms) | Achievable Economic UCT Potential | 0 | 0 | 0.00039185 | 0.0018858 | 0.0048268 | 0.0095018 | 0.016148 | 0.024962 | 0.036103 | 0.0497 | 0.063947 | 0.07895 | 0.094863 | 0.11187 | 0.12976 | 0.14805 | 0.16658 | 0.18526 | 0.20404 | 0.22558 | 0.2475 | 0.26936 | 0.29091 | 0.31184 | 0.33189 | 0.35081 | 0.36839
F8_Commercial_OR - College_Existing_Food Preparation_Natural Gas_Double Rack Oven_A_Achievable Economic UCT Potential | F8 | Commercial | OR - College | Existing | Food Preparation | Natural Gas | Double Rack Oven | A | Cumulative Summer Peak Savings (MW) | Achievable Economic UCT Potential | 0 | 0 | 0 | 0 | 0 | 0 | 0 | 0 | 0 | 0 | 0 | 0 | 0 | 0 | 0 | 0 | 0 | 0 | 0 | 0 | 0 | 0 | 0 | 0 | 0 | 0 | 0
F9_Commercial_OR - College_Existing_Food Preparation_Natural Gas_Double Rack Oven_A_Achievable Economic UCT Potential | F9 | Commercial | OR - College | Existing | Food Preparation | Natural Gas | Double Rack Oven | A | Cumulative Winter Peak Savings (MW) | Achievable Economic UCT Potential | 0 | 0 | 0 | 0 | 0 | 0 | 0 | 0 | 0 | 0 | 0 | 0 | 0 | 0 | 0 | 0 | 0 | 0 | 0 | 0 | 0 | 0 | 0 | 0 | 0 | 0 | 0
F10_Commercial_OR - College_Existing_Food Preparation_Natural Gas_Double Rack Oven_A_Achievable Economic UCT Potential | F10 | Commercial | OR - College | Existing | Food Preparation | Natural Gas | Double Rack Oven | A | Purchases (Incremental) | Achievable Economic UCT Potential | 0 | 0 | 0.00024164 | 0.00092124 | 0.0018136 | 0.002883 | 0.0040987 | 0.0054351 | 0.00687 | 0.0083849 | 0.0087855 | 0.0092523 | 0.009813 | 0.010485 | 0.011037 | 0.011276 | 0.011426 | 0.011521 | 0.011583 | 0.013284 | 0.013515 | 0.013482 | 0.013286 | 0.012908 | 0.012364 | 0.011669 | 0.010839
F11_Commercial_OR - College_Existing_Food Preparation_Natural Gas_Double Rack Oven_A_Achievable Economic UCT Potential | F11 | Commercial | OR - College | Existing | Food Preparation | Natural Gas | Double Rack Oven | A | Purchases (Cumulative) | Achievable Economic UCT Potential | 0 | 0 | 0.00024164 | 0.0011629 | 0.0029765 | 0.0058595 | 0.0099582 | 0.015393 | 0.022263 | 0.030648 | 0.039434 | 0.048686 | 0.058499 | 0.068984 | 0.080021 | 0.091297 | 0.10272 | 0.11424 | 0.12583 | 0.13911 | 0.15263 | 0.16611 | 0.17939 | 0.1923 | 0.20467 | 0.21633 | 0.22717
F1_Commercial_OR - College_Existing_Food Preparation_Natural Gas_Fryer_A_Achievable Economic UCT Potential | F1 | Commercial | OR - College | Existing | Food Preparation | Natural Gas | Fryer | A | Integrated Unit Energy Savings (kWh or therms) | Achievable Economic UCT Potential | 0 | 395.2691 | 395.2691 | 395.2691 | 395.2691 | 395.2691 | 395.2691 | 395.2691 | 395.2691 | 395.2691 | 395.2691 | 395.2691 | 395.2691 | 395.2691 | 395.2691 | 395.2691 | 395.2691 | 395.2691 | 395.2691 | 395.2691 | 395.2691 | 395.2691 | 395.2691 | 395.2691 | 395.2691 | 395.2691 | 395.2691
F2_Commercial_OR - College_Existing_Food Preparation_Natural Gas_Fryer_A_Achievable Economic UCT Potential | F2 | Commercial | OR - College | Existing | Food Preparation | Natural Gas | Fryer | A | Integrated Unit Summer Peak Savings (kW) | Achievable Economic UCT Potential | 0 | 0 | 0 | 0 | 0 | 0 | 0 | 0 | 0 | 0 | 0 | 0 | 0 | 0 | 0 | 0 | 0 | 0 | 0 | 0 | 0 | 0 | 0 | 0 | 0 | 0 | 0
F3_Commercial_OR - College_Existing_Food Preparation_Natural Gas_Fryer_A_Achievable Economic UCT Potential | F3 | Commercial | OR - College | Existing | Food Preparation | Natural Gas | Fryer | A | Integrated Unit Winter Peak Savings (kW) | Achievable Economic UCT Potential | 0 | 0 | 0 | 0 | 0 | 0 | 0 | 0 | 0 | 0 | 0 | 0 | 0 | 0 | 0 | 0 | 0 | 0 | 0 | 0 | 0 | 0 | 0 | 0 | 0 | 0 | 0
F4_Commercial_OR - College_Existing_Food Preparation_Natural Gas_Fryer_A_Achievable Economic UCT Potential | F4 | Commercial | OR - College | Existing | Food Preparation | Natural Gas | Fryer | A | Incremental Energy Savings (MWh or mTherms) | Achievable Economic UCT Potential | 0 | 0 | 0.0043212 | 0.0090024 | 0.014237 | 0.019912 | 0.026077 | 0.03308 | 0.040568 | 0.053275 | 0.064665 | 0.069459 | 0.071108 | 0.06945 | 0.093182 | 0.079214 | 0.064733 | 0.052892 | 0.037681 | 0.024808 | 0.014715 | 0.0076036 | 0.011099 | 0 | 0 | 0 | 0.0023898
F5_Commercial_OR - College_Existing_Food Preparation_Natural Gas_Fryer_A_Achievable Economic UCT Potential | F5 | Commercial | OR - College | Existing | Food Preparation | Natural Gas | Fryer | A | Incremental Summer Peak Savings (MW) | Achievable Economic UCT Potential | 0 | 0 | 0 | 0 | 0 | 0 | 0 | 0 | 0 | 0 | 0 | 0 | 0 | 0 | 0 | 0 | 0 | 0 | 0 | 0 | 0 | 0 | 0 | 0 | 0 | 0 | 0
F6_Commercial_OR - College_Existing_Food Preparation_Natural Gas_Fryer_A_Achievable Economic UCT Potential | F6 | Commercial | OR - College | Existing | Food Preparation | Natural Gas | Fryer | A | Incremental Winter Peak Savings (MW) | Achievable Economic UCT Potential | 0 | 0 | 0 | 0 | 0 | 0 | 0 | 0 | 0 | 0 | 0 | 0 | 0 | 0 | 0 | 0 | 0 | 0 | 0 | 0 | 0 | 0 | 0 | 0 | 0 | 0 | 0
F7_Commercial_OR - College_Existing_Food Preparation_Natural Gas_Fryer_A_Achievable Economic UCT Potential | F7 | Commercial | OR - College | Existing | Food Preparation | Natural Gas | Fryer | A | Cumulative Energy Savings (MWh or mTherms) | Achievable Economic UCT Potential | 0 | 0 | 0.0043212 | 0.013324 | 0.027561 | 0.047473 | 0.073551 | 0.10663 | 0.1472 | 0.20047 | 0.26514 | 0.3346 | 0.40571 | 0.47516 | 0.56834 | 0.64755 | 0.71228 | 0.76518 | 0.80286 | 0.82767 | 0.84238 | 0.84999 | 0.86108 | 0.86108 | 0.86108 | 0.86108 | 0.86347
F8_Commercial_OR - College_Existing_Food Preparation_Natural Gas_Fryer_A_Achievable Economic UCT Potential | F8 | Commercial | OR - College | Existing | Food Preparation | Natural Gas | Fryer | A | Cumulative Summer Peak Savings (MW) | Achievable Economic UCT Potential | 0 | 0 | 0 | 0 | 0 | 0 | 0 | 0 | 0 | 0 | 0 | 0 | 0 | 0 | 0 | 0 | 0 | 0 | 0 | 0 | 0 | 0 | 0 | 0 | 0 | 0 | 0
F9_Commercial_OR - College_Existing_Food Preparation_Natural Gas_Fryer_A_Achievable Economic UCT Potential | F9 | Commercial | OR - College | Existing | Food Preparation | Natural Gas | Fryer | A | Cumulative Winter Peak Savings (MW) | Achievable Economic UCT Potential | 0 | 0 | 0 | 0 | 0 | 0 | 0 | 0 | 0 | 0 | 0 | 0 | 0 | 0 | 0 | 0 | 0 | 0 | 0 | 0 | 0 | 0 | 0 | 0 | 0 | 0 | 0
F10_Commercial_OR - College_Existing_Food Preparation_Natural Gas_Fryer_A_Achievable Economic UCT Potential | F10 | Commercial | OR - College | Existing | Food Preparation | Natural Gas | Fryer | A | Purchases (Incremental) | Achievable Economic UCT Potential | 0 | 0 | 0.010932 | 0.022775 | 0.03602 | 0.050377 | 0.065974 | 0.083689 | 0.10263 | 0.13478 | 0.1636 | 0.17573 | 0.1799 | 0.1757 | 0.23574 | 0.2004 | 0.16377 | 0.13381 | 0.095329 | 0.062763 | 0.037229 | 0.019237 | 0.028081 | 0 | 0 | 0 | 0.006046
F11_Commercial_OR - College_Existing_Food Preparation_Natural Gas_Fryer_A_Achievable Economic UCT Potential | F11 | Commercial | OR - College | Existing | Food Preparation | Natural Gas | Fryer | A | Purchases (Cumulative) | Achievable Economic UCT Potential | 0 | 0 | 0.010932 | 0.033708 | 0.069727 | 0.1201 | 0.18608 | 0.26977 | 0.3724 | 0.50718 | 0.67078 | 0.84651 | 1.0264 | 1.2021 | 1.4378 | 1.6383 | 1.802 | 1.9358 | 2.0312 | 2.0939 | 2.1312 | 2.1504 | 2.1785 | 2.1785 | 2.1785 | 2.1785 | 2.1845
F1_Commercial_OR - College_Existing_Food Preparation_Natural Gas_Broiler_A_Achievable Economic UCT Potential | F1 | Commercial | OR - College | Existing | Food Preparation | Natural Gas | Broiler | A | Integrated Unit Energy Savings (kWh or therms) | Achievable Economic UCT Potential | 0 | 240.24 | 240.24 | 240.24 | 240.24 | 240.24 | 240.24 | 240.24 | 240.24 | 240.24 | 240.24 | 240.24 | 240.24 | 240.24 | 240.24 | 240.24 | 240.24 | 240.24 | 240.24 | 240.24 | 240.24 | 240.24 | 240.24 | 240.24 | 240.24 | 240.24 | 240.24
F2_Commercial_OR - College_Existing_Food Preparation_Natural Gas_Broiler_A_Achievable Economic UCT Potential | F2 | Commercial | OR - College | Existing | Food Preparation | Natural Gas | Broiler | A | Integrated Unit Summer Peak Savings (kW) | Achievable Economic UCT Potential | 0 | 0 | 0 | 0 | 0 | 0 | 0 | 0 | 0 | 0 | 0 | 0 | 0 | 0 | 0 | 0 | 0 | 0 | 0 | 0 | 0 | 0 | 0 | 0 | 0 | 0 | 0
F3_Commercial_OR - College_Existing_Food Preparation_Natural Gas_Broiler_A_Achievable Economic UCT Potential | F3 | Commercial | OR - College | Existing | Food Preparation | Natural Gas | Broiler | A | Integrated Unit Winter Peak Savings (kW) | Achievable Economic UCT Potential | 0 | 0 | 0 | 0 | 0 | 0 | 0 | 0 | 0 | 0 | 0 | 0 | 0 | 0 | 0 | 0 | 0 | 0 | 0 | 0 | 0 | 0 | 0 | 0 | 0 | 0 | 0
F4_Commercial_OR - College_Existing_Food Preparation_Natural Gas_Broiler_A_Achievable Economic UCT Potential | F4 | Commercial | OR - College | Existing | Food Preparation | Natural Gas | Broiler | A | Incremental Energy Savings (MWh or mTherms) | Achievable Economic UCT Potential | 0 | 0 | 0.0020006 | 0.0067691 | 0.012305 | 0.018479 | 0.02518 | 0.032317 | 0.039809 | 0.04759 | 0.051352 | 0.055353 | 0.059693 | 0.064434 | 0.067613 | 0.068474 | 0.069017 | 0.069357 | 0.069581 | 0.088198 | 0.088277 | 0.087419 | 0.083176 | 0.078408 | 0.073162 | 0.067481 | 0.061407
F5_Commercial_OR - College_Existing_Food Preparation_Natural Gas_Broiler_A_Achievable Economic UCT Potential | F5 | Commercial | OR - College | Existing | Food Preparation | Natural Gas | Broiler | A | Incremental Summer Peak Savings (MW) | Achievable Economic UCT Potential | 0 | 0 | 0 | 0 | 0 | 0 | 0 | 0 | 0 | 0 | 0 | 0 | 0 | 0 | 0 | 0 | 0 | 0 | 0 | 0 | 0 | 0 | 0 | 0 | 0 | 0 | 0
F6_Commercial_OR - College_Existing_Food Preparation_Natural Gas_Broiler_A_Achievable Economic UCT Potential | F6 | Commercial | OR - College | Existing | Food Preparation | Natural Gas | Broiler | A | Incremental Winter Peak Savings (MW) | Achievable Economic UCT Potential | 0 | 0 | 0 | 0 | 0 | 0 | 0 | 0 | 0 | 0 | 0 | 0 | 0 | 0 | 0 | 0 | 0 | 0 | 0 | 0 | 0 | 0 | 0 | 0 | 0 | 0 | 0
F7_Commercial_OR - College_Existing_Food Preparation_Natural Gas_Broiler_A_Achievable Economic UCT Potential | F7 | Commercial | OR - College | Existing | Food Preparation | Natural Gas | Broiler | A | Cumulative Energy Savings (MWh or mTherms) | Achievable Economic UCT Potential | 0 | 0 | 0.0020006 | 0.0087696 | 0.021074 | 0.039553 | 0.064734 | 0.097051 | 0.13686 | 0.18445 | 0.2358 | 0.29115 | 0.35085 | 0.41528 | 0.48289 | 0.55137 | 0.62039 | 0.68974 | 0.75932 | 0.84752 | 0.9358 | 1.0232 | 1.1064 | 1.1848 | 1.258 | 1.3254 | 1.3869
F8_Commercial_OR - College_Existing_Food Preparation_Natural Gas_Broiler_A_Achievable Economic UCT Potential | F8 | Commercial | OR - College | Existing | Food Preparation | Natural Gas | Broiler | A | Cumulative Summer Peak Savings (MW) | Achievable Economic UCT Potential | 0 | 0 | 0 | 0 | 0 | 0 | 0 | 0 | 0 | 0 | 0 | 0 | 0 | 0 | 0 | 0 | 0 | 0 | 0 | 0 | 0 | 0 | 0 | 0 | 0 | 0 | 0
F9_Commercial_OR - College_Existing_Food Preparation_Natural Gas_Broiler_A_Achievable Economic UCT Potential | F9 | Commercial | OR - College | Existing | Food Preparation | Natural Gas | Broiler | A | Cumulative Winter Peak Savings (MW) | Achievable Economic UCT Potential | 0 | 0 | 0 | 0 | 0 | 0 | 0 | 0 | 0 | 0 | 0 | 0 | 0 | 0 | 0 | 0 | 0 | 0 | 0 | 0 | 0 | 0 | 0 | 0 | 0 | 0 | 0
F10_Commercial_OR - College_Existing_Food Preparation_Natural Gas_Broiler_A_Achievable Economic UCT Potential | F10 | Commercial | OR - College | Existing | Food Preparation | Natural Gas | Broiler | A | Purchases (Incremental) | Achievable Economic UCT Potential | 0 | 0 | 0.0083274 | 0.028176 | 0.051219 | 0.076917 | 0.10481 | 0.13452 | 0.16571 | 0.19809 | 0.21375 | 0.23041 | 0.24847 | 0.26821 | 0.28144 | 0.28502 | 0.28729 | 0.2887 | 0.28963 | 0.36712 | 0.36745 | 0.36388 | 0.34622 | 0.32637 | 0.30454 | 0.28089 | 0.25561
F11_Commercial_OR - College_Existing_Food Preparation_Natural Gas_Broiler_A_Achievable Economic UCT Potential | F11 | Commercial | OR - College | Existing | Food Preparation | Natural Gas | Broiler | A | Purchases (Cumulative) | Achievable Economic UCT Potential | 0 | 0 | 0.0083274 | 0.036504 | 0.087722 | 0.16464 | 0.26945 | 0.40397 | 0.56968 | 0.76777 | 0.98152 | 1.2119 | 1.4604 | 1.7286 | 2.0101 | 2.2951 | 2.5824 | 2.8711 | 3.1607 | 3.5278 | 3.8953 | 4.2592 | 4.6054 | 4.9317 | 5.2363 | 5.5172 | 5.7728
F1_Commercial_OR - College_Existing_Food Preparation_Natural Gas_Griddle_A_Achievable Economic UCT Potential | F1 | Commercial | OR - College | Existing | Food Preparation | Natural Gas | Griddle | A | Integrated Unit Energy Savings (kWh or therms) | Achievable Economic UCT Potential | 0 | 167.9465 | 167.9465 | 167.9465 | 167.9465 | 167.9465 | 167.9465 | 167.9465 | 167.9465 | 167.9465 | 167.9465 | 167.9465 | 167.9465 | 167.9465 | 167.9465 | 167.9465 | 167.9465 | 167.9465 | 167.9465 | 167.9465 | 167.9465 | 167.9465 | 167.9465 | 167.9465 | 167.9465 | 167.9465 | 167.9465
F2_Commercial_OR - College_Existing_Food Preparation_Natural Gas_Griddle_A_Achievable Economic UCT Potential | F2 | Commercial | OR - College | Existing | Food Preparation | Natural Gas | Griddle | A | Integrated Unit Summer Peak Savings (kW) | Achievable Economic UCT Potential | 0 | 0 | 0 | 0 | 0 | 0 | 0 | 0 | 0 | 0 | 0 | 0 | 0 | 0 | 0 | 0 | 0 | 0 | 0 | 0 | 0 | 0 | 0 | 0 | 0 | 0 | 0
F3_Commercial_OR - College_Existing_Food Preparation_Natural Gas_Griddle_A_Achievable Economic UCT Potential | F3 | Commercial | OR - College | Existing | Food Preparation | Natural Gas | Griddle | A | Integrated Unit Winter Peak Savings (kW) | Achievable Economic UCT Potential | 0 | 0 | 0 | 0 | 0 | 0 | 0 | 0 | 0 | 0 | 0 | 0 | 0 | 0 | 0 | 0 | 0 | 0 | 0 | 0 | 0 | 0 | 0 | 0 | 0 | 0 | 0
F4_Commercial_OR - College_Existing_Food Preparation_Natural Gas_Griddle_A_Achievable Economic UCT Potential | F4 | Commercial | OR - College | Existing | Food Preparation | Natural Gas | Griddle | A | Incremental Energy Savings (MWh or mTherms) | Achievable Economic UCT Potential | 0 | 0 | 0.00063168 | 0.0021373 | 0.0038852 | 0.0058345 | 0.0079506 | 0.010204 | 0.01257 | 0.015026 | 0.016214 | 0.017478 | 0.018848 | 0.020345 | 0.021348 | 0.02162 | 0.021792 | 0.021899 | 0.02197 | 0.027848 | 0.027873 | 0.027602 | 0.026262 | 0.024757 | 0.023101 | 0.021307 | 0.019389
F5_Commercial_OR - College_Existing_Food Preparation_Natural Gas_Griddle_A_Achievable Economic UCT Potential | F5 | Commercial | OR - College | Existing | Food Preparation | Natural Gas | Griddle | A | Incremental Summer Peak Savings (MW) | Achievable Economic UCT Potential | 0 | 0 | 0 | 0 | 0 | 0 | 0 | 0 | 0 | 0 | 0 | 0 | 0 | 0 | 0 | 0 | 0 | 0 | 0 | 0 | 0 | 0 | 0 | 0 | 0 | 0 | 0
F6_Commercial_OR - College_Existing_Food Preparation_Natural Gas_Griddle_A_Achievable Economic UCT Potential | F6 | Commercial | OR - College | Existing | Food Preparation | Natural Gas | Griddle | A | Incremental Winter Peak Savings (MW) | Achievable Economic UCT Potential | 0 | 0 | 0 | 0 | 0 | 0 | 0 | 0 | 0 | 0 | 0 | 0 | 0 | 0 | 0 | 0 | 0 | 0 | 0 | 0 | 0 | 0 | 0 | 0 | 0 | 0 | 0
F7_Commercial_OR - College_Existing_Food Preparation_Natural Gas_Griddle_A_Achievable Economic UCT Potential | F7 | Commercial | OR - College | Existing | Food Preparation | Natural Gas | Griddle | A | Cumulative Energy Savings (MWh or mTherms) | Achievable Economic UCT Potential | 0 | 0 | 0.00063168 | 0.002769 | 0.0066542 | 0.012489 | 0.020439 | 0.030643 | 0.043213 | 0.058239 | 0.074453 | 0.091931 | 0.11078 | 0.13112 | 0.15247 | 0.17409 | 0.19588 | 0.21778 | 0.23975 | 0.2676 | 0.29547 | 0.32308 | 0.34934 | 0.3741 | 0.3972 | 0.4185 | 0.43789
F8_Commercial_OR - College_Existing_Food Preparation_Natural Gas_Griddle_A_Achievable Economic UCT Potential | F8 | Commercial | OR - College | Existing | Food Preparation | Natural Gas | Griddle | A | Cumulative Summer Peak Savings (MW) | Achievable Economic UCT Potential | 0 | 0 | 0 | 0 | 0 | 0 | 0 | 0 | 0 | 0 | 0 | 0 | 0 | 0 | 0 | 0 | 0 | 0 | 0 | 0 | 0 | 0 | 0 | 0 | 0 | 0 | 0
F9_Commercial_OR - College_Existing_Food Preparation_Natural Gas_Griddle_A_Achievable Economic UCT Potential | F9 | Commercial | OR - College | Existing | Food Preparation | Natural Gas | Griddle | A | Cumulative Winter Peak Savings (MW) | Achievable Economic UCT Potential | 0 | 0 | 0 | 0 | 0 | 0 | 0 | 0 | 0 | 0 | 0 | 0 | 0 | 0 | 0 | 0 | 0 | 0 | 0 | 0 | 0 | 0 | 0 | 0 | 0 | 0 | 0
F10_Commercial_OR - College_Existing_Food Preparation_Natural Gas_Griddle_A_Achievable Economic UCT Potential | F10 | Commercial | OR - College | Existing | Food Preparation | Natural Gas | Griddle | A | Purchases (Incremental) | Achievable Economic UCT Potential | 0 | 0 | 0.0037612 | 0.012726 | 0.023134 | 0.034741 | 0.04734 | 0.060757 | 0.074843 | 0.08947 | 0.096544 | 0.10407 | 0.11223 | 0.12114 | 0.12711 | 0.12873 | 0.12976 | 0.13039 | 0.13082 | 0.16582 | 0.16596 | 0.16435 | 0.15637 | 0.14741 | 0.13755 | 0.12687 | 0.11545
F11_Commercial_OR - College_Existing_Food Preparation_Natural Gas_Griddle_A_Achievable Economic UCT Potential | F11 | Commercial | OR - College | Existing | Food Preparation | Natural Gas | Griddle | A | Purchases (Cumulative) | Achievable Economic UCT Potential | 0 | 0 | 0.0037612 | 0.016487 | 0.039621 | 0.074361 | 0.1217 | 0.18246 | 0.2573 | 0.34677 | 0.44332 | 0.54738 | 0.65961 | 0.78075 | 0.90786 | 1.0366 | 1.1664 | 1.2967 | 1.4276 | 1.5934 | 1.7593 | 1.9237 | 2.0801 | 2.2275 | 2.365 | 2.4919 | 2.6073
F1_Commercial_OR - College_Existing_Food Preparation_Natural Gas_Range_A_Achievable Economic UCT Potential | F1 | Commercial | OR - College | Existing | Food Preparation | Natural Gas | Range | A | Integrated Unit Energy Savings (kWh or therms) | Achievable Economic UCT Potential | 0 | 171.4286 | 171.4286 | 171.4286 | 171.4286 | 171.4286 | 171.4286 | 171.4286 | 171.4286 | 171.4286 | 171.4286 | 171.4286 | 171.4286 | 171.4286 | 171.4286 | 171.4286 | 171.4286 | 171.4286 | 171.4286 | 171.4286 | 171.4286 | 171.4286 | 171.4286 | 171.4286 | 171.4286 | 171.4286 | 171.4286
F2_Commercial_OR - College_Existing_Food Preparation_Natural Gas_Range_A_Achievable Economic UCT Potential | F2 | Commercial | OR - College | Existing | Food Preparation | Natural Gas | Range | A | Integrated Unit Summer Peak Savings (kW) | Achievable Economic UCT Potential | 0 | 0 | 0 | 0 | 0 | 0 | 0 | 0 | 0 | 0 | 0 | 0 | 0 | 0 | 0 | 0 | 0 | 0 | 0 | 0 | 0 | 0 | 0 | 0 | 0 | 0 | 0
F3_Commercial_OR - College_Existing_Food Preparation_Natural Gas_Range_A_Achievable Economic UCT Potential | F3 | Commercial | OR - College | Existing | Food Preparation | Natural Gas | Range | A | Integrated Unit Winter Peak Savings (kW) | Achievable Economic UCT Potential | 0 | 0 | 0 | 0 | 0 | 0 | 0 | 0 | 0 | 0 | 0 | 0 | 0 | 0 | 0 | 0 | 0 | 0 | 0 | 0 | 0 | 0 | 0 | 0 | 0 | 0 | 0
F4_Commercial_OR - College_Existing_Food Preparation_Natural Gas_Range_A_Achievable Economic UCT Potential | F4 | Commercial | OR - College | Existing | Food Preparation | Natural Gas | Range | A | Incremental Energy Savings (MWh or mTherms) | Achievable Economic UCT Potential | 0 | 0 | 0.0011854 | 0.0042866 | 0.0080627 | 0.012307 | 0.016868 | 0.021637 | 0.026535 | 0.031507 | 0.031749 | 0.033009 | 0.034051 | 0.034038 | 0.03408 | 0.040864 | 0.04238 | 0.043527 | 0.044391 | 0.043077 | 0.045309 | 0.046007 | 0.041732 | 0.037005 | 0.031099 | 0.020025 | 0.015098
F5_Commercial_OR - College_Existing_Food Preparation_Natural Gas_Range_A_Achievable Economic UCT Potential | F5 | Commercial | OR - College | Existing | Food Preparation | Natural Gas | Range | A | Incremental Summer Peak Savings (MW) | Achievable Economic UCT Potential | 0 | 0 | 0 | 0 | 0 | 0 | 0 | 0 | 0 | 0 | 0 | 0 | 0 | 0 | 0 | 0 | 0 | 0 | 0 | 0 | 0 | 0 | 0 | 0 | 0 | 0 | 0
F6_Commercial_OR - College_Existing_Food Preparation_Natural Gas_Range_A_Achievable Economic UCT Potential | F6 | Commercial | OR - College | Existing | Food Preparation | Natural Gas | Range | A | Incremental Winter Peak Savings (MW) | Achievable Economic UCT Potential | 0 | 0 | 0 | 0 | 0 | 0 | 0 | 0 | 0 | 0 | 0 | 0 | 0 | 0 | 0 | 0 | 0 | 0 | 0 | 0 | 0 | 0 | 0 | 0 | 0 | 0 | 0
F7_Commercial_OR - College_Existing_Food Preparation_Natural Gas_Range_A_Achievable Economic UCT Potential | F7 | Commercial | OR - College | Existing | Food Preparation | Natural Gas | Range | A | Cumulative Energy Savings (MWh or mTherms) | Achievable Economic UCT Potential | 0 | 0 | 0.0011854 | 0.005472 | 0.013535 | 0.025842 | 0.04271 | 0.064347 | 0.090882 | 0.12239 | 0.15414 | 0.18715 | 0.2212 | 0.25523 | 0.28931 | 0.33018 | 0.37256 | 0.41609 | 0.46048 | 0.50355 | 0.54886 | 0.59487 | 0.6366 | 0.67361 | 0.70471 | 0.72473 | 0.73983
F8_Commercial_OR - College_Existing_Food Preparation_Natural Gas_Range_A_Achievable Economic UCT Potential | F8 | Commercial | OR - College | Existing | Food Preparation | Natural Gas | Range | A | Cumulative Summer Peak Savings (MW) | Achievable Economic UCT Potential | 0 | 0 | 0 | 0 | 0 | 0 | 0 | 0 | 0 | 0 | 0 | 0 | 0 | 0 | 0 | 0 | 0 | 0 | 0 | 0 | 0 | 0 | 0 | 0 | 0 | 0 | 0
F9_Commercial_OR - College_Existing_Food Preparation_Natural Gas_Range_A_Achievable Economic UCT Potential | F9 | Commercial | OR - College | Existing | Food Preparation | Natural Gas | Range | A | Cumulative Winter Peak Savings (MW) | Achievable Economic UCT Potential | 0 | 0 | 0 | 0 | 0 | 0 | 0 | 0 | 0 | 0 | 0 | 0 | 0 | 0 | 0 | 0 | 0 | 0 | 0 | 0 | 0 | 0 | 0 | 0 | 0 | 0 | 0
F10_Commercial_OR - College_Existing_Food Preparation_Natural Gas_Range_A_Achievable Economic UCT Potential | F10 | Commercial | OR - College | Existing | Food Preparation | Natural Gas | Range | A | Purchases (Incremental) | Achievable Economic UCT Potential | 0 | 0 | 0.0069147 | 0.025005 | 0.047033 | 0.071791 | 0.098398 | 0.12622 | 0.15479 | 0.18379 | 0.1852 | 0.19255 | 0.19863 | 0.19855 | 0.1988 | 0.23838 | 0.24722 | 0.25391 | 0.25895 | 0.25128 | 0.2643 | 0.26838 | 0.24344 | 0.21586 | 0.18141 | 0.11681 | 0.088069
F11_Commercial_OR - College_Existing_Food Preparation_Natural Gas_Range_A_Achievable Economic UCT Potential | F11 | Commercial | OR - College | Existing | Food Preparation | Natural Gas | Range | A | Purchases (Cumulative) | Achievable Economic UCT Potential | 0 | 0 | 0.0069147 | 0.03192 | 0.078952 | 0.15074 | 0.24914 | 0.37536 | 0.53014 | 0.71393 | 0.89914 | 1.0917 | 1.2903 | 1.4889 | 1.6877 | 1.926 | 2.1733 | 2.4272 | 2.6861 | 2.9374 | 3.2017 | 3.4701 | 3.7135 | 3.9294 | 4.1108 | 4.2276 | 4.3157
F1_Commercial_OR - College_Existing_Food Preparation_Natural Gas_Steamer_A_Achievable Economic UCT Potential | F1 | Commercial | OR - College | Existing | Food Preparation | Natural Gas | Steamer | A | Integrated Unit Energy Savings (kWh or therms) | Achievable Economic UCT Potential | 0 | 1215.1419 | 1215.1419 | 1215.1419 | 1215.1419 | 1215.1419 | 1215.1419 | 1215.1419 | 1215.1419 | 1215.1419 | 1215.1419 | 1215.1419 | 1215.1419 | 1215.1419 | 1215.1419 | 1215.1419 | 1215.1419 | 1215.1419 | 1215.1419 | 1215.1419 | 1215.1419 | 1215.1419 | 1215.1419 | 1215.1419 | 1215.1419 | 1215.1419 | 1215.1419
F2_Commercial_OR - College_Existing_Food Preparation_Natural Gas_Steamer_A_Achievable Economic UCT Potential | F2 | Commercial | OR - College | Existing | Food Preparation | Natural Gas | Steamer | A | Integrated Unit Summer Peak Savings (kW) | Achievable Economic UCT Potential | 0 | 0 | 0 | 0 | 0 | 0 | 0 | 0 | 0 | 0 | 0 | 0 | 0 | 0 | 0 | 0 | 0 | 0 | 0 | 0 | 0 | 0 | 0 | 0 | 0 | 0 | 0
F3_Commercial_OR - College_Existing_Food Preparation_Natural Gas_Steamer_A_Achievable Economic UCT Potential | F3 | Commercial | OR - College | Existing | Food Preparation | Natural Gas | Steamer | A | Integrated Unit Winter Peak Savings (kW) | Achievable Economic UCT Potential | 0 | 0 | 0 | 0 | 0 | 0 | 0 | 0 | 0 | 0 | 0 | 0 | 0 | 0 | 0 | 0 | 0 | 0 | 0 | 0 | 0 | 0 | 0 | 0 | 0 | 0 | 0
F4_Commercial_OR - College_Existing_Food Preparation_Natural Gas_Steamer_A_Achievable Economic UCT Potential | F4 | Commercial | OR - College | Existing | Food Preparation | Natural Gas | Steamer | A | Incremental Energy Savings (MWh or mTherms) | Achievable Economic UCT Potential | 0 | 0 | 0.0045983 | 0.01365 | 0.02231 | 0.030699 | 0.038904 | 0.046989 | 0.05711 | 0.066865 | 0.071617 | 0.071527 | 0.071478 | 0.10081 | 0.095781 | 0.092214 | 0.087594 | 0.084028 | 0.081321 | 0.079286 | 0.088798 | 0.06515 | 0.063119 | 0.057959 | 0.05082 | 0.055564 | 0.036301
F5_Commercial_OR - College_Existing_Food Preparation_Natural Gas_Steamer_A_Achievable Economic UCT Potential | F5 | Commercial | OR - College | Existing | Food Preparation | Natural Gas | Steamer | A | Incremental Summer Peak Savings (MW) | Achievable Economic UCT Potential | 0 | 0 | 0 | 0 | 0 | 0 | 0 | 0 | 0 | 0 | 0 | 0 | 0 | 0 | 0 | 0 | 0 | 0 | 0 | 0 | 0 | 0 | 0 | 0 | 0 | 0 | 0
F6_Commercial_OR - College_Existing_Food Preparation_Natural Gas_Steamer_A_Achievable Economic UCT Potential | F6 | Commercial | OR - College | Existing | Food Preparation | Natural Gas | Steamer | A | Incremental Winter Peak Savings (MW) | Achievable Economic UCT Potential | 0 | 0 | 0 | 0 | 0 | 0 | 0 | 0 | 0 | 0 | 0 | 0 | 0 | 0 | 0 | 0 | 0 | 0 | 0 | 0 | 0 | 0 | 0 | 0 | 0 | 0 | 0
F7_Commercial_OR - College_Existing_Food Preparation_Natural Gas_Steamer_A_Achievable Economic UCT Potential | F7 | Commercial | OR - College | Existing | Food Preparation | Natural Gas | Steamer | A | Cumulative Energy Savings (MWh or mTherms) | Achievable Economic UCT Potential | 0 | 0 | 0.0045983 | 0.018248 | 0.040558 | 0.071257 | 0.11016 | 0.15715 | 0.21426 | 0.28112 | 0.35274 | 0.42427 | 0.49575 | 0.59655 | 0.69233 | 0.78455 | 0.87214 | 0.95617 | 1.0375 | 1.1168 | 1.2056 | 1.2707 | 1.3338 | 1.3918 | 1.4426 | 1.4982 | 1.5345
F8_Commercial_OR - College_Existing_Food Preparation_Natural Gas_Steamer_A_Achievable Economic UCT Potential | F8 | Commercial | OR - College | Existing | Food Preparation | Natural Gas | Steamer | A | Cumulative Summer Peak Savings (MW) | Achievable Economic UCT Potential | 0 | 0 | 0 | 0 | 0 | 0 | 0 | 0 | 0 | 0 | 0 | 0 | 0 | 0 | 0 | 0 | 0 | 0 | 0 | 0 | 0 | 0 | 0 | 0 | 0 | 0 | 0
F9_Commercial_OR - College_Existing_Food Preparation_Natural Gas_Steamer_A_Achievable Economic UCT Potential | F9 | Commercial | OR - College | Existing | Food Preparation | Natural Gas | Steamer | A | Cumulative Winter Peak Savings (MW) | Achievable Economic UCT Potential | 0 | 0 | 0 | 0 | 0 | 0 | 0 | 0 | 0 | 0 | 0 | 0 | 0 | 0 | 0 | 0 | 0 | 0 | 0 | 0 | 0 | 0 | 0 | 0 | 0 | 0 | 0
F10_Commercial_OR - College_Existing_Food Preparation_Natural Gas_Steamer_A_Achievable Economic UCT Potential | F10 | Commercial | OR - College | Existing | Food Preparation | Natural Gas | Steamer | A | Purchases (Incremental) | Achievable Economic UCT Potential | 0 | 0 | 0.0037842 | 0.011233 | 0.01836 | 0.025264 | 0.032016 | 0.038669 | 0.046999 | 0.055026 | 0.058937 | 0.058863 | 0.058823 | 0.082959 | 0.078823 | 0.075887 | 0.072085 | 0.069151 | 0.066923 | 0.065248 | 0.073076 | 0.053615 | 0.051944 | 0.047697 | 0.041822 | 0.045726 | 0.029874
F11_Commercial_OR - College_Existing_Food Preparation_Natural Gas_Steamer_A_Achievable Economic UCT Potential | F11 | Commercial | OR - College | Existing | Food Preparation | Natural Gas | Steamer | A | Purchases (Cumulative) | Achievable Economic UCT Potential | 0 | 0 | 0.0037842 | 0.015017 | 0.033377 | 0.058641 | 0.090657 | 0.12933 | 0.17632 | 0.23135 | 0.29029 | 0.34915 | 0.40797 | 0.49093 | 0.56976 | 0.64564 | 0.71773 | 0.78688 | 0.8538 | 0.91905 | 0.99213 | 1.0457 | 1.0977 | 1.1454 | 1.1872 | 1.2329 | 1.2628
F1_Commercial_OR - College_Existing_Food Preparation_Natural Gas_Commercial Food Prep Other_A_Achievable Economic UCT Potential | F1 | Commercial | OR - College | Existing | Food Preparation | Natural Gas | Commercial Food Prep Other | A | Integrated Unit Energy Savings (kWh or therms) | Achievable Economic UCT Potential | 0 | 366.1618 | 366.1618 | 366.1618 | 366.1618 | 366.1618 | 366.1618 | 366.1618 | 366.1618 | 366.1618 | 366.1618 | 366.1618 | 366.1618 | 366.1618 | 366.1618 | 366.1618 | 366.1618 | 366.1618 | 366.1618 | 366.1618 | 366.1618 | 366.1618 | 366.1618 | 366.1618 | 366.1618 | 366.1618 | 366.1618
F2_Commercial_OR - College_Existing_Food Preparation_Natural Gas_Commercial Food Prep Other_A_Achievable Economic UCT Potential | F2 | Commercial | OR - College | Existing | Food Preparation | Natural Gas | Commercial Food Prep Other | A | Integrated Unit Summer Peak Savings (kW) | Achievable Economic UCT Potential | 0 | 0 | 0 | 0 | 0 | 0 | 0 | 0 | 0 | 0 | 0 | 0 | 0 | 0 | 0 | 0 | 0 | 0 | 0 | 0 | 0 | 0 | 0 | 0 | 0 | 0 | 0
F3_Commercial_OR - College_Existing_Food Preparation_Natural Gas_Commercial Food Prep Other_A_Achievable Economic UCT Potential | F3 | Commercial | OR - College | Existing | Food Preparation | Natural Gas | Commercial Food Prep Other | A | Integrated Unit Winter Peak Savings (kW) | Achievable Economic UCT Potential | 0 | 0 | 0 | 0 | 0 | 0 | 0 | 0 | 0 | 0 | 0 | 0 | 0 | 0 | 0 | 0 | 0 | 0 | 0 | 0 | 0 | 0 | 0 | 0 | 0 | 0 | 0
F4_Commercial_OR - College_Existing_Food Preparation_Natural Gas_Commercial Food Prep Other_A_Achievable Economic UCT Potential | F4 | Commercial | OR - College | Existing | Food Preparation | Natural Gas | Commercial Food Prep Other | A | Incremental Energy Savings (MWh or mTherms) | Achievable Economic UCT Potential | 0 | 0 | 3.2097e-05 | 0.00011607 | 0.00021831 | 0.00033323 | 0.00045674 | 0.00058586 | 0.00071849 | 0.00085311 | 0.00085967 | 0.00089378 | 0.00092199 | 0.00092164 | 0.00092277 | 0.0011065 | 0.0011475 | 0.0011786 | 0.001202 | 0.0011664 | 0.0012268 | 0.0012457 | 0.00113 | 0.001002 | 0.00084206 | 0.00054221 | 0.00040879
F5_Commercial_OR - College_Existing_Food Preparation_Natural Gas_Commercial Food Prep Other_A_Achievable Economic UCT Potential | F5 | Commercial | OR - College | Existing | Food Preparation | Natural Gas | Commercial Food Prep Other | A | Incremental Summer Peak Savings (MW) | Achievable Economic UCT Potential | 0 | 0 | 0 | 0 | 0 | 0 | 0 | 0 | 0 | 0 | 0 | 0 | 0 | 0 | 0 | 0 | 0 | 0 | 0 | 0 | 0 | 0 | 0 | 0 | 0 | 0 | 0
F6_Commercial_OR - College_Existing_Food Preparation_Natural Gas_Commercial Food Prep Other_A_Achievable Economic UCT Potential | F6 | Commercial | OR - College | Existing | Food Preparation | Natural Gas | Commercial Food Prep Other | A | Incremental Winter Peak Savings (MW) | Achievable Economic UCT Potential | 0 | 0 | 0 | 0 | 0 | 0 | 0 | 0 | 0 | 0 | 0 | 0 | 0 | 0 | 0 | 0 | 0 | 0 | 0 | 0 | 0 | 0 | 0 | 0 | 0 | 0 | 0
F7_Commercial_OR - College_Existing_Food Preparation_Natural Gas_Commercial Food Prep Other_A_Achievable Economic UCT Potential | F7 | Commercial | OR - College | Existing | Food Preparation | Natural Gas | Commercial Food Prep Other | A | Cumulative Energy Savings (MWh or mTherms) | Achievable Economic UCT Potential | 0 | 0 | 3.2097e-05 | 0.00014816 | 0.00036648 | 0.00069971 | 0.0011565 | 0.0017423 | 0.0024608 | 0.0033139 | 0.0041736 | 0.0050674 | 0.0059893 | 0.006911 | 0.0078338 | 0.0089402 | 0.010088 | 0.011266 | 0.012468 | 0.013635 | 0.014862 | 0.016107 | 0.017237 | 0.018239 | 0.019081 | 0.019624 | 0.020032
F8_Commercial_OR - College_Existing_Food Preparation_Natural Gas_Commercial Food Prep Other_A_Achievable Economic UCT Potential | F8 | Commercial | OR - College | Existing | Food Preparation | Natural Gas | Commercial Food Prep Other | A | Cumulative Summer Peak Savings (MW) | Achievable Economic UCT Potential | 0 | 0 | 0 | 0 | 0 | 0 | 0 | 0 | 0 | 0 | 0 | 0 | 0 | 0 | 0 | 0 | 0 | 0 | 0 | 0 | 0 | 0 | 0 | 0 | 0 | 0 | 0
F9_Commercial_OR - College_Existing_Food Preparation_Natural Gas_Commercial Food Prep Other_A_Achievable Economic UCT Potential | F9 | Commercial | OR - College | Existing | Food Preparation | Natural Gas | Commercial Food Prep Other | A | Cumulative Winter Peak Savings (MW) | Achievable Economic UCT Potential | 0 | 0 | 0 | 0 | 0 | 0 | 0 | 0 | 0 | 0 | 0 | 0 | 0 | 0 | 0 | 0 | 0 | 0 | 0 | 0 | 0 | 0 | 0 | 0 | 0 | 0 | 0
F10_Commercial_OR - College_Existing_Food Preparation_Natural Gas_Commercial Food Prep Other_A_Achievable Economic UCT Potential | F10 | Commercial | OR - College | Existing | Food Preparation | Natural Gas | Commercial Food Prep Other | A | Purchases (Incremental) | Achievable Economic UCT Potential | 0 | 0 | 8.7657e-05 | 0.00031698 | 0.00059622 | 0.00091008 | 0.0012474 | 0.0016 | 0.0019622 | 0.0023299 | 0.0023478 | 0.0024409 | 0.002518 | 0.002517 | 0.0025201 | 0.0030218 | 0.0031339 | 0.0032187 | 0.0032827 | 0.0031855 | 0.0033505 | 0.0034022 | 0.003086 | 0.0027364 | 0.0022997 | 0.0014808 | 0.0011164
F11_Commercial_OR - College_Existing_Food Preparation_Natural Gas_Commercial Food Prep Other_A_Achievable Economic UCT Potential | F11 | Commercial | OR - College | Existing | Food Preparation | Natural Gas | Commercial Food Prep Other | A | Purchases (Cumulative) | Achievable Economic UCT Potential | 0 | 0 | 8.7657e-05 | 0.00040464 | 0.0010009 | 0.0019109 | 0.0031583 | 0.0047583 | 0.0067205 | 0.0090504 | 0.011398 | 0.013839 | 0.016357 | 0.018874 | 0.021394 | 0.024416 | 0.02755 | 0.030769 | 0.034051 | 0.037237 | 0.040587 | 0.04399 | 0.047076 | 0.049812 | 0.052112 | 0.053592 | 0.054709
F1_Commercial_OR - College_Existing_Miscellaneous_Natural Gas_Pool Heater_A_Achievable Economic UCT Potential | F1 | Commercial | OR - College | Existing | Miscellaneous | Natural Gas | Pool Heater | A | Integrated Unit Energy Savings (kWh or therms) | Achievable Economic UCT Potential | 0 | 2233.5 | 2233.5 | 2233.5 | 2233.5 | 2233.5 | 2233.5 | 2233.5 | 2233.5 | 2233.5 | 2233.5 | 2233.5 | 2233.5 | 2233.5 | 2233.5 | 2233.5 | 2233.5 | 2233.5 | 2233.5 | 2233.5 | 2233.5 | 2233.5 | 2233.5 | 2233.5 | 2233.5 | 2233.5 | 2233.5
F2_Commercial_OR - College_Existing_Miscellaneous_Natural Gas_Pool Heater_A_Achievable Economic UCT Potential | F2 | Commercial | OR - College | Existing | Miscellaneous | Natural Gas | Pool Heater | A | Integrated Unit Summer Peak Savings (kW) | Achievable Economic UCT Potential | 0 | 0 | 0 | 0 | 0 | 0 | 0 | 0 | 0 | 0 | 0 | 0 | 0 | 0 | 0 | 0 | 0 | 0 | 0 | 0 | 0 | 0 | 0 | 0 | 0 | 0 | 0
F3_Commercial_OR - College_Existing_Miscellaneous_Natural Gas_Pool Heater_A_Achievable Economic UCT Potential | F3 | Commercial | OR - College | Existing | Miscellaneous | Natural Gas | Pool Heater | A | Integrated Unit Winter Peak Savings (kW) | Achievable Economic UCT Potential | 0 | 0 | 0 | 0 | 0 | 0 | 0 | 0 | 0 | 0 | 0 | 0 | 0 | 0 | 0 | 0 | 0 | 0 | 0 | 0 | 0 | 0 | 0 | 0 | 0 | 0 | 0
F4_Commercial_OR - College_Existing_Miscellaneous_Natural Gas_Pool Heater_A_Achievable Economic UCT Potential | F4 | Commercial | OR - College | Existing | Miscellaneous | Natural Gas | Pool Heater | A | Incremental Energy Savings (MWh or mTherms) | Achievable Economic UCT Potential | 0 | 0 | 0 | 0 | 0 | 0 | 0 | 0 | 0 | 0 | 0 | 0 | 3.9781e-06 | 5.8703e-06 | 1.2394e-05 | 2.2684e-05 | 4.0311e-05 | 6.5314e-05 | 9.4692e-05 | 0.000135 | 0.00017928 | 0.00024718 | 0.00029532 | 0.00034066 | 0.00037769 | 0.00040093 | 0.00042491
F5_Commercial_OR - College_Existing_Miscellaneous_Natural Gas_Pool Heater_A_Achievable Economic UCT Potential | F5 | Commercial | OR - College | Existing | Miscellaneous | Natural Gas | Pool Heater | A | Incremental Summer Peak Savings (MW) | Achievable Economic UCT Potential | 0 | 0 | 0 | 0 | 0 | 0 | 0 | 0 | 0 | 0 | 0 | 0 | 0 | 0 | 0 | 0 | 0 | 0 | 0 | 0 | 0 | 0 | 0 | 0 | 0 | 0 | 0
F6_Commercial_OR - College_Existing_Miscellaneous_Natural Gas_Pool Heater_A_Achievable Economic UCT Potential | F6 | Commercial | OR - College | Existing | Miscellaneous | Natural Gas | Pool Heater | A | Incremental Winter Peak Savings (MW) | Achievable Economic UCT Potential | 0 | 0 | 0 | 0 | 0 | 0 | 0 | 0 | 0 | 0 | 0 | 0 | 0 | 0 | 0 | 0 | 0 | 0 | 0 | 0 | 0 | 0 | 0 | 0 | 0 | 0 | 0
F7_Commercial_OR - College_Existing_Miscellaneous_Natural Gas_Pool Heater_A_Achievable Economic UCT Potential | F7 | Commercial | OR - College | Existing | Miscellaneous | Natural Gas | Pool Heater | A | Cumulative Energy Savings (MWh or mTherms) | Achievable Economic UCT Potential | 0 | 0 | 0 | 0 | 0 | 0 | 0 | 0 | 0 | 0 | 0 | 0 | 3.9781e-06 | 9.8483e-06 | 2.2242e-05 | 4.4926e-05 | 8.5237e-05 | 0.00015055 | 0.00024524 | 0.00038024 | 0.00055952 | 0.0008067 | 0.001102 | 0.0014427 | 0.0018204 | 0.0022213 | 0.0026462
F8_Commercial_OR - College_Existing_Miscellaneous_Natural Gas_Pool Heater_A_Achievable Economic UCT Potential | F8 | Commercial | OR - College | Existing | Miscellaneous | Natural Gas | Pool Heater | A | Cumulative Summer Peak Savings (MW) | Achievable Economic UCT Potential | 0 | 0 | 0 | 0 | 0 | 0 | 0 | 0 | 0 | 0 | 0 | 0 | 0 | 0 | 0 | 0 | 0 | 0 | 0 | 0 | 0 | 0 | 0 | 0 | 0 | 0 | 0
F9_Commercial_OR - College_Existing_Miscellaneous_Natural Gas_Pool Heater_A_Achievable Economic UCT Potential | F9 | Commercial | OR - College | Existing | Miscellaneous | Natural Gas | Pool Heater | A | Cumulative Winter Peak Savings (MW) | Achievable Economic UCT Potential | 0 | 0 | 0 | 0 | 0 | 0 | 0 | 0 | 0 | 0 | 0 | 0 | 0 | 0 | 0 | 0 | 0 | 0 | 0 | 0 | 0 | 0 | 0 | 0 | 0 | 0 | 0
F10_Commercial_OR - College_Existing_Miscellaneous_Natural Gas_Pool Heater_A_Achievable Economic UCT Potential | F10 | Commercial | OR - College | Existing | Miscellaneous | Natural Gas | Pool Heater | A | Purchases (Incremental) | Achievable Economic UCT Potential | 0 | 0 | 0 | 0 | 0 | 0 | 0 | 0 | 0 | 0 | 0 | 0 | 1.7811e-06 | 2.6283e-06 | 5.5492e-06 | 1.0156e-05 | 1.8048e-05 | 2.9243e-05 | 4.2396e-05 | 6.0442e-05 | 8.027e-05 | 0.00011067 | 0.00013222 | 0.00015252 | 0.0001691 | 0.00017951 | 0.00019025
F11_Commercial_OR - College_Existing_Miscellaneous_Natural Gas_Pool Heater_A_Achievable Economic UCT Potential | F11 | Commercial | OR - College | Existing | Miscellaneous | Natural Gas | Pool Heater | A | Purchases (Cumulative) | Achievable Economic UCT Potential | 0 | 0 | 0 | 0 | 0 | 0 | 0 | 0 | 0 | 0 | 0 | 0 | 1.7811e-06 | 4.4094e-06 | 9.9585e-06 | 2.0115e-05 | 3.8163e-05 | 6.7406e-05 | 0.0001098 | 0.00017024 | 0.00025051 | 0.00036118 | 0.00049341 | 0.00064593 | 0.00081503 | 0.00099454 | 0.0011848
F1_Commercial_OR - College_New_Space Heating_Natural Gas_Furnace_A_Achievable Economic UCT Potential | F1 | Commercial | OR - College | New | Space Heating | Natural Gas | Furnace | A | Integrated Unit Energy Savings (kWh or therms) | Achievable Economic UCT Potential | 0 | 0 | 0 | 0 | 0 | 0 | 0 | 0 | 0 | 0 | 0 | 0 | 0 | 0 | 0 | 0 | 0 | 0 | 0 | 0 | 0 | 0 | 0 | 0 | 0 | 0 | 0
F2_Commercial_OR - College_New_Space Heating_Natural Gas_Furnace_A_Achievable Economic UCT Potential | F2 | Commercial | OR - College | New | Space Heating | Natural Gas | Furnace | A | Integrated Unit Summer Peak Savings (kW) | Achievable Economic UCT Potential | 0 | 0 | 0 | 0 | 0 | 0 | 0 | 0 | 0 | 0 | 0 | 0 | 0 | 0 | 0 | 0 | 0 | 0 | 0 | 0 | 0 | 0 | 0 | 0 | 0 | 0 | 0
F3_Commercial_OR - College_New_Space Heating_Natural Gas_Furnace_A_Achievable Economic UCT Potential | F3 | Commercial | OR - College | New | Space Heating | Natural Gas | Furnace | A | Integrated Unit Winter Peak Savings (kW) | Achievable Economic UCT Potential | 0 | 0 | 0 | 0 | 0 | 0 | 0 | 0 | 0 | 0 | 0 | 0 | 0 | 0 | 0 | 0 | 0 | 0 | 0 | 0 | 0 | 0 | 0 | 0 | 0 | 0 | 0
F4_Commercial_OR - College_New_Space Heating_Natural Gas_Furnace_A_Achievable Economic UCT Potential | F4 | Commercial | OR - College | New | Space Heating | Natural Gas | Furnace | A | Incremental Energy Savings (MWh or mTherms) | Achievable Economic UCT Potential | 0 | 0 | 0 | 0 | 0 | 0 | 0 | 0 | 0 | 0 | 0 | 0 | 0 | 0 | 0 | 0 | 0 | 0 | 0 | 0 | 0 | 0 | 0 | 0 | 0 | 0 | 0
F5_Commercial_OR - College_New_Space Heating_Natural Gas_Furnace_A_Achievable Economic UCT Potential | F5 | Commercial | OR - College | New | Space Heating | Natural Gas | Furnace | A | Incremental Summer Peak Savings (MW) | Achievable Economic UCT Potential | 0 | 0 | 0 | 0 | 0 | 0 | 0 | 0 | 0 | 0 | 0 | 0 | 0 | 0 | 0 | 0 | 0 | 0 | 0 | 0 | 0 | 0 | 0 | 0 | 0 | 0 | 0
F6_Commercial_OR - College_New_Space Heating_Natural Gas_Furnace_A_Achievable Economic UCT Potential | F6 | Commercial | OR - College | New | Space Heating | Natural Gas | Furnace | A | Incremental Winter Peak Savings (MW) | Achievable Economic UCT Potential | 0 | 0 | 0 | 0 | 0 | 0 | 0 | 0 | 0 | 0 | 0 | 0 | 0 | 0 | 0 | 0 | 0 | 0 | 0 | 0 | 0 | 0 | 0 | 0 | 0 | 0 | 0
F7_Commercial_OR - College_New_Space Heating_Natural Gas_Furnace_A_Achievable Economic UCT Potential | F7 | Commercial | OR - College | New | Space Heating | Natural Gas | Furnace | A | Cumulative Energy Savings (MWh or mTherms) | Achievable Economic UCT Potential | 0 | 0 | 0 | 0 | 0 | 0 | 0 | 0 | 0 | 0 | 0 | 0 | 0 | 0 | 0 | 0 | 0 | 0 | 0 | 0 | 0 | 0 | 0 | 0 | 0 | 0 | 0
F8_Commercial_OR - College_New_Space Heating_Natural Gas_Furnace_A_Achievable Economic UCT Potential | F8 | Commercial | OR - College | New | Space Heating | Natural Gas | Furnace | A | Cumulative Summer Peak Savings (MW) | Achievable Economic UCT Potential | 0 | 0 | 0 | 0 | 0 | 0 | 0 | 0 | 0 | 0 | 0 | 0 | 0 | 0 | 0 | 0 | 0 | 0 | 0 | 0 | 0 | 0 | 0 | 0 | 0 | 0 | 0
F9_Commercial_OR - College_New_Space Heating_Natural Gas_Furnace_A_Achievable Economic UCT Potential | F9 | Commercial | OR - College | New | Space Heating | Natural Gas | Furnace | A | Cumulative Winter Peak Savings (MW) | Achievable Economic UCT Potential | 0 | 0 | 0 | 0 | 0 | 0 | 0 | 0 | 0 | 0 | 0 | 0 | 0 | 0 | 0 | 0 | 0 | 0 | 0 | 0 | 0 | 0 | 0 | 0 | 0 | 0 | 0
F10_Commercial_OR - College_New_Space Heating_Natural Gas_Furnace_A_Achievable Economic UCT Potential | F10 | Commercial | OR - College | New | Space Heating | Natural Gas | Furnace | A | Purchases (Incremental) | Achievable Economic UCT Potential | 0 | 0 | 0 | 0 | 0 | 0 | 0 | 0 | 0 | 0 | 0 | 0 | 0 | 0 | 0 | 0 | 0 | 0 | 0 | 0 | 0 | 0 | 0 | 0 | 0 | 0 | 0
F11_Commercial_OR - College_New_Space Heating_Natural Gas_Furnace_A_Achievable Economic UCT Potential | F11 | Commercial | OR - College | New | Space Heating | Natural Gas | Furnace | A | Purchases (Cumulative) | Achievable Economic UCT Potential | 0 | 0 | 0 | 0 | 0 | 0 | 0 | 0 | 0 | 0 | 0 | 0 | 0 | 0 | 0 | 0 | 0 | 0 | 0 | 0 | 0 | 0 | 0 | 0 | 0 | 0 | 0
F1_Commercial_OR - College_New_Space Heating_Natural Gas_Boiler_A_Achievable Economic UCT Potential | F1 | Commercial | OR - College | New | Space Heating | Natural Gas | Boiler | A | Integrated Unit Energy Savings (kWh or therms) | Achievable Economic UCT Potential | 0 | 0 | 0 | 0 | 0 | 0 | 0 | 0 | 0 | 0 | 0 | 0 | 0 | 0 | 0 | 0 | 0 | 0 | 0 | 0 | 0 | 0 | 0 | 0 | 0 | 0 | 0
F2_Commercial_OR - College_New_Space Heating_Natural Gas_Boiler_A_Achievable Economic UCT Potential | F2 | Commercial | OR - College | New | Space Heating | Natural Gas | Boiler | A | Integrated Unit Summer Peak Savings (kW) | Achievable Economic UCT Potential | 0 | 0 | 0 | 0 | 0 | 0 | 0 | 0 | 0 | 0 | 0 | 0 | 0 | 0 | 0 | 0 | 0 | 0 | 0 | 0 | 0 | 0 | 0 | 0 | 0 | 0 | 0
F3_Commercial_OR - College_New_Space Heating_Natural Gas_Boiler_A_Achievable Economic UCT Potential | F3 | Commercial | OR - College | New | Space Heating | Natural Gas | Boiler | A | Integrated Unit Winter Peak Savings (kW) | Achievable Economic UCT Potential | 0 | 0 | 0 | 0 | 0 | 0 | 0 | 0 | 0 | 0 | 0 | 0 | 0 | 0 | 0 | 0 | 0 | 0 | 0 | 0 | 0 | 0 | 0 | 0 | 0 | 0 | 0
F4_Commercial_OR - College_New_Space Heating_Natural Gas_Boiler_A_Achievable Economic UCT Potential | F4 | Commercial | OR - College | New | Space Heating | Natural Gas | Boiler | A | Incremental Energy Savings (MWh or mTherms) | Achievable Economic UCT Potential | 0 | 0 | 0 | 0 | 0 | 0 | 0 | 0 | 0 | 0 | 0 | 0 | 0 | 0 | 0 | 0 | 0 | 0 | 0 | 0 | 0 | 0 | 0 | 0 | 0 | 0 | 0
F5_Commercial_OR - College_New_Space Heating_Natural Gas_Boiler_A_Achievable Economic UCT Potential | F5 | Commercial | OR - College | New | Space Heating | Natural Gas | Boiler | A | Incremental Summer Peak Savings (MW) | Achievable Economic UCT Potential | 0 | 0 | 0 | 0 | 0 | 0 | 0 | 0 | 0 | 0 | 0 | 0 | 0 | 0 | 0 | 0 | 0 | 0 | 0 | 0 | 0 | 0 | 0 | 0 | 0 | 0 | 0
F6_Commercial_OR - College_New_Space Heating_Natural Gas_Boiler_A_Achievable Economic UCT Potential | F6 | Commercial | OR - College | New | Space Heating | Natural Gas | Boiler | A | Incremental Winter Peak Savings (MW) | Achievable Economic UCT Potential | 0 | 0 | 0 | 0 | 0 | 0 | 0 | 0 | 0 | 0 | 0 | 0 | 0 | 0 | 0 | 0 | 0 | 0 | 0 | 0 | 0 | 0 | 0 | 0 | 0 | 0 | 0
F7_Commercial_OR - College_New_Space Heating_Natural Gas_Boiler_A_Achievable Economic UCT Potential | F7 | Commercial | OR - College | New | Space Heating | Natural Gas | Boiler | A | Cumulative Energy Savings (MWh or mTherms) | Achievable Economic UCT Potential | 0 | 0 | 0 | 0 | 0 | 0 | 0 | 0 | 0 | 0 | 0 | 0 | 0 | 0 | 0 | 0 | 0 | 0 | 0 | 0 | 0 | 0 | 0 | 0 | 0 | 0 | 0
F8_Commercial_OR - College_New_Space Heating_Natural Gas_Boiler_A_Achievable Economic UCT Potential | F8 | Commercial | OR - College | New | Space Heating | Natural Gas | Boiler | A | Cumulative Summer Peak Savings (MW) | Achievable Economic UCT Potential | 0 | 0 | 0 | 0 | 0 | 0 | 0 | 0 | 0 | 0 | 0 | 0 | 0 | 0 | 0 | 0 | 0 | 0 | 0 | 0 | 0 | 0 | 0 | 0 | 0 | 0 | 0
F9_Commercial_OR - College_New_Space Heating_Natural Gas_Boiler_A_Achievable Economic UCT Potential | F9 | Commercial | OR - College | New | Space Heating | Natural Gas | Boiler | A | Cumulative Winter Peak Savings (MW) | Achievable Economic UCT Potential | 0 | 0 | 0 | 0 | 0 | 0 | 0 | 0 | 0 | 0 | 0 | 0 | 0 | 0 | 0 | 0 | 0 | 0 | 0 | 0 | 0 | 0 | 0 | 0 | 0 | 0 | 0
F10_Commercial_OR - College_New_Space Heating_Natural Gas_Boiler_A_Achievable Economic UCT Potential | F10 | Commercial | OR - College | New | Space Heating | Natural Gas | Boiler | A | Purchases (Incremental) | Achievable Economic UCT Potential | 0 | 0 | 0 | 0 | 0 | 0 | 0 | 0 | 0 | 0 | 0 | 0 | 0 | 0 | 0 | 0 | 0 | 0 | 0 | 0 | 0 | 0 | 0 | 0 | 0 | 0 | 0
F11_Commercial_OR - College_New_Space Heating_Natural Gas_Boiler_A_Achievable Economic UCT Potential | F11 | Commercial | OR - College | New | Space Heating | Natural Gas | Boiler | A | Purchases (Cumulative) | Achievable Economic UCT Potential | 0 | 0 | 0 | 0 | 0 | 0 | 0 | 0 | 0 | 0 | 0 | 0 | 0 | 0 | 0 | 0 | 0 | 0 | 0 | 0 | 0 | 0 | 0 | 0 | 0 | 0 | 0
F1_Commercial_OR - College_New_Space Heating_Natural Gas_Unit Heater_A_Achievable Economic UCT Potential | F1 | Commercial | OR - College | New | Space Heating | Natural Gas | Unit Heater | A | Integrated Unit Energy Savings (kWh or therms) | Achievable Economic UCT Potential | 0 | 0 | 0 | 0 | 0 | 0 | 0 | 0 | 0 | 0 | 0 | 0 | 0 | 0 | 0 | 0 | 0 | 0 | 0 | 0 | 0 | 0 | 0 | 0 | 0 | 0 | 0
F2_Commercial_OR - College_New_Space Heating_Natural Gas_Unit Heater_A_Achievable Economic UCT Potential | F2 | Commercial | OR - College | New | Space Heating | Natural Gas | Unit Heater | A | Integrated Unit Summer Peak Savings (kW) | Achievable Economic UCT Potential | 0 | 0 | 0 | 0 | 0 | 0 | 0 | 0 | 0 | 0 | 0 | 0 | 0 | 0 | 0 | 0 | 0 | 0 | 0 | 0 | 0 | 0 | 0 | 0 | 0 | 0 | 0
F3_Commercial_OR - College_New_Space Heating_Natural Gas_Unit Heater_A_Achievable Economic UCT Potential | F3 | Commercial | OR - College | New | Space Heating | Natural Gas | Unit Heater | A | Integrated Unit Winter Peak Savings (kW) | Achievable Economic UCT Potential | 0 | 0 | 0 | 0 | 0 | 0 | 0 | 0 | 0 | 0 | 0 | 0 | 0 | 0 | 0 | 0 | 0 | 0 | 0 | 0 | 0 | 0 | 0 | 0 | 0 | 0 | 0
F4_Commercial_OR - College_New_Space Heating_Natural Gas_Unit Heater_A_Achievable Economic UCT Potential | F4 | Commercial | OR - College | New | Space Heating | Natural Gas | Unit Heater | A | Incremental Energy Savings (MWh or mTherms) | Achievable Economic UCT Potential | 0 | 0 | 0 | 0 | 0 | 0 | 0 | 0 | 0 | 0 | 0 | 0 | 0 | 0 | 0 | 0 | 0 | 0 | 0 | 0 | 0 | 0 | 0 | 0 | 0 | 0 | 0
F5_Commercial_OR - College_New_Space Heating_Natural Gas_Unit Heater_A_Achievable Economic UCT Potential | F5 | Commercial | OR - College | New | Space Heating | Natural Gas | Unit Heater | A | Incremental Summer Peak Savings (MW) | Achievable Economic UCT Potential | 0 | 0 | 0 | 0 | 0 | 0 | 0 | 0 | 0 | 0 | 0 | 0 | 0 | 0 | 0 | 0 | 0 | 0 | 0 | 0 | 0 | 0 | 0 | 0 | 0 | 0 | 0
F6_Commercial_OR - College_New_Space Heating_Natural Gas_Unit Heater_A_Achievable Economic UCT Potential | F6 | Commercial | OR - College | New | Space Heating | Natural Gas | Unit Heater | A | Incremental Winter Peak Savings (MW) | Achievable Economic UCT Potential | 0 | 0 | 0 | 0 | 0 | 0 | 0 | 0 | 0 | 0 | 0 | 0 | 0 | 0 | 0 | 0 | 0 | 0 | 0 | 0 | 0 | 0 | 0 | 0 | 0 | 0 | 0
F7_Commercial_OR - College_New_Space Heating_Natural Gas_Unit Heater_A_Achievable Economic UCT Potential | F7 | Commercial | OR - College | New | Space Heating | Natural Gas | Unit Heater | A | Cumulative Energy Savings (MWh or mTherms) | Achievable Economic UCT Potential | 0 | 0 | 0 | 0 | 0 | 0 | 0 | 0 | 0 | 0 | 0 | 0 | 0 | 0 | 0 | 0 | 0 | 0 | 0 | 0 | 0 | 0 | 0 | 0 | 0 | 0 | 0
F8_Commercial_OR - College_New_Space Heating_Natural Gas_Unit Heater_A_Achievable Economic UCT Potential | F8 | Commercial | OR - College | New | Space Heating | Natural Gas | Unit Heater | A | Cumulative Summer Peak Savings (MW) | Achievable Economic UCT Potential | 0 | 0 | 0 | 0 | 0 | 0 | 0 | 0 | 0 | 0 | 0 | 0 | 0 | 0 | 0 | 0 | 0 | 0 | 0 | 0 | 0 | 0 | 0 | 0 | 0 | 0 | 0
F9_Commercial_OR - College_New_Space Heating_Natural Gas_Unit Heater_A_Achievable Economic UCT Potential | F9 | Commercial | OR - College | New | Space Heating | Natural Gas | Unit Heater | A | Cumulative Winter Peak Savings (MW) | Achievable Economic UCT Potential | 0 | 0 | 0 | 0 | 0 | 0 | 0 | 0 | 0 | 0 | 0 | 0 | 0 | 0 | 0 | 0 | 0 | 0 | 0 | 0 | 0 | 0 | 0 | 0 | 0 | 0 | 0
F10_Commercial_OR - College_New_Space Heating_Natural Gas_Unit Heater_A_Achievable Economic UCT Potential | F10 | Commercial | OR - College | New | Space Heating | Natural Gas | Unit Heater | A | Purchases (Incremental) | Achievable Economic UCT Potential | 0 | 0 | 0 | 0 | 0 | 0 | 0 | 0 | 0 | 0 | 0 | 0 | 0 | 0 | 0 | 0 | 0 | 0 | 0 | 0 | 0 | 0 | 0 | 0 | 0 | 0 | 0
F11_Commercial_OR - College_New_Space Heating_Natural Gas_Unit Heater_A_Achievable Economic UCT Potential | F11 | Commercial | OR - College | New | Space Heating | Natural Gas | Unit Heater | A | Purchases (Cumulative) | Achievable Economic UCT Potential | 0 | 0 | 0 | 0 | 0 | 0 | 0 | 0 | 0 | 0 | 0 | 0 | 0 | 0 | 0 | 0 | 0 | 0 | 0 | 0 | 0 | 0 | 0 | 0 | 0 | 0 | 0
F1_Commercial_OR - College_New_Water Heating_Natural Gas_Water Heater_A_Achievable Economic UCT Potential | F1 | Commercial | OR - College | New | Water Heating | Natural Gas | Water Heater | A | Integrated Unit Energy Savings (kWh or therms) | Achievable Economic UCT Potential | 0 | 0 | 0 | 0 | 0 | 0 | 0 | 0 | 0 | 0 | 0 | 0 | 0 | 0 | 0 | 0 | 0 | 0 | 0 | 0 | 0 | 0 | 0 | 0 | 0 | 0 | 0
F2_Commercial_OR - College_New_Water Heating_Natural Gas_Water Heater_A_Achievable Economic UCT Potential | F2 | Commercial | OR - College | New | Water Heating | Natural Gas | Water Heater | A | Integrated Unit Summer Peak Savings (kW) | Achievable Economic UCT Potential | 0 | 0 | 0 | 0 | 0 | 0 | 0 | 0 | 0 | 0 | 0 | 0 | 0 | 0 | 0 | 0 | 0 | 0 | 0 | 0 | 0 | 0 | 0 | 0 | 0 | 0 | 0
F3_Commercial_OR - College_New_Water Heating_Natural Gas_Water Heater_A_Achievable Economic UCT Potential | F3 | Commercial | OR - College | New | Water Heating | Natural Gas | Water Heater | A | Integrated Unit Winter Peak Savings (kW) | Achievable Economic UCT Potential | 0 | 0 | 0 | 0 | 0 | 0 | 0 | 0 | 0 | 0 | 0 | 0 | 0 | 0 | 0 | 0 | 0 | 0 | 0 | 0 | 0 | 0 | 0 | 0 | 0 | 0 | 0
F4_Commercial_OR - College_New_Water Heating_Natural Gas_Water Heater_A_Achievable Economic UCT Potential | F4 | Commercial | OR - College | New | Water Heating | Natural Gas | Water Heater | A | Incremental Energy Savings (MWh or mTherms) | Achievable Economic UCT Potential | 0 | 0 | 0 | 0 | 0 | 0 | 0 | 0 | 0 | 0 | 0 | 0 | 0 | 0 | 0 | 0 | 0 | 0 | 0 | 0 | 0 | 0 | 0 | 0 | 0 | 0 | 0
F5_Commercial_OR - College_New_Water Heating_Natural Gas_Water Heater_A_Achievable Economic UCT Potential | F5 | Commercial | OR - College | New | Water Heating | Natural Gas | Water Heater | A | Incremental Summer Peak Savings (MW) | Achievable Economic UCT Potential | 0 | 0 | 0 | 0 | 0 | 0 | 0 | 0 | 0 | 0 | 0 | 0 | 0 | 0 | 0 | 0 | 0 | 0 | 0 | 0 | 0 | 0 | 0 | 0 | 0 | 0 | 0
F6_Commercial_OR - College_New_Water Heating_Natural Gas_Water Heater_A_Achievable Economic UCT Potential | F6 | Commercial | OR - College | New | Water Heating | Natural Gas | Water Heater | A | Incremental Winter Peak Savings (MW) | Achievable Economic UCT Potential | 0 | 0 | 0 | 0 | 0 | 0 | 0 | 0 | 0 | 0 | 0 | 0 | 0 | 0 | 0 | 0 | 0 | 0 | 0 | 0 | 0 | 0 | 0 | 0 | 0 | 0 | 0
F7_Commercial_OR - College_New_Water Heating_Natural Gas_Water Heater_A_Achievable Economic UCT Potential | F7 | Commercial | OR - College | New | Water Heating | Natural Gas | Water Heater | A | Cumulative Energy Savings (MWh or mTherms) | Achievable Economic UCT Potential | 0 | 0 | 0 | 0 | 0 | 0 | 0 | 0 | 0 | 0 | 0 | 0 | 0 | 0 | 0 | 0 | 0 | 0 | 0 | 0 | 0 | 0 | 0 | 0 | 0 | 0 | 0
F8_Commercial_OR - College_New_Water Heating_Natural Gas_Water Heater_A_Achievable Economic UCT Potential | F8 | Commercial | OR - College | New | Water Heating | Natural Gas | Water Heater | A | Cumulative Summer Peak Savings (MW) | Achievable Economic UCT Potential | 0 | 0 | 0 | 0 | 0 | 0 | 0 | 0 | 0 | 0 | 0 | 0 | 0 | 0 | 0 | 0 | 0 | 0 | 0 | 0 | 0 | 0 | 0 | 0 | 0 | 0 | 0
F9_Commercial_OR - College_New_Water Heating_Natural Gas_Water Heater_A_Achievable Economic UCT Potential | F9 | Commercial | OR - College | New | Water Heating | Natural Gas | Water Heater | A | Cumulative Winter Peak Savings (MW) | Achievable Economic UCT Potential | 0 | 0 | 0 | 0 | 0 | 0 | 0 | 0 | 0 | 0 | 0 | 0 | 0 | 0 | 0 | 0 | 0 | 0 | 0 | 0 | 0 | 0 | 0 | 0 | 0 | 0 | 0
F10_Commercial_OR - College_New_Water Heating_Natural Gas_Water Heater_A_Achievable Economic UCT Potential | F10 | Commercial | OR - College | New | Water Heating | Natural Gas | Water Heater | A | Purchases (Incremental) | Achievable Economic UCT Potential | 0 | 0 | 0 | 0 | 0 | 0 | 0 | 0 | 0 | 0 | 0 | 0 | 0 | 0 | 0 | 0 | 0 | 0 | 0 | 0 | 0 | 0 | 0 | 0 | 0 | 0 | 0
F11_Commercial_OR - College_New_Water Heating_Natural Gas_Water Heater_A_Achievable Economic UCT Potential | F11 | Commercial | OR - College | New | Water Heating | Natural Gas | Water Heater | A | Purchases (Cumulative) | Achievable Economic UCT Potential | 0 | 0 | 0 | 0 | 0 | 0 | 0 | 0 | 0 | 0 | 0 | 0 | 0 | 0 | 0 | 0 | 0 | 0 | 0 | 0 | 0 | 0 | 0 | 0 | 0 | 0 | 0
F1_Commercial_OR - College_New_Food Preparation_Natural Gas_Oven_A_Achievable Economic UCT Potential | F1 | Commercial | OR - College | New | Food Preparation | Natural Gas | Oven | A | Integrated Unit Energy Savings (kWh or therms) | Achievable Economic UCT Potential | 0 | 0 | 0 | 0 | 0 | 0 | 0 | 0 | 0 | 0 | 0 | 0 | 0 | 0 | 0 | 0 | 0 | 0 | 0 | 0 | 0 | 0 | 0 | 0 | 0 | 0 | 0
F2_Commercial_OR - College_New_Food Preparation_Natural Gas_Oven_A_Achievable Economic UCT Potential | F2 | Commercial | OR - College | New | Food Preparation | Natural Gas | Oven | A | Integrated Unit Summer Peak Savings (kW) | Achievable Economic UCT Potential | 0 | 0 | 0 | 0 | 0 | 0 | 0 | 0 | 0 | 0 | 0 | 0 | 0 | 0 | 0 | 0 | 0 | 0 | 0 | 0 | 0 | 0 | 0 | 0 | 0 | 0 | 0
F3_Commercial_OR - College_New_Food Preparation_Natural Gas_Oven_A_Achievable Economic UCT Potential | F3 | Commercial | OR - College | New | Food Preparation | Natural Gas | Oven | A | Integrated Unit Winter Peak Savings (kW) | Achievable Economic UCT Potential | 0 | 0 | 0 | 0 | 0 | 0 | 0 | 0 | 0 | 0 | 0 | 0 | 0 | 0 | 0 | 0 | 0 | 0 | 0 | 0 | 0 | 0 | 0 | 0 | 0 | 0 | 0
F4_Commercial_OR - College_New_Food Preparation_Natural Gas_Oven_A_Achievable Economic UCT Potential | F4 | Commercial | OR - College | New | Food Preparation | Natural Gas | Oven | A | Incremental Energy Savings (MWh or mTherms) | Achievable Economic UCT Potential | 0 | 0 | 0 | 0 | 0 | 0 | 0 | 0 | 0 | 0 | 0 | 0 | 0 | 0 | 0 | 0 | 0 | 0 | 0 | 0 | 0 | 0 | 0 | 0 | 0 | 0 | 0
F5_Commercial_OR - College_New_Food Preparation_Natural Gas_Oven_A_Achievable Economic UCT Potential | F5 | Commercial | OR - College | New | Food Preparation | Natural Gas | Oven | A | Incremental Summer Peak Savings (MW) | Achievable Economic UCT Potential | 0 | 0 | 0 | 0 | 0 | 0 | 0 | 0 | 0 | 0 | 0 | 0 | 0 | 0 | 0 | 0 | 0 | 0 | 0 | 0 | 0 | 0 | 0 | 0 | 0 | 0 | 0
F6_Commercial_OR - College_New_Food Preparation_Natural Gas_Oven_A_Achievable Economic UCT Potential | F6 | Commercial | OR - College | New | Food Preparation | Natural Gas | Oven | A | Incremental Winter Peak Savings (MW) | Achievable Economic UCT Potential | 0 | 0 | 0 | 0 | 0 | 0 | 0 | 0 | 0 | 0 | 0 | 0 | 0 | 0 | 0 | 0 | 0 | 0 | 0 | 0 | 0 | 0 | 0 | 0 | 0 | 0 | 0
F7_Commercial_OR - College_New_Food Preparation_Natural Gas_Oven_A_Achievable Economic UCT Potential | F7 | Commercial | OR - College | New | Food Preparation | Natural Gas | Oven | A | Cumulative Energy Savings (MWh or mTherms) | Achievable Economic UCT Potential | 0 | 0 | 0 | 0 | 0 | 0 | 0 | 0 | 0 | 0 | 0 | 0 | 0 | 0 | 0 | 0 | 0 | 0 | 0 | 0 | 0 | 0 | 0 | 0 | 0 | 0 | 0
F8_Commercial_OR - College_New_Food Preparation_Natural Gas_Oven_A_Achievable Economic UCT Potential | F8 | Commercial | OR - College | New | Food Preparation | Natural Gas | Oven | A | Cumulative Summer Peak Savings (MW) | Achievable Economic UCT Potential | 0 | 0 | 0 | 0 | 0 | 0 | 0 | 0 | 0 | 0 | 0 | 0 | 0 | 0 | 0 | 0 | 0 | 0 | 0 | 0 | 0 | 0 | 0 | 0 | 0 | 0 | 0
F9_Commercial_OR - College_New_Food Preparation_Natural Gas_Oven_A_Achievable Economic UCT Potential | F9 | Commercial | OR - College | New | Food Preparation | Natural Gas | Oven | A | Cumulative Winter Peak Savings (MW) | Achievable Economic UCT Potential | 0 | 0 | 0 | 0 | 0 | 0 | 0 | 0 | 0 | 0 | 0 | 0 | 0 | 0 | 0 | 0 | 0 | 0 | 0 | 0 | 0 | 0 | 0 | 0 | 0 | 0 | 0
F10_Commercial_OR - College_New_Food Preparation_Natural Gas_Oven_A_Achievable Economic UCT Potential | F10 | Commercial | OR - College | New | Food Preparation | Natural Gas | Oven | A | Purchases (Incremental) | Achievable Economic UCT Potential | 0 | 0 | 0 | 0 | 0 | 0 | 0 | 0 | 0 | 0 | 0 | 0 | 0 | 0 | 0 | 0 | 0 | 0 | 0 | 0 | 0 | 0 | 0 | 0 | 0 | 0 | 0
F11_Commercial_OR - College_New_Food Preparation_Natural Gas_Oven_A_Achievable Economic UCT Potential | F11 | Commercial | OR - College | New | Food Preparation | Natural Gas | Oven | A | Purchases (Cumulative) | Achievable Economic UCT Potential | 0 | 0 | 0 | 0 | 0 | 0 | 0 | 0 | 0 | 0 | 0 | 0 | 0 | 0 | 0 | 0 | 0 | 0 | 0 | 0 | 0 | 0 | 0 | 0 | 0 | 0 | 0
F1_Commercial_OR - College_New_Food Preparation_Natural Gas_Conveyor Oven_A_Achievable Economic UCT Potential | F1 | Commercial | OR - College | New | Food Preparation | Natural Gas | Conveyor Oven | A | Integrated Unit Energy Savings (kWh or therms) | Achievable Economic UCT Potential | 0 | 0 | 0 | 0 | 0 | 0 | 0 | 0 | 0 | 0 | 0 | 0 | 0 | 0 | 0 | 0 | 0 | 0 | 0 | 0 | 0 | 0 | 0 | 0 | 0 | 0 | 0
F2_Commercial_OR - College_New_Food Preparation_Natural Gas_Conveyor Oven_A_Achievable Economic UCT Potential | F2 | Commercial | OR - College | New | Food Preparation | Natural Gas | Conveyor Oven | A | Integrated Unit Summer Peak Savings (kW) | Achievable Economic UCT Potential | 0 | 0 | 0 | 0 | 0 | 0 | 0 | 0 | 0 | 0 | 0 | 0 | 0 | 0 | 0 | 0 | 0 | 0 | 0 | 0 | 0 | 0 | 0 | 0 | 0 | 0 | 0
F3_Commercial_OR - College_New_Food Preparation_Natural Gas_Conveyor Oven_A_Achievable Economic UCT Potential | F3 | Commercial | OR - College | New | Food Preparation | Natural Gas | Conveyor Oven | A | Integrated Unit Winter Peak Savings (kW) | Achievable Economic UCT Potential | 0 | 0 | 0 | 0 | 0 | 0 | 0 | 0 | 0 | 0 | 0 | 0 | 0 | 0 | 0 | 0 | 0 | 0 | 0 | 0 | 0 | 0 | 0 | 0 | 0 | 0 | 0
F4_Commercial_OR - College_New_Food Preparation_Natural Gas_Conveyor Oven_A_Achievable Economic UCT Potential | F4 | Commercial | OR - College | New | Food Preparation | Natural Gas | Conveyor Oven | A | Incremental Energy Savings (MWh or mTherms) | Achievable Economic UCT Potential | 0 | 0 | 0 | 0 | 0 | 0 | 0 | 0 | 0 | 0 | 0 | 0 | 0 | 0 | 0 | 0 | 0 | 0 | 0 | 0 | 0 | 0 | 0 | 0 | 0 | 0 | 0
F5_Commercial_OR - College_New_Food Preparation_Natural Gas_Conveyor Oven_A_Achievable Economic UCT Potential | F5 | Commercial | OR - College | New | Food Preparation | Natural Gas | Conveyor Oven | A | Incremental Summer Peak Savings (MW) | Achievable Economic UCT Potential | 0 | 0 | 0 | 0 | 0 | 0 | 0 | 0 | 0 | 0 | 0 | 0 | 0 | 0 | 0 | 0 | 0 | 0 | 0 | 0 | 0 | 0 | 0 | 0 | 0 | 0 | 0
F6_Commercial_OR - College_New_Food Preparation_Natural Gas_Conveyor Oven_A_Achievable Economic UCT Potential | F6 | Commercial | OR - College | New | Food Preparation | Natural Gas | Conveyor Oven | A | Incremental Winter Peak Savings (MW) | Achievable Economic UCT Potential | 0 | 0 | 0 | 0 | 0 | 0 | 0 | 0 | 0 | 0 | 0 | 0 | 0 | 0 | 0 | 0 | 0 | 0 | 0 | 0 | 0 | 0 | 0 | 0 | 0 | 0 | 0
F7_Commercial_OR - College_New_Food Preparation_Natural Gas_Conveyor Oven_A_Achievable Economic UCT Potential | F7 | Commercial | OR - College | New | Food Preparation | Natural Gas | Conveyor Oven | A | Cumulative Energy Savings (MWh or mTherms) | Achievable Economic UCT Potential | 0 | 0 | 0 | 0 | 0 | 0 | 0 | 0 | 0 | 0 | 0 | 0 | 0 | 0 | 0 | 0 | 0 | 0 | 0 | 0 | 0 | 0 | 0 | 0 | 0 | 0 | 0
F8_Commercial_OR - College_New_Food Preparation_Natural Gas_Conveyor Oven_A_Achievable Economic UCT Potential | F8 | Commercial | OR - College | New | Food Preparation | Natural Gas | Conveyor Oven | A | Cumulative Summer Peak Savings (MW) | Achievable Economic UCT Potential | 0 | 0 | 0 | 0 | 0 | 0 | 0 | 0 | 0 | 0 | 0 | 0 | 0 | 0 | 0 | 0 | 0 | 0 | 0 | 0 | 0 | 0 | 0 | 0 | 0 | 0 | 0
F9_Commercial_OR - College_New_Food Preparation_Natural Gas_Conveyor Oven_A_Achievable Economic UCT Potential | F9 | Commercial | OR - College | New | Food Preparation | Natural Gas | Conveyor Oven | A | Cumulative Winter Peak Savings (MW) | Achievable Economic UCT Potential | 0 | 0 | 0 | 0 | 0 | 0 | 0 | 0 | 0 | 0 | 0 | 0 | 0 | 0 | 0 | 0 | 0 | 0 | 0 | 0 | 0 | 0 | 0 | 0 | 0 | 0 | 0
F10_Commercial_OR - College_New_Food Preparation_Natural Gas_Conveyor Oven_A_Achievable Economic UCT Potential | F10 | Commercial | OR - College | New | Food Preparation | Natural Gas | Conveyor Oven | A | Purchases (Incremental) | Achievable Economic UCT Potential | 0 | 0 | 0 | 0 | 0 | 0 | 0 | 0 | 0 | 0 | 0 | 0 | 0 | 0 | 0 | 0 | 0 | 0 | 0 | 0 | 0 | 0 | 0 | 0 | 0 | 0 | 0
F11_Commercial_OR - College_New_Food Preparation_Natural Gas_Conveyor Oven_A_Achievable Economic UCT Potential | F11 | Commercial | OR - College | New | Food Preparation | Natural Gas | Conveyor Oven | A | Purchases (Cumulative) | Achievable Economic UCT Potential | 0 | 0 | 0 | 0 | 0 | 0 | 0 | 0 | 0 | 0 | 0 | 0 | 0 | 0 | 0 | 0 | 0 | 0 | 0 | 0 | 0 | 0 | 0 | 0 | 0 | 0 | 0
F1_Commercial_OR - College_New_Food Preparation_Natural Gas_Double Rack Oven_A_Achievable Economic UCT Potential | F1 | Commercial | OR - College | New | Food Preparation | Natural Gas | Double Rack Oven | A | Integrated Unit Energy Savings (kWh or therms) | Achievable Economic UCT Potential | 0 | 0 | 0 | 0 | 0 | 0 | 0 | 0 | 0 | 0 | 0 | 0 | 0 | 0 | 0 | 0 | 0 | 0 | 0 | 0 | 0 | 0 | 0 | 0 | 0 | 0 | 0
F2_Commercial_OR - College_New_Food Preparation_Natural Gas_Double Rack Oven_A_Achievable Economic UCT Potential | F2 | Commercial | OR - College | New | Food Preparation | Natural Gas | Double Rack Oven | A | Integrated Unit Summer Peak Savings (kW) | Achievable Economic UCT Potential | 0 | 0 | 0 | 0 | 0 | 0 | 0 | 0 | 0 | 0 | 0 | 0 | 0 | 0 | 0 | 0 | 0 | 0 | 0 | 0 | 0 | 0 | 0 | 0 | 0 | 0 | 0
F3_Commercial_OR - College_New_Food Preparation_Natural Gas_Double Rack Oven_A_Achievable Economic UCT Potential | F3 | Commercial | OR - College | New | Food Preparation | Natural Gas | Double Rack Oven | A | Integrated Unit Winter Peak Savings (kW) | Achievable Economic UCT Potential | 0 | 0 | 0 | 0 | 0 | 0 | 0 | 0 | 0 | 0 | 0 | 0 | 0 | 0 | 0 | 0 | 0 | 0 | 0 | 0 | 0 | 0 | 0 | 0 | 0 | 0 | 0
F4_Commercial_OR - College_New_Food Preparation_Natural Gas_Double Rack Oven_A_Achievable Economic UCT Potential | F4 | Commercial | OR - College | New | Food Preparation | Natural Gas | Double Rack Oven | A | Incremental Energy Savings (MWh or mTherms) | Achievable Economic UCT Potential | 0 | 0 | 0 | 0 | 0 | 0 | 0 | 0 | 0 | 0 | 0 | 0 | 0 | 0 | 0 | 0 | 0 | 0 | 0 | 0 | 0 | 0 | 0 | 0 | 0 | 0 | 0
F5_Commercial_OR - College_New_Food Preparation_Natural Gas_Double Rack Oven_A_Achievable Economic UCT Potential | F5 | Commercial | OR - College | New | Food Preparation | Natural Gas | Double Rack Oven | A | Incremental Summer Peak Savings (MW) | Achievable Economic UCT Potential | 0 | 0 | 0 | 0 | 0 | 0 | 0 | 0 | 0 | 0 | 0 | 0 | 0 | 0 | 0 | 0 | 0 | 0 | 0 | 0 | 0 | 0 | 0 | 0 | 0 | 0 | 0
F6_Commercial_OR - College_New_Food Preparation_Natural Gas_Double Rack Oven_A_Achievable Economic UCT Potential | F6 | Commercial | OR - College | New | Food Preparation | Natural Gas | Double Rack Oven | A | Incremental Winter Peak Savings (MW) | Achievable Economic UCT Potential | 0 | 0 | 0 | 0 | 0 | 0 | 0 | 0 | 0 | 0 | 0 | 0 | 0 | 0 | 0 | 0 | 0 | 0 | 0 | 0 | 0 | 0 | 0 | 0 | 0 | 0 | 0
F7_Commercial_OR - College_New_Food Preparation_Natural Gas_Double Rack Oven_A_Achievable Economic UCT Potential | F7 | Commercial | OR - College | New | Food Preparation | Natural Gas | Double Rack Oven | A | Cumulative Energy Savings (MWh or mTherms) | Achievable Economic UCT Potential | 0 | 0 | 0 | 0 | 0 | 0 | 0 | 0 | 0 | 0 | 0 | 0 | 0 | 0 | 0 | 0 | 0 | 0 | 0 | 0 | 0 | 0 | 0 | 0 | 0 | 0 | 0
F8_Commercial_OR - College_New_Food Preparation_Natural Gas_Double Rack Oven_A_Achievable Economic UCT Potential | F8 | Commercial | OR - College | New | Food Preparation | Natural Gas | Double Rack Oven | A | Cumulative Summer Peak Savings (MW) | Achievable Economic UCT Potential | 0 | 0 | 0 | 0 | 0 | 0 | 0 | 0 | 0 | 0 | 0 | 0 | 0 | 0 | 0 | 0 | 0 | 0 | 0 | 0 | 0 | 0 | 0 | 0 | 0 | 0 | 0
F9_Commercial_OR - College_New_Food Preparation_Natural Gas_Double Rack Oven_A_Achievable Economic UCT Potential | F9 | Commercial | OR - College | New | Food Preparation | Natural Gas | Double Rack Oven | A | Cumulative Winter Peak Savings (MW) | Achievable Economic UCT Potential | 0 | 0 | 0 | 0 | 0 | 0 | 0 | 0 | 0 | 0 | 0 | 0 | 0 | 0 | 0 | 0 | 0 | 0 | 0 | 0 | 0 | 0 | 0 | 0 | 0 | 0 | 0
F10_Commercial_OR - College_New_Food Preparation_Natural Gas_Double Rack Oven_A_Achievable Economic UCT Potential | F10 | Commercial | OR - College | New | Food Preparation | Natural Gas | Double Rack Oven | A | Purchases (Incremental) | Achievable Economic UCT Potential | 0 | 0 | 0 | 0 | 0 | 0 | 0 | 0 | 0 | 0 | 0 | 0 | 0 | 0 | 0 | 0 | 0 | 0 | 0 | 0 | 0 | 0 | 0 | 0 | 0 | 0 | 0
F11_Commercial_OR - College_New_Food Preparation_Natural Gas_Double Rack Oven_A_Achievable Economic UCT Potential | F11 | Commercial | OR - College | New | Food Preparation | Natural Gas | Double Rack Oven | A | Purchases (Cumulative) | Achievable Economic UCT Potential | 0 | 0 | 0 | 0 | 0 | 0 | 0 | 0 | 0 | 0 | 0 | 0 | 0 | 0 | 0 | 0 | 0 | 0 | 0 | 0 | 0 | 0 | 0 | 0 | 0 | 0 | 0
F1_Commercial_OR - College_New_Food Preparation_Natural Gas_Fryer_A_Achievable Economic UCT Potential | F1 | Commercial | OR - College | New | Food Preparation | Natural Gas | Fryer | A | Integrated Unit Energy Savings (kWh or therms) | Achievable Economic UCT Potential | 0 | 0 | 0 | 0 | 0 | 0 | 0 | 0 | 0 | 0 | 0 | 0 | 0 | 0 | 0 | 0 | 0 | 0 | 0 | 0 | 0 | 0 | 0 | 0 | 0 | 0 | 0
F2_Commercial_OR - College_New_Food Preparation_Natural Gas_Fryer_A_Achievable Economic UCT Potential | F2 | Commercial | OR - College | New | Food Preparation | Natural Gas | Fryer | A | Integrated Unit Summer Peak Savings (kW) | Achievable Economic UCT Potential | 0 | 0 | 0 | 0 | 0 | 0 | 0 | 0 | 0 | 0 | 0 | 0 | 0 | 0 | 0 | 0 | 0 | 0 | 0 | 0 | 0 | 0 | 0 | 0 | 0 | 0 | 0
F3_Commercial_OR - College_New_Food Preparation_Natural Gas_Fryer_A_Achievable Economic UCT Potential | F3 | Commercial | OR - College | New | Food Preparation | Natural Gas | Fryer | A | Integrated Unit Winter Peak Savings (kW) | Achievable Economic UCT Potential | 0 | 0 | 0 | 0 | 0 | 0 | 0 | 0 | 0 | 0 | 0 | 0 | 0 | 0 | 0 | 0 | 0 | 0 | 0 | 0 | 0 | 0 | 0 | 0 | 0 | 0 | 0
F4_Commercial_OR - College_New_Food Preparation_Natural Gas_Fryer_A_Achievable Economic UCT Potential | F4 | Commercial | OR - College | New | Food Preparation | Natural Gas | Fryer | A | Incremental Energy Savings (MWh or mTherms) | Achievable Economic UCT Potential | 0 | 0 | 0 | 0 | 0 | 0 | 0 | 0 | 0 | 0 | 0 | 0 | 0 | 0 | 0 | 0 | 0 | 0 | 0 | 0 | 0 | 0 | 0 | 0 | 0 | 0 | 0
F5_Commercial_OR - College_New_Food Preparation_Natural Gas_Fryer_A_Achievable Economic UCT Potential | F5 | Commercial | OR - College | New | Food Preparation | Natural Gas | Fryer | A | Incremental Summer Peak Savings (MW) | Achievable Economic UCT Potential | 0 | 0 | 0 | 0 | 0 | 0 | 0 | 0 | 0 | 0 | 0 | 0 | 0 | 0 | 0 | 0 | 0 | 0 | 0 | 0 | 0 | 0 | 0 | 0 | 0 | 0 | 0
F6_Commercial_OR - College_New_Food Preparation_Natural Gas_Fryer_A_Achievable Economic UCT Potential | F6 | Commercial | OR - College | New | Food Preparation | Natural Gas | Fryer | A | Incremental Winter Peak Savings (MW) | Achievable Economic UCT Potential | 0 | 0 | 0 | 0 | 0 | 0 | 0 | 0 | 0 | 0 | 0 | 0 | 0 | 0 | 0 | 0 | 0 | 0 | 0 | 0 | 0 | 0 | 0 | 0 | 0 | 0 | 0
F7_Commercial_OR - College_New_Food Preparation_Natural Gas_Fryer_A_Achievable Economic UCT Potential | F7 | Commercial | OR - College | New | Food Preparation | Natural Gas | Fryer | A | Cumulative Energy Savings (MWh or mTherms) | Achievable Economic UCT Potential | 0 | 0 | 0 | 0 | 0 | 0 | 0 | 0 | 0 | 0 | 0 | 0 | 0 | 0 | 0 | 0 | 0 | 0 | 0 | 0 | 0 | 0 | 0 | 0 | 0 | 0 | 0
F8_Commercial_OR - College_New_Food Preparation_Natural Gas_Fryer_A_Achievable Economic UCT Potential | F8 | Commercial | OR - College | New | Food Preparation | Natural Gas | Fryer | A | Cumulative Summer Peak Savings (MW) | Achievable Economic UCT Potential | 0 | 0 | 0 | 0 | 0 | 0 | 0 | 0 | 0 | 0 | 0 | 0 | 0 | 0 | 0 | 0 | 0 | 0 | 0 | 0 | 0 | 0 | 0 | 0 | 0 | 0 | 0
F9_Commercial_OR - College_New_Food Preparation_Natural Gas_Fryer_A_Achievable Economic UCT Potential | F9 | Commercial | OR - College | New | Food Preparation | Natural Gas | Fryer | A | Cumulative Winter Peak Savings (MW) | Achievable Economic UCT Potential | 0 | 0 | 0 | 0 | 0 | 0 | 0 | 0 | 0 | 0 | 0 | 0 | 0 | 0 | 0 | 0 | 0 | 0 | 0 | 0 | 0 | 0 | 0 | 0 | 0 | 0 | 0
F10_Commercial_OR - College_New_Food Preparation_Natural Gas_Fryer_A_Achievable Economic UCT Potential | F10 | Commercial | OR - College | New | Food Preparation | Natural Gas | Fryer | A | Purchases (Incremental) | Achievable Economic UCT Potential | 0 | 0 | 0 | 0 | 0 | 0 | 0 | 0 | 0 | 0 | 0 | 0 | 0 | 0 | 0 | 0 | 0 | 0 | 0 | 0 | 0 | 0 | 0 | 0 | 0 | 0 | 0
F11_Commercial_OR - College_New_Food Preparation_Natural Gas_Fryer_A_Achievable Economic UCT Potential | F11 | Commercial | OR - College | New | Food Preparation | Natural Gas | Fryer | A | Purchases (Cumulative) | Achievable Economic UCT Potential | 0 | 0 | 0 | 0 | 0 | 0 | 0 | 0 | 0 | 0 | 0 | 0 | 0 | 0 | 0 | 0 | 0 | 0 | 0 | 0 | 0 | 0 | 0 | 0 | 0 | 0 | 0
F1_Commercial_OR - College_New_Food Preparation_Natural Gas_Broiler_A_Achievable Economic UCT Potential | F1 | Commercial | OR - College | New | Food Preparation | Natural Gas | Broiler | A | Integrated Unit Energy Savings (kWh or therms) | Achievable Economic UCT Potential | 0 | 0 | 0 | 0 | 0 | 0 | 0 | 0 | 0 | 0 | 0 | 0 | 0 | 0 | 0 | 0 | 0 | 0 | 0 | 0 | 0 | 0 | 0 | 0 | 0 | 0 | 0
F2_Commercial_OR - College_New_Food Preparation_Natural Gas_Broiler_A_Achievable Economic UCT Potential | F2 | Commercial | OR - College | New | Food Preparation | Natural Gas | Broiler | A | Integrated Unit Summer Peak Savings (kW) | Achievable Economic UCT Potential | 0 | 0 | 0 | 0 | 0 | 0 | 0 | 0 | 0 | 0 | 0 | 0 | 0 | 0 | 0 | 0 | 0 | 0 | 0 | 0 | 0 | 0 | 0 | 0 | 0 | 0 | 0
F3_Commercial_OR - College_New_Food Preparation_Natural Gas_Broiler_A_Achievable Economic UCT Potential | F3 | Commercial | OR - College | New | Food Preparation | Natural Gas | Broiler | A | Integrated Unit Winter Peak Savings (kW) | Achievable Economic UCT Potential | 0 | 0 | 0 | 0 | 0 | 0 | 0 | 0 | 0 | 0 | 0 | 0 | 0 | 0 | 0 | 0 | 0 | 0 | 0 | 0 | 0 | 0 | 0 | 0 | 0 | 0 | 0
F4_Commercial_OR - College_New_Food Preparation_Natural Gas_Broiler_A_Achievable Economic UCT Potential | F4 | Commercial | OR - College | New | Food Preparation | Natural Gas | Broiler | A | Incremental Energy Savings (MWh or mTherms) | Achievable Economic UCT Potential | 0 | 0 | 0 | 0 | 0 | 0 | 0 | 0 | 0 | 0 | 0 | 0 | 0 | 0 | 0 | 0 | 0 | 0 | 0 | 0 | 0 | 0 | 0 | 0 | 0 | 0 | 0
F5_Commercial_OR - College_New_Food Preparation_Natural Gas_Broiler_A_Achievable Economic UCT Potential | F5 | Commercial | OR - College | New | Food Preparation | Natural Gas | Broiler | A | Incremental Summer Peak Savings (MW) | Achievable Economic UCT Potential | 0 | 0 | 0 | 0 | 0 | 0 | 0 | 0 | 0 | 0 | 0 | 0 | 0 | 0 | 0 | 0 | 0 | 0 | 0 | 0 | 0 | 0 | 0 | 0 | 0 | 0 | 0
F6_Commercial_OR - College_New_Food Preparation_Natural Gas_Broiler_A_Achievable Economic UCT Potential | F6 | Commercial | OR - College | New | Food Preparation | Natural Gas | Broiler | A | Incremental Winter Peak Savings (MW) | Achievable Economic UCT Potential | 0 | 0 | 0 | 0 | 0 | 0 | 0 | 0 | 0 | 0 | 0 | 0 | 0 | 0 | 0 | 0 | 0 | 0 | 0 | 0 | 0 | 0 | 0 | 0 | 0 | 0 | 0
F7_Commercial_OR - College_New_Food Preparation_Natural Gas_Broiler_A_Achievable Economic UCT Potential | F7 | Commercial | OR - College | New | Food Preparation | Natural Gas | Broiler | A | Cumulative Energy Savings (MWh or mTherms) | Achievable Economic UCT Potential | 0 | 0 | 0 | 0 | 0 | 0 | 0 | 0 | 0 | 0 | 0 | 0 | 0 | 0 | 0 | 0 | 0 | 0 | 0 | 0 | 0 | 0 | 0 | 0 | 0 | 0 | 0
F8_Commercial_OR - College_New_Food Preparation_Natural Gas_Broiler_A_Achievable Economic UCT Potential | F8 | Commercial | OR - College | New | Food Preparation | Natural Gas | Broiler | A | Cumulative Summer Peak Savings (MW) | Achievable Economic UCT Potential | 0 | 0 | 0 | 0 | 0 | 0 | 0 | 0 | 0 | 0 | 0 | 0 | 0 | 0 | 0 | 0 | 0 | 0 | 0 | 0 | 0 | 0 | 0 | 0 | 0 | 0 | 0
F9_Commercial_OR - College_New_Food Preparation_Natural Gas_Broiler_A_Achievable Economic UCT Potential | F9 | Commercial | OR - College | New | Food Preparation | Natural Gas | Broiler | A | Cumulative Winter Peak Savings (MW) | Achievable Economic UCT Potential | 0 | 0 | 0 | 0 | 0 | 0 | 0 | 0 | 0 | 0 | 0 | 0 | 0 | 0 | 0 | 0 | 0 | 0 | 0 | 0 | 0 | 0 | 0 | 0 | 0 | 0 | 0
F10_Commercial_OR - College_New_Food Preparation_Natural Gas_Broiler_A_Achievable Economic UCT Potential | F10 | Commercial | OR - College | New | Food Preparation | Natural Gas | Broiler | A | Purchases (Incremental) | Achievable Economic UCT Potential | 0 | 0 | 0 | 0 | 0 | 0 | 0 | 0 | 0 | 0 | 0 | 0 | 0 | 0 | 0 | 0 | 0 | 0 | 0 | 0 | 0 | 0 | 0 | 0 | 0 | 0 | 0
F11_Commercial_OR - College_New_Food Preparation_Natural Gas_Broiler_A_Achievable Economic UCT Potential | F11 | Commercial | OR - College | New | Food Preparation | Natural Gas | Broiler | A | Purchases (Cumulative) | Achievable Economic UCT Potential | 0 | 0 | 0 | 0 | 0 | 0 | 0 | 0 | 0 | 0 | 0 | 0 | 0 | 0 | 0 | 0 | 0 | 0 | 0 | 0 | 0 | 0 | 0 | 0 | 0 | 0 | 0
F1_Commercial_OR - College_New_Food Preparation_Natural Gas_Griddle_A_Achievable Economic UCT Potential | F1 | Commercial | OR - College | New | Food Preparation | Natural Gas | Griddle | A | Integrated Unit Energy Savings (kWh or therms) | Achievable Economic UCT Potential | 0 | 0 | 0 | 0 | 0 | 0 | 0 | 0 | 0 | 0 | 0 | 0 | 0 | 0 | 0 | 0 | 0 | 0 | 0 | 0 | 0 | 0 | 0 | 0 | 0 | 0 | 0
F2_Commercial_OR - College_New_Food Preparation_Natural Gas_Griddle_A_Achievable Economic UCT Potential | F2 | Commercial | OR - College | New | Food Preparation | Natural Gas | Griddle | A | Integrated Unit Summer Peak Savings (kW) | Achievable Economic UCT Potential | 0 | 0 | 0 | 0 | 0 | 0 | 0 | 0 | 0 | 0 | 0 | 0 | 0 | 0 | 0 | 0 | 0 | 0 | 0 | 0 | 0 | 0 | 0 | 0 | 0 | 0 | 0
F3_Commercial_OR - College_New_Food Preparation_Natural Gas_Griddle_A_Achievable Economic UCT Potential | F3 | Commercial | OR - College | New | Food Preparation | Natural Gas | Griddle | A | Integrated Unit Winter Peak Savings (kW) | Achievable Economic UCT Potential | 0 | 0 | 0 | 0 | 0 | 0 | 0 | 0 | 0 | 0 | 0 | 0 | 0 | 0 | 0 | 0 | 0 | 0 | 0 | 0 | 0 | 0 | 0 | 0 | 0 | 0 | 0
F4_Commercial_OR - College_New_Food Preparation_Natural Gas_Griddle_A_Achievable Economic UCT Potential | F4 | Commercial | OR - College | New | Food Preparation | Natural Gas | Griddle | A | Incremental Energy Savings (MWh or mTherms) | Achievable Economic UCT Potential | 0 | 0 | 0 | 0 | 0 | 0 | 0 | 0 | 0 | 0 | 0 | 0 | 0 | 0 | 0 | 0 | 0 | 0 | 0 | 0 | 0 | 0 | 0 | 0 | 0 | 0 | 0
F5_Commercial_OR - College_New_Food Preparation_Natural Gas_Griddle_A_Achievable Economic UCT Potential | F5 | Commercial | OR - College | New | Food Preparation | Natural Gas | Griddle | A | Incremental Summer Peak Savings (MW) | Achievable Economic UCT Potential | 0 | 0 | 0 | 0 | 0 | 0 | 0 | 0 | 0 | 0 | 0 | 0 | 0 | 0 | 0 | 0 | 0 | 0 | 0 | 0 | 0 | 0 | 0 | 0 | 0 | 0 | 0
F6_Commercial_OR - College_New_Food Preparation_Natural Gas_Griddle_A_Achievable Economic UCT Potential | F6 | Commercial | OR - College | New | Food Preparation | Natural Gas | Griddle | A | Incremental Winter Peak Savings (MW) | Achievable Economic UCT Potential | 0 | 0 | 0 | 0 | 0 | 0 | 0 | 0 | 0 | 0 | 0 | 0 | 0 | 0 | 0 | 0 | 0 | 0 | 0 | 0 | 0 | 0 | 0 | 0 | 0 | 0 | 0
F7_Commercial_OR - College_New_Food Preparation_Natural Gas_Griddle_A_Achievable Economic UCT Potential | F7 | Commercial | OR - College | New | Food Preparation | Natural Gas | Griddle | A | Cumulative Energy Savings (MWh or mTherms) | Achievable Economic UCT Potential | 0 | 0 | 0 | 0 | 0 | 0 | 0 | 0 | 0 | 0 | 0 | 0 | 0 | 0 | 0 | 0 | 0 | 0 | 0 | 0 | 0 | 0 | 0 | 0 | 0 | 0 | 0
F8_Commercial_OR - College_New_Food Preparation_Natural Gas_Griddle_A_Achievable Economic UCT Potential | F8 | Commercial | OR - College | New | Food Preparation | Natural Gas | Griddle | A | Cumulative Summer Peak Savings (MW) | Achievable Economic UCT Potential | 0 | 0 | 0 | 0 | 0 | 0 | 0 | 0 | 0 | 0 | 0 | 0 | 0 | 0 | 0 | 0 | 0 | 0 | 0 | 0 | 0 | 0 | 0 | 0 | 0 | 0 | 0
F9_Commercial_OR - College_New_Food Preparation_Natural Gas_Griddle_A_Achievable Economic UCT Potential | F9 | Commercial | OR - College | New | Food Preparation | Natural Gas | Griddle | A | Cumulative Winter Peak Savings (MW) | Achievable Economic UCT Potential | 0 | 0 | 0 | 0 | 0 | 0 | 0 | 0 | 0 | 0 | 0 | 0 | 0 | 0 | 0 | 0 | 0 | 0 | 0 | 0 | 0 | 0 | 0 | 0 | 0 | 0 | 0
F10_Commercial_OR - College_New_Food Preparation_Natural Gas_Griddle_A_Achievable Economic UCT Potential | F10 | Commercial | OR - College | New | Food Preparation | Natural Gas | Griddle | A | Purchases (Incremental) | Achievable Economic UCT Potential | 0 | 0 | 0 | 0 | 0 | 0 | 0 | 0 | 0 | 0 | 0 | 0 | 0 | 0 | 0 | 0 | 0 | 0 | 0 | 0 | 0 | 0 | 0 | 0 | 0 | 0 | 0
F11_Commercial_OR - College_New_Food Preparation_Natural Gas_Griddle_A_Achievable Economic UCT Potential | F11 | Commercial | OR - College | New | Food Preparation | Natural Gas | Griddle | A | Purchases (Cumulative) | Achievable Economic UCT Potential | 0 | 0 | 0 | 0 | 0 | 0 | 0 | 0 | 0 | 0 | 0 | 0 | 0 | 0 | 0 | 0 | 0 | 0 | 0 | 0 | 0 | 0 | 0 | 0 | 0 | 0 | 0
F1_Commercial_OR - College_New_Food Preparation_Natural Gas_Range_A_Achievable Economic UCT Potential | F1 | Commercial | OR - College | New | Food Preparation | Natural Gas | Range | A | Integrated Unit Energy Savings (kWh or therms) | Achievable Economic UCT Potential | 0 | 0 | 0 | 0 | 0 | 0 | 0 | 0 | 0 | 0 | 0 | 0 | 0 | 0 | 0 | 0 | 0 | 0 | 0 | 0 | 0 | 0 | 0 | 0 | 0 | 0 | 0
F2_Commercial_OR - College_New_Food Preparation_Natural Gas_Range_A_Achievable Economic UCT Potential | F2 | Commercial | OR - College | New | Food Preparation | Natural Gas | Range | A | Integrated Unit Summer Peak Savings (kW) | Achievable Economic UCT Potential | 0 | 0 | 0 | 0 | 0 | 0 | 0 | 0 | 0 | 0 | 0 | 0 | 0 | 0 | 0 | 0 | 0 | 0 | 0 | 0 | 0 | 0 | 0 | 0 | 0 | 0 | 0
F3_Commercial_OR - College_New_Food Preparation_Natural Gas_Range_A_Achievable Economic UCT Potential | F3 | Commercial | OR - College | New | Food Preparation | Natural Gas | Range | A | Integrated Unit Winter Peak Savings (kW) | Achievable Economic UCT Potential | 0 | 0 | 0 | 0 | 0 | 0 | 0 | 0 | 0 | 0 | 0 | 0 | 0 | 0 | 0 | 0 | 0 | 0 | 0 | 0 | 0 | 0 | 0 | 0 | 0 | 0 | 0
F4_Commercial_OR - College_New_Food Preparation_Natural Gas_Range_A_Achievable Economic UCT Potential | F4 | Commercial | OR - College | New | Food Preparation | Natural Gas | Range | A | Incremental Energy Savings (MWh or mTherms) | Achievable Economic UCT Potential | 0 | 0 | 0 | 0 | 0 | 0 | 0 | 0 | 0 | 0 | 0 | 0 | 0 | 0 | 0 | 0 | 0 | 0 | 0 | 0 | 0 | 0 | 0 | 0 | 0 | 0 | 0
F5_Commercial_OR - College_New_Food Preparation_Natural Gas_Range_A_Achievable Economic UCT Potential | F5 | Commercial | OR - College | New | Food Preparation | Natural Gas | Range | A | Incremental Summer Peak Savings (MW) | Achievable Economic UCT Potential | 0 | 0 | 0 | 0 | 0 | 0 | 0 | 0 | 0 | 0 | 0 | 0 | 0 | 0 | 0 | 0 | 0 | 0 | 0 | 0 | 0 | 0 | 0 | 0 | 0 | 0 | 0
F6_Commercial_OR - College_New_Food Preparation_Natural Gas_Range_A_Achievable Economic UCT Potential | F6 | Commercial | OR - College | New | Food Preparation | Natural Gas | Range | A | Incremental Winter Peak Savings (MW) | Achievable Economic UCT Potential | 0 | 0 | 0 | 0 | 0 | 0 | 0 | 0 | 0 | 0 | 0 | 0 | 0 | 0 | 0 | 0 | 0 | 0 | 0 | 0 | 0 | 0 | 0 | 0 | 0 | 0 | 0
F7_Commercial_OR - College_New_Food Preparation_Natural Gas_Range_A_Achievable Economic UCT Potential | F7 | Commercial | OR - College | New | Food Preparation | Natural Gas | Range | A | Cumulative Energy Savings (MWh or mTherms) | Achievable Economic UCT Potential | 0 | 0 | 0 | 0 | 0 | 0 | 0 | 0 | 0 | 0 | 0 | 0 | 0 | 0 | 0 | 0 | 0 | 0 | 0 | 0 | 0 | 0 | 0 | 0 | 0 | 0 | 0
F8_Commercial_OR - College_New_Food Preparation_Natural Gas_Range_A_Achievable Economic UCT Potential | F8 | Commercial | OR - College | New | Food Preparation | Natural Gas | Range | A | Cumulative Summer Peak Savings (MW) | Achievable Economic UCT Potential | 0 | 0 | 0 | 0 | 0 | 0 | 0 | 0 | 0 | 0 | 0 | 0 | 0 | 0 | 0 | 0 | 0 | 0 | 0 | 0 | 0 | 0 | 0 | 0 | 0 | 0 | 0
F9_Commercial_OR - College_New_Food Preparation_Natural Gas_Range_A_Achievable Economic UCT Potential | F9 | Commercial | OR - College | New | Food Preparation | Natural Gas | Range | A | Cumulative Winter Peak Savings (MW) | Achievable Economic UCT Potential | 0 | 0 | 0 | 0 | 0 | 0 | 0 | 0 | 0 | 0 | 0 | 0 | 0 | 0 | 0 | 0 | 0 | 0 | 0 | 0 | 0 | 0 | 0 | 0 | 0 | 0 | 0
F10_Commercial_OR - College_New_Food Preparation_Natural Gas_Range_A_Achievable Economic UCT Potential | F10 | Commercial | OR - College | New | Food Preparation | Natural Gas | Range | A | Purchases (Incremental) | Achievable Economic UCT Potential | 0 | 0 | 0 | 0 | 0 | 0 | 0 | 0 | 0 | 0 | 0 | 0 | 0 | 0 | 0 | 0 | 0 | 0 | 0 | 0 | 0 | 0 | 0 | 0 | 0 | 0 | 0
F11_Commercial_OR - College_New_Food Preparation_Natural Gas_Range_A_Achievable Economic UCT Potential | F11 | Commercial | OR - College | New | Food Preparation | Natural Gas | Range | A | Purchases (Cumulative) | Achievable Economic UCT Potential | 0 | 0 | 0 | 0 | 0 | 0 | 0 | 0 | 0 | 0 | 0 | 0 | 0 | 0 | 0 | 0 | 0 | 0 | 0 | 0 | 0 | 0 | 0 | 0 | 0 | 0 | 0
F1_Commercial_OR - College_New_Food Preparation_Natural Gas_Steamer_A_Achievable Economic UCT Potential | F1 | Commercial | OR - College | New | Food Preparation | Natural Gas | Steamer | A | Integrated Unit Energy Savings (kWh or therms) | Achievable Economic UCT Potential | 0 | 0 | 0 | 0 | 0 | 0 | 0 | 0 | 0 | 0 | 0 | 0 | 0 | 0 | 0 | 0 | 0 | 0 | 0 | 0 | 0 | 0 | 0 | 0 | 0 | 0 | 0
F2_Commercial_OR - College_New_Food Preparation_Natural Gas_Steamer_A_Achievable Economic UCT Potential | F2 | Commercial | OR - College | New | Food Preparation | Natural Gas | Steamer | A | Integrated Unit Summer Peak Savings (kW) | Achievable Economic UCT Potential | 0 | 0 | 0 | 0 | 0 | 0 | 0 | 0 | 0 | 0 | 0 | 0 | 0 | 0 | 0 | 0 | 0 | 0 | 0 | 0 | 0 | 0 | 0 | 0 | 0 | 0 | 0
F3_Commercial_OR - College_New_Food Preparation_Natural Gas_Steamer_A_Achievable Economic UCT Potential | F3 | Commercial | OR - College | New | Food Preparation | Natural Gas | Steamer | A | Integrated Unit Winter Peak Savings (kW) | Achievable Economic UCT Potential | 0 | 0 | 0 | 0 | 0 | 0 | 0 | 0 | 0 | 0 | 0 | 0 | 0 | 0 | 0 | 0 | 0 | 0 | 0 | 0 | 0 | 0 | 0 | 0 | 0 | 0 | 0
F4_Commercial_OR - College_New_Food Preparation_Natural Gas_Steamer_A_Achievable Economic UCT Potential | F4 | Commercial | OR - College | New | Food Preparation | Natural Gas | Steamer | A | Incremental Energy Savings (MWh or mTherms) | Achievable Economic UCT Potential | 0 | 0 | 0 | 0 | 0 | 0 | 0 | 0 | 0 | 0 | 0 | 0 | 0 | 0 | 0 | 0 | 0 | 0 | 0 | 0 | 0 | 0 | 0 | 0 | 0 | 0 | 0
F5_Commercial_OR - College_New_Food Preparation_Natural Gas_Steamer_A_Achievable Economic UCT Potential | F5 | Commercial | OR - College | New | Food Preparation | Natural Gas | Steamer | A | Incremental Summer Peak Savings (MW) | Achievable Economic UCT Potential | 0 | 0 | 0 | 0 | 0 | 0 | 0 | 0 | 0 | 0 | 0 | 0 | 0 | 0 | 0 | 0 | 0 | 0 | 0 | 0 | 0 | 0 | 0 | 0 | 0 | 0 | 0
F6_Commercial_OR - College_New_Food Preparation_Natural Gas_Steamer_A_Achievable Economic UCT Potential | F6 | Commercial | OR - College | New | Food Preparation | Natural Gas | Steamer | A | Incremental Winter Peak Savings (MW) | Achievable Economic UCT Potential | 0 | 0 | 0 | 0 | 0 | 0 | 0 | 0 | 0 | 0 | 0 | 0 | 0 | 0 | 0 | 0 | 0 | 0 | 0 | 0 | 0 | 0 | 0 | 0 | 0 | 0 | 0
F7_Commercial_OR - College_New_Food Preparation_Natural Gas_Steamer_A_Achievable Economic UCT Potential | F7 | Commercial | OR - College | New | Food Preparation | Natural Gas | Steamer | A | Cumulative Energy Savings (MWh or mTherms) | Achievable Economic UCT Potential | 0 | 0 | 0 | 0 | 0 | 0 | 0 | 0 | 0 | 0 | 0 | 0 | 0 | 0 | 0 | 0 | 0 | 0 | 0 | 0 | 0 | 0 | 0 | 0 | 0 | 0 | 0
F8_Commercial_OR - College_New_Food Preparation_Natural Gas_Steamer_A_Achievable Economic UCT Potential | F8 | Commercial | OR - College | New | Food Preparation | Natural Gas | Steamer | A | Cumulative Summer Peak Savings (MW) | Achievable Economic UCT Potential | 0 | 0 | 0 | 0 | 0 | 0 | 0 | 0 | 0 | 0 | 0 | 0 | 0 | 0 | 0 | 0 | 0 | 0 | 0 | 0 | 0 | 0 | 0 | 0 | 0 | 0 | 0
F9_Commercial_OR - College_New_Food Preparation_Natural Gas_Steamer_A_Achievable Economic UCT Potential | F9 | Commercial | OR - College | New | Food Preparation | Natural Gas | Steamer | A | Cumulative Winter Peak Savings (MW) | Achievable Economic UCT Potential | 0 | 0 | 0 | 0 | 0 | 0 | 0 | 0 | 0 | 0 | 0 | 0 | 0 | 0 | 0 | 0 | 0 | 0 | 0 | 0 | 0 | 0 | 0 | 0 | 0 | 0 | 0
F10_Commercial_OR - College_New_Food Preparation_Natural Gas_Steamer_A_Achievable Economic UCT Potential | F10 | Commercial | OR - College | New | Food Preparation | Natural Gas | Steamer | A | Purchases (Incremental) | Achievable Economic UCT Potential | 0 | 0 | 0 | 0 | 0 | 0 | 0 | 0 | 0 | 0 | 0 | 0 | 0 | 0 | 0 | 0 | 0 | 0 | 0 | 0 | 0 | 0 | 0 | 0 | 0 | 0 | 0
F11_Commercial_OR - College_New_Food Preparation_Natural Gas_Steamer_A_Achievable Economic UCT Potential | F11 | Commercial | OR - College | New | Food Preparation | Natural Gas | Steamer | A | Purchases (Cumulative) | Achievable Economic UCT Potential | 0 | 0 | 0 | 0 | 0 | 0 | 0 | 0 | 0 | 0 | 0 | 0 | 0 | 0 | 0 | 0 | 0 | 0 | 0 | 0 | 0 | 0 | 0 | 0 | 0 | 0 | 0
F1_Commercial_OR - College_New_Food Preparation_Natural Gas_Commercial Food Prep Other_A_Achievable Economic UCT Potential | F1 | Commercial | OR - College | New | Food Preparation | Natural Gas | Commercial Food Prep Other | A | Integrated Unit Energy Savings (kWh or therms) | Achievable Economic UCT Potential | 0 | 0 | 0 | 0 | 0 | 0 | 0 | 0 | 0 | 0 | 0 | 0 | 0 | 0 | 0 | 0 | 0 | 0 | 0 | 0 | 0 | 0 | 0 | 0 | 0 | 0 | 0
F2_Commercial_OR - College_New_Food Preparation_Natural Gas_Commercial Food Prep Other_A_Achievable Economic UCT Potential | F2 | Commercial | OR - College | New | Food Preparation | Natural Gas | Commercial Food Prep Other | A | Integrated Unit Summer Peak Savings (kW) | Achievable Economic UCT Potential | 0 | 0 | 0 | 0 | 0 | 0 | 0 | 0 | 0 | 0 | 0 | 0 | 0 | 0 | 0 | 0 | 0 | 0 | 0 | 0 | 0 | 0 | 0 | 0 | 0 | 0 | 0
F3_Commercial_OR - College_New_Food Preparation_Natural Gas_Commercial Food Prep Other_A_Achievable Economic UCT Potential | F3 | Commercial | OR - College | New | Food Preparation | Natural Gas | Commercial Food Prep Other | A | Integrated Unit Winter Peak Savings (kW) | Achievable Economic UCT Potential | 0 | 0 | 0 | 0 | 0 | 0 | 0 | 0 | 0 | 0 | 0 | 0 | 0 | 0 | 0 | 0 | 0 | 0 | 0 | 0 | 0 | 0 | 0 | 0 | 0 | 0 | 0
F4_Commercial_OR - College_New_Food Preparation_Natural Gas_Commercial Food Prep Other_A_Achievable Economic UCT Potential | F4 | Commercial | OR - College | New | Food Preparation | Natural Gas | Commercial Food Prep Other | A | Incremental Energy Savings (MWh or mTherms) | Achievable Economic UCT Potential | 0 | 0 | 0 | 0 | 0 | 0 | 0 | 0 | 0 | 0 | 0 | 0 | 0 | 0 | 0 | 0 | 0 | 0 | 0 | 0 | 0 | 0 | 0 | 0 | 0 | 0 | 0
F5_Commercial_OR - College_New_Food Preparation_Natural Gas_Commercial Food Prep Other_A_Achievable Economic UCT Potential | F5 | Commercial | OR - College | New | Food Preparation | Natural Gas | Commercial Food Prep Other | A | Incremental Summer Peak Savings (MW) | Achievable Economic UCT Potential | 0 | 0 | 0 | 0 | 0 | 0 | 0 | 0 | 0 | 0 | 0 | 0 | 0 | 0 | 0 | 0 | 0 | 0 | 0 | 0 | 0 | 0 | 0 | 0 | 0 | 0 | 0
F6_Commercial_OR - College_New_Food Preparation_Natural Gas_Commercial Food Prep Other_A_Achievable Economic UCT Potential | F6 | Commercial | OR - College | New | Food Preparation | Natural Gas | Commercial Food Prep Other | A | Incremental Winter Peak Savings (MW) | Achievable Economic UCT Potential | 0 | 0 | 0 | 0 | 0 | 0 | 0 | 0 | 0 | 0 | 0 | 0 | 0 | 0 | 0 | 0 | 0 | 0 | 0 | 0 | 0 | 0 | 0 | 0 | 0 | 0 | 0
F7_Commercial_OR - College_New_Food Preparation_Natural Gas_Commercial Food Prep Other_A_Achievable Economic UCT Potential | F7 | Commercial | OR - College | New | Food Preparation | Natural Gas | Commercial Food Prep Other | A | Cumulative Energy Savings (MWh or mTherms) | Achievable Economic UCT Potential | 0 | 0 | 0 | 0 | 0 | 0 | 0 | 0 | 0 | 0 | 0 | 0 | 0 | 0 | 0 | 0 | 0 | 0 | 0 | 0 | 0 | 0 | 0 | 0 | 0 | 0 | 0
F8_Commercial_OR - College_New_Food Preparation_Natural Gas_Commercial Food Prep Other_A_Achievable Economic UCT Potential | F8 | Commercial | OR - College | New | Food Preparation | Natural Gas | Commercial Food Prep Other | A | Cumulative Summer Peak Savings (MW) | Achievable Economic UCT Potential | 0 | 0 | 0 | 0 | 0 | 0 | 0 | 0 | 0 | 0 | 0 | 0 | 0 | 0 | 0 | 0 | 0 | 0 | 0 | 0 | 0 | 0 | 0 | 0 | 0 | 0 | 0
F9_Commercial_OR - College_New_Food Preparation_Natural Gas_Commercial Food Prep Other_A_Achievable Economic UCT Potential | F9 | Commercial | OR - College | New | Food Preparation | Natural Gas | Commercial Food Prep Other | A | Cumulative Winter Peak Savings (MW) | Achievable Economic UCT Potential | 0 | 0 | 0 | 0 | 0 | 0 | 0 | 0 | 0 | 0 | 0 | 0 | 0 | 0 | 0 | 0 | 0 | 0 | 0 | 0 | 0 | 0 | 0 | 0 | 0 | 0 | 0
F10_Commercial_OR - College_New_Food Preparation_Natural Gas_Commercial Food Prep Other_A_Achievable Economic UCT Potential | F10 | Commercial | OR - College | New | Food Preparation | Natural Gas | Commercial Food Prep Other | A | Purchases (Incremental) | Achievable Economic UCT Potential | 0 | 0 | 0 | 0 | 0 | 0 | 0 | 0 | 0 | 0 | 0 | 0 | 0 | 0 | 0 | 0 | 0 | 0 | 0 | 0 | 0 | 0 | 0 | 0 | 0 | 0 | 0
F11_Commercial_OR - College_New_Food Preparation_Natural Gas_Commercial Food Prep Other_A_Achievable Economic UCT Potential | F11 | Commercial | OR - College | New | Food Preparation | Natural Gas | Commercial Food Prep Other | A | Purchases (Cumulative) | Achievable Economic UCT Potential | 0 | 0 | 0 | 0 | 0 | 0 | 0 | 0 | 0 | 0 | 0 | 0 | 0 | 0 | 0 | 0 | 0 | 0 | 0 | 0 | 0 | 0 | 0 | 0 | 0 | 0 | 0
F1_Commercial_OR - College_New_Miscellaneous_Natural Gas_Pool Heater_A_Achievable Economic UCT Potential | F1 | Commercial | OR - College | New | Miscellaneous | Natural Gas | Pool Heater | A | Integrated Unit Energy Savings (kWh or therms) | Achievable Economic UCT Potential | 0 | 0 | 0 | 0 | 0 | 0 | 0 | 0 | 0 | 0 | 0 | 0 | 0 | 0 | 0 | 0 | 0 | 0 | 0 | 0 | 0 | 0 | 0 | 0 | 0 | 0 | 0
F2_Commercial_OR - College_New_Miscellaneous_Natural Gas_Pool Heater_A_Achievable Economic UCT Potential | F2 | Commercial | OR - College | New | Miscellaneous | Natural Gas | Pool Heater | A | Integrated Unit Summer Peak Savings (kW) | Achievable Economic UCT Potential | 0 | 0 | 0 | 0 | 0 | 0 | 0 | 0 | 0 | 0 | 0 | 0 | 0 | 0 | 0 | 0 | 0 | 0 | 0 | 0 | 0 | 0 | 0 | 0 | 0 | 0 | 0
F3_Commercial_OR - College_New_Miscellaneous_Natural Gas_Pool Heater_A_Achievable Economic UCT Potential | F3 | Commercial | OR - College | New | Miscellaneous | Natural Gas | Pool Heater | A | Integrated Unit Winter Peak Savings (kW) | Achievable Economic UCT Potential | 0 | 0 | 0 | 0 | 0 | 0 | 0 | 0 | 0 | 0 | 0 | 0 | 0 | 0 | 0 | 0 | 0 | 0 | 0 | 0 | 0 | 0 | 0 | 0 | 0 | 0 | 0
F4_Commercial_OR - College_New_Miscellaneous_Natural Gas_Pool Heater_A_Achievable Economic UCT Potential | F4 | Commercial | OR - College | New | Miscellaneous | Natural Gas | Pool Heater | A | Incremental Energy Savings (MWh or mTherms) | Achievable Economic UCT Potential | 0 | 0 | 0 | 0 | 0 | 0 | 0 | 0 | 0 | 0 | 0 | 0 | 0 | 0 | 0 | 0 | 0 | 0 | 0 | 0 | 0 | 0 | 0 | 0 | 0 | 0 | 0
F5_Commercial_OR - College_New_Miscellaneous_Natural Gas_Pool Heater_A_Achievable Economic UCT Potential | F5 | Commercial | OR - College | New | Miscellaneous | Natural Gas | Pool Heater | A | Incremental Summer Peak Savings (MW) | Achievable Economic UCT Potential | 0 | 0 | 0 | 0 | 0 | 0 | 0 | 0 | 0 | 0 | 0 | 0 | 0 | 0 | 0 | 0 | 0 | 0 | 0 | 0 | 0 | 0 | 0 | 0 | 0 | 0 | 0
F6_Commercial_OR - College_New_Miscellaneous_Natural Gas_Pool Heater_A_Achievable Economic UCT Potential | F6 | Commercial | OR - College | New | Miscellaneous | Natural Gas | Pool Heater | A | Incremental Winter Peak Savings (MW) | Achievable Economic UCT Potential | 0 | 0 | 0 | 0 | 0 | 0 | 0 | 0 | 0 | 0 | 0 | 0 | 0 | 0 | 0 | 0 | 0 | 0 | 0 | 0 | 0 | 0 | 0 | 0 | 0 | 0 | 0
F7_Commercial_OR - College_New_Miscellaneous_Natural Gas_Pool Heater_A_Achievable Economic UCT Potential | F7 | Commercial | OR - College | New | Miscellaneous | Natural Gas | Pool Heater | A | Cumulative Energy Savings (MWh or mTherms) | Achievable Economic UCT Potential | 0 | 0 | 0 | 0 | 0 | 0 | 0 | 0 | 0 | 0 | 0 | 0 | 0 | 0 | 0 | 0 | 0 | 0 | 0 | 0 | 0 | 0 | 0 | 0 | 0 | 0 | 0
F8_Commercial_OR - College_New_Miscellaneous_Natural Gas_Pool Heater_A_Achievable Economic UCT Potential | F8 | Commercial | OR - College | New | Miscellaneous | Natural Gas | Pool Heater | A | Cumulative Summer Peak Savings (MW) | Achievable Economic UCT Potential | 0 | 0 | 0 | 0 | 0 | 0 | 0 | 0 | 0 | 0 | 0 | 0 | 0 | 0 | 0 | 0 | 0 | 0 | 0 | 0 | 0 | 0 | 0 | 0 | 0 | 0 | 0
F9_Commercial_OR - College_New_Miscellaneous_Natural Gas_Pool Heater_A_Achievable Economic UCT Potential | F9 | Commercial | OR - College | New | Miscellaneous | Natural Gas | Pool Heater | A | Cumulative Winter Peak Savings (MW) | Achievable Economic UCT Potential | 0 | 0 | 0 | 0 | 0 | 0 | 0 | 0 | 0 | 0 | 0 | 0 | 0 | 0 | 0 | 0 | 0 | 0 | 0 | 0 | 0 | 0 | 0 | 0 | 0 | 0 | 0
F10_Commercial_OR - College_New_Miscellaneous_Natural Gas_Pool Heater_A_Achievable Economic UCT Potential | F10 | Commercial | OR - College | New | Miscellaneous | Natural Gas | Pool Heater | A | Purchases (Incremental) | Achievable Economic UCT Potential | 0 | 0 | 0 | 0 | 0 | 0 | 0 | 0 | 0 | 0 | 0 | 0 | 0 | 0 | 0 | 0 | 0 | 0 | 0 | 0 | 0 | 0 | 0 | 0 | 0 | 0 | 0
F11_Commercial_OR - College_New_Miscellaneous_Natural Gas_Pool Heater_A_Achievable Economic UCT Potential | F11 | Commercial | OR - College | New | Miscellaneous | Natural Gas | Pool Heater | A | Purchases (Cumulative) | Achievable Economic UCT Potential | 0 | 0 | 0 | 0 | 0 | 0 | 0 | 0 | 0 | 0 | 0 | 0 | 0 | 0 | 0 | 0 | 0 | 0 | 0 | 0 | 0 | 0 | 0 | 0 | 0 | 0 | 0
F1_Commercial_OR - Health_Existing_Space Heating_Natural Gas_Furnace_A_Achievable Economic UCT Potential | F1 | Commercial | OR - Health | Existing | Space Heating | Natural Gas | Furnace | A | Integrated Unit Energy Savings (kWh or therms) | Achievable Economic UCT Potential | 0 | 122.2515 | 121.7774 | 82.9831 | 82.9831 | 82.9831 | 82.9831 | 82.9831 | 82.9831 | 82.9831 | 82.9831 | 82.9831 | 82.9831 | 82.9831 | 82.9831 | 82.9831 | 82.9831 | 82.9831 | 82.9831 | 82.9831 | 82.9831 | 82.9831 | 82.9831 | 82.9831 | 82.9831 | 82.9831 | 82.9831
F2_Commercial_OR - Health_Existing_Space Heating_Natural Gas_Furnace_A_Achievable Economic UCT Potential | F2 | Commercial | OR - Health | Existing | Space Heating | Natural Gas | Furnace | A | Integrated Unit Summer Peak Savings (kW) | Achievable Economic UCT Potential | 0 | 0 | 0 | 0 | 0 | 0 | 0 | 0 | 0 | 0 | 0 | 0 | 0 | 0 | 0 | 0 | 0 | 0 | 0 | 0 | 0 | 0 | 0 | 0 | 0 | 0 | 0
F3_Commercial_OR - Health_Existing_Space Heating_Natural Gas_Furnace_A_Achievable Economic UCT Potential | F3 | Commercial | OR - Health | Existing | Space Heating | Natural Gas | Furnace | A | Integrated Unit Winter Peak Savings (kW) | Achievable Economic UCT Potential | 0 | 0 | 0 | 0 | 0 | 0 | 0 | 0 | 0 | 0 | 0 | 0 | 0 | 0 | 0 | 0 | 0 | 0 | 0 | 0 | 0 | 0 | 0 | 0 | 0 | 0 | 0
F4_Commercial_OR - Health_Existing_Space Heating_Natural Gas_Furnace_A_Achievable Economic UCT Potential | F4 | Commercial | OR - Health | Existing | Space Heating | Natural Gas | Furnace | A | Incremental Energy Savings (MWh or mTherms) | Achievable Economic UCT Potential | 0 | 0 | 0.00034636 | 0.00041258 | 0.0010161 | 0.0021411 | 0.0040754 | 0.0071862 | 0.011906 | 0.018695 | 0.027744 | 0.039149 | 0.052751 | 0.068088 | 0.084403 | 0.10074 | 0.1161 | 0.12967 | 0.14093 | 0.13829 | 0.13387 | 0.1297 | 0.12436 | 0.11999 | 0.11653 | 0.11372 | 0.11179
F5_Commercial_OR - Health_Existing_Space Heating_Natural Gas_Furnace_A_Achievable Economic UCT Potential | F5 | Commercial | OR - Health | Existing | Space Heating | Natural Gas | Furnace | A | Incremental Summer Peak Savings (MW) | Achievable Economic UCT Potential | 0 | 0 | 0 | 0 | 0 | 0 | 0 | 0 | 0 | 0 | 0 | 0 | 0 | 0 | 0 | 0 | 0 | 0 | 0 | 0 | 0 | 0 | 0 | 0 | 0 | 0 | 0
F6_Commercial_OR - Health_Existing_Space Heating_Natural Gas_Furnace_A_Achievable Economic UCT Potential | F6 | Commercial | OR - Health | Existing | Space Heating | Natural Gas | Furnace | A | Incremental Winter Peak Savings (MW) | Achievable Economic UCT Potential | 0 | 0 | 0 | 0 | 0 | 0 | 0 | 0 | 0 | 0 | 0 | 0 | 0 | 0 | 0 | 0 | 0 | 0 | 0 | 0 | 0 | 0 | 0 | 0 | 0 | 0 | 0
F7_Commercial_OR - Health_Existing_Space Heating_Natural Gas_Furnace_A_Achievable Economic UCT Potential | F7 | Commercial | OR - Health | Existing | Space Heating | Natural Gas | Furnace | A | Cumulative Energy Savings (MWh or mTherms) | Achievable Economic UCT Potential | 0 | 0 | 0.00034636 | 0.0006486 | 0.0016647 | 0.0038059 | 0.0078812 | 0.015067 | 0.026973 | 0.045668 | 0.073412 | 0.11256 | 0.16531 | 0.2334 | 0.3178 | 0.41854 | 0.53465 | 0.66431 | 0.80524 | 0.94353 | 1.0774 | 1.2071 | 1.3315 | 1.4515 | 1.568 | 1.6817 | 1.7935
F8_Commercial_OR - Health_Existing_Space Heating_Natural Gas_Furnace_A_Achievable Economic UCT Potential | F8 | Commercial | OR - Health | Existing | Space Heating | Natural Gas | Furnace | A | Cumulative Summer Peak Savings (MW) | Achievable Economic UCT Potential | 0 | 0 | 0 | 0 | 0 | 0 | 0 | 0 | 0 | 0 | 0 | 0 | 0 | 0 | 0 | 0 | 0 | 0 | 0 | 0 | 0 | 0 | 0 | 0 | 0 | 0 | 0
F9_Commercial_OR - Health_Existing_Space Heating_Natural Gas_Furnace_A_Achievable Economic UCT Potential | F9 | Commercial | OR - Health | Existing | Space Heating | Natural Gas | Furnace | A | Cumulative Winter Peak Savings (MW) | Achievable Economic UCT Potential | 0 | 0 | 0 | 0 | 0 | 0 | 0 | 0 | 0 | 0 | 0 | 0 | 0 | 0 | 0 | 0 | 0 | 0 | 0 | 0 | 0 | 0 | 0 | 0 | 0 | 0 | 0
F10_Commercial_OR - Health_Existing_Space Heating_Natural Gas_Furnace_A_Achievable Economic UCT Potential | F10 | Commercial | OR - Health | Existing | Space Heating | Natural Gas | Furnace | A | Purchases (Incremental) | Achievable Economic UCT Potential | 0 | 0 | 0.0028442 | 0.0049718 | 0.012245 | 0.025802 | 0.049111 | 0.086598 | 0.14347 | 0.22529 | 0.33433 | 0.47177 | 0.63569 | 0.8205 | 1.0171 | 1.214 | 1.3991 | 1.5626 | 1.6983 | 1.6665 | 1.6133 | 1.563 | 1.4986 | 1.4459 | 1.4043 | 1.3704 | 1.3471
F11_Commercial_OR - Health_Existing_Space Heating_Natural Gas_Furnace_A_Achievable Economic UCT Potential | F11 | Commercial | OR - Health | Existing | Space Heating | Natural Gas | Furnace | A | Purchases (Cumulative) | Achievable Economic UCT Potential | 0 | 0 | 0.0028442 | 0.007816 | 0.020061 | 0.045863 | 0.094974 | 0.18157 | 0.32505 | 0.55033 | 0.88466 | 1.3564 | 1.9921 | 2.8126 | 3.8297 | 5.0437 | 6.4428 | 8.0054 | 9.7037 | 11.3702 | 12.9834 | 14.5465 | 16.0451 | 17.491 | 18.8953 | 20.2657 | 21.6128
F1_Commercial_OR - Health_Existing_Space Heating_Natural Gas_Boiler_A_Achievable Economic UCT Potential | F1 | Commercial | OR - Health | Existing | Space Heating | Natural Gas | Boiler | A | Integrated Unit Energy Savings (kWh or therms) | Achievable Economic UCT Potential | 0 | 431.2043 | 429.5322 | 429.5322 | 1202.4246 | 1202.4246 | 1202.4246 | 1202.4246 | 1202.4246 | 1202.4246 | 1202.4246 | 1202.4246 | 1202.4246 | 1202.4246 | 1202.4246 | 1202.4246 | 1202.4246 | 1202.4246 | 1202.4246 | 1202.4246 | 1202.4246 | 1202.4246 | 1202.4246 | 1202.4246 | 1202.4246 | 1202.4246 | 1202.4246
F2_Commercial_OR - Health_Existing_Space Heating_Natural Gas_Boiler_A_Achievable Economic UCT Potential | F2 | Commercial | OR - Health | Existing | Space Heating | Natural Gas | Boiler | A | Integrated Unit Summer Peak Savings (kW) | Achievable Economic UCT Potential | 0 | 0 | 0 | 0 | 0 | 0 | 0 | 0 | 0 | 0 | 0 | 0 | 0 | 0 | 0 | 0 | 0 | 0 | 0 | 0 | 0 | 0 | 0 | 0 | 0 | 0 | 0
F3_Commercial_OR - Health_Existing_Space Heating_Natural Gas_Boiler_A_Achievable Economic UCT Potential | F3 | Commercial | OR - Health | Existing | Space Heating | Natural Gas | Boiler | A | Integrated Unit Winter Peak Savings (kW) | Achievable Economic UCT Potential | 0 | 0 | 0 | 0 | 0 | 0 | 0 | 0 | 0 | 0 | 0 | 0 | 0 | 0 | 0 | 0 | 0 | 0 | 0 | 0 | 0 | 0 | 0 | 0 | 0 | 0 | 0
F4_Commercial_OR - Health_Existing_Space Heating_Natural Gas_Boiler_A_Achievable Economic UCT Potential | F4 | Commercial | OR - Health | Existing | Space Heating | Natural Gas | Boiler | A | Incremental Energy Savings (MWh or mTherms) | Achievable Economic UCT Potential | 0 | 0 | 0.29476 | 0.50547 | 2.2343 | 2.638 | 2.9965 | 3.311 | 3.5839 | 3.8189 | 4.0198 | 4.1907 | 4.3353 | 4.4504 | 4.5422 | 4.6157 | 4.6746 | 4.722 | 4.7602 | 4.7999 | 4.8316 | 4.8725 | 4.8377 | 4.8099 | 4.7879 | 4.771 | 4.7584
F5_Commercial_OR - Health_Existing_Space Heating_Natural Gas_Boiler_A_Achievable Economic UCT Potential | F5 | Commercial | OR - Health | Existing | Space Heating | Natural Gas | Boiler | A | Incremental Summer Peak Savings (MW) | Achievable Economic UCT Potential | 0 | 0 | 0 | 0 | 0 | 0 | 0 | 0 | 0 | 0 | 0 | 0 | 0 | 0 | 0 | 0 | 0 | 0 | 0 | 0 | 0 | 0 | 0 | 0 | 0 | 0 | 0
F6_Commercial_OR - Health_Existing_Space Heating_Natural Gas_Boiler_A_Achievable Economic UCT Potential | F6 | Commercial | OR - Health | Existing | Space Heating | Natural Gas | Boiler | A | Incremental Winter Peak Savings (MW) | Achievable Economic UCT Potential | 0 | 0 | 0 | 0 | 0 | 0 | 0 | 0 | 0 | 0 | 0 | 0 | 0 | 0 | 0 | 0 | 0 | 0 | 0 | 0 | 0 | 0 | 0 | 0 | 0 | 0 | 0
F7_Commercial_OR - Health_Existing_Space Heating_Natural Gas_Boiler_A_Achievable Economic UCT Potential | F7 | Commercial | OR - Health | Existing | Space Heating | Natural Gas | Boiler | A | Cumulative Energy Savings (MWh or mTherms) | Achievable Economic UCT Potential | 0 | 0 | 0.29476 | 0.80024 | 2.8905 | 5.5284 | 8.525 | 11.8359 | 15.4199 | 19.2388 | 23.2586 | 27.4493 | 31.7846 | 36.235 | 40.7772 | 45.3929 | 50.0674 | 54.7894 | 59.5496 | 64.3495 | 69.1812 | 74.0536 | 78.8914 | 83.7012 | 88.4891 | 93.2601 | 98.0184
F8_Commercial_OR - Health_Existing_Space Heating_Natural Gas_Boiler_A_Achievable Economic UCT Potential | F8 | Commercial | OR - Health | Existing | Space Heating | Natural Gas | Boiler | A | Cumulative Summer Peak Savings (MW) | Achievable Economic UCT Potential | 0 | 0 | 0 | 0 | 0 | 0 | 0 | 0 | 0 | 0 | 0 | 0 | 0 | 0 | 0 | 0 | 0 | 0 | 0 | 0 | 0 | 0 | 0 | 0 | 0 | 0 | 0
F9_Commercial_OR - Health_Existing_Space Heating_Natural Gas_Boiler_A_Achievable Economic UCT Potential | F9 | Commercial | OR - Health | Existing | Space Heating | Natural Gas | Boiler | A | Cumulative Winter Peak Savings (MW) | Achievable Economic UCT Potential | 0 | 0 | 0 | 0 | 0 | 0 | 0 | 0 | 0 | 0 | 0 | 0 | 0 | 0 | 0 | 0 | 0 | 0 | 0 | 0 | 0 | 0 | 0 | 0 | 0 | 0 | 0
F10_Commercial_OR - Health_Existing_Space Heating_Natural Gas_Boiler_A_Achievable Economic UCT Potential | F10 | Commercial | OR - Health | Existing | Space Heating | Natural Gas | Boiler | A | Purchases (Incremental) | Achievable Economic UCT Potential | 0 | 0 | 0.68624 | 1.1768 | 1.8581 | 2.1939 | 2.4921 | 2.7536 | 2.9806 | 3.176 | 3.3431 | 3.4852 | 3.6055 | 3.7012 | 3.7776 | 3.8386 | 3.8876 | 3.927 | 3.9588 | 3.9919 | 4.0182 | 4.0522 | 4.0233 | 4.0001 | 3.9819 | 3.9678 | 3.9573
F11_Commercial_OR - Health_Existing_Space Heating_Natural Gas_Boiler_A_Achievable Economic UCT Potential | F11 | Commercial | OR - Health | Existing | Space Heating | Natural Gas | Boiler | A | Purchases (Cumulative) | Achievable Economic UCT Potential | 0 | 0 | 0.68624 | 1.863 | 3.7212 | 5.9151 | 8.4071 | 11.1607 | 14.1413 | 17.3173 | 20.6604 | 24.1456 | 27.7511 | 31.4522 | 35.2298 | 39.0684 | 42.9561 | 46.8831 | 50.8419 | 54.8338 | 58.852 | 62.9042 | 66.9276 | 70.9277 | 74.9095 | 78.8773 | 82.8347
F1_Commercial_OR - Health_Existing_Space Heating_Natural Gas_Unit Heater_A_Achievable Economic UCT Potential | F1 | Commercial | OR - Health | Existing | Space Heating | Natural Gas | Unit Heater | A | Integrated Unit Energy Savings (kWh or therms) | Achievable Economic UCT Potential | 0 | 0 | 0 | 0 | 0 | 0 | 0 | 0 | 0 | 0 | 0 | 0 | 0 | 0 | 0 | 0 | 0 | 0 | 0 | 0 | 0 | 0 | 0 | 0 | 0 | 0 | 0
F2_Commercial_OR - Health_Existing_Space Heating_Natural Gas_Unit Heater_A_Achievable Economic UCT Potential | F2 | Commercial | OR - Health | Existing | Space Heating | Natural Gas | Unit Heater | A | Integrated Unit Summer Peak Savings (kW) | Achievable Economic UCT Potential | 0 | 0 | 0 | 0 | 0 | 0 | 0 | 0 | 0 | 0 | 0 | 0 | 0 | 0 | 0 | 0 | 0 | 0 | 0 | 0 | 0 | 0 | 0 | 0 | 0 | 0 | 0
F3_Commercial_OR - Health_Existing_Space Heating_Natural Gas_Unit Heater_A_Achievable Economic UCT Potential | F3 | Commercial | OR - Health | Existing | Space Heating | Natural Gas | Unit Heater | A | Integrated Unit Winter Peak Savings (kW) | Achievable Economic UCT Potential | 0 | 0 | 0 | 0 | 0 | 0 | 0 | 0 | 0 | 0 | 0 | 0 | 0 | 0 | 0 | 0 | 0 | 0 | 0 | 0 | 0 | 0 | 0 | 0 | 0 | 0 | 0
F4_Commercial_OR - Health_Existing_Space Heating_Natural Gas_Unit Heater_A_Achievable Economic UCT Potential | F4 | Commercial | OR - Health | Existing | Space Heating | Natural Gas | Unit Heater | A | Incremental Energy Savings (MWh or mTherms) | Achievable Economic UCT Potential | 0 | 0 | 0 | 0 | 0 | 0 | 0 | 0 | 0 | 0 | 0 | 0 | 0 | 0 | 0 | 0 | 0 | 0 | 0 | 0 | 0 | 0 | 0 | 0 | 0 | 0 | 0
F5_Commercial_OR - Health_Existing_Space Heating_Natural Gas_Unit Heater_A_Achievable Economic UCT Potential | F5 | Commercial | OR - Health | Existing | Space Heating | Natural Gas | Unit Heater | A | Incremental Summer Peak Savings (MW) | Achievable Economic UCT Potential | 0 | 0 | 0 | 0 | 0 | 0 | 0 | 0 | 0 | 0 | 0 | 0 | 0 | 0 | 0 | 0 | 0 | 0 | 0 | 0 | 0 | 0 | 0 | 0 | 0 | 0 | 0
F6_Commercial_OR - Health_Existing_Space Heating_Natural Gas_Unit Heater_A_Achievable Economic UCT Potential | F6 | Commercial | OR - Health | Existing | Space Heating | Natural Gas | Unit Heater | A | Incremental Winter Peak Savings (MW) | Achievable Economic UCT Potential | 0 | 0 | 0 | 0 | 0 | 0 | 0 | 0 | 0 | 0 | 0 | 0 | 0 | 0 | 0 | 0 | 0 | 0 | 0 | 0 | 0 | 0 | 0 | 0 | 0 | 0 | 0
F7_Commercial_OR - Health_Existing_Space Heating_Natural Gas_Unit Heater_A_Achievable Economic UCT Potential | F7 | Commercial | OR - Health | Existing | Space Heating | Natural Gas | Unit Heater | A | Cumulative Energy Savings (MWh or mTherms) | Achievable Economic UCT Potential | 0 | 0 | 0 | 0 | 0 | 0 | 0 | 0 | 0 | 0 | 0 | 0 | 0 | 0 | 0 | 0 | 0 | 0 | 0 | 0 | 0 | 0 | 0 | 0 | 0 | 0 | 0
F8_Commercial_OR - Health_Existing_Space Heating_Natural Gas_Unit Heater_A_Achievable Economic UCT Potential | F8 | Commercial | OR - Health | Existing | Space Heating | Natural Gas | Unit Heater | A | Cumulative Summer Peak Savings (MW) | Achievable Economic UCT Potential | 0 | 0 | 0 | 0 | 0 | 0 | 0 | 0 | 0 | 0 | 0 | 0 | 0 | 0 | 0 | 0 | 0 | 0 | 0 | 0 | 0 | 0 | 0 | 0 | 0 | 0 | 0
F9_Commercial_OR - Health_Existing_Space Heating_Natural Gas_Unit Heater_A_Achievable Economic UCT Potential | F9 | Commercial | OR - Health | Existing | Space Heating | Natural Gas | Unit Heater | A | Cumulative Winter Peak Savings (MW) | Achievable Economic UCT Potential | 0 | 0 | 0 | 0 | 0 | 0 | 0 | 0 | 0 | 0 | 0 | 0 | 0 | 0 | 0 | 0 | 0 | 0 | 0 | 0 | 0 | 0 | 0 | 0 | 0 | 0 | 0
F10_Commercial_OR - Health_Existing_Space Heating_Natural Gas_Unit Heater_A_Achievable Economic UCT Potential | F10 | Commercial | OR - Health | Existing | Space Heating | Natural Gas | Unit Heater | A | Purchases (Incremental) | Achievable Economic UCT Potential | 0 | 0 | 0 | 0 | 0 | 0 | 0 | 0 | 0 | 0 | 0 | 0 | 0 | 0 | 0 | 0 | 0 | 0 | 0 | 0 | 0 | 0 | 0 | 0 | 0 | 0 | 0
F11_Commercial_OR - Health_Existing_Space Heating_Natural Gas_Unit Heater_A_Achievable Economic UCT Potential | F11 | Commercial | OR - Health | Existing | Space Heating | Natural Gas | Unit Heater | A | Purchases (Cumulative) | Achievable Economic UCT Potential | 0 | 0 | 0 | 0 | 0 | 0 | 0 | 0 | 0 | 0 | 0 | 0 | 0 | 0 | 0 | 0 | 0 | 0 | 0 | 0 | 0 | 0 | 0 | 0 | 0 | 0 | 0
F1_Commercial_OR - Health_Existing_Water Heating_Natural Gas_Water Heater_A_Achievable Economic UCT Potential | F1 | Commercial | OR - Health | Existing | Water Heating | Natural Gas | Water Heater | A | Integrated Unit Energy Savings (kWh or therms) | Achievable Economic UCT Potential | 0 | 2.8505 | 2.8505 | 2.8505 | 2.8505 | 2.8505 | 2.8505 | 2.8505 | 2.8505 | 2.8505 | 2.8505 | 2.8505 | 2.8505 | 2.8505 | 2.8505 | 2.8505 | 2.8505 | 2.8505 | 2.8505 | 2.8505 | 2.8505 | 2.8505 | 2.8505 | 2.8505 | 2.8505 | 2.8505 | 2.8505
F2_Commercial_OR - Health_Existing_Water Heating_Natural Gas_Water Heater_A_Achievable Economic UCT Potential | F2 | Commercial | OR - Health | Existing | Water Heating | Natural Gas | Water Heater | A | Integrated Unit Summer Peak Savings (kW) | Achievable Economic UCT Potential | 0 | 0 | 0 | 0 | 0 | 0 | 0 | 0 | 0 | 0 | 0 | 0 | 0 | 0 | 0 | 0 | 0 | 0 | 0 | 0 | 0 | 0 | 0 | 0 | 0 | 0 | 0
F3_Commercial_OR - Health_Existing_Water Heating_Natural Gas_Water Heater_A_Achievable Economic UCT Potential | F3 | Commercial | OR - Health | Existing | Water Heating | Natural Gas | Water Heater | A | Integrated Unit Winter Peak Savings (kW) | Achievable Economic UCT Potential | 0 | 0 | 0 | 0 | 0 | 0 | 0 | 0 | 0 | 0 | 0 | 0 | 0 | 0 | 0 | 0 | 0 | 0 | 0 | 0 | 0 | 0 | 0 | 0 | 0 | 0 | 0
F4_Commercial_OR - Health_Existing_Water Heating_Natural Gas_Water Heater_A_Achievable Economic UCT Potential | F4 | Commercial | OR - Health | Existing | Water Heating | Natural Gas | Water Heater | A | Incremental Energy Savings (MWh or mTherms) | Achievable Economic UCT Potential | 0 | 0 | 0.46826 | 0.89111 | 1.2822 | 1.6514 | 2.0062 | 2.3124 | 2.5454 | 2.724 | 3.0793 | 3.3336 | 3.0381 | 2.7249 | 2.3965 | 3.2144 | 2.5791 | 2.0417 | 1.5848 | 1.2786 | 0.85222 | 0.55757 | 0.35922 | 0.22906 | 0.45083 | 0 | 0
F5_Commercial_OR - Health_Existing_Water Heating_Natural Gas_Water Heater_A_Achievable Economic UCT Potential | F5 | Commercial | OR - Health | Existing | Water Heating | Natural Gas | Water Heater | A | Incremental Summer Peak Savings (MW) | Achievable Economic UCT Potential | 0 | 0 | 0 | 0 | 0 | 0 | 0 | 0 | 0 | 0 | 0 | 0 | 0 | 0 | 0 | 0 | 0 | 0 | 0 | 0 | 0 | 0 | 0 | 0 | 0 | 0 | 0
F6_Commercial_OR - Health_Existing_Water Heating_Natural Gas_Water Heater_A_Achievable Economic UCT Potential | F6 | Commercial | OR - Health | Existing | Water Heating | Natural Gas | Water Heater | A | Incremental Winter Peak Savings (MW) | Achievable Economic UCT Potential | 0 | 0 | 0 | 0 | 0 | 0 | 0 | 0 | 0 | 0 | 0 | 0 | 0 | 0 | 0 | 0 | 0 | 0 | 0 | 0 | 0 | 0 | 0 | 0 | 0 | 0 | 0
F7_Commercial_OR - Health_Existing_Water Heating_Natural Gas_Water Heater_A_Achievable Economic UCT Potential | F7 | Commercial | OR - Health | Existing | Water Heating | Natural Gas | Water Heater | A | Cumulative Energy Savings (MWh or mTherms) | Achievable Economic UCT Potential | 0 | 0 | 0.46826 | 1.3594 | 2.6415 | 4.293 | 6.2992 | 8.6116 | 11.157 | 13.881 | 16.9603 | 20.2939 | 23.332 | 26.0568 | 28.4534 | 31.6677 | 34.2468 | 36.2884 | 37.8732 | 39.1518 | 40.004 | 40.5616 | 40.9208 | 41.1499 | 41.6007 | 41.6007 | 41.6007
F8_Commercial_OR - Health_Existing_Water Heating_Natural Gas_Water Heater_A_Achievable Economic UCT Potential | F8 | Commercial | OR - Health | Existing | Water Heating | Natural Gas | Water Heater | A | Cumulative Summer Peak Savings (MW) | Achievable Economic UCT Potential | 0 | 0 | 0 | 0 | 0 | 0 | 0 | 0 | 0 | 0 | 0 | 0 | 0 | 0 | 0 | 0 | 0 | 0 | 0 | 0 | 0 | 0 | 0 | 0 | 0 | 0 | 0
F9_Commercial_OR - Health_Existing_Water Heating_Natural Gas_Water Heater_A_Achievable Economic UCT Potential | F9 | Commercial | OR - Health | Existing | Water Heating | Natural Gas | Water Heater | A | Cumulative Winter Peak Savings (MW) | Achievable Economic UCT Potential | 0 | 0 | 0 | 0 | 0 | 0 | 0 | 0 | 0 | 0 | 0 | 0 | 0 | 0 | 0 | 0 | 0 | 0 | 0 | 0 | 0 | 0 | 0 | 0 | 0 | 0 | 0
F10_Commercial_OR - Health_Existing_Water Heating_Natural Gas_Water Heater_A_Achievable Economic UCT Potential | F10 | Commercial | OR - Health | Existing | Water Heating | Natural Gas | Water Heater | A | Purchases (Incremental) | Achievable Economic UCT Potential | 0 | 0 | 164.2737 | 312.6178 | 449.8112 | 579.3584 | 703.8082 | 811.2456 | 892.9676 | 955.6392 | 1080.2756 | 1169.5025 | 1065.818 | 955.9404 | 840.7471 | 1127.6688 | 904.785 | 716.2543 | 555.9705 | 448.5454 | 298.9774 | 195.6068 | 126.0226 | 80.36 | 158.1614 | 0 | 0
F11_Commercial_OR - Health_Existing_Water Heating_Natural Gas_Water Heater_A_Achievable Economic UCT Potential | F11 | Commercial | OR - Health | Existing | Water Heating | Natural Gas | Water Heater | A | Purchases (Cumulative) | Achievable Economic UCT Potential | 0 | 0 | 164.2737 | 476.8915 | 926.7027 | 1506.0611 | 2209.8693 | 3021.1149 | 3914.0825 | 4869.7217 | 5949.9973 | 7119.4997 | 8185.3177 | 9141.2582 | 9982.0053 | 11109.6741 | 12014.4591 | 12730.7134 | 13286.6839 | 13735.2293 | 14034.2067 | 14229.8136 | 14355.8361 | 14436.1961 | 14594.3575 | 14594.3575 | 14594.3575
F1_Commercial_OR - Health_Existing_Food Preparation_Natural Gas_Oven_A_Achievable Economic UCT Potential | F1 | Commercial | OR - Health | Existing | Food Preparation | Natural Gas | Oven | A | Integrated Unit Energy Savings (kWh or therms) | Achievable Economic UCT Potential | 0 | 106.6752 | 106.6752 | 106.6752 | 106.6752 | 106.6752 | 106.6752 | 106.6752 | 106.6752 | 106.6752 | 106.6752 | 106.6752 | 106.6752 | 106.6752 | 106.6752 | 106.6752 | 106.6752 | 106.6752 | 106.6752 | 106.6752 | 106.6752 | 106.6752 | 106.6752 | 106.6752 | 106.6752 | 106.6752 | 106.6752
F2_Commercial_OR - Health_Existing_Food Preparation_Natural Gas_Oven_A_Achievable Economic UCT Potential | F2 | Commercial | OR - Health | Existing | Food Preparation | Natural Gas | Oven | A | Integrated Unit Summer Peak Savings (kW) | Achievable Economic UCT Potential | 0 | 0 | 0 | 0 | 0 | 0 | 0 | 0 | 0 | 0 | 0 | 0 | 0 | 0 | 0 | 0 | 0 | 0 | 0 | 0 | 0 | 0 | 0 | 0 | 0 | 0 | 0
F3_Commercial_OR - Health_Existing_Food Preparation_Natural Gas_Oven_A_Achievable Economic UCT Potential | F3 | Commercial | OR - Health | Existing | Food Preparation | Natural Gas | Oven | A | Integrated Unit Winter Peak Savings (kW) | Achievable Economic UCT Potential | 0 | 0 | 0 | 0 | 0 | 0 | 0 | 0 | 0 | 0 | 0 | 0 | 0 | 0 | 0 | 0 | 0 | 0 | 0 | 0 | 0 | 0 | 0 | 0 | 0 | 0 | 0
F4_Commercial_OR - Health_Existing_Food Preparation_Natural Gas_Oven_A_Achievable Economic UCT Potential | F4 | Commercial | OR - Health | Existing | Food Preparation | Natural Gas | Oven | A | Incremental Energy Savings (MWh or mTherms) | Achievable Economic UCT Potential | 0 | 0 | 0.00030368 | 0.0014283 | 0.0033464 | 0.0057662 | 0.0085256 | 0.011507 | 0.014628 | 0.017828 | 0.021065 | 0.024314 | 0.022227 | 0.02091 | 0.020279 | 0.019986 | 0.019846 | 0.021359 | 0.022689 | 0.02441 | 0.026419 | 0.028034 | 0.026871 | 0.023303 | 0.023766 | 0.022954 | 0.021212
F5_Commercial_OR - Health_Existing_Food Preparation_Natural Gas_Oven_A_Achievable Economic UCT Potential | F5 | Commercial | OR - Health | Existing | Food Preparation | Natural Gas | Oven | A | Incremental Summer Peak Savings (MW) | Achievable Economic UCT Potential | 0 | 0 | 0 | 0 | 0 | 0 | 0 | 0 | 0 | 0 | 0 | 0 | 0 | 0 | 0 | 0 | 0 | 0 | 0 | 0 | 0 | 0 | 0 | 0 | 0 | 0 | 0
F6_Commercial_OR - Health_Existing_Food Preparation_Natural Gas_Oven_A_Achievable Economic UCT Potential | F6 | Commercial | OR - Health | Existing | Food Preparation | Natural Gas | Oven | A | Incremental Winter Peak Savings (MW) | Achievable Economic UCT Potential | 0 | 0 | 0 | 0 | 0 | 0 | 0 | 0 | 0 | 0 | 0 | 0 | 0 | 0 | 0 | 0 | 0 | 0 | 0 | 0 | 0 | 0 | 0 | 0 | 0 | 0 | 0
F7_Commercial_OR - Health_Existing_Food Preparation_Natural Gas_Oven_A_Achievable Economic UCT Potential | F7 | Commercial | OR - Health | Existing | Food Preparation | Natural Gas | Oven | A | Cumulative Energy Savings (MWh or mTherms) | Achievable Economic UCT Potential | 0 | 0 | 0.00030368 | 0.001732 | 0.0050784 | 0.010845 | 0.01937 | 0.030878 | 0.045506 | 0.063333 | 0.084398 | 0.10871 | 0.13094 | 0.15185 | 0.17213 | 0.19211 | 0.21196 | 0.23332 | 0.25601 | 0.28042 | 0.30684 | 0.33487 | 0.36174 | 0.38504 | 0.40881 | 0.43176 | 0.45298
F8_Commercial_OR - Health_Existing_Food Preparation_Natural Gas_Oven_A_Achievable Economic UCT Potential | F8 | Commercial | OR - Health | Existing | Food Preparation | Natural Gas | Oven | A | Cumulative Summer Peak Savings (MW) | Achievable Economic UCT Potential | 0 | 0 | 0 | 0 | 0 | 0 | 0 | 0 | 0 | 0 | 0 | 0 | 0 | 0 | 0 | 0 | 0 | 0 | 0 | 0 | 0 | 0 | 0 | 0 | 0 | 0 | 0
F9_Commercial_OR - Health_Existing_Food Preparation_Natural Gas_Oven_A_Achievable Economic UCT Potential | F9 | Commercial | OR - Health | Existing | Food Preparation | Natural Gas | Oven | A | Cumulative Winter Peak Savings (MW) | Achievable Economic UCT Potential | 0 | 0 | 0 | 0 | 0 | 0 | 0 | 0 | 0 | 0 | 0 | 0 | 0 | 0 | 0 | 0 | 0 | 0 | 0 | 0 | 0 | 0 | 0 | 0 | 0 | 0 | 0
F10_Commercial_OR - Health_Existing_Food Preparation_Natural Gas_Oven_A_Achievable Economic UCT Potential | F10 | Commercial | OR - Health | Existing | Food Preparation | Natural Gas | Oven | A | Purchases (Incremental) | Achievable Economic UCT Potential | 0 | 0 | 0.0028467 | 0.013389 | 0.03137 | 0.054054 | 0.079921 | 0.10787 | 0.13713 | 0.16712 | 0.19747 | 0.22792 | 0.20836 | 0.19601 | 0.1901 | 0.18735 | 0.18604 | 0.20023 | 0.21269 | 0.22883 | 0.24766 | 0.2628 | 0.25189 | 0.21845 | 0.22279 | 0.21518 | 0.19885
F11_Commercial_OR - Health_Existing_Food Preparation_Natural Gas_Oven_A_Achievable Economic UCT Potential | F11 | Commercial | OR - Health | Existing | Food Preparation | Natural Gas | Oven | A | Purchases (Cumulative) | Achievable Economic UCT Potential | 0 | 0 | 0.0028467 | 0.016236 | 0.047606 | 0.10166 | 0.18158 | 0.28946 | 0.42658 | 0.5937 | 0.79117 | 1.0191 | 1.2275 | 1.4235 | 1.6136 | 1.8009 | 1.987 | 2.1872 | 2.3999 | 2.6287 | 2.8764 | 3.1392 | 3.391 | 3.6095 | 3.8323 | 4.0475 | 4.2463
F1_Commercial_OR - Health_Existing_Food Preparation_Natural Gas_Conveyor Oven_A_Achievable Economic UCT Potential | F1 | Commercial | OR - Health | Existing | Food Preparation | Natural Gas | Conveyor Oven | A | Integrated Unit Energy Savings (kWh or therms) | Achievable Economic UCT Potential | 0 | 0 | 0 | 0 | 0 | 692.0657 | 692.0657 | 692.0657 | 692.0657 | 692.0657 | 692.0657 | 692.0657 | 692.0657 | 692.0657 | 692.0657 | 692.0657 | 692.0657 | 692.0657 | 692.0657 | 692.0657 | 692.0657 | 692.0657 | 692.0657 | 692.0657 | 692.0657 | 692.0657 | 692.0657
F2_Commercial_OR - Health_Existing_Food Preparation_Natural Gas_Conveyor Oven_A_Achievable Economic UCT Potential | F2 | Commercial | OR - Health | Existing | Food Preparation | Natural Gas | Conveyor Oven | A | Integrated Unit Summer Peak Savings (kW) | Achievable Economic UCT Potential | 0 | 0 | 0 | 0 | 0 | 0 | 0 | 0 | 0 | 0 | 0 | 0 | 0 | 0 | 0 | 0 | 0 | 0 | 0 | 0 | 0 | 0 | 0 | 0 | 0 | 0 | 0
F3_Commercial_OR - Health_Existing_Food Preparation_Natural Gas_Conveyor Oven_A_Achievable Economic UCT Potential | F3 | Commercial | OR - Health | Existing | Food Preparation | Natural Gas | Conveyor Oven | A | Integrated Unit Winter Peak Savings (kW) | Achievable Economic UCT Potential | 0 | 0 | 0 | 0 | 0 | 0 | 0 | 0 | 0 | 0 | 0 | 0 | 0 | 0 | 0 | 0 | 0 | 0 | 0 | 0 | 0 | 0 | 0 | 0 | 0 | 0 | 0
F4_Commercial_OR - Health_Existing_Food Preparation_Natural Gas_Conveyor Oven_A_Achievable Economic UCT Potential | F4 | Commercial | OR - Health | Existing | Food Preparation | Natural Gas | Conveyor Oven | A | Incremental Energy Savings (MWh or mTherms) | Achievable Economic UCT Potential | 0 | 0 | 0 | 0 | 0 | 0.00067229 | 0.0024222 | 0.0055432 | 0.010245 | 0.016677 | 0.023305 | 0.029986 | 0.036626 | 0.043168 | 0.049578 | 0.055839 | 0.061948 | 0.05298 | 0.04512 | 0.038286 | 0.03238 | 0.028057 | 0.023877 | 0.021154 | 0.019473 | 0.018449 | 0.017965
F5_Commercial_OR - Health_Existing_Food Preparation_Natural Gas_Conveyor Oven_A_Achievable Economic UCT Potential | F5 | Commercial | OR - Health | Existing | Food Preparation | Natural Gas | Conveyor Oven | A | Incremental Summer Peak Savings (MW) | Achievable Economic UCT Potential | 0 | 0 | 0 | 0 | 0 | 0 | 0 | 0 | 0 | 0 | 0 | 0 | 0 | 0 | 0 | 0 | 0 | 0 | 0 | 0 | 0 | 0 | 0 | 0 | 0 | 0 | 0
F6_Commercial_OR - Health_Existing_Food Preparation_Natural Gas_Conveyor Oven_A_Achievable Economic UCT Potential | F6 | Commercial | OR - Health | Existing | Food Preparation | Natural Gas | Conveyor Oven | A | Incremental Winter Peak Savings (MW) | Achievable Economic UCT Potential | 0 | 0 | 0 | 0 | 0 | 0 | 0 | 0 | 0 | 0 | 0 | 0 | 0 | 0 | 0 | 0 | 0 | 0 | 0 | 0 | 0 | 0 | 0 | 0 | 0 | 0 | 0
F7_Commercial_OR - Health_Existing_Food Preparation_Natural Gas_Conveyor Oven_A_Achievable Economic UCT Potential | F7 | Commercial | OR - Health | Existing | Food Preparation | Natural Gas | Conveyor Oven | A | Cumulative Energy Savings (MWh or mTherms) | Achievable Economic UCT Potential | 0 | 0 | 0 | 0 | 0 | 0.00067229 | 0.0030945 | 0.0086377 | 0.018883 | 0.03556 | 0.058865 | 0.08885 | 0.12548 | 0.16864 | 0.21822 | 0.27406 | 0.33601 | 0.38899 | 0.43411 | 0.47239 | 0.50477 | 0.53283 | 0.55671 | 0.57786 | 0.59734 | 0.61578 | 0.63375
F8_Commercial_OR - Health_Existing_Food Preparation_Natural Gas_Conveyor Oven_A_Achievable Economic UCT Potential | F8 | Commercial | OR - Health | Existing | Food Preparation | Natural Gas | Conveyor Oven | A | Cumulative Summer Peak Savings (MW) | Achievable Economic UCT Potential | 0 | 0 | 0 | 0 | 0 | 0 | 0 | 0 | 0 | 0 | 0 | 0 | 0 | 0 | 0 | 0 | 0 | 0 | 0 | 0 | 0 | 0 | 0 | 0 | 0 | 0 | 0
F9_Commercial_OR - Health_Existing_Food Preparation_Natural Gas_Conveyor Oven_A_Achievable Economic UCT Potential | F9 | Commercial | OR - Health | Existing | Food Preparation | Natural Gas | Conveyor Oven | A | Cumulative Winter Peak Savings (MW) | Achievable Economic UCT Potential | 0 | 0 | 0 | 0 | 0 | 0 | 0 | 0 | 0 | 0 | 0 | 0 | 0 | 0 | 0 | 0 | 0 | 0 | 0 | 0 | 0 | 0 | 0 | 0 | 0 | 0 | 0
F10_Commercial_OR - Health_Existing_Food Preparation_Natural Gas_Conveyor Oven_A_Achievable Economic UCT Potential | F10 | Commercial | OR - Health | Existing | Food Preparation | Natural Gas | Conveyor Oven | A | Purchases (Incremental) | Achievable Economic UCT Potential | 0 | 0 | 0 | 0 | 0 | 0.00097143 | 0.0035 | 0.0080097 | 0.014804 | 0.024097 | 0.033674 | 0.043328 | 0.052923 | 0.062375 | 0.071637 | 0.080685 | 0.089512 | 0.076553 | 0.065197 | 0.055321 | 0.046787 | 0.04054 | 0.034501 | 0.030567 | 0.028138 | 0.026658 | 0.025959
F11_Commercial_OR - Health_Existing_Food Preparation_Natural Gas_Conveyor Oven_A_Achievable Economic UCT Potential | F11 | Commercial | OR - Health | Existing | Food Preparation | Natural Gas | Conveyor Oven | A | Purchases (Cumulative) | Achievable Economic UCT Potential | 0 | 0 | 0 | 0 | 0 | 0.00097143 | 0.0044714 | 0.012481 | 0.027285 | 0.051383 | 0.085057 | 0.12838 | 0.18131 | 0.24368 | 0.31532 | 0.396 | 0.48552 | 0.56207 | 0.62727 | 0.68259 | 0.72937 | 0.76991 | 0.80441 | 0.83498 | 0.86312 | 0.88978 | 0.91574
F1_Commercial_OR - Health_Existing_Food Preparation_Natural Gas_Double Rack Oven_A_Achievable Economic UCT Potential | F1 | Commercial | OR - Health | Existing | Food Preparation | Natural Gas | Double Rack Oven | A | Integrated Unit Energy Savings (kWh or therms) | Achievable Economic UCT Potential | 0 | 1621.62 | 1621.62 | 1621.62 | 1621.62 | 1621.62 | 1621.62 | 1621.62 | 1621.62 | 1621.62 | 1621.62 | 1621.62 | 1621.62 | 1621.62 | 1621.62 | 1621.62 | 1621.62 | 1621.62 | 1621.62 | 1621.62 | 1621.62 | 1621.62 | 1621.62 | 1621.62 | 1621.62 | 1621.62 | 1621.62
F2_Commercial_OR - Health_Existing_Food Preparation_Natural Gas_Double Rack Oven_A_Achievable Economic UCT Potential | F2 | Commercial | OR - Health | Existing | Food Preparation | Natural Gas | Double Rack Oven | A | Integrated Unit Summer Peak Savings (kW) | Achievable Economic UCT Potential | 0 | 0 | 0 | 0 | 0 | 0 | 0 | 0 | 0 | 0 | 0 | 0 | 0 | 0 | 0 | 0 | 0 | 0 | 0 | 0 | 0 | 0 | 0 | 0 | 0 | 0 | 0
F3_Commercial_OR - Health_Existing_Food Preparation_Natural Gas_Double Rack Oven_A_Achievable Economic UCT Potential | F3 | Commercial | OR - Health | Existing | Food Preparation | Natural Gas | Double Rack Oven | A | Integrated Unit Winter Peak Savings (kW) | Achievable Economic UCT Potential | 0 | 0 | 0 | 0 | 0 | 0 | 0 | 0 | 0 | 0 | 0 | 0 | 0 | 0 | 0 | 0 | 0 | 0 | 0 | 0 | 0 | 0 | 0 | 0 | 0 | 0 | 0
F4_Commercial_OR - Health_Existing_Food Preparation_Natural Gas_Double Rack Oven_A_Achievable Economic UCT Potential | F4 | Commercial | OR - Health | Existing | Food Preparation | Natural Gas | Double Rack Oven | A | Incremental Energy Savings (MWh or mTherms) | Achievable Economic UCT Potential | 0 | 0 | 0.0021158 | 0.0080663 | 0.01588 | 0.025243 | 0.035888 | 0.047589 | 0.060152 | 0.073417 | 0.076925 | 0.081012 | 0.085921 | 0.091806 | 0.096637 | 0.098729 | 0.10005 | 0.10087 | 0.10142 | 0.11631 | 0.11833 | 0.11804 | 0.11633 | 0.11302 | 0.10825 | 0.10217 | 0.094902
F5_Commercial_OR - Health_Existing_Food Preparation_Natural Gas_Double Rack Oven_A_Achievable Economic UCT Potential | F5 | Commercial | OR - Health | Existing | Food Preparation | Natural Gas | Double Rack Oven | A | Incremental Summer Peak Savings (MW) | Achievable Economic UCT Potential | 0 | 0 | 0 | 0 | 0 | 0 | 0 | 0 | 0 | 0 | 0 | 0 | 0 | 0 | 0 | 0 | 0 | 0 | 0 | 0 | 0 | 0 | 0 | 0 | 0 | 0 | 0
F6_Commercial_OR - Health_Existing_Food Preparation_Natural Gas_Double Rack Oven_A_Achievable Economic UCT Potential | F6 | Commercial | OR - Health | Existing | Food Preparation | Natural Gas | Double Rack Oven | A | Incremental Winter Peak Savings (MW) | Achievable Economic UCT Potential | 0 | 0 | 0 | 0 | 0 | 0 | 0 | 0 | 0 | 0 | 0 | 0 | 0 | 0 | 0 | 0 | 0 | 0 | 0 | 0 | 0 | 0 | 0 | 0 | 0 | 0 | 0
F7_Commercial_OR - Health_Existing_Food Preparation_Natural Gas_Double Rack Oven_A_Achievable Economic UCT Potential | F7 | Commercial | OR - Health | Existing | Food Preparation | Natural Gas | Double Rack Oven | A | Cumulative Energy Savings (MWh or mTherms) | Achievable Economic UCT Potential | 0 | 0 | 0.0021158 | 0.010182 | 0.026062 | 0.051305 | 0.087193 | 0.13478 | 0.19493 | 0.26835 | 0.34528 | 0.42629 | 0.51221 | 0.60401 | 0.70065 | 0.79938 | 0.89943 | 1.0003 | 1.1017 | 1.218 | 1.3364 | 1.4544 | 1.5707 | 1.6838 | 1.792 | 1.8942 | 1.9891
F8_Commercial_OR - Health_Existing_Food Preparation_Natural Gas_Double Rack Oven_A_Achievable Economic UCT Potential | F8 | Commercial | OR - Health | Existing | Food Preparation | Natural Gas | Double Rack Oven | A | Cumulative Summer Peak Savings (MW) | Achievable Economic UCT Potential | 0 | 0 | 0 | 0 | 0 | 0 | 0 | 0 | 0 | 0 | 0 | 0 | 0 | 0 | 0 | 0 | 0 | 0 | 0 | 0 | 0 | 0 | 0 | 0 | 0 | 0 | 0
F9_Commercial_OR - Health_Existing_Food Preparation_Natural Gas_Double Rack Oven_A_Achievable Economic UCT Potential | F9 | Commercial | OR - Health | Existing | Food Preparation | Natural Gas | Double Rack Oven | A | Cumulative Winter Peak Savings (MW) | Achievable Economic UCT Potential | 0 | 0 | 0 | 0 | 0 | 0 | 0 | 0 | 0 | 0 | 0 | 0 | 0 | 0 | 0 | 0 | 0 | 0 | 0 | 0 | 0 | 0 | 0 | 0 | 0 | 0 | 0
F10_Commercial_OR - Health_Existing_Food Preparation_Natural Gas_Double Rack Oven_A_Achievable Economic UCT Potential | F10 | Commercial | OR - Health | Existing | Food Preparation | Natural Gas | Double Rack Oven | A | Purchases (Incremental) | Achievable Economic UCT Potential | 0 | 0 | 0.0013047 | 0.0049742 | 0.0097926 | 0.015566 | 0.022131 | 0.029346 | 0.037094 | 0.045274 | 0.047437 | 0.049957 | 0.052985 | 0.056614 | 0.059593 | 0.060883 | 0.061696 | 0.062205 | 0.062541 | 0.071726 | 0.072971 | 0.072794 | 0.071739 | 0.069697 | 0.066757 | 0.063005 | 0.058523
F11_Commercial_OR - Health_Existing_Food Preparation_Natural Gas_Double Rack Oven_A_Achievable Economic UCT Potential | F11 | Commercial | OR - Health | Existing | Food Preparation | Natural Gas | Double Rack Oven | A | Purchases (Cumulative) | Achievable Economic UCT Potential | 0 | 0 | 0.0013047 | 0.0062789 | 0.016072 | 0.031638 | 0.053769 | 0.083115 | 0.12021 | 0.16548 | 0.21292 | 0.26288 | 0.31586 | 0.37248 | 0.43207 | 0.49295 | 0.55465 | 0.61685 | 0.67939 | 0.75112 | 0.82409 | 0.89689 | 0.96862 | 1.0383 | 1.1051 | 1.1681 | 1.2266
F1_Commercial_OR - Health_Existing_Food Preparation_Natural Gas_Fryer_A_Achievable Economic UCT Potential | F1 | Commercial | OR - Health | Existing | Food Preparation | Natural Gas | Fryer | A | Integrated Unit Energy Savings (kWh or therms) | Achievable Economic UCT Potential | 0 | 395.2691 | 395.2691 | 395.2691 | 395.2691 | 395.2691 | 395.2691 | 395.2691 | 395.2691 | 395.2691 | 395.2691 | 395.2691 | 395.2691 | 395.2691 | 395.2691 | 395.2691 | 395.2691 | 395.2691 | 395.2691 | 395.2691 | 395.2691 | 395.2691 | 395.2691 | 395.2691 | 395.2691 | 395.2691 | 395.2691
F2_Commercial_OR - Health_Existing_Food Preparation_Natural Gas_Fryer_A_Achievable Economic UCT Potential | F2 | Commercial | OR - Health | Existing | Food Preparation | Natural Gas | Fryer | A | Integrated Unit Summer Peak Savings (kW) | Achievable Economic UCT Potential | 0 | 0 | 0 | 0 | 0 | 0 | 0 | 0 | 0 | 0 | 0 | 0 | 0 | 0 | 0 | 0 | 0 | 0 | 0 | 0 | 0 | 0 | 0 | 0 | 0 | 0 | 0
F3_Commercial_OR - Health_Existing_Food Preparation_Natural Gas_Fryer_A_Achievable Economic UCT Potential | F3 | Commercial | OR - Health | Existing | Food Preparation | Natural Gas | Fryer | A | Integrated Unit Winter Peak Savings (kW) | Achievable Economic UCT Potential | 0 | 0 | 0 | 0 | 0 | 0 | 0 | 0 | 0 | 0 | 0 | 0 | 0 | 0 | 0 | 0 | 0 | 0 | 0 | 0 | 0 | 0 | 0 | 0 | 0 | 0 | 0
F4_Commercial_OR - Health_Existing_Food Preparation_Natural Gas_Fryer_A_Achievable Economic UCT Potential | F4 | Commercial | OR - Health | Existing | Food Preparation | Natural Gas | Fryer | A | Incremental Energy Savings (MWh or mTherms) | Achievable Economic UCT Potential | 0 | 0 | 0.2087 | 0.43479 | 0.68763 | 0.96171 | 1.2595 | 1.5977 | 1.9593 | 2.573 | 3.1232 | 3.3547 | 3.4343 | 3.3543 | 4.5004 | 3.8258 | 3.1265 | 2.5546 | 1.8199 | 1.1982 | 0.71072 | 0.36724 | 0.53608 | 0 | 0 | 0 | 0.11542
F5_Commercial_OR - Health_Existing_Food Preparation_Natural Gas_Fryer_A_Achievable Economic UCT Potential | F5 | Commercial | OR - Health | Existing | Food Preparation | Natural Gas | Fryer | A | Incremental Summer Peak Savings (MW) | Achievable Economic UCT Potential | 0 | 0 | 0 | 0 | 0 | 0 | 0 | 0 | 0 | 0 | 0 | 0 | 0 | 0 | 0 | 0 | 0 | 0 | 0 | 0 | 0 | 0 | 0 | 0 | 0 | 0 | 0
F6_Commercial_OR - Health_Existing_Food Preparation_Natural Gas_Fryer_A_Achievable Economic UCT Potential | F6 | Commercial | OR - Health | Existing | Food Preparation | Natural Gas | Fryer | A | Incremental Winter Peak Savings (MW) | Achievable Economic UCT Potential | 0 | 0 | 0 | 0 | 0 | 0 | 0 | 0 | 0 | 0 | 0 | 0 | 0 | 0 | 0 | 0 | 0 | 0 | 0 | 0 | 0 | 0 | 0 | 0 | 0 | 0 | 0
F7_Commercial_OR - Health_Existing_Food Preparation_Natural Gas_Fryer_A_Achievable Economic UCT Potential | F7 | Commercial | OR - Health | Existing | Food Preparation | Natural Gas | Fryer | A | Cumulative Energy Savings (MWh or mTherms) | Achievable Economic UCT Potential | 0 | 0 | 0.2087 | 0.6435 | 1.3311 | 2.2928 | 3.5523 | 5.15 | 7.1093 | 9.6823 | 12.8055 | 16.1602 | 19.5945 | 22.9488 | 27.4493 | 31.2751 | 34.4015 | 36.9561 | 38.776 | 39.9742 | 40.6849 | 41.0521 | 41.5882 | 41.5882 | 41.5882 | 41.5882 | 41.7036
F8_Commercial_OR - Health_Existing_Food Preparation_Natural Gas_Fryer_A_Achievable Economic UCT Potential | F8 | Commercial | OR - Health | Existing | Food Preparation | Natural Gas | Fryer | A | Cumulative Summer Peak Savings (MW) | Achievable Economic UCT Potential | 0 | 0 | 0 | 0 | 0 | 0 | 0 | 0 | 0 | 0 | 0 | 0 | 0 | 0 | 0 | 0 | 0 | 0 | 0 | 0 | 0 | 0 | 0 | 0 | 0 | 0 | 0
F9_Commercial_OR - Health_Existing_Food Preparation_Natural Gas_Fryer_A_Achievable Economic UCT Potential | F9 | Commercial | OR - Health | Existing | Food Preparation | Natural Gas | Fryer | A | Cumulative Winter Peak Savings (MW) | Achievable Economic UCT Potential | 0 | 0 | 0 | 0 | 0 | 0 | 0 | 0 | 0 | 0 | 0 | 0 | 0 | 0 | 0 | 0 | 0 | 0 | 0 | 0 | 0 | 0 | 0 | 0 | 0 | 0 | 0
F10_Commercial_OR - Health_Existing_Food Preparation_Natural Gas_Fryer_A_Achievable Economic UCT Potential | F10 | Commercial | OR - Health | Existing | Food Preparation | Natural Gas | Fryer | A | Purchases (Incremental) | Achievable Economic UCT Potential | 0 | 0 | 0.528 | 1.1 | 1.7397 | 2.4331 | 3.1864 | 4.042 | 4.9569 | 6.5096 | 7.9014 | 8.4872 | 8.6886 | 8.4861 | 11.3858 | 9.679 | 7.9097 | 6.4629 | 4.6041 | 3.0313 | 1.7981 | 0.92908 | 1.3562 | 0 | 0 | 0 | 0.29201
F11_Commercial_OR - Health_Existing_Food Preparation_Natural Gas_Fryer_A_Achievable Economic UCT Potential | F11 | Commercial | OR - Health | Existing | Food Preparation | Natural Gas | Fryer | A | Purchases (Cumulative) | Achievable Economic UCT Potential | 0 | 0 | 0.528 | 1.628 | 3.3676 | 5.8007 | 8.9871 | 13.029 | 17.9859 | 24.4955 | 32.3969 | 40.884 | 49.5727 | 58.0587 | 69.4445 | 79.1235 | 87.0332 | 93.4961 | 98.1002 | 101.1315 | 102.9295 | 103.8586 | 105.2149 | 105.2149 | 105.2149 | 105.2149 | 105.5069
F1_Commercial_OR - Health_Existing_Food Preparation_Natural Gas_Broiler_A_Achievable Economic UCT Potential | F1 | Commercial | OR - Health | Existing | Food Preparation | Natural Gas | Broiler | A | Integrated Unit Energy Savings (kWh or therms) | Achievable Economic UCT Potential | 0 | 240.24 | 240.24 | 240.24 | 240.24 | 240.24 | 240.24 | 240.24 | 240.24 | 240.24 | 240.24 | 240.24 | 240.24 | 240.24 | 240.24 | 240.24 | 240.24 | 240.24 | 240.24 | 240.24 | 240.24 | 240.24 | 240.24 | 240.24 | 240.24 | 240.24 | 240.24
F2_Commercial_OR - Health_Existing_Food Preparation_Natural Gas_Broiler_A_Achievable Economic UCT Potential | F2 | Commercial | OR - Health | Existing | Food Preparation | Natural Gas | Broiler | A | Integrated Unit Summer Peak Savings (kW) | Achievable Economic UCT Potential | 0 | 0 | 0 | 0 | 0 | 0 | 0 | 0 | 0 | 0 | 0 | 0 | 0 | 0 | 0 | 0 | 0 | 0 | 0 | 0 | 0 | 0 | 0 | 0 | 0 | 0 | 0
F3_Commercial_OR - Health_Existing_Food Preparation_Natural Gas_Broiler_A_Achievable Economic UCT Potential | F3 | Commercial | OR - Health | Existing | Food Preparation | Natural Gas | Broiler | A | Integrated Unit Winter Peak Savings (kW) | Achievable Economic UCT Potential | 0 | 0 | 0 | 0 | 0 | 0 | 0 | 0 | 0 | 0 | 0 | 0 | 0 | 0 | 0 | 0 | 0 | 0 | 0 | 0 | 0 | 0 | 0 | 0 | 0 | 0 | 0
F4_Commercial_OR - Health_Existing_Food Preparation_Natural Gas_Broiler_A_Achievable Economic UCT Potential | F4 | Commercial | OR - Health | Existing | Food Preparation | Natural Gas | Broiler | A | Incremental Energy Savings (MWh or mTherms) | Achievable Economic UCT Potential | 0 | 0 | 0.014075 | 0.047625 | 0.086572 | 0.13001 | 0.17716 | 0.22737 | 0.28008 | 0.33482 | 0.36129 | 0.38945 | 0.41998 | 0.45334 | 0.4757 | 0.48176 | 0.48558 | 0.48797 | 0.48955 | 0.62053 | 0.62108 | 0.61505 | 0.58519 | 0.55165 | 0.51474 | 0.47477 | 0.43204
F5_Commercial_OR - Health_Existing_Food Preparation_Natural Gas_Broiler_A_Achievable Economic UCT Potential | F5 | Commercial | OR - Health | Existing | Food Preparation | Natural Gas | Broiler | A | Incremental Summer Peak Savings (MW) | Achievable Economic UCT Potential | 0 | 0 | 0 | 0 | 0 | 0 | 0 | 0 | 0 | 0 | 0 | 0 | 0 | 0 | 0 | 0 | 0 | 0 | 0 | 0 | 0 | 0 | 0 | 0 | 0 | 0 | 0
F6_Commercial_OR - Health_Existing_Food Preparation_Natural Gas_Broiler_A_Achievable Economic UCT Potential | F6 | Commercial | OR - Health | Existing | Food Preparation | Natural Gas | Broiler | A | Incremental Winter Peak Savings (MW) | Achievable Economic UCT Potential | 0 | 0 | 0 | 0 | 0 | 0 | 0 | 0 | 0 | 0 | 0 | 0 | 0 | 0 | 0 | 0 | 0 | 0 | 0 | 0 | 0 | 0 | 0 | 0 | 0 | 0 | 0
F7_Commercial_OR - Health_Existing_Food Preparation_Natural Gas_Broiler_A_Achievable Economic UCT Potential | F7 | Commercial | OR - Health | Existing | Food Preparation | Natural Gas | Broiler | A | Cumulative Energy Savings (MWh or mTherms) | Achievable Economic UCT Potential | 0 | 0 | 0.014075 | 0.0617 | 0.14827 | 0.27828 | 0.45544 | 0.68281 | 0.96289 | 1.2977 | 1.659 | 2.0485 | 2.4684 | 2.9218 | 3.3975 | 3.8792 | 4.3648 | 4.8528 | 5.3423 | 5.9629 | 6.5839 | 7.199 | 7.7842 | 8.3358 | 8.8506 | 9.3253 | 9.7574
F8_Commercial_OR - Health_Existing_Food Preparation_Natural Gas_Broiler_A_Achievable Economic UCT Potential | F8 | Commercial | OR - Health | Existing | Food Preparation | Natural Gas | Broiler | A | Cumulative Summer Peak Savings (MW) | Achievable Economic UCT Potential | 0 | 0 | 0 | 0 | 0 | 0 | 0 | 0 | 0 | 0 | 0 | 0 | 0 | 0 | 0 | 0 | 0 | 0 | 0 | 0 | 0 | 0 | 0 | 0 | 0 | 0 | 0
F9_Commercial_OR - Health_Existing_Food Preparation_Natural Gas_Broiler_A_Achievable Economic UCT Potential | F9 | Commercial | OR - Health | Existing | Food Preparation | Natural Gas | Broiler | A | Cumulative Winter Peak Savings (MW) | Achievable Economic UCT Potential | 0 | 0 | 0 | 0 | 0 | 0 | 0 | 0 | 0 | 0 | 0 | 0 | 0 | 0 | 0 | 0 | 0 | 0 | 0 | 0 | 0 | 0 | 0 | 0 | 0 | 0 | 0
F10_Commercial_OR - Health_Existing_Food Preparation_Natural Gas_Broiler_A_Achievable Economic UCT Potential | F10 | Commercial | OR - Health | Existing | Food Preparation | Natural Gas | Broiler | A | Purchases (Incremental) | Achievable Economic UCT Potential | 0 | 0 | 0.058589 | 0.19824 | 0.36036 | 0.54116 | 0.73743 | 0.94643 | 1.1658 | 1.3937 | 1.5039 | 1.6211 | 1.7482 | 1.887 | 1.9801 | 2.0053 | 2.0212 | 2.0312 | 2.0377 | 2.5829 | 2.5853 | 2.5601 | 2.4359 | 2.2962 | 2.1426 | 1.9762 | 1.7984
F11_Commercial_OR - Health_Existing_Food Preparation_Natural Gas_Broiler_A_Achievable Economic UCT Potential | F11 | Commercial | OR - Health | Existing | Food Preparation | Natural Gas | Broiler | A | Purchases (Cumulative) | Achievable Economic UCT Potential | 0 | 0 | 0.058589 | 0.25683 | 0.61718 | 1.1583 | 1.8958 | 2.8422 | 4.008 | 5.4018 | 6.9056 | 8.5267 | 10.2749 | 12.1619 | 14.142 | 16.1473 | 18.1685 | 20.1997 | 22.2375 | 24.8204 | 27.4057 | 29.9658 | 32.4017 | 34.6979 | 36.8405 | 38.8168 | 40.6151
F1_Commercial_OR - Health_Existing_Food Preparation_Natural Gas_Griddle_A_Achievable Economic UCT Potential | F1 | Commercial | OR - Health | Existing | Food Preparation | Natural Gas | Griddle | A | Integrated Unit Energy Savings (kWh or therms) | Achievable Economic UCT Potential | 0 | 167.9465 | 167.9465 | 167.9465 | 167.9465 | 167.9465 | 167.9465 | 167.9465 | 167.9465 | 167.9465 | 167.9465 | 167.9465 | 167.9465 | 167.9465 | 167.9465 | 167.9465 | 167.9465 | 167.9465 | 167.9465 | 167.9465 | 167.9465 | 167.9465 | 167.9465 | 167.9465 | 167.9465 | 167.9465 | 167.9465
F2_Commercial_OR - Health_Existing_Food Preparation_Natural Gas_Griddle_A_Achievable Economic UCT Potential | F2 | Commercial | OR - Health | Existing | Food Preparation | Natural Gas | Griddle | A | Integrated Unit Summer Peak Savings (kW) | Achievable Economic UCT Potential | 0 | 0 | 0 | 0 | 0 | 0 | 0 | 0 | 0 | 0 | 0 | 0 | 0 | 0 | 0 | 0 | 0 | 0 | 0 | 0 | 0 | 0 | 0 | 0 | 0 | 0 | 0
F3_Commercial_OR - Health_Existing_Food Preparation_Natural Gas_Griddle_A_Achievable Economic UCT Potential | F3 | Commercial | OR - Health | Existing | Food Preparation | Natural Gas | Griddle | A | Integrated Unit Winter Peak Savings (kW) | Achievable Economic UCT Potential | 0 | 0 | 0 | 0 | 0 | 0 | 0 | 0 | 0 | 0 | 0 | 0 | 0 | 0 | 0 | 0 | 0 | 0 | 0 | 0 | 0 | 0 | 0 | 0 | 0 | 0 | 0
F4_Commercial_OR - Health_Existing_Food Preparation_Natural Gas_Griddle_A_Achievable Economic UCT Potential | F4 | Commercial | OR - Health | Existing | Food Preparation | Natural Gas | Griddle | A | Incremental Energy Savings (MWh or mTherms) | Achievable Economic UCT Potential | 0 | 0 | 0.003148 | 0.010651 | 0.019362 | 0.029077 | 0.039623 | 0.050852 | 0.062641 | 0.074884 | 0.080805 | 0.087101 | 0.093929 | 0.10139 | 0.10639 | 0.10775 | 0.1086 | 0.10914 | 0.10949 | 0.13878 | 0.13891 | 0.13756 | 0.13088 | 0.12338 | 0.11512 | 0.10618 | 0.096627
F5_Commercial_OR - Health_Existing_Food Preparation_Natural Gas_Griddle_A_Achievable Economic UCT Potential | F5 | Commercial | OR - Health | Existing | Food Preparation | Natural Gas | Griddle | A | Incremental Summer Peak Savings (MW) | Achievable Economic UCT Potential | 0 | 0 | 0 | 0 | 0 | 0 | 0 | 0 | 0 | 0 | 0 | 0 | 0 | 0 | 0 | 0 | 0 | 0 | 0 | 0 | 0 | 0 | 0 | 0 | 0 | 0 | 0
F6_Commercial_OR - Health_Existing_Food Preparation_Natural Gas_Griddle_A_Achievable Economic UCT Potential | F6 | Commercial | OR - Health | Existing | Food Preparation | Natural Gas | Griddle | A | Incremental Winter Peak Savings (MW) | Achievable Economic UCT Potential | 0 | 0 | 0 | 0 | 0 | 0 | 0 | 0 | 0 | 0 | 0 | 0 | 0 | 0 | 0 | 0 | 0 | 0 | 0 | 0 | 0 | 0 | 0 | 0 | 0 | 0 | 0
F7_Commercial_OR - Health_Existing_Food Preparation_Natural Gas_Griddle_A_Achievable Economic UCT Potential | F7 | Commercial | OR - Health | Existing | Food Preparation | Natural Gas | Griddle | A | Cumulative Energy Savings (MWh or mTherms) | Achievable Economic UCT Potential | 0 | 0 | 0.003148 | 0.013799 | 0.033162 | 0.062238 | 0.10186 | 0.15271 | 0.21535 | 0.29024 | 0.37104 | 0.45814 | 0.55207 | 0.65346 | 0.75986 | 0.8676 | 0.9762 | 1.0853 | 1.1948 | 1.3336 | 1.4725 | 1.6101 | 1.741 | 1.8643 | 1.9795 | 2.0856 | 2.1823
F8_Commercial_OR - Health_Existing_Food Preparation_Natural Gas_Griddle_A_Achievable Economic UCT Potential | F8 | Commercial | OR - Health | Existing | Food Preparation | Natural Gas | Griddle | A | Cumulative Summer Peak Savings (MW) | Achievable Economic UCT Potential | 0 | 0 | 0 | 0 | 0 | 0 | 0 | 0 | 0 | 0 | 0 | 0 | 0 | 0 | 0 | 0 | 0 | 0 | 0 | 0 | 0 | 0 | 0 | 0 | 0 | 0 | 0
F9_Commercial_OR - Health_Existing_Food Preparation_Natural Gas_Griddle_A_Achievable Economic UCT Potential | F9 | Commercial | OR - Health | Existing | Food Preparation | Natural Gas | Griddle | A | Cumulative Winter Peak Savings (MW) | Achievable Economic UCT Potential | 0 | 0 | 0 | 0 | 0 | 0 | 0 | 0 | 0 | 0 | 0 | 0 | 0 | 0 | 0 | 0 | 0 | 0 | 0 | 0 | 0 | 0 | 0 | 0 | 0 | 0 | 0
F10_Commercial_OR - Health_Existing_Food Preparation_Natural Gas_Griddle_A_Achievable Economic UCT Potential | F10 | Commercial | OR - Health | Existing | Food Preparation | Natural Gas | Griddle | A | Purchases (Incremental) | Achievable Economic UCT Potential | 0 | 0 | 0.018744 | 0.063421 | 0.11529 | 0.17313 | 0.23592 | 0.30279 | 0.37298 | 0.44588 | 0.48113 | 0.51862 | 0.55928 | 0.60371 | 0.63348 | 0.64156 | 0.64665 | 0.64983 | 0.65193 | 0.82635 | 0.82709 | 0.81906 | 0.7793 | 0.73463 | 0.68548 | 0.63225 | 0.57535
F11_Commercial_OR - Health_Existing_Food Preparation_Natural Gas_Griddle_A_Achievable Economic UCT Potential | F11 | Commercial | OR - Health | Existing | Food Preparation | Natural Gas | Griddle | A | Purchases (Cumulative) | Achievable Economic UCT Potential | 0 | 0 | 0.018744 | 0.082166 | 0.19745 | 0.37058 | 0.60651 | 0.9093 | 1.2823 | 1.7282 | 2.2093 | 2.7279 | 3.2872 | 3.8909 | 4.5244 | 5.1659 | 5.8126 | 6.4624 | 7.1143 | 7.9407 | 8.7678 | 9.5869 | 10.3661 | 11.1008 | 11.7863 | 12.4185 | 12.9938
F1_Commercial_OR - Health_Existing_Food Preparation_Natural Gas_Range_A_Achievable Economic UCT Potential | F1 | Commercial | OR - Health | Existing | Food Preparation | Natural Gas | Range | A | Integrated Unit Energy Savings (kWh or therms) | Achievable Economic UCT Potential | 0 | 171.4286 | 171.4286 | 171.4286 | 171.4286 | 171.4286 | 171.4286 | 171.4286 | 171.4286 | 171.4286 | 171.4286 | 171.4286 | 171.4286 | 171.4286 | 171.4286 | 171.4286 | 171.4286 | 171.4286 | 171.4286 | 171.4286 | 171.4286 | 171.4286 | 171.4286 | 171.4286 | 171.4286 | 171.4286 | 171.4286
F2_Commercial_OR - Health_Existing_Food Preparation_Natural Gas_Range_A_Achievable Economic UCT Potential | F2 | Commercial | OR - Health | Existing | Food Preparation | Natural Gas | Range | A | Integrated Unit Summer Peak Savings (kW) | Achievable Economic UCT Potential | 0 | 0 | 0 | 0 | 0 | 0 | 0 | 0 | 0 | 0 | 0 | 0 | 0 | 0 | 0 | 0 | 0 | 0 | 0 | 0 | 0 | 0 | 0 | 0 | 0 | 0 | 0
F3_Commercial_OR - Health_Existing_Food Preparation_Natural Gas_Range_A_Achievable Economic UCT Potential | F3 | Commercial | OR - Health | Existing | Food Preparation | Natural Gas | Range | A | Integrated Unit Winter Peak Savings (kW) | Achievable Economic UCT Potential | 0 | 0 | 0 | 0 | 0 | 0 | 0 | 0 | 0 | 0 | 0 | 0 | 0 | 0 | 0 | 0 | 0 | 0 | 0 | 0 | 0 | 0 | 0 | 0 | 0 | 0 | 0
F4_Commercial_OR - Health_Existing_Food Preparation_Natural Gas_Range_A_Achievable Economic UCT Potential | F4 | Commercial | OR - Health | Existing | Food Preparation | Natural Gas | Range | A | Incremental Energy Savings (MWh or mTherms) | Achievable Economic UCT Potential | 0 | 0 | 0.020203 | 0.07306 | 0.13742 | 0.20976 | 0.2875 | 0.36878 | 0.45226 | 0.537 | 0.54113 | 0.56259 | 0.58035 | 0.58013 | 0.58085 | 0.69649 | 0.72232 | 0.74187 | 0.7566 | 0.73419 | 0.77224 | 0.78414 | 0.71127 | 0.6307 | 0.53004 | 0.3413 | 0.25732
F5_Commercial_OR - Health_Existing_Food Preparation_Natural Gas_Range_A_Achievable Economic UCT Potential | F5 | Commercial | OR - Health | Existing | Food Preparation | Natural Gas | Range | A | Incremental Summer Peak Savings (MW) | Achievable Economic UCT Potential | 0 | 0 | 0 | 0 | 0 | 0 | 0 | 0 | 0 | 0 | 0 | 0 | 0 | 0 | 0 | 0 | 0 | 0 | 0 | 0 | 0 | 0 | 0 | 0 | 0 | 0 | 0
F6_Commercial_OR - Health_Existing_Food Preparation_Natural Gas_Range_A_Achievable Economic UCT Potential | F6 | Commercial | OR - Health | Existing | Food Preparation | Natural Gas | Range | A | Incremental Winter Peak Savings (MW) | Achievable Economic UCT Potential | 0 | 0 | 0 | 0 | 0 | 0 | 0 | 0 | 0 | 0 | 0 | 0 | 0 | 0 | 0 | 0 | 0 | 0 | 0 | 0 | 0 | 0 | 0 | 0 | 0 | 0 | 0
F7_Commercial_OR - Health_Existing_Food Preparation_Natural Gas_Range_A_Achievable Economic UCT Potential | F7 | Commercial | OR - Health | Existing | Food Preparation | Natural Gas | Range | A | Cumulative Energy Savings (MWh or mTherms) | Achievable Economic UCT Potential | 0 | 0 | 0.020203 | 0.093263 | 0.23068 | 0.44044 | 0.72794 | 1.0967 | 1.549 | 2.086 | 2.6271 | 3.1897 | 3.77 | 4.3502 | 4.931 | 5.6275 | 6.3498 | 7.0917 | 7.8483 | 8.5825 | 9.3547 | 10.1389 | 10.8501 | 11.4808 | 12.0109 | 12.3522 | 12.6095
F8_Commercial_OR - Health_Existing_Food Preparation_Natural Gas_Range_A_Achievable Economic UCT Potential | F8 | Commercial | OR - Health | Existing | Food Preparation | Natural Gas | Range | A | Cumulative Summer Peak Savings (MW) | Achievable Economic UCT Potential | 0 | 0 | 0 | 0 | 0 | 0 | 0 | 0 | 0 | 0 | 0 | 0 | 0 | 0 | 0 | 0 | 0 | 0 | 0 | 0 | 0 | 0 | 0 | 0 | 0 | 0 | 0
F9_Commercial_OR - Health_Existing_Food Preparation_Natural Gas_Range_A_Achievable Economic UCT Potential | F9 | Commercial | OR - Health | Existing | Food Preparation | Natural Gas | Range | A | Cumulative Winter Peak Savings (MW) | Achievable Economic UCT Potential | 0 | 0 | 0 | 0 | 0 | 0 | 0 | 0 | 0 | 0 | 0 | 0 | 0 | 0 | 0 | 0 | 0 | 0 | 0 | 0 | 0 | 0 | 0 | 0 | 0 | 0 | 0
F10_Commercial_OR - Health_Existing_Food Preparation_Natural Gas_Range_A_Achievable Economic UCT Potential | F10 | Commercial | OR - Health | Existing | Food Preparation | Natural Gas | Range | A | Purchases (Incremental) | Achievable Economic UCT Potential | 0 | 0 | 0.11785 | 0.42618 | 0.80161 | 1.2236 | 1.6771 | 2.1512 | 2.6382 | 3.1325 | 3.1566 | 3.2818 | 3.3854 | 3.3841 | 3.3883 | 4.0628 | 4.2135 | 4.3276 | 4.4135 | 4.2828 | 4.5047 | 4.5742 | 4.1491 | 3.6791 | 3.0919 | 1.9909 | 1.501
F11_Commercial_OR - Health_Existing_Food Preparation_Natural Gas_Range_A_Achievable Economic UCT Potential | F11 | Commercial | OR - Health | Existing | Food Preparation | Natural Gas | Range | A | Purchases (Cumulative) | Achievable Economic UCT Potential | 0 | 0 | 0.11785 | 0.54403 | 1.3456 | 2.5692 | 4.2463 | 6.3975 | 9.0357 | 12.1681 | 15.3247 | 18.6065 | 21.9919 | 25.376 | 28.7643 | 32.8271 | 37.0407 | 41.3682 | 45.7817 | 50.0645 | 54.5692 | 59.1434 | 63.2924 | 66.9715 | 70.0634 | 72.0543 | 73.5554
F1_Commercial_OR - Health_Existing_Food Preparation_Natural Gas_Steamer_A_Achievable Economic UCT Potential | F1 | Commercial | OR - Health | Existing | Food Preparation | Natural Gas | Steamer | A | Integrated Unit Energy Savings (kWh or therms) | Achievable Economic UCT Potential | 0 | 1215.1419 | 1215.1419 | 1215.1419 | 1215.1419 | 1215.1419 | 1215.1419 | 1215.1419 | 1215.1419 | 1215.1419 | 1215.1419 | 1215.1419 | 1215.1419 | 1215.1419 | 1215.1419 | 1215.1419 | 1215.1419 | 1215.1419 | 1215.1419 | 1215.1419 | 1215.1419 | 1215.1419 | 1215.1419 | 1215.1419 | 1215.1419 | 1215.1419 | 1215.1419
F2_Commercial_OR - Health_Existing_Food Preparation_Natural Gas_Steamer_A_Achievable Economic UCT Potential | F2 | Commercial | OR - Health | Existing | Food Preparation | Natural Gas | Steamer | A | Integrated Unit Summer Peak Savings (kW) | Achievable Economic UCT Potential | 0 | 0 | 0 | 0 | 0 | 0 | 0 | 0 | 0 | 0 | 0 | 0 | 0 | 0 | 0 | 0 | 0 | 0 | 0 | 0 | 0 | 0 | 0 | 0 | 0 | 0 | 0
F3_Commercial_OR - Health_Existing_Food Preparation_Natural Gas_Steamer_A_Achievable Economic UCT Potential | F3 | Commercial | OR - Health | Existing | Food Preparation | Natural Gas | Steamer | A | Integrated Unit Winter Peak Savings (kW) | Achievable Economic UCT Potential | 0 | 0 | 0 | 0 | 0 | 0 | 0 | 0 | 0 | 0 | 0 | 0 | 0 | 0 | 0 | 0 | 0 | 0 | 0 | 0 | 0 | 0 | 0 | 0 | 0 | 0 | 0
F4_Commercial_OR - Health_Existing_Food Preparation_Natural Gas_Steamer_A_Achievable Economic UCT Potential | F4 | Commercial | OR - Health | Existing | Food Preparation | Natural Gas | Steamer | A | Incremental Energy Savings (MWh or mTherms) | Achievable Economic UCT Potential | 0 | 0 | 0.023953 | 0.071103 | 0.11622 | 0.15991 | 0.20266 | 0.24477 | 0.29749 | 0.34831 | 0.37306 | 0.37259 | 0.37234 | 0.52512 | 0.49893 | 0.48035 | 0.45629 | 0.43771 | 0.42361 | 0.41301 | 0.46256 | 0.33937 | 0.3288 | 0.30192 | 0.26473 | 0.28944 | 0.1891
F5_Commercial_OR - Health_Existing_Food Preparation_Natural Gas_Steamer_A_Achievable Economic UCT Potential | F5 | Commercial | OR - Health | Existing | Food Preparation | Natural Gas | Steamer | A | Incremental Summer Peak Savings (MW) | Achievable Economic UCT Potential | 0 | 0 | 0 | 0 | 0 | 0 | 0 | 0 | 0 | 0 | 0 | 0 | 0 | 0 | 0 | 0 | 0 | 0 | 0 | 0 | 0 | 0 | 0 | 0 | 0 | 0 | 0
F6_Commercial_OR - Health_Existing_Food Preparation_Natural Gas_Steamer_A_Achievable Economic UCT Potential | F6 | Commercial | OR - Health | Existing | Food Preparation | Natural Gas | Steamer | A | Incremental Winter Peak Savings (MW) | Achievable Economic UCT Potential | 0 | 0 | 0 | 0 | 0 | 0 | 0 | 0 | 0 | 0 | 0 | 0 | 0 | 0 | 0 | 0 | 0 | 0 | 0 | 0 | 0 | 0 | 0 | 0 | 0 | 0 | 0
F7_Commercial_OR - Health_Existing_Food Preparation_Natural Gas_Steamer_A_Achievable Economic UCT Potential | F7 | Commercial | OR - Health | Existing | Food Preparation | Natural Gas | Steamer | A | Cumulative Energy Savings (MWh or mTherms) | Achievable Economic UCT Potential | 0 | 0 | 0.023953 | 0.095056 | 0.21127 | 0.37119 | 0.57384 | 0.81861 | 1.1161 | 1.4644 | 1.8375 | 2.2101 | 2.5824 | 3.1075 | 3.6065 | 4.0868 | 4.5431 | 4.9808 | 5.4044 | 5.8174 | 6.28 | 6.6194 | 6.9482 | 7.2501 | 7.5148 | 7.8042 | 7.9933
F8_Commercial_OR - Health_Existing_Food Preparation_Natural Gas_Steamer_A_Achievable Economic UCT Potential | F8 | Commercial | OR - Health | Existing | Food Preparation | Natural Gas | Steamer | A | Cumulative Summer Peak Savings (MW) | Achievable Economic UCT Potential | 0 | 0 | 0 | 0 | 0 | 0 | 0 | 0 | 0 | 0 | 0 | 0 | 0 | 0 | 0 | 0 | 0 | 0 | 0 | 0 | 0 | 0 | 0 | 0 | 0 | 0 | 0
F9_Commercial_OR - Health_Existing_Food Preparation_Natural Gas_Steamer_A_Achievable Economic UCT Potential | F9 | Commercial | OR - Health | Existing | Food Preparation | Natural Gas | Steamer | A | Cumulative Winter Peak Savings (MW) | Achievable Economic UCT Potential | 0 | 0 | 0 | 0 | 0 | 0 | 0 | 0 | 0 | 0 | 0 | 0 | 0 | 0 | 0 | 0 | 0 | 0 | 0 | 0 | 0 | 0 | 0 | 0 | 0 | 0 | 0
F10_Commercial_OR - Health_Existing_Food Preparation_Natural Gas_Steamer_A_Achievable Economic UCT Potential | F10 | Commercial | OR - Health | Existing | Food Preparation | Natural Gas | Steamer | A | Purchases (Incremental) | Achievable Economic UCT Potential | 0 | 0 | 0.019712 | 0.058514 | 0.095639 | 0.1316 | 0.16677 | 0.20143 | 0.24482 | 0.28664 | 0.30701 | 0.30662 | 0.30642 | 0.43215 | 0.4106 | 0.39531 | 0.3755 | 0.36021 | 0.34861 | 0.33989 | 0.38066 | 0.27929 | 0.27058 | 0.24846 | 0.21786 | 0.23819 | 0.15562
F11_Commercial_OR - Health_Existing_Food Preparation_Natural Gas_Steamer_A_Achievable Economic UCT Potential | F11 | Commercial | OR - Health | Existing | Food Preparation | Natural Gas | Steamer | A | Purchases (Cumulative) | Achievable Economic UCT Potential | 0 | 0 | 0.019712 | 0.078227 | 0.17387 | 0.30547 | 0.47224 | 0.67367 | 0.9185 | 1.2051 | 1.5121 | 1.8188 | 2.1252 | 2.5573 | 2.9679 | 3.3632 | 3.7387 | 4.0989 | 4.4476 | 4.7874 | 5.1681 | 5.4474 | 5.718 | 5.9664 | 6.1843 | 6.4225 | 6.5781
F1_Commercial_OR - Health_Existing_Food Preparation_Natural Gas_Commercial Food Prep Other_A_Achievable Economic UCT Potential | F1 | Commercial | OR - Health | Existing | Food Preparation | Natural Gas | Commercial Food Prep Other | A | Integrated Unit Energy Savings (kWh or therms) | Achievable Economic UCT Potential | 0 | 0 | 0 | 0 | 0 | 0 | 0 | 0 | 0 | 0 | 0 | 0 | 0 | 0 | 0 | 0 | 0 | 0 | 0 | 0 | 0 | 0 | 0 | 0 | 0 | 0 | 0
F2_Commercial_OR - Health_Existing_Food Preparation_Natural Gas_Commercial Food Prep Other_A_Achievable Economic UCT Potential | F2 | Commercial | OR - Health | Existing | Food Preparation | Natural Gas | Commercial Food Prep Other | A | Integrated Unit Summer Peak Savings (kW) | Achievable Economic UCT Potential | 0 | 0 | 0 | 0 | 0 | 0 | 0 | 0 | 0 | 0 | 0 | 0 | 0 | 0 | 0 | 0 | 0 | 0 | 0 | 0 | 0 | 0 | 0 | 0 | 0 | 0 | 0
F3_Commercial_OR - Health_Existing_Food Preparation_Natural Gas_Commercial Food Prep Other_A_Achievable Economic UCT Potential | F3 | Commercial | OR - Health | Existing | Food Preparation | Natural Gas | Commercial Food Prep Other | A | Integrated Unit Winter Peak Savings (kW) | Achievable Economic UCT Potential | 0 | 0 | 0 | 0 | 0 | 0 | 0 | 0 | 0 | 0 | 0 | 0 | 0 | 0 | 0 | 0 | 0 | 0 | 0 | 0 | 0 | 0 | 0 | 0 | 0 | 0 | 0
F4_Commercial_OR - Health_Existing_Food Preparation_Natural Gas_Commercial Food Prep Other_A_Achievable Economic UCT Potential | F4 | Commercial | OR - Health | Existing | Food Preparation | Natural Gas | Commercial Food Prep Other | A | Incremental Energy Savings (MWh or mTherms) | Achievable Economic UCT Potential | 0 | 0 | 0 | 0 | 0 | 0 | 0 | 0 | 0 | 0 | 0 | 0 | 0 | 0 | 0 | 0 | 0 | 0 | 0 | 0 | 0 | 0 | 0 | 0 | 0 | 0 | 0
F5_Commercial_OR - Health_Existing_Food Preparation_Natural Gas_Commercial Food Prep Other_A_Achievable Economic UCT Potential | F5 | Commercial | OR - Health | Existing | Food Preparation | Natural Gas | Commercial Food Prep Other | A | Incremental Summer Peak Savings (MW) | Achievable Economic UCT Potential | 0 | 0 | 0 | 0 | 0 | 0 | 0 | 0 | 0 | 0 | 0 | 0 | 0 | 0 | 0 | 0 | 0 | 0 | 0 | 0 | 0 | 0 | 0 | 0 | 0 | 0 | 0
F6_Commercial_OR - Health_Existing_Food Preparation_Natural Gas_Commercial Food Prep Other_A_Achievable Economic UCT Potential | F6 | Commercial | OR - Health | Existing | Food Preparation | Natural Gas | Commercial Food Prep Other | A | Incremental Winter Peak Savings (MW) | Achievable Economic UCT Potential | 0 | 0 | 0 | 0 | 0 | 0 | 0 | 0 | 0 | 0 | 0 | 0 | 0 | 0 | 0 | 0 | 0 | 0 | 0 | 0 | 0 | 0 | 0 | 0 | 0 | 0 | 0
F7_Commercial_OR - Health_Existing_Food Preparation_Natural Gas_Commercial Food Prep Other_A_Achievable Economic UCT Potential | F7 | Commercial | OR - Health | Existing | Food Preparation | Natural Gas | Commercial Food Prep Other | A | Cumulative Energy Savings (MWh or mTherms) | Achievable Economic UCT Potential | 0 | 0 | 0 | 0 | 0 | 0 | 0 | 0 | 0 | 0 | 0 | 0 | 0 | 0 | 0 | 0 | 0 | 0 | 0 | 0 | 0 | 0 | 0 | 0 | 0 | 0 | 0
F8_Commercial_OR - Health_Existing_Food Preparation_Natural Gas_Commercial Food Prep Other_A_Achievable Economic UCT Potential | F8 | Commercial | OR - Health | Existing | Food Preparation | Natural Gas | Commercial Food Prep Other | A | Cumulative Summer Peak Savings (MW) | Achievable Economic UCT Potential | 0 | 0 | 0 | 0 | 0 | 0 | 0 | 0 | 0 | 0 | 0 | 0 | 0 | 0 | 0 | 0 | 0 | 0 | 0 | 0 | 0 | 0 | 0 | 0 | 0 | 0 | 0
F9_Commercial_OR - Health_Existing_Food Preparation_Natural Gas_Commercial Food Prep Other_A_Achievable Economic UCT Potential | F9 | Commercial | OR - Health | Existing | Food Preparation | Natural Gas | Commercial Food Prep Other | A | Cumulative Winter Peak Savings (MW) | Achievable Economic UCT Potential | 0 | 0 | 0 | 0 | 0 | 0 | 0 | 0 | 0 | 0 | 0 | 0 | 0 | 0 | 0 | 0 | 0 | 0 | 0 | 0 | 0 | 0 | 0 | 0 | 0 | 0 | 0
F10_Commercial_OR - Health_Existing_Food Preparation_Natural Gas_Commercial Food Prep Other_A_Achievable Economic UCT Potential | F10 | Commercial | OR - Health | Existing | Food Preparation | Natural Gas | Commercial Food Prep Other | A | Purchases (Incremental) | Achievable Economic UCT Potential | 0 | 0 | 0 | 0 | 0 | 0 | 0 | 0 | 0 | 0 | 0 | 0 | 0 | 0 | 0 | 0 | 0 | 0 | 0 | 0 | 0 | 0 | 0 | 0 | 0 | 0 | 0
F11_Commercial_OR - Health_Existing_Food Preparation_Natural Gas_Commercial Food Prep Other_A_Achievable Economic UCT Potential | F11 | Commercial | OR - Health | Existing | Food Preparation | Natural Gas | Commercial Food Prep Other | A | Purchases (Cumulative) | Achievable Economic UCT Potential | 0 | 0 | 0 | 0 | 0 | 0 | 0 | 0 | 0 | 0 | 0 | 0 | 0 | 0 | 0 | 0 | 0 | 0 | 0 | 0 | 0 | 0 | 0 | 0 | 0 | 0 | 0
F1_Commercial_OR - Health_Existing_Miscellaneous_Natural Gas_Pool Heater_A_Achievable Economic UCT Potential | F1 | Commercial | OR - Health | Existing | Miscellaneous | Natural Gas | Pool Heater | A | Integrated Unit Energy Savings (kWh or therms) | Achievable Economic UCT Potential | 0 | 0 | 0 | 0 | 0 | 0 | 0 | 0 | 0 | 0 | 0 | 0 | 0 | 0 | 0 | 0 | 0 | 0 | 0 | 0 | 0 | 0 | 0 | 0 | 0 | 0 | 0
F2_Commercial_OR - Health_Existing_Miscellaneous_Natural Gas_Pool Heater_A_Achievable Economic UCT Potential | F2 | Commercial | OR - Health | Existing | Miscellaneous | Natural Gas | Pool Heater | A | Integrated Unit Summer Peak Savings (kW) | Achievable Economic UCT Potential | 0 | 0 | 0 | 0 | 0 | 0 | 0 | 0 | 0 | 0 | 0 | 0 | 0 | 0 | 0 | 0 | 0 | 0 | 0 | 0 | 0 | 0 | 0 | 0 | 0 | 0 | 0
F3_Commercial_OR - Health_Existing_Miscellaneous_Natural Gas_Pool Heater_A_Achievable Economic UCT Potential | F3 | Commercial | OR - Health | Existing | Miscellaneous | Natural Gas | Pool Heater | A | Integrated Unit Winter Peak Savings (kW) | Achievable Economic UCT Potential | 0 | 0 | 0 | 0 | 0 | 0 | 0 | 0 | 0 | 0 | 0 | 0 | 0 | 0 | 0 | 0 | 0 | 0 | 0 | 0 | 0 | 0 | 0 | 0 | 0 | 0 | 0
F4_Commercial_OR - Health_Existing_Miscellaneous_Natural Gas_Pool Heater_A_Achievable Economic UCT Potential | F4 | Commercial | OR - Health | Existing | Miscellaneous | Natural Gas | Pool Heater | A | Incremental Energy Savings (MWh or mTherms) | Achievable Economic UCT Potential | 0 | 0 | 0 | 0 | 0 | 0 | 0 | 0 | 0 | 0 | 0 | 0 | 0 | 0 | 0 | 0 | 0 | 0 | 0 | 0 | 0 | 0 | 0 | 0 | 0 | 0 | 0
F5_Commercial_OR - Health_Existing_Miscellaneous_Natural Gas_Pool Heater_A_Achievable Economic UCT Potential | F5 | Commercial | OR - Health | Existing | Miscellaneous | Natural Gas | Pool Heater | A | Incremental Summer Peak Savings (MW) | Achievable Economic UCT Potential | 0 | 0 | 0 | 0 | 0 | 0 | 0 | 0 | 0 | 0 | 0 | 0 | 0 | 0 | 0 | 0 | 0 | 0 | 0 | 0 | 0 | 0 | 0 | 0 | 0 | 0 | 0
F6_Commercial_OR - Health_Existing_Miscellaneous_Natural Gas_Pool Heater_A_Achievable Economic UCT Potential | F6 | Commercial | OR - Health | Existing | Miscellaneous | Natural Gas | Pool Heater | A | Incremental Winter Peak Savings (MW) | Achievable Economic UCT Potential | 0 | 0 | 0 | 0 | 0 | 0 | 0 | 0 | 0 | 0 | 0 | 0 | 0 | 0 | 0 | 0 | 0 | 0 | 0 | 0 | 0 | 0 | 0 | 0 | 0 | 0 | 0
F7_Commercial_OR - Health_Existing_Miscellaneous_Natural Gas_Pool Heater_A_Achievable Economic UCT Potential | F7 | Commercial | OR - Health | Existing | Miscellaneous | Natural Gas | Pool Heater | A | Cumulative Energy Savings (MWh or mTherms) | Achievable Economic UCT Potential | 0 | 0 | 0 | 0 | 0 | 0 | 0 | 0 | 0 | 0 | 0 | 0 | 0 | 0 | 0 | 0 | 0 | 0 | 0 | 0 | 0 | 0 | 0 | 0 | 0 | 0 | 0
F8_Commercial_OR - Health_Existing_Miscellaneous_Natural Gas_Pool Heater_A_Achievable Economic UCT Potential | F8 | Commercial | OR - Health | Existing | Miscellaneous | Natural Gas | Pool Heater | A | Cumulative Summer Peak Savings (MW) | Achievable Economic UCT Potential | 0 | 0 | 0 | 0 | 0 | 0 | 0 | 0 | 0 | 0 | 0 | 0 | 0 | 0 | 0 | 0 | 0 | 0 | 0 | 0 | 0 | 0 | 0 | 0 | 0 | 0 | 0
F9_Commercial_OR - Health_Existing_Miscellaneous_Natural Gas_Pool Heater_A_Achievable Economic UCT Potential | F9 | Commercial | OR - Health | Existing | Miscellaneous | Natural Gas | Pool Heater | A | Cumulative Winter Peak Savings (MW) | Achievable Economic UCT Potential | 0 | 0 | 0 | 0 | 0 | 0 | 0 | 0 | 0 | 0 | 0 | 0 | 0 | 0 | 0 | 0 | 0 | 0 | 0 | 0 | 0 | 0 | 0 | 0 | 0 | 0 | 0
F10_Commercial_OR - Health_Existing_Miscellaneous_Natural Gas_Pool Heater_A_Achievable Economic UCT Potential | F10 | Commercial | OR - Health | Existing | Miscellaneous | Natural Gas | Pool Heater | A | Purchases (Incremental) | Achievable Economic UCT Potential | 0 | 0 | 0 | 0 | 0 | 0 | 0 | 0 | 0 | 0 | 0 | 0 | 0 | 0 | 0 | 0 | 0 | 0 | 0 | 0 | 0 | 0 | 0 | 0 | 0 | 0 | 0
F11_Commercial_OR - Health_Existing_Miscellaneous_Natural Gas_Pool Heater_A_Achievable Economic UCT Potential | F11 | Commercial | OR - Health | Existing | Miscellaneous | Natural Gas | Pool Heater | A | Purchases (Cumulative) | Achievable Economic UCT Potential | 0 | 0 | 0 | 0 | 0 | 0 | 0 | 0 | 0 | 0 | 0 | 0 | 0 | 0 | 0 | 0 | 0 | 0 | 0 | 0 | 0 | 0 | 0 | 0 | 0 | 0 | 0
F1_Commercial_OR - Health_New_Space Heating_Natural Gas_Furnace_A_Achievable Economic UCT Potential | F1 | Commercial | OR - Health | New | Space Heating | Natural Gas | Furnace | A | Integrated Unit Energy Savings (kWh or therms) | Achievable Economic UCT Potential | 0 | 0 | 0 | 0 | 0 | 0 | 0 | 0 | 0 | 0 | 0 | 0 | 0 | 0 | 0 | 0 | 0 | 0 | 0 | 0 | 0 | 0 | 0 | 0 | 0 | 0 | 0
F2_Commercial_OR - Health_New_Space Heating_Natural Gas_Furnace_A_Achievable Economic UCT Potential | F2 | Commercial | OR - Health | New | Space Heating | Natural Gas | Furnace | A | Integrated Unit Summer Peak Savings (kW) | Achievable Economic UCT Potential | 0 | 0 | 0 | 0 | 0 | 0 | 0 | 0 | 0 | 0 | 0 | 0 | 0 | 0 | 0 | 0 | 0 | 0 | 0 | 0 | 0 | 0 | 0 | 0 | 0 | 0 | 0
F3_Commercial_OR - Health_New_Space Heating_Natural Gas_Furnace_A_Achievable Economic UCT Potential | F3 | Commercial | OR - Health | New | Space Heating | Natural Gas | Furnace | A | Integrated Unit Winter Peak Savings (kW) | Achievable Economic UCT Potential | 0 | 0 | 0 | 0 | 0 | 0 | 0 | 0 | 0 | 0 | 0 | 0 | 0 | 0 | 0 | 0 | 0 | 0 | 0 | 0 | 0 | 0 | 0 | 0 | 0 | 0 | 0
F4_Commercial_OR - Health_New_Space Heating_Natural Gas_Furnace_A_Achievable Economic UCT Potential | F4 | Commercial | OR - Health | New | Space Heating | Natural Gas | Furnace | A | Incremental Energy Savings (MWh or mTherms) | Achievable Economic UCT Potential | 0 | 0 | 0 | 0 | 0 | 0 | 0 | 0 | 0 | 0 | 0 | 0 | 0 | 0 | 0 | 0 | 0 | 0 | 0 | 0 | 0 | 0 | 0 | 0 | 0 | 0 | 0
F5_Commercial_OR - Health_New_Space Heating_Natural Gas_Furnace_A_Achievable Economic UCT Potential | F5 | Commercial | OR - Health | New | Space Heating | Natural Gas | Furnace | A | Incremental Summer Peak Savings (MW) | Achievable Economic UCT Potential | 0 | 0 | 0 | 0 | 0 | 0 | 0 | 0 | 0 | 0 | 0 | 0 | 0 | 0 | 0 | 0 | 0 | 0 | 0 | 0 | 0 | 0 | 0 | 0 | 0 | 0 | 0
F6_Commercial_OR - Health_New_Space Heating_Natural Gas_Furnace_A_Achievable Economic UCT Potential | F6 | Commercial | OR - Health | New | Space Heating | Natural Gas | Furnace | A | Incremental Winter Peak Savings (MW) | Achievable Economic UCT Potential | 0 | 0 | 0 | 0 | 0 | 0 | 0 | 0 | 0 | 0 | 0 | 0 | 0 | 0 | 0 | 0 | 0 | 0 | 0 | 0 | 0 | 0 | 0 | 0 | 0 | 0 | 0
F7_Commercial_OR - Health_New_Space Heating_Natural Gas_Furnace_A_Achievable Economic UCT Potential | F7 | Commercial | OR - Health | New | Space Heating | Natural Gas | Furnace | A | Cumulative Energy Savings (MWh or mTherms) | Achievable Economic UCT Potential | 0 | 0 | 0 | 0 | 0 | 0 | 0 | 0 | 0 | 0 | 0 | 0 | 0 | 0 | 0 | 0 | 0 | 0 | 0 | 0 | 0 | 0 | 0 | 0 | 0 | 0 | 0
F8_Commercial_OR - Health_New_Space Heating_Natural Gas_Furnace_A_Achievable Economic UCT Potential | F8 | Commercial | OR - Health | New | Space Heating | Natural Gas | Furnace | A | Cumulative Summer Peak Savings (MW) | Achievable Economic UCT Potential | 0 | 0 | 0 | 0 | 0 | 0 | 0 | 0 | 0 | 0 | 0 | 0 | 0 | 0 | 0 | 0 | 0 | 0 | 0 | 0 | 0 | 0 | 0 | 0 | 0 | 0 | 0
F9_Commercial_OR - Health_New_Space Heating_Natural Gas_Furnace_A_Achievable Economic UCT Potential | F9 | Commercial | OR - Health | New | Space Heating | Natural Gas | Furnace | A | Cumulative Winter Peak Savings (MW) | Achievable Economic UCT Potential | 0 | 0 | 0 | 0 | 0 | 0 | 0 | 0 | 0 | 0 | 0 | 0 | 0 | 0 | 0 | 0 | 0 | 0 | 0 | 0 | 0 | 0 | 0 | 0 | 0 | 0 | 0
F10_Commercial_OR - Health_New_Space Heating_Natural Gas_Furnace_A_Achievable Economic UCT Potential | F10 | Commercial | OR - Health | New | Space Heating | Natural Gas | Furnace | A | Purchases (Incremental) | Achievable Economic UCT Potential | 0 | 0 | 0 | 0 | 0 | 0 | 0 | 0 | 0 | 0 | 0 | 0 | 0 | 0 | 0 | 0 | 0 | 0 | 0 | 0 | 0 | 0 | 0 | 0 | 0 | 0 | 0
F11_Commercial_OR - Health_New_Space Heating_Natural Gas_Furnace_A_Achievable Economic UCT Potential | F11 | Commercial | OR - Health | New | Space Heating | Natural Gas | Furnace | A | Purchases (Cumulative) | Achievable Economic UCT Potential | 0 | 0 | 0 | 0 | 0 | 0 | 0 | 0 | 0 | 0 | 0 | 0 | 0 | 0 | 0 | 0 | 0 | 0 | 0 | 0 | 0 | 0 | 0 | 0 | 0 | 0 | 0
F1_Commercial_OR - Health_New_Space Heating_Natural Gas_Boiler_A_Achievable Economic UCT Potential | F1 | Commercial | OR - Health | New | Space Heating | Natural Gas | Boiler | A | Integrated Unit Energy Savings (kWh or therms) | Achievable Economic UCT Potential | 0 | 0 | 0 | 0 | 0 | 0 | 0 | 0 | 0 | 0 | 0 | 0 | 0 | 0 | 0 | 0 | 0 | 0 | 0 | 0 | 0 | 0 | 0 | 0 | 0 | 0 | 0
F2_Commercial_OR - Health_New_Space Heating_Natural Gas_Boiler_A_Achievable Economic UCT Potential | F2 | Commercial | OR - Health | New | Space Heating | Natural Gas | Boiler | A | Integrated Unit Summer Peak Savings (kW) | Achievable Economic UCT Potential | 0 | 0 | 0 | 0 | 0 | 0 | 0 | 0 | 0 | 0 | 0 | 0 | 0 | 0 | 0 | 0 | 0 | 0 | 0 | 0 | 0 | 0 | 0 | 0 | 0 | 0 | 0
F3_Commercial_OR - Health_New_Space Heating_Natural Gas_Boiler_A_Achievable Economic UCT Potential | F3 | Commercial | OR - Health | New | Space Heating | Natural Gas | Boiler | A | Integrated Unit Winter Peak Savings (kW) | Achievable Economic UCT Potential | 0 | 0 | 0 | 0 | 0 | 0 | 0 | 0 | 0 | 0 | 0 | 0 | 0 | 0 | 0 | 0 | 0 | 0 | 0 | 0 | 0 | 0 | 0 | 0 | 0 | 0 | 0
F4_Commercial_OR - Health_New_Space Heating_Natural Gas_Boiler_A_Achievable Economic UCT Potential | F4 | Commercial | OR - Health | New | Space Heating | Natural Gas | Boiler | A | Incremental Energy Savings (MWh or mTherms) | Achievable Economic UCT Potential | 0 | 0 | 0 | 0 | 0 | 0 | 0 | 0 | 0 | 0 | 0 | 0 | 0 | 0 | 0 | 0 | 0 | 0 | 0 | 0 | 0 | 0 | 0 | 0 | 0 | 0 | 0
F5_Commercial_OR - Health_New_Space Heating_Natural Gas_Boiler_A_Achievable Economic UCT Potential | F5 | Commercial | OR - Health | New | Space Heating | Natural Gas | Boiler | A | Incremental Summer Peak Savings (MW) | Achievable Economic UCT Potential | 0 | 0 | 0 | 0 | 0 | 0 | 0 | 0 | 0 | 0 | 0 | 0 | 0 | 0 | 0 | 0 | 0 | 0 | 0 | 0 | 0 | 0 | 0 | 0 | 0 | 0 | 0
F6_Commercial_OR - Health_New_Space Heating_Natural Gas_Boiler_A_Achievable Economic UCT Potential | F6 | Commercial | OR - Health | New | Space Heating | Natural Gas | Boiler | A | Incremental Winter Peak Savings (MW) | Achievable Economic UCT Potential | 0 | 0 | 0 | 0 | 0 | 0 | 0 | 0 | 0 | 0 | 0 | 0 | 0 | 0 | 0 | 0 | 0 | 0 | 0 | 0 | 0 | 0 | 0 | 0 | 0 | 0 | 0
F7_Commercial_OR - Health_New_Space Heating_Natural Gas_Boiler_A_Achievable Economic UCT Potential | F7 | Commercial | OR - Health | New | Space Heating | Natural Gas | Boiler | A | Cumulative Energy Savings (MWh or mTherms) | Achievable Economic UCT Potential | 0 | 0 | 0 | 0 | 0 | 0 | 0 | 0 | 0 | 0 | 0 | 0 | 0 | 0 | 0 | 0 | 0 | 0 | 0 | 0 | 0 | 0 | 0 | 0 | 0 | 0 | 0
F8_Commercial_OR - Health_New_Space Heating_Natural Gas_Boiler_A_Achievable Economic UCT Potential | F8 | Commercial | OR - Health | New | Space Heating | Natural Gas | Boiler | A | Cumulative Summer Peak Savings (MW) | Achievable Economic UCT Potential | 0 | 0 | 0 | 0 | 0 | 0 | 0 | 0 | 0 | 0 | 0 | 0 | 0 | 0 | 0 | 0 | 0 | 0 | 0 | 0 | 0 | 0 | 0 | 0 | 0 | 0 | 0
F9_Commercial_OR - Health_New_Space Heating_Natural Gas_Boiler_A_Achievable Economic UCT Potential | F9 | Commercial | OR - Health | New | Space Heating | Natural Gas | Boiler | A | Cumulative Winter Peak Savings (MW) | Achievable Economic UCT Potential | 0 | 0 | 0 | 0 | 0 | 0 | 0 | 0 | 0 | 0 | 0 | 0 | 0 | 0 | 0 | 0 | 0 | 0 | 0 | 0 | 0 | 0 | 0 | 0 | 0 | 0 | 0
F10_Commercial_OR - Health_New_Space Heating_Natural Gas_Boiler_A_Achievable Economic UCT Potential | F10 | Commercial | OR - Health | New | Space Heating | Natural Gas | Boiler | A | Purchases (Incremental) | Achievable Economic UCT Potential | 0 | 0 | 0 | 0 | 0 | 0 | 0 | 0 | 0 | 0 | 0 | 0 | 0 | 0 | 0 | 0 | 0 | 0 | 0 | 0 | 0 | 0 | 0 | 0 | 0 | 0 | 0
F11_Commercial_OR - Health_New_Space Heating_Natural Gas_Boiler_A_Achievable Economic UCT Potential | F11 | Commercial | OR - Health | New | Space Heating | Natural Gas | Boiler | A | Purchases (Cumulative) | Achievable Economic UCT Potential | 0 | 0 | 0 | 0 | 0 | 0 | 0 | 0 | 0 | 0 | 0 | 0 | 0 | 0 | 0 | 0 | 0 | 0 | 0 | 0 | 0 | 0 | 0 | 0 | 0 | 0 | 0
F1_Commercial_OR - Health_New_Space Heating_Natural Gas_Unit Heater_A_Achievable Economic UCT Potential | F1 | Commercial | OR - Health | New | Space Heating | Natural Gas | Unit Heater | A | Integrated Unit Energy Savings (kWh or therms) | Achievable Economic UCT Potential | 0 | 0 | 0 | 0 | 0 | 0 | 0 | 0 | 0 | 0 | 0 | 0 | 0 | 0 | 0 | 0 | 0 | 0 | 0 | 0 | 0 | 0 | 0 | 0 | 0 | 0 | 0
F2_Commercial_OR - Health_New_Space Heating_Natural Gas_Unit Heater_A_Achievable Economic UCT Potential | F2 | Commercial | OR - Health | New | Space Heating | Natural Gas | Unit Heater | A | Integrated Unit Summer Peak Savings (kW) | Achievable Economic UCT Potential | 0 | 0 | 0 | 0 | 0 | 0 | 0 | 0 | 0 | 0 | 0 | 0 | 0 | 0 | 0 | 0 | 0 | 0 | 0 | 0 | 0 | 0 | 0 | 0 | 0 | 0 | 0
F3_Commercial_OR - Health_New_Space Heating_Natural Gas_Unit Heater_A_Achievable Economic UCT Potential | F3 | Commercial | OR - Health | New | Space Heating | Natural Gas | Unit Heater | A | Integrated Unit Winter Peak Savings (kW) | Achievable Economic UCT Potential | 0 | 0 | 0 | 0 | 0 | 0 | 0 | 0 | 0 | 0 | 0 | 0 | 0 | 0 | 0 | 0 | 0 | 0 | 0 | 0 | 0 | 0 | 0 | 0 | 0 | 0 | 0
F4_Commercial_OR - Health_New_Space Heating_Natural Gas_Unit Heater_A_Achievable Economic UCT Potential | F4 | Commercial | OR - Health | New | Space Heating | Natural Gas | Unit Heater | A | Incremental Energy Savings (MWh or mTherms) | Achievable Economic UCT Potential | 0 | 0 | 0 | 0 | 0 | 0 | 0 | 0 | 0 | 0 | 0 | 0 | 0 | 0 | 0 | 0 | 0 | 0 | 0 | 0 | 0 | 0 | 0 | 0 | 0 | 0 | 0
F5_Commercial_OR - Health_New_Space Heating_Natural Gas_Unit Heater_A_Achievable Economic UCT Potential | F5 | Commercial | OR - Health | New | Space Heating | Natural Gas | Unit Heater | A | Incremental Summer Peak Savings (MW) | Achievable Economic UCT Potential | 0 | 0 | 0 | 0 | 0 | 0 | 0 | 0 | 0 | 0 | 0 | 0 | 0 | 0 | 0 | 0 | 0 | 0 | 0 | 0 | 0 | 0 | 0 | 0 | 0 | 0 | 0
F6_Commercial_OR - Health_New_Space Heating_Natural Gas_Unit Heater_A_Achievable Economic UCT Potential | F6 | Commercial | OR - Health | New | Space Heating | Natural Gas | Unit Heater | A | Incremental Winter Peak Savings (MW) | Achievable Economic UCT Potential | 0 | 0 | 0 | 0 | 0 | 0 | 0 | 0 | 0 | 0 | 0 | 0 | 0 | 0 | 0 | 0 | 0 | 0 | 0 | 0 | 0 | 0 | 0 | 0 | 0 | 0 | 0
F7_Commercial_OR - Health_New_Space Heating_Natural Gas_Unit Heater_A_Achievable Economic UCT Potential | F7 | Commercial | OR - Health | New | Space Heating | Natural Gas | Unit Heater | A | Cumulative Energy Savings (MWh or mTherms) | Achievable Economic UCT Potential | 0 | 0 | 0 | 0 | 0 | 0 | 0 | 0 | 0 | 0 | 0 | 0 | 0 | 0 | 0 | 0 | 0 | 0 | 0 | 0 | 0 | 0 | 0 | 0 | 0 | 0 | 0
F8_Commercial_OR - Health_New_Space Heating_Natural Gas_Unit Heater_A_Achievable Economic UCT Potential | F8 | Commercial | OR - Health | New | Space Heating | Natural Gas | Unit Heater | A | Cumulative Summer Peak Savings (MW) | Achievable Economic UCT Potential | 0 | 0 | 0 | 0 | 0 | 0 | 0 | 0 | 0 | 0 | 0 | 0 | 0 | 0 | 0 | 0 | 0 | 0 | 0 | 0 | 0 | 0 | 0 | 0 | 0 | 0 | 0
F9_Commercial_OR - Health_New_Space Heating_Natural Gas_Unit Heater_A_Achievable Economic UCT Potential | F9 | Commercial | OR - Health | New | Space Heating | Natural Gas | Unit Heater | A | Cumulative Winter Peak Savings (MW) | Achievable Economic UCT Potential | 0 | 0 | 0 | 0 | 0 | 0 | 0 | 0 | 0 | 0 | 0 | 0 | 0 | 0 | 0 | 0 | 0 | 0 | 0 | 0 | 0 | 0 | 0 | 0 | 0 | 0 | 0
F10_Commercial_OR - Health_New_Space Heating_Natural Gas_Unit Heater_A_Achievable Economic UCT Potential | F10 | Commercial | OR - Health | New | Space Heating | Natural Gas | Unit Heater | A | Purchases (Incremental) | Achievable Economic UCT Potential | 0 | 0 | 0 | 0 | 0 | 0 | 0 | 0 | 0 | 0 | 0 | 0 | 0 | 0 | 0 | 0 | 0 | 0 | 0 | 0 | 0 | 0 | 0 | 0 | 0 | 0 | 0
F11_Commercial_OR - Health_New_Space Heating_Natural Gas_Unit Heater_A_Achievable Economic UCT Potential | F11 | Commercial | OR - Health | New | Space Heating | Natural Gas | Unit Heater | A | Purchases (Cumulative) | Achievable Economic UCT Potential | 0 | 0 | 0 | 0 | 0 | 0 | 0 | 0 | 0 | 0 | 0 | 0 | 0 | 0 | 0 | 0 | 0 | 0 | 0 | 0 | 0 | 0 | 0 | 0 | 0 | 0 | 0
F1_Commercial_OR - Health_New_Water Heating_Natural Gas_Water Heater_A_Achievable Economic UCT Potential | F1 | Commercial | OR - Health | New | Water Heating | Natural Gas | Water Heater | A | Integrated Unit Energy Savings (kWh or therms) | Achievable Economic UCT Potential | 0 | 0 | 0 | 0 | 0 | 0 | 0 | 0 | 0 | 0 | 0 | 0 | 0 | 0 | 0 | 0 | 0 | 0 | 0 | 0 | 0 | 0 | 0 | 0 | 0 | 0 | 0
F2_Commercial_OR - Health_New_Water Heating_Natural Gas_Water Heater_A_Achievable Economic UCT Potential | F2 | Commercial | OR - Health | New | Water Heating | Natural Gas | Water Heater | A | Integrated Unit Summer Peak Savings (kW) | Achievable Economic UCT Potential | 0 | 0 | 0 | 0 | 0 | 0 | 0 | 0 | 0 | 0 | 0 | 0 | 0 | 0 | 0 | 0 | 0 | 0 | 0 | 0 | 0 | 0 | 0 | 0 | 0 | 0 | 0
F3_Commercial_OR - Health_New_Water Heating_Natural Gas_Water Heater_A_Achievable Economic UCT Potential | F3 | Commercial | OR - Health | New | Water Heating | Natural Gas | Water Heater | A | Integrated Unit Winter Peak Savings (kW) | Achievable Economic UCT Potential | 0 | 0 | 0 | 0 | 0 | 0 | 0 | 0 | 0 | 0 | 0 | 0 | 0 | 0 | 0 | 0 | 0 | 0 | 0 | 0 | 0 | 0 | 0 | 0 | 0 | 0 | 0
F4_Commercial_OR - Health_New_Water Heating_Natural Gas_Water Heater_A_Achievable Economic UCT Potential | F4 | Commercial | OR - Health | New | Water Heating | Natural Gas | Water Heater | A | Incremental Energy Savings (MWh or mTherms) | Achievable Economic UCT Potential | 0 | 0 | 0 | 0 | 0 | 0 | 0 | 0 | 0 | 0 | 0 | 0 | 0 | 0 | 0 | 0 | 0 | 0 | 0 | 0 | 0 | 0 | 0 | 0 | 0 | 0 | 0
F5_Commercial_OR - Health_New_Water Heating_Natural Gas_Water Heater_A_Achievable Economic UCT Potential | F5 | Commercial | OR - Health | New | Water Heating | Natural Gas | Water Heater | A | Incremental Summer Peak Savings (MW) | Achievable Economic UCT Potential | 0 | 0 | 0 | 0 | 0 | 0 | 0 | 0 | 0 | 0 | 0 | 0 | 0 | 0 | 0 | 0 | 0 | 0 | 0 | 0 | 0 | 0 | 0 | 0 | 0 | 0 | 0
F6_Commercial_OR - Health_New_Water Heating_Natural Gas_Water Heater_A_Achievable Economic UCT Potential | F6 | Commercial | OR - Health | New | Water Heating | Natural Gas | Water Heater | A | Incremental Winter Peak Savings (MW) | Achievable Economic UCT Potential | 0 | 0 | 0 | 0 | 0 | 0 | 0 | 0 | 0 | 0 | 0 | 0 | 0 | 0 | 0 | 0 | 0 | 0 | 0 | 0 | 0 | 0 | 0 | 0 | 0 | 0 | 0
F7_Commercial_OR - Health_New_Water Heating_Natural Gas_Water Heater_A_Achievable Economic UCT Potential | F7 | Commercial | OR - Health | New | Water Heating | Natural Gas | Water Heater | A | Cumulative Energy Savings (MWh or mTherms) | Achievable Economic UCT Potential | 0 | 0 | 0 | 0 | 0 | 0 | 0 | 0 | 0 | 0 | 0 | 0 | 0 | 0 | 0 | 0 | 0 | 0 | 0 | 0 | 0 | 0 | 0 | 0 | 0 | 0 | 0
F8_Commercial_OR - Health_New_Water Heating_Natural Gas_Water Heater_A_Achievable Economic UCT Potential | F8 | Commercial | OR - Health | New | Water Heating | Natural Gas | Water Heater | A | Cumulative Summer Peak Savings (MW) | Achievable Economic UCT Potential | 0 | 0 | 0 | 0 | 0 | 0 | 0 | 0 | 0 | 0 | 0 | 0 | 0 | 0 | 0 | 0 | 0 | 0 | 0 | 0 | 0 | 0 | 0 | 0 | 0 | 0 | 0
F9_Commercial_OR - Health_New_Water Heating_Natural Gas_Water Heater_A_Achievable Economic UCT Potential | F9 | Commercial | OR - Health | New | Water Heating | Natural Gas | Water Heater | A | Cumulative Winter Peak Savings (MW) | Achievable Economic UCT Potential | 0 | 0 | 0 | 0 | 0 | 0 | 0 | 0 | 0 | 0 | 0 | 0 | 0 | 0 | 0 | 0 | 0 | 0 | 0 | 0 | 0 | 0 | 0 | 0 | 0 | 0 | 0
F10_Commercial_OR - Health_New_Water Heating_Natural Gas_Water Heater_A_Achievable Economic UCT Potential | F10 | Commercial | OR - Health | New | Water Heating | Natural Gas | Water Heater | A | Purchases (Incremental) | Achievable Economic UCT Potential | 0 | 0 | 0 | 0 | 0 | 0 | 0 | 0 | 0 | 0 | 0 | 0 | 0 | 0 | 0 | 0 | 0 | 0 | 0 | 0 | 0 | 0 | 0 | 0 | 0 | 0 | 0
F11_Commercial_OR - Health_New_Water Heating_Natural Gas_Water Heater_A_Achievable Economic UCT Potential | F11 | Commercial | OR - Health | New | Water Heating | Natural Gas | Water Heater | A | Purchases (Cumulative) | Achievable Economic UCT Potential | 0 | 0 | 0 | 0 | 0 | 0 | 0 | 0 | 0 | 0 | 0 | 0 | 0 | 0 | 0 | 0 | 0 | 0 | 0 | 0 | 0 | 0 | 0 | 0 | 0 | 0 | 0
F1_Commercial_OR - Health_New_Food Preparation_Natural Gas_Oven_A_Achievable Economic UCT Potential | F1 | Commercial | OR - Health | New | Food Preparation | Natural Gas | Oven | A | Integrated Unit Energy Savings (kWh or therms) | Achievable Economic UCT Potential | 0 | 0 | 0 | 0 | 0 | 0 | 0 | 0 | 0 | 0 | 0 | 0 | 0 | 0 | 0 | 0 | 0 | 0 | 0 | 0 | 0 | 0 | 0 | 0 | 0 | 0 | 0
F2_Commercial_OR - Health_New_Food Preparation_Natural Gas_Oven_A_Achievable Economic UCT Potential | F2 | Commercial | OR - Health | New | Food Preparation | Natural Gas | Oven | A | Integrated Unit Summer Peak Savings (kW) | Achievable Economic UCT Potential | 0 | 0 | 0 | 0 | 0 | 0 | 0 | 0 | 0 | 0 | 0 | 0 | 0 | 0 | 0 | 0 | 0 | 0 | 0 | 0 | 0 | 0 | 0 | 0 | 0 | 0 | 0
F3_Commercial_OR - Health_New_Food Preparation_Natural Gas_Oven_A_Achievable Economic UCT Potential | F3 | Commercial | OR - Health | New | Food Preparation | Natural Gas | Oven | A | Integrated Unit Winter Peak Savings (kW) | Achievable Economic UCT Potential | 0 | 0 | 0 | 0 | 0 | 0 | 0 | 0 | 0 | 0 | 0 | 0 | 0 | 0 | 0 | 0 | 0 | 0 | 0 | 0 | 0 | 0 | 0 | 0 | 0 | 0 | 0
F4_Commercial_OR - Health_New_Food Preparation_Natural Gas_Oven_A_Achievable Economic UCT Potential | F4 | Commercial | OR - Health | New | Food Preparation | Natural Gas | Oven | A | Incremental Energy Savings (MWh or mTherms) | Achievable Economic UCT Potential | 0 | 0 | 0 | 0 | 0 | 0 | 0 | 0 | 0 | 0 | 0 | 0 | 0 | 0 | 0 | 0 | 0 | 0 | 0 | 0 | 0 | 0 | 0 | 0 | 0 | 0 | 0
F5_Commercial_OR - Health_New_Food Preparation_Natural Gas_Oven_A_Achievable Economic UCT Potential | F5 | Commercial | OR - Health | New | Food Preparation | Natural Gas | Oven | A | Incremental Summer Peak Savings (MW) | Achievable Economic UCT Potential | 0 | 0 | 0 | 0 | 0 | 0 | 0 | 0 | 0 | 0 | 0 | 0 | 0 | 0 | 0 | 0 | 0 | 0 | 0 | 0 | 0 | 0 | 0 | 0 | 0 | 0 | 0
F6_Commercial_OR - Health_New_Food Preparation_Natural Gas_Oven_A_Achievable Economic UCT Potential | F6 | Commercial | OR - Health | New | Food Preparation | Natural Gas | Oven | A | Incremental Winter Peak Savings (MW) | Achievable Economic UCT Potential | 0 | 0 | 0 | 0 | 0 | 0 | 0 | 0 | 0 | 0 | 0 | 0 | 0 | 0 | 0 | 0 | 0 | 0 | 0 | 0 | 0 | 0 | 0 | 0 | 0 | 0 | 0
F7_Commercial_OR - Health_New_Food Preparation_Natural Gas_Oven_A_Achievable Economic UCT Potential | F7 | Commercial | OR - Health | New | Food Preparation | Natural Gas | Oven | A | Cumulative Energy Savings (MWh or mTherms) | Achievable Economic UCT Potential | 0 | 0 | 0 | 0 | 0 | 0 | 0 | 0 | 0 | 0 | 0 | 0 | 0 | 0 | 0 | 0 | 0 | 0 | 0 | 0 | 0 | 0 | 0 | 0 | 0 | 0 | 0
F8_Commercial_OR - Health_New_Food Preparation_Natural Gas_Oven_A_Achievable Economic UCT Potential | F8 | Commercial | OR - Health | New | Food Preparation | Natural Gas | Oven | A | Cumulative Summer Peak Savings (MW) | Achievable Economic UCT Potential | 0 | 0 | 0 | 0 | 0 | 0 | 0 | 0 | 0 | 0 | 0 | 0 | 0 | 0 | 0 | 0 | 0 | 0 | 0 | 0 | 0 | 0 | 0 | 0 | 0 | 0 | 0
F9_Commercial_OR - Health_New_Food Preparation_Natural Gas_Oven_A_Achievable Economic UCT Potential | F9 | Commercial | OR - Health | New | Food Preparation | Natural Gas | Oven | A | Cumulative Winter Peak Savings (MW) | Achievable Economic UCT Potential | 0 | 0 | 0 | 0 | 0 | 0 | 0 | 0 | 0 | 0 | 0 | 0 | 0 | 0 | 0 | 0 | 0 | 0 | 0 | 0 | 0 | 0 | 0 | 0 | 0 | 0 | 0
F10_Commercial_OR - Health_New_Food Preparation_Natural Gas_Oven_A_Achievable Economic UCT Potential | F10 | Commercial | OR - Health | New | Food Preparation | Natural Gas | Oven | A | Purchases (Incremental) | Achievable Economic UCT Potential | 0 | 0 | 0 | 0 | 0 | 0 | 0 | 0 | 0 | 0 | 0 | 0 | 0 | 0 | 0 | 0 | 0 | 0 | 0 | 0 | 0 | 0 | 0 | 0 | 0 | 0 | 0
F11_Commercial_OR - Health_New_Food Preparation_Natural Gas_Oven_A_Achievable Economic UCT Potential | F11 | Commercial | OR - Health | New | Food Preparation | Natural Gas | Oven | A | Purchases (Cumulative) | Achievable Economic UCT Potential | 0 | 0 | 0 | 0 | 0 | 0 | 0 | 0 | 0 | 0 | 0 | 0 | 0 | 0 | 0 | 0 | 0 | 0 | 0 | 0 | 0 | 0 | 0 | 0 | 0 | 0 | 0
F1_Commercial_OR - Health_New_Food Preparation_Natural Gas_Conveyor Oven_A_Achievable Economic UCT Potential | F1 | Commercial | OR - Health | New | Food Preparation | Natural Gas | Conveyor Oven | A | Integrated Unit Energy Savings (kWh or therms) | Achievable Economic UCT Potential | 0 | 0 | 0 | 0 | 0 | 0 | 0 | 0 | 0 | 0 | 0 | 0 | 0 | 0 | 0 | 0 | 0 | 0 | 0 | 0 | 0 | 0 | 0 | 0 | 0 | 0 | 0
F2_Commercial_OR - Health_New_Food Preparation_Natural Gas_Conveyor Oven_A_Achievable Economic UCT Potential | F2 | Commercial | OR - Health | New | Food Preparation | Natural Gas | Conveyor Oven | A | Integrated Unit Summer Peak Savings (kW) | Achievable Economic UCT Potential | 0 | 0 | 0 | 0 | 0 | 0 | 0 | 0 | 0 | 0 | 0 | 0 | 0 | 0 | 0 | 0 | 0 | 0 | 0 | 0 | 0 | 0 | 0 | 0 | 0 | 0 | 0
F3_Commercial_OR - Health_New_Food Preparation_Natural Gas_Conveyor Oven_A_Achievable Economic UCT Potential | F3 | Commercial | OR - Health | New | Food Preparation | Natural Gas | Conveyor Oven | A | Integrated Unit Winter Peak Savings (kW) | Achievable Economic UCT Potential | 0 | 0 | 0 | 0 | 0 | 0 | 0 | 0 | 0 | 0 | 0 | 0 | 0 | 0 | 0 | 0 | 0 | 0 | 0 | 0 | 0 | 0 | 0 | 0 | 0 | 0 | 0
F4_Commercial_OR - Health_New_Food Preparation_Natural Gas_Conveyor Oven_A_Achievable Economic UCT Potential | F4 | Commercial | OR - Health | New | Food Preparation | Natural Gas | Conveyor Oven | A | Incremental Energy Savings (MWh or mTherms) | Achievable Economic UCT Potential | 0 | 0 | 0 | 0 | 0 | 0 | 0 | 0 | 0 | 0 | 0 | 0 | 0 | 0 | 0 | 0 | 0 | 0 | 0 | 0 | 0 | 0 | 0 | 0 | 0 | 0 | 0
F5_Commercial_OR - Health_New_Food Preparation_Natural Gas_Conveyor Oven_A_Achievable Economic UCT Potential | F5 | Commercial | OR - Health | New | Food Preparation | Natural Gas | Conveyor Oven | A | Incremental Summer Peak Savings (MW) | Achievable Economic UCT Potential | 0 | 0 | 0 | 0 | 0 | 0 | 0 | 0 | 0 | 0 | 0 | 0 | 0 | 0 | 0 | 0 | 0 | 0 | 0 | 0 | 0 | 0 | 0 | 0 | 0 | 0 | 0
F6_Commercial_OR - Health_New_Food Preparation_Natural Gas_Conveyor Oven_A_Achievable Economic UCT Potential | F6 | Commercial | OR - Health | New | Food Preparation | Natural Gas | Conveyor Oven | A | Incremental Winter Peak Savings (MW) | Achievable Economic UCT Potential | 0 | 0 | 0 | 0 | 0 | 0 | 0 | 0 | 0 | 0 | 0 | 0 | 0 | 0 | 0 | 0 | 0 | 0 | 0 | 0 | 0 | 0 | 0 | 0 | 0 | 0 | 0
F7_Commercial_OR - Health_New_Food Preparation_Natural Gas_Conveyor Oven_A_Achievable Economic UCT Potential | F7 | Commercial | OR - Health | New | Food Preparation | Natural Gas | Conveyor Oven | A | Cumulative Energy Savings (MWh or mTherms) | Achievable Economic UCT Potential | 0 | 0 | 0 | 0 | 0 | 0 | 0 | 0 | 0 | 0 | 0 | 0 | 0 | 0 | 0 | 0 | 0 | 0 | 0 | 0 | 0 | 0 | 0 | 0 | 0 | 0 | 0
F8_Commercial_OR - Health_New_Food Preparation_Natural Gas_Conveyor Oven_A_Achievable Economic UCT Potential | F8 | Commercial | OR - Health | New | Food Preparation | Natural Gas | Conveyor Oven | A | Cumulative Summer Peak Savings (MW) | Achievable Economic UCT Potential | 0 | 0 | 0 | 0 | 0 | 0 | 0 | 0 | 0 | 0 | 0 | 0 | 0 | 0 | 0 | 0 | 0 | 0 | 0 | 0 | 0 | 0 | 0 | 0 | 0 | 0 | 0
F9_Commercial_OR - Health_New_Food Preparation_Natural Gas_Conveyor Oven_A_Achievable Economic UCT Potential | F9 | Commercial | OR - Health | New | Food Preparation | Natural Gas | Conveyor Oven | A | Cumulative Winter Peak Savings (MW) | Achievable Economic UCT Potential | 0 | 0 | 0 | 0 | 0 | 0 | 0 | 0 | 0 | 0 | 0 | 0 | 0 | 0 | 0 | 0 | 0 | 0 | 0 | 0 | 0 | 0 | 0 | 0 | 0 | 0 | 0
F10_Commercial_OR - Health_New_Food Preparation_Natural Gas_Conveyor Oven_A_Achievable Economic UCT Potential | F10 | Commercial | OR - Health | New | Food Preparation | Natural Gas | Conveyor Oven | A | Purchases (Incremental) | Achievable Economic UCT Potential | 0 | 0 | 0 | 0 | 0 | 0 | 0 | 0 | 0 | 0 | 0 | 0 | 0 | 0 | 0 | 0 | 0 | 0 | 0 | 0 | 0 | 0 | 0 | 0 | 0 | 0 | 0
F11_Commercial_OR - Health_New_Food Preparation_Natural Gas_Conveyor Oven_A_Achievable Economic UCT Potential | F11 | Commercial | OR - Health | New | Food Preparation | Natural Gas | Conveyor Oven | A | Purchases (Cumulative) | Achievable Economic UCT Potential | 0 | 0 | 0 | 0 | 0 | 0 | 0 | 0 | 0 | 0 | 0 | 0 | 0 | 0 | 0 | 0 | 0 | 0 | 0 | 0 | 0 | 0 | 0 | 0 | 0 | 0 | 0
F1_Commercial_OR - Health_New_Food Preparation_Natural Gas_Double Rack Oven_A_Achievable Economic UCT Potential | F1 | Commercial | OR - Health | New | Food Preparation | Natural Gas | Double Rack Oven | A | Integrated Unit Energy Savings (kWh or therms) | Achievable Economic UCT Potential | 0 | 0 | 0 | 0 | 0 | 0 | 0 | 0 | 0 | 0 | 0 | 0 | 0 | 0 | 0 | 0 | 0 | 0 | 0 | 0 | 0 | 0 | 0 | 0 | 0 | 0 | 0
F2_Commercial_OR - Health_New_Food Preparation_Natural Gas_Double Rack Oven_A_Achievable Economic UCT Potential | F2 | Commercial | OR - Health | New | Food Preparation | Natural Gas | Double Rack Oven | A | Integrated Unit Summer Peak Savings (kW) | Achievable Economic UCT Potential | 0 | 0 | 0 | 0 | 0 | 0 | 0 | 0 | 0 | 0 | 0 | 0 | 0 | 0 | 0 | 0 | 0 | 0 | 0 | 0 | 0 | 0 | 0 | 0 | 0 | 0 | 0
F3_Commercial_OR - Health_New_Food Preparation_Natural Gas_Double Rack Oven_A_Achievable Economic UCT Potential | F3 | Commercial | OR - Health | New | Food Preparation | Natural Gas | Double Rack Oven | A | Integrated Unit Winter Peak Savings (kW) | Achievable Economic UCT Potential | 0 | 0 | 0 | 0 | 0 | 0 | 0 | 0 | 0 | 0 | 0 | 0 | 0 | 0 | 0 | 0 | 0 | 0 | 0 | 0 | 0 | 0 | 0 | 0 | 0 | 0 | 0
F4_Commercial_OR - Health_New_Food Preparation_Natural Gas_Double Rack Oven_A_Achievable Economic UCT Potential | F4 | Commercial | OR - Health | New | Food Preparation | Natural Gas | Double Rack Oven | A | Incremental Energy Savings (MWh or mTherms) | Achievable Economic UCT Potential | 0 | 0 | 0 | 0 | 0 | 0 | 0 | 0 | 0 | 0 | 0 | 0 | 0 | 0 | 0 | 0 | 0 | 0 | 0 | 0 | 0 | 0 | 0 | 0 | 0 | 0 | 0
F5_Commercial_OR - Health_New_Food Preparation_Natural Gas_Double Rack Oven_A_Achievable Economic UCT Potential | F5 | Commercial | OR - Health | New | Food Preparation | Natural Gas | Double Rack Oven | A | Incremental Summer Peak Savings (MW) | Achievable Economic UCT Potential | 0 | 0 | 0 | 0 | 0 | 0 | 0 | 0 | 0 | 0 | 0 | 0 | 0 | 0 | 0 | 0 | 0 | 0 | 0 | 0 | 0 | 0 | 0 | 0 | 0 | 0 | 0
F6_Commercial_OR - Health_New_Food Preparation_Natural Gas_Double Rack Oven_A_Achievable Economic UCT Potential | F6 | Commercial | OR - Health | New | Food Preparation | Natural Gas | Double Rack Oven | A | Incremental Winter Peak Savings (MW) | Achievable Economic UCT Potential | 0 | 0 | 0 | 0 | 0 | 0 | 0 | 0 | 0 | 0 | 0 | 0 | 0 | 0 | 0 | 0 | 0 | 0 | 0 | 0 | 0 | 0 | 0 | 0 | 0 | 0 | 0
F7_Commercial_OR - Health_New_Food Preparation_Natural Gas_Double Rack Oven_A_Achievable Economic UCT Potential | F7 | Commercial | OR - Health | New | Food Preparation | Natural Gas | Double Rack Oven | A | Cumulative Energy Savings (MWh or mTherms) | Achievable Economic UCT Potential | 0 | 0 | 0 | 0 | 0 | 0 | 0 | 0 | 0 | 0 | 0 | 0 | 0 | 0 | 0 | 0 | 0 | 0 | 0 | 0 | 0 | 0 | 0 | 0 | 0 | 0 | 0
F8_Commercial_OR - Health_New_Food Preparation_Natural Gas_Double Rack Oven_A_Achievable Economic UCT Potential | F8 | Commercial | OR - Health | New | Food Preparation | Natural Gas | Double Rack Oven | A | Cumulative Summer Peak Savings (MW) | Achievable Economic UCT Potential | 0 | 0 | 0 | 0 | 0 | 0 | 0 | 0 | 0 | 0 | 0 | 0 | 0 | 0 | 0 | 0 | 0 | 0 | 0 | 0 | 0 | 0 | 0 | 0 | 0 | 0 | 0
F9_Commercial_OR - Health_New_Food Preparation_Natural Gas_Double Rack Oven_A_Achievable Economic UCT Potential | F9 | Commercial | OR - Health | New | Food Preparation | Natural Gas | Double Rack Oven | A | Cumulative Winter Peak Savings (MW) | Achievable Economic UCT Potential | 0 | 0 | 0 | 0 | 0 | 0 | 0 | 0 | 0 | 0 | 0 | 0 | 0 | 0 | 0 | 0 | 0 | 0 | 0 | 0 | 0 | 0 | 0 | 0 | 0 | 0 | 0
F10_Commercial_OR - Health_New_Food Preparation_Natural Gas_Double Rack Oven_A_Achievable Economic UCT Potential | F10 | Commercial | OR - Health | New | Food Preparation | Natural Gas | Double Rack Oven | A | Purchases (Incremental) | Achievable Economic UCT Potential | 0 | 0 | 0 | 0 | 0 | 0 | 0 | 0 | 0 | 0 | 0 | 0 | 0 | 0 | 0 | 0 | 0 | 0 | 0 | 0 | 0 | 0 | 0 | 0 | 0 | 0 | 0
F11_Commercial_OR - Health_New_Food Preparation_Natural Gas_Double Rack Oven_A_Achievable Economic UCT Potential | F11 | Commercial | OR - Health | New | Food Preparation | Natural Gas | Double Rack Oven | A | Purchases (Cumulative) | Achievable Economic UCT Potential | 0 | 0 | 0 | 0 | 0 | 0 | 0 | 0 | 0 | 0 | 0 | 0 | 0 | 0 | 0 | 0 | 0 | 0 | 0 | 0 | 0 | 0 | 0 | 0 | 0 | 0 | 0
F1_Commercial_OR - Health_New_Food Preparation_Natural Gas_Fryer_A_Achievable Economic UCT Potential | F1 | Commercial | OR - Health | New | Food Preparation | Natural Gas | Fryer | A | Integrated Unit Energy Savings (kWh or therms) | Achievable Economic UCT Potential | 0 | 0 | 0 | 0 | 0 | 0 | 0 | 0 | 0 | 0 | 0 | 0 | 0 | 0 | 0 | 0 | 0 | 0 | 0 | 0 | 0 | 0 | 0 | 0 | 0 | 0 | 0
F2_Commercial_OR - Health_New_Food Preparation_Natural Gas_Fryer_A_Achievable Economic UCT Potential | F2 | Commercial | OR - Health | New | Food Preparation | Natural Gas | Fryer | A | Integrated Unit Summer Peak Savings (kW) | Achievable Economic UCT Potential | 0 | 0 | 0 | 0 | 0 | 0 | 0 | 0 | 0 | 0 | 0 | 0 | 0 | 0 | 0 | 0 | 0 | 0 | 0 | 0 | 0 | 0 | 0 | 0 | 0 | 0 | 0
F3_Commercial_OR - Health_New_Food Preparation_Natural Gas_Fryer_A_Achievable Economic UCT Potential | F3 | Commercial | OR - Health | New | Food Preparation | Natural Gas | Fryer | A | Integrated Unit Winter Peak Savings (kW) | Achievable Economic UCT Potential | 0 | 0 | 0 | 0 | 0 | 0 | 0 | 0 | 0 | 0 | 0 | 0 | 0 | 0 | 0 | 0 | 0 | 0 | 0 | 0 | 0 | 0 | 0 | 0 | 0 | 0 | 0
F4_Commercial_OR - Health_New_Food Preparation_Natural Gas_Fryer_A_Achievable Economic UCT Potential | F4 | Commercial | OR - Health | New | Food Preparation | Natural Gas | Fryer | A | Incremental Energy Savings (MWh or mTherms) | Achievable Economic UCT Potential | 0 | 0 | 0 | 0 | 0 | 0 | 0 | 0 | 0 | 0 | 0 | 0 | 0 | 0 | 0 | 0 | 0 | 0 | 0 | 0 | 0 | 0 | 0 | 0 | 0 | 0 | 0
F5_Commercial_OR - Health_New_Food Preparation_Natural Gas_Fryer_A_Achievable Economic UCT Potential | F5 | Commercial | OR - Health | New | Food Preparation | Natural Gas | Fryer | A | Incremental Summer Peak Savings (MW) | Achievable Economic UCT Potential | 0 | 0 | 0 | 0 | 0 | 0 | 0 | 0 | 0 | 0 | 0 | 0 | 0 | 0 | 0 | 0 | 0 | 0 | 0 | 0 | 0 | 0 | 0 | 0 | 0 | 0 | 0
F6_Commercial_OR - Health_New_Food Preparation_Natural Gas_Fryer_A_Achievable Economic UCT Potential | F6 | Commercial | OR - Health | New | Food Preparation | Natural Gas | Fryer | A | Incremental Winter Peak Savings (MW) | Achievable Economic UCT Potential | 0 | 0 | 0 | 0 | 0 | 0 | 0 | 0 | 0 | 0 | 0 | 0 | 0 | 0 | 0 | 0 | 0 | 0 | 0 | 0 | 0 | 0 | 0 | 0 | 0 | 0 | 0
F7_Commercial_OR - Health_New_Food Preparation_Natural Gas_Fryer_A_Achievable Economic UCT Potential | F7 | Commercial | OR - Health | New | Food Preparation | Natural Gas | Fryer | A | Cumulative Energy Savings (MWh or mTherms) | Achievable Economic UCT Potential | 0 | 0 | 0 | 0 | 0 | 0 | 0 | 0 | 0 | 0 | 0 | 0 | 0 | 0 | 0 | 0 | 0 | 0 | 0 | 0 | 0 | 0 | 0 | 0 | 0 | 0 | 0
F8_Commercial_OR - Health_New_Food Preparation_Natural Gas_Fryer_A_Achievable Economic UCT Potential | F8 | Commercial | OR - Health | New | Food Preparation | Natural Gas | Fryer | A | Cumulative Summer Peak Savings (MW) | Achievable Economic UCT Potential | 0 | 0 | 0 | 0 | 0 | 0 | 0 | 0 | 0 | 0 | 0 | 0 | 0 | 0 | 0 | 0 | 0 | 0 | 0 | 0 | 0 | 0 | 0 | 0 | 0 | 0 | 0
F9_Commercial_OR - Health_New_Food Preparation_Natural Gas_Fryer_A_Achievable Economic UCT Potential | F9 | Commercial | OR - Health | New | Food Preparation | Natural Gas | Fryer | A | Cumulative Winter Peak Savings (MW) | Achievable Economic UCT Potential | 0 | 0 | 0 | 0 | 0 | 0 | 0 | 0 | 0 | 0 | 0 | 0 | 0 | 0 | 0 | 0 | 0 | 0 | 0 | 0 | 0 | 0 | 0 | 0 | 0 | 0 | 0
F10_Commercial_OR - Health_New_Food Preparation_Natural Gas_Fryer_A_Achievable Economic UCT Potential | F10 | Commercial | OR - Health | New | Food Preparation | Natural Gas | Fryer | A | Purchases (Incremental) | Achievable Economic UCT Potential | 0 | 0 | 0 | 0 | 0 | 0 | 0 | 0 | 0 | 0 | 0 | 0 | 0 | 0 | 0 | 0 | 0 | 0 | 0 | 0 | 0 | 0 | 0 | 0 | 0 | 0 | 0
F11_Commercial_OR - Health_New_Food Preparation_Natural Gas_Fryer_A_Achievable Economic UCT Potential | F11 | Commercial | OR - Health | New | Food Preparation | Natural Gas | Fryer | A | Purchases (Cumulative) | Achievable Economic UCT Potential | 0 | 0 | 0 | 0 | 0 | 0 | 0 | 0 | 0 | 0 | 0 | 0 | 0 | 0 | 0 | 0 | 0 | 0 | 0 | 0 | 0 | 0 | 0 | 0 | 0 | 0 | 0
F1_Commercial_OR - Health_New_Food Preparation_Natural Gas_Broiler_A_Achievable Economic UCT Potential | F1 | Commercial | OR - Health | New | Food Preparation | Natural Gas | Broiler | A | Integrated Unit Energy Savings (kWh or therms) | Achievable Economic UCT Potential | 0 | 0 | 0 | 0 | 0 | 0 | 0 | 0 | 0 | 0 | 0 | 0 | 0 | 0 | 0 | 0 | 0 | 0 | 0 | 0 | 0 | 0 | 0 | 0 | 0 | 0 | 0
F2_Commercial_OR - Health_New_Food Preparation_Natural Gas_Broiler_A_Achievable Economic UCT Potential | F2 | Commercial | OR - Health | New | Food Preparation | Natural Gas | Broiler | A | Integrated Unit Summer Peak Savings (kW) | Achievable Economic UCT Potential | 0 | 0 | 0 | 0 | 0 | 0 | 0 | 0 | 0 | 0 | 0 | 0 | 0 | 0 | 0 | 0 | 0 | 0 | 0 | 0 | 0 | 0 | 0 | 0 | 0 | 0 | 0
F3_Commercial_OR - Health_New_Food Preparation_Natural Gas_Broiler_A_Achievable Economic UCT Potential | F3 | Commercial | OR - Health | New | Food Preparation | Natural Gas | Broiler | A | Integrated Unit Winter Peak Savings (kW) | Achievable Economic UCT Potential | 0 | 0 | 0 | 0 | 0 | 0 | 0 | 0 | 0 | 0 | 0 | 0 | 0 | 0 | 0 | 0 | 0 | 0 | 0 | 0 | 0 | 0 | 0 | 0 | 0 | 0 | 0
F4_Commercial_OR - Health_New_Food Preparation_Natural Gas_Broiler_A_Achievable Economic UCT Potential | F4 | Commercial | OR - Health | New | Food Preparation | Natural Gas | Broiler | A | Incremental Energy Savings (MWh or mTherms) | Achievable Economic UCT Potential | 0 | 0 | 0 | 0 | 0 | 0 | 0 | 0 | 0 | 0 | 0 | 0 | 0 | 0 | 0 | 0 | 0 | 0 | 0 | 0 | 0 | 0 | 0 | 0 | 0 | 0 | 0
F5_Commercial_OR - Health_New_Food Preparation_Natural Gas_Broiler_A_Achievable Economic UCT Potential | F5 | Commercial | OR - Health | New | Food Preparation | Natural Gas | Broiler | A | Incremental Summer Peak Savings (MW) | Achievable Economic UCT Potential | 0 | 0 | 0 | 0 | 0 | 0 | 0 | 0 | 0 | 0 | 0 | 0 | 0 | 0 | 0 | 0 | 0 | 0 | 0 | 0 | 0 | 0 | 0 | 0 | 0 | 0 | 0
F6_Commercial_OR - Health_New_Food Preparation_Natural Gas_Broiler_A_Achievable Economic UCT Potential | F6 | Commercial | OR - Health | New | Food Preparation | Natural Gas | Broiler | A | Incremental Winter Peak Savings (MW) | Achievable Economic UCT Potential | 0 | 0 | 0 | 0 | 0 | 0 | 0 | 0 | 0 | 0 | 0 | 0 | 0 | 0 | 0 | 0 | 0 | 0 | 0 | 0 | 0 | 0 | 0 | 0 | 0 | 0 | 0
F7_Commercial_OR - Health_New_Food Preparation_Natural Gas_Broiler_A_Achievable Economic UCT Potential | F7 | Commercial | OR - Health | New | Food Preparation | Natural Gas | Broiler | A | Cumulative Energy Savings (MWh or mTherms) | Achievable Economic UCT Potential | 0 | 0 | 0 | 0 | 0 | 0 | 0 | 0 | 0 | 0 | 0 | 0 | 0 | 0 | 0 | 0 | 0 | 0 | 0 | 0 | 0 | 0 | 0 | 0 | 0 | 0 | 0
F8_Commercial_OR - Health_New_Food Preparation_Natural Gas_Broiler_A_Achievable Economic UCT Potential | F8 | Commercial | OR - Health | New | Food Preparation | Natural Gas | Broiler | A | Cumulative Summer Peak Savings (MW) | Achievable Economic UCT Potential | 0 | 0 | 0 | 0 | 0 | 0 | 0 | 0 | 0 | 0 | 0 | 0 | 0 | 0 | 0 | 0 | 0 | 0 | 0 | 0 | 0 | 0 | 0 | 0 | 0 | 0 | 0
F9_Commercial_OR - Health_New_Food Preparation_Natural Gas_Broiler_A_Achievable Economic UCT Potential | F9 | Commercial | OR - Health | New | Food Preparation | Natural Gas | Broiler | A | Cumulative Winter Peak Savings (MW) | Achievable Economic UCT Potential | 0 | 0 | 0 | 0 | 0 | 0 | 0 | 0 | 0 | 0 | 0 | 0 | 0 | 0 | 0 | 0 | 0 | 0 | 0 | 0 | 0 | 0 | 0 | 0 | 0 | 0 | 0
F10_Commercial_OR - Health_New_Food Preparation_Natural Gas_Broiler_A_Achievable Economic UCT Potential | F10 | Commercial | OR - Health | New | Food Preparation | Natural Gas | Broiler | A | Purchases (Incremental) | Achievable Economic UCT Potential | 0 | 0 | 0 | 0 | 0 | 0 | 0 | 0 | 0 | 0 | 0 | 0 | 0 | 0 | 0 | 0 | 0 | 0 | 0 | 0 | 0 | 0 | 0 | 0 | 0 | 0 | 0
F11_Commercial_OR - Health_New_Food Preparation_Natural Gas_Broiler_A_Achievable Economic UCT Potential | F11 | Commercial | OR - Health | New | Food Preparation | Natural Gas | Broiler | A | Purchases (Cumulative) | Achievable Economic UCT Potential | 0 | 0 | 0 | 0 | 0 | 0 | 0 | 0 | 0 | 0 | 0 | 0 | 0 | 0 | 0 | 0 | 0 | 0 | 0 | 0 | 0 | 0 | 0 | 0 | 0 | 0 | 0
F1_Commercial_OR - Health_New_Food Preparation_Natural Gas_Griddle_A_Achievable Economic UCT Potential | F1 | Commercial | OR - Health | New | Food Preparation | Natural Gas | Griddle | A | Integrated Unit Energy Savings (kWh or therms) | Achievable Economic UCT Potential | 0 | 0 | 0 | 0 | 0 | 0 | 0 | 0 | 0 | 0 | 0 | 0 | 0 | 0 | 0 | 0 | 0 | 0 | 0 | 0 | 0 | 0 | 0 | 0 | 0 | 0 | 0
F2_Commercial_OR - Health_New_Food Preparation_Natural Gas_Griddle_A_Achievable Economic UCT Potential | F2 | Commercial | OR - Health | New | Food Preparation | Natural Gas | Griddle | A | Integrated Unit Summer Peak Savings (kW) | Achievable Economic UCT Potential | 0 | 0 | 0 | 0 | 0 | 0 | 0 | 0 | 0 | 0 | 0 | 0 | 0 | 0 | 0 | 0 | 0 | 0 | 0 | 0 | 0 | 0 | 0 | 0 | 0 | 0 | 0
F3_Commercial_OR - Health_New_Food Preparation_Natural Gas_Griddle_A_Achievable Economic UCT Potential | F3 | Commercial | OR - Health | New | Food Preparation | Natural Gas | Griddle | A | Integrated Unit Winter Peak Savings (kW) | Achievable Economic UCT Potential | 0 | 0 | 0 | 0 | 0 | 0 | 0 | 0 | 0 | 0 | 0 | 0 | 0 | 0 | 0 | 0 | 0 | 0 | 0 | 0 | 0 | 0 | 0 | 0 | 0 | 0 | 0
F4_Commercial_OR - Health_New_Food Preparation_Natural Gas_Griddle_A_Achievable Economic UCT Potential | F4 | Commercial | OR - Health | New | Food Preparation | Natural Gas | Griddle | A | Incremental Energy Savings (MWh or mTherms) | Achievable Economic UCT Potential | 0 | 0 | 0 | 0 | 0 | 0 | 0 | 0 | 0 | 0 | 0 | 0 | 0 | 0 | 0 | 0 | 0 | 0 | 0 | 0 | 0 | 0 | 0 | 0 | 0 | 0 | 0
F5_Commercial_OR - Health_New_Food Preparation_Natural Gas_Griddle_A_Achievable Economic UCT Potential | F5 | Commercial | OR - Health | New | Food Preparation | Natural Gas | Griddle | A | Incremental Summer Peak Savings (MW) | Achievable Economic UCT Potential | 0 | 0 | 0 | 0 | 0 | 0 | 0 | 0 | 0 | 0 | 0 | 0 | 0 | 0 | 0 | 0 | 0 | 0 | 0 | 0 | 0 | 0 | 0 | 0 | 0 | 0 | 0
F6_Commercial_OR - Health_New_Food Preparation_Natural Gas_Griddle_A_Achievable Economic UCT Potential | F6 | Commercial | OR - Health | New | Food Preparation | Natural Gas | Griddle | A | Incremental Winter Peak Savings (MW) | Achievable Economic UCT Potential | 0 | 0 | 0 | 0 | 0 | 0 | 0 | 0 | 0 | 0 | 0 | 0 | 0 | 0 | 0 | 0 | 0 | 0 | 0 | 0 | 0 | 0 | 0 | 0 | 0 | 0 | 0
F7_Commercial_OR - Health_New_Food Preparation_Natural Gas_Griddle_A_Achievable Economic UCT Potential | F7 | Commercial | OR - Health | New | Food Preparation | Natural Gas | Griddle | A | Cumulative Energy Savings (MWh or mTherms) | Achievable Economic UCT Potential | 0 | 0 | 0 | 0 | 0 | 0 | 0 | 0 | 0 | 0 | 0 | 0 | 0 | 0 | 0 | 0 | 0 | 0 | 0 | 0 | 0 | 0 | 0 | 0 | 0 | 0 | 0
F8_Commercial_OR - Health_New_Food Preparation_Natural Gas_Griddle_A_Achievable Economic UCT Potential | F8 | Commercial | OR - Health | New | Food Preparation | Natural Gas | Griddle | A | Cumulative Summer Peak Savings (MW) | Achievable Economic UCT Potential | 0 | 0 | 0 | 0 | 0 | 0 | 0 | 0 | 0 | 0 | 0 | 0 | 0 | 0 | 0 | 0 | 0 | 0 | 0 | 0 | 0 | 0 | 0 | 0 | 0 | 0 | 0
F9_Commercial_OR - Health_New_Food Preparation_Natural Gas_Griddle_A_Achievable Economic UCT Potential | F9 | Commercial | OR - Health | New | Food Preparation | Natural Gas | Griddle | A | Cumulative Winter Peak Savings (MW) | Achievable Economic UCT Potential | 0 | 0 | 0 | 0 | 0 | 0 | 0 | 0 | 0 | 0 | 0 | 0 | 0 | 0 | 0 | 0 | 0 | 0 | 0 | 0 | 0 | 0 | 0 | 0 | 0 | 0 | 0
F10_Commercial_OR - Health_New_Food Preparation_Natural Gas_Griddle_A_Achievable Economic UCT Potential | F10 | Commercial | OR - Health | New | Food Preparation | Natural Gas | Griddle | A | Purchases (Incremental) | Achievable Economic UCT Potential | 0 | 0 | 0 | 0 | 0 | 0 | 0 | 0 | 0 | 0 | 0 | 0 | 0 | 0 | 0 | 0 | 0 | 0 | 0 | 0 | 0 | 0 | 0 | 0 | 0 | 0 | 0
F11_Commercial_OR - Health_New_Food Preparation_Natural Gas_Griddle_A_Achievable Economic UCT Potential | F11 | Commercial | OR - Health | New | Food Preparation | Natural Gas | Griddle | A | Purchases (Cumulative) | Achievable Economic UCT Potential | 0 | 0 | 0 | 0 | 0 | 0 | 0 | 0 | 0 | 0 | 0 | 0 | 0 | 0 | 0 | 0 | 0 | 0 | 0 | 0 | 0 | 0 | 0 | 0 | 0 | 0 | 0
F1_Commercial_OR - Health_New_Food Preparation_Natural Gas_Range_A_Achievable Economic UCT Potential | F1 | Commercial | OR - Health | New | Food Preparation | Natural Gas | Range | A | Integrated Unit Energy Savings (kWh or therms) | Achievable Economic UCT Potential | 0 | 0 | 0 | 0 | 0 | 0 | 0 | 0 | 0 | 0 | 0 | 0 | 0 | 0 | 0 | 0 | 0 | 0 | 0 | 0 | 0 | 0 | 0 | 0 | 0 | 0 | 0
F2_Commercial_OR - Health_New_Food Preparation_Natural Gas_Range_A_Achievable Economic UCT Potential | F2 | Commercial | OR - Health | New | Food Preparation | Natural Gas | Range | A | Integrated Unit Summer Peak Savings (kW) | Achievable Economic UCT Potential | 0 | 0 | 0 | 0 | 0 | 0 | 0 | 0 | 0 | 0 | 0 | 0 | 0 | 0 | 0 | 0 | 0 | 0 | 0 | 0 | 0 | 0 | 0 | 0 | 0 | 0 | 0
F3_Commercial_OR - Health_New_Food Preparation_Natural Gas_Range_A_Achievable Economic UCT Potential | F3 | Commercial | OR - Health | New | Food Preparation | Natural Gas | Range | A | Integrated Unit Winter Peak Savings (kW) | Achievable Economic UCT Potential | 0 | 0 | 0 | 0 | 0 | 0 | 0 | 0 | 0 | 0 | 0 | 0 | 0 | 0 | 0 | 0 | 0 | 0 | 0 | 0 | 0 | 0 | 0 | 0 | 0 | 0 | 0
F4_Commercial_OR - Health_New_Food Preparation_Natural Gas_Range_A_Achievable Economic UCT Potential | F4 | Commercial | OR - Health | New | Food Preparation | Natural Gas | Range | A | Incremental Energy Savings (MWh or mTherms) | Achievable Economic UCT Potential | 0 | 0 | 0 | 0 | 0 | 0 | 0 | 0 | 0 | 0 | 0 | 0 | 0 | 0 | 0 | 0 | 0 | 0 | 0 | 0 | 0 | 0 | 0 | 0 | 0 | 0 | 0
F5_Commercial_OR - Health_New_Food Preparation_Natural Gas_Range_A_Achievable Economic UCT Potential | F5 | Commercial | OR - Health | New | Food Preparation | Natural Gas | Range | A | Incremental Summer Peak Savings (MW) | Achievable Economic UCT Potential | 0 | 0 | 0 | 0 | 0 | 0 | 0 | 0 | 0 | 0 | 0 | 0 | 0 | 0 | 0 | 0 | 0 | 0 | 0 | 0 | 0 | 0 | 0 | 0 | 0 | 0 | 0
F6_Commercial_OR - Health_New_Food Preparation_Natural Gas_Range_A_Achievable Economic UCT Potential | F6 | Commercial | OR - Health | New | Food Preparation | Natural Gas | Range | A | Incremental Winter Peak Savings (MW) | Achievable Economic UCT Potential | 0 | 0 | 0 | 0 | 0 | 0 | 0 | 0 | 0 | 0 | 0 | 0 | 0 | 0 | 0 | 0 | 0 | 0 | 0 | 0 | 0 | 0 | 0 | 0 | 0 | 0 | 0
F7_Commercial_OR - Health_New_Food Preparation_Natural Gas_Range_A_Achievable Economic UCT Potential | F7 | Commercial | OR - Health | New | Food Preparation | Natural Gas | Range | A | Cumulative Energy Savings (MWh or mTherms) | Achievable Economic UCT Potential | 0 | 0 | 0 | 0 | 0 | 0 | 0 | 0 | 0 | 0 | 0 | 0 | 0 | 0 | 0 | 0 | 0 | 0 | 0 | 0 | 0 | 0 | 0 | 0 | 0 | 0 | 0
F8_Commercial_OR - Health_New_Food Preparation_Natural Gas_Range_A_Achievable Economic UCT Potential | F8 | Commercial | OR - Health | New | Food Preparation | Natural Gas | Range | A | Cumulative Summer Peak Savings (MW) | Achievable Economic UCT Potential | 0 | 0 | 0 | 0 | 0 | 0 | 0 | 0 | 0 | 0 | 0 | 0 | 0 | 0 | 0 | 0 | 0 | 0 | 0 | 0 | 0 | 0 | 0 | 0 | 0 | 0 | 0
F9_Commercial_OR - Health_New_Food Preparation_Natural Gas_Range_A_Achievable Economic UCT Potential | F9 | Commercial | OR - Health | New | Food Preparation | Natural Gas | Range | A | Cumulative Winter Peak Savings (MW) | Achievable Economic UCT Potential | 0 | 0 | 0 | 0 | 0 | 0 | 0 | 0 | 0 | 0 | 0 | 0 | 0 | 0 | 0 | 0 | 0 | 0 | 0 | 0 | 0 | 0 | 0 | 0 | 0 | 0 | 0
F10_Commercial_OR - Health_New_Food Preparation_Natural Gas_Range_A_Achievable Economic UCT Potential | F10 | Commercial | OR - Health | New | Food Preparation | Natural Gas | Range | A | Purchases (Incremental) | Achievable Economic UCT Potential | 0 | 0 | 0 | 0 | 0 | 0 | 0 | 0 | 0 | 0 | 0 | 0 | 0 | 0 | 0 | 0 | 0 | 0 | 0 | 0 | 0 | 0 | 0 | 0 | 0 | 0 | 0
F11_Commercial_OR - Health_New_Food Preparation_Natural Gas_Range_A_Achievable Economic UCT Potential | F11 | Commercial | OR - Health | New | Food Preparation | Natural Gas | Range | A | Purchases (Cumulative) | Achievable Economic UCT Potential | 0 | 0 | 0 | 0 | 0 | 0 | 0 | 0 | 0 | 0 | 0 | 0 | 0 | 0 | 0 | 0 | 0 | 0 | 0 | 0 | 0 | 0 | 0 | 0 | 0 | 0 | 0
F1_Commercial_OR - Health_New_Food Preparation_Natural Gas_Steamer_A_Achievable Economic UCT Potential | F1 | Commercial | OR - Health | New | Food Preparation | Natural Gas | Steamer | A | Integrated Unit Energy Savings (kWh or therms) | Achievable Economic UCT Potential | 0 | 0 | 0 | 0 | 0 | 0 | 0 | 0 | 0 | 0 | 0 | 0 | 0 | 0 | 0 | 0 | 0 | 0 | 0 | 0 | 0 | 0 | 0 | 0 | 0 | 0 | 0
F2_Commercial_OR - Health_New_Food Preparation_Natural Gas_Steamer_A_Achievable Economic UCT Potential | F2 | Commercial | OR - Health | New | Food Preparation | Natural Gas | Steamer | A | Integrated Unit Summer Peak Savings (kW) | Achievable Economic UCT Potential | 0 | 0 | 0 | 0 | 0 | 0 | 0 | 0 | 0 | 0 | 0 | 0 | 0 | 0 | 0 | 0 | 0 | 0 | 0 | 0 | 0 | 0 | 0 | 0 | 0 | 0 | 0
F3_Commercial_OR - Health_New_Food Preparation_Natural Gas_Steamer_A_Achievable Economic UCT Potential | F3 | Commercial | OR - Health | New | Food Preparation | Natural Gas | Steamer | A | Integrated Unit Winter Peak Savings (kW) | Achievable Economic UCT Potential | 0 | 0 | 0 | 0 | 0 | 0 | 0 | 0 | 0 | 0 | 0 | 0 | 0 | 0 | 0 | 0 | 0 | 0 | 0 | 0 | 0 | 0 | 0 | 0 | 0 | 0 | 0
F4_Commercial_OR - Health_New_Food Preparation_Natural Gas_Steamer_A_Achievable Economic UCT Potential | F4 | Commercial | OR - Health | New | Food Preparation | Natural Gas | Steamer | A | Incremental Energy Savings (MWh or mTherms) | Achievable Economic UCT Potential | 0 | 0 | 0 | 0 | 0 | 0 | 0 | 0 | 0 | 0 | 0 | 0 | 0 | 0 | 0 | 0 | 0 | 0 | 0 | 0 | 0 | 0 | 0 | 0 | 0 | 0 | 0
F5_Commercial_OR - Health_New_Food Preparation_Natural Gas_Steamer_A_Achievable Economic UCT Potential | F5 | Commercial | OR - Health | New | Food Preparation | Natural Gas | Steamer | A | Incremental Summer Peak Savings (MW) | Achievable Economic UCT Potential | 0 | 0 | 0 | 0 | 0 | 0 | 0 | 0 | 0 | 0 | 0 | 0 | 0 | 0 | 0 | 0 | 0 | 0 | 0 | 0 | 0 | 0 | 0 | 0 | 0 | 0 | 0
F6_Commercial_OR - Health_New_Food Preparation_Natural Gas_Steamer_A_Achievable Economic UCT Potential | F6 | Commercial | OR - Health | New | Food Preparation | Natural Gas | Steamer | A | Incremental Winter Peak Savings (MW) | Achievable Economic UCT Potential | 0 | 0 | 0 | 0 | 0 | 0 | 0 | 0 | 0 | 0 | 0 | 0 | 0 | 0 | 0 | 0 | 0 | 0 | 0 | 0 | 0 | 0 | 0 | 0 | 0 | 0 | 0
F7_Commercial_OR - Health_New_Food Preparation_Natural Gas_Steamer_A_Achievable Economic UCT Potential | F7 | Commercial | OR - Health | New | Food Preparation | Natural Gas | Steamer | A | Cumulative Energy Savings (MWh or mTherms) | Achievable Economic UCT Potential | 0 | 0 | 0 | 0 | 0 | 0 | 0 | 0 | 0 | 0 | 0 | 0 | 0 | 0 | 0 | 0 | 0 | 0 | 0 | 0 | 0 | 0 | 0 | 0 | 0 | 0 | 0
F8_Commercial_OR - Health_New_Food Preparation_Natural Gas_Steamer_A_Achievable Economic UCT Potential | F8 | Commercial | OR - Health | New | Food Preparation | Natural Gas | Steamer | A | Cumulative Summer Peak Savings (MW) | Achievable Economic UCT Potential | 0 | 0 | 0 | 0 | 0 | 0 | 0 | 0 | 0 | 0 | 0 | 0 | 0 | 0 | 0 | 0 | 0 | 0 | 0 | 0 | 0 | 0 | 0 | 0 | 0 | 0 | 0
F9_Commercial_OR - Health_New_Food Preparation_Natural Gas_Steamer_A_Achievable Economic UCT Potential | F9 | Commercial | OR - Health | New | Food Preparation | Natural Gas | Steamer | A | Cumulative Winter Peak Savings (MW) | Achievable Economic UCT Potential | 0 | 0 | 0 | 0 | 0 | 0 | 0 | 0 | 0 | 0 | 0 | 0 | 0 | 0 | 0 | 0 | 0 | 0 | 0 | 0 | 0 | 0 | 0 | 0 | 0 | 0 | 0
F10_Commercial_OR - Health_New_Food Preparation_Natural Gas_Steamer_A_Achievable Economic UCT Potential | F10 | Commercial | OR - Health | New | Food Preparation | Natural Gas | Steamer | A | Purchases (Incremental) | Achievable Economic UCT Potential | 0 | 0 | 0 | 0 | 0 | 0 | 0 | 0 | 0 | 0 | 0 | 0 | 0 | 0 | 0 | 0 | 0 | 0 | 0 | 0 | 0 | 0 | 0 | 0 | 0 | 0 | 0
F11_Commercial_OR - Health_New_Food Preparation_Natural Gas_Steamer_A_Achievable Economic UCT Potential | F11 | Commercial | OR - Health | New | Food Preparation | Natural Gas | Steamer | A | Purchases (Cumulative) | Achievable Economic UCT Potential | 0 | 0 | 0 | 0 | 0 | 0 | 0 | 0 | 0 | 0 | 0 | 0 | 0 | 0 | 0 | 0 | 0 | 0 | 0 | 0 | 0 | 0 | 0 | 0 | 0 | 0 | 0
F1_Commercial_OR - Health_New_Food Preparation_Natural Gas_Commercial Food Prep Other_A_Achievable Economic UCT Potential | F1 | Commercial | OR - Health | New | Food Preparation | Natural Gas | Commercial Food Prep Other | A | Integrated Unit Energy Savings (kWh or therms) | Achievable Economic UCT Potential | 0 | 0 | 0 | 0 | 0 | 0 | 0 | 0 | 0 | 0 | 0 | 0 | 0 | 0 | 0 | 0 | 0 | 0 | 0 | 0 | 0 | 0 | 0 | 0 | 0 | 0 | 0
F2_Commercial_OR - Health_New_Food Preparation_Natural Gas_Commercial Food Prep Other_A_Achievable Economic UCT Potential | F2 | Commercial | OR - Health | New | Food Preparation | Natural Gas | Commercial Food Prep Other | A | Integrated Unit Summer Peak Savings (kW) | Achievable Economic UCT Potential | 0 | 0 | 0 | 0 | 0 | 0 | 0 | 0 | 0 | 0 | 0 | 0 | 0 | 0 | 0 | 0 | 0 | 0 | 0 | 0 | 0 | 0 | 0 | 0 | 0 | 0 | 0
F3_Commercial_OR - Health_New_Food Preparation_Natural Gas_Commercial Food Prep Other_A_Achievable Economic UCT Potential | F3 | Commercial | OR - Health | New | Food Preparation | Natural Gas | Commercial Food Prep Other | A | Integrated Unit Winter Peak Savings (kW) | Achievable Economic UCT Potential | 0 | 0 | 0 | 0 | 0 | 0 | 0 | 0 | 0 | 0 | 0 | 0 | 0 | 0 | 0 | 0 | 0 | 0 | 0 | 0 | 0 | 0 | 0 | 0 | 0 | 0 | 0
F4_Commercial_OR - Health_New_Food Preparation_Natural Gas_Commercial Food Prep Other_A_Achievable Economic UCT Potential | F4 | Commercial | OR - Health | New | Food Preparation | Natural Gas | Commercial Food Prep Other | A | Incremental Energy Savings (MWh or mTherms) | Achievable Economic UCT Potential | 0 | 0 | 0 | 0 | 0 | 0 | 0 | 0 | 0 | 0 | 0 | 0 | 0 | 0 | 0 | 0 | 0 | 0 | 0 | 0 | 0 | 0 | 0 | 0 | 0 | 0 | 0
F5_Commercial_OR - Health_New_Food Preparation_Natural Gas_Commercial Food Prep Other_A_Achievable Economic UCT Potential | F5 | Commercial | OR - Health | New | Food Preparation | Natural Gas | Commercial Food Prep Other | A | Incremental Summer Peak Savings (MW) | Achievable Economic UCT Potential | 0 | 0 | 0 | 0 | 0 | 0 | 0 | 0 | 0 | 0 | 0 | 0 | 0 | 0 | 0 | 0 | 0 | 0 | 0 | 0 | 0 | 0 | 0 | 0 | 0 | 0 | 0
F6_Commercial_OR - Health_New_Food Preparation_Natural Gas_Commercial Food Prep Other_A_Achievable Economic UCT Potential | F6 | Commercial | OR - Health | New | Food Preparation | Natural Gas | Commercial Food Prep Other | A | Incremental Winter Peak Savings (MW) | Achievable Economic UCT Potential | 0 | 0 | 0 | 0 | 0 | 0 | 0 | 0 | 0 | 0 | 0 | 0 | 0 | 0 | 0 | 0 | 0 | 0 | 0 | 0 | 0 | 0 | 0 | 0 | 0 | 0 | 0
F7_Commercial_OR - Health_New_Food Preparation_Natural Gas_Commercial Food Prep Other_A_Achievable Economic UCT Potential | F7 | Commercial | OR - Health | New | Food Preparation | Natural Gas | Commercial Food Prep Other | A | Cumulative Energy Savings (MWh or mTherms) | Achievable Economic UCT Potential | 0 | 0 | 0 | 0 | 0 | 0 | 0 | 0 | 0 | 0 | 0 | 0 | 0 | 0 | 0 | 0 | 0 | 0 | 0 | 0 | 0 | 0 | 0 | 0 | 0 | 0 | 0
F8_Commercial_OR - Health_New_Food Preparation_Natural Gas_Commercial Food Prep Other_A_Achievable Economic UCT Potential | F8 | Commercial | OR - Health | New | Food Preparation | Natural Gas | Commercial Food Prep Other | A | Cumulative Summer Peak Savings (MW) | Achievable Economic UCT Potential | 0 | 0 | 0 | 0 | 0 | 0 | 0 | 0 | 0 | 0 | 0 | 0 | 0 | 0 | 0 | 0 | 0 | 0 | 0 | 0 | 0 | 0 | 0 | 0 | 0 | 0 | 0
F9_Commercial_OR - Health_New_Food Preparation_Natural Gas_Commercial Food Prep Other_A_Achievable Economic UCT Potential | F9 | Commercial | OR - Health | New | Food Preparation | Natural Gas | Commercial Food Prep Other | A | Cumulative Winter Peak Savings (MW) | Achievable Economic UCT Potential | 0 | 0 | 0 | 0 | 0 | 0 | 0 | 0 | 0 | 0 | 0 | 0 | 0 | 0 | 0 | 0 | 0 | 0 | 0 | 0 | 0 | 0 | 0 | 0 | 0 | 0 | 0
F10_Commercial_OR - Health_New_Food Preparation_Natural Gas_Commercial Food Prep Other_A_Achievable Economic UCT Potential | F10 | Commercial | OR - Health | New | Food Preparation | Natural Gas | Commercial Food Prep Other | A | Purchases (Incremental) | Achievable Economic UCT Potential | 0 | 0 | 0 | 0 | 0 | 0 | 0 | 0 | 0 | 0 | 0 | 0 | 0 | 0 | 0 | 0 | 0 | 0 | 0 | 0 | 0 | 0 | 0 | 0 | 0 | 0 | 0
F11_Commercial_OR - Health_New_Food Preparation_Natural Gas_Commercial Food Prep Other_A_Achievable Economic UCT Potential | F11 | Commercial | OR - Health | New | Food Preparation | Natural Gas | Commercial Food Prep Other | A | Purchases (Cumulative) | Achievable Economic UCT Potential | 0 | 0 | 0 | 0 | 0 | 0 | 0 | 0 | 0 | 0 | 0 | 0 | 0 | 0 | 0 | 0 | 0 | 0 | 0 | 0 | 0 | 0 | 0 | 0 | 0 | 0 | 0
F1_Commercial_OR - Health_New_Miscellaneous_Natural Gas_Pool Heater_A_Achievable Economic UCT Potential | F1 | Commercial | OR - Health | New | Miscellaneous | Natural Gas | Pool Heater | A | Integrated Unit Energy Savings (kWh or therms) | Achievable Economic UCT Potential | 0 | 0 | 0 | 0 | 0 | 0 | 0 | 0 | 0 | 0 | 0 | 0 | 0 | 0 | 0 | 0 | 0 | 0 | 0 | 0 | 0 | 0 | 0 | 0 | 0 | 0 | 0
F2_Commercial_OR - Health_New_Miscellaneous_Natural Gas_Pool Heater_A_Achievable Economic UCT Potential | F2 | Commercial | OR - Health | New | Miscellaneous | Natural Gas | Pool Heater | A | Integrated Unit Summer Peak Savings (kW) | Achievable Economic UCT Potential | 0 | 0 | 0 | 0 | 0 | 0 | 0 | 0 | 0 | 0 | 0 | 0 | 0 | 0 | 0 | 0 | 0 | 0 | 0 | 0 | 0 | 0 | 0 | 0 | 0 | 0 | 0
F3_Commercial_OR - Health_New_Miscellaneous_Natural Gas_Pool Heater_A_Achievable Economic UCT Potential | F3 | Commercial | OR - Health | New | Miscellaneous | Natural Gas | Pool Heater | A | Integrated Unit Winter Peak Savings (kW) | Achievable Economic UCT Potential | 0 | 0 | 0 | 0 | 0 | 0 | 0 | 0 | 0 | 0 | 0 | 0 | 0 | 0 | 0 | 0 | 0 | 0 | 0 | 0 | 0 | 0 | 0 | 0 | 0 | 0 | 0
F4_Commercial_OR - Health_New_Miscellaneous_Natural Gas_Pool Heater_A_Achievable Economic UCT Potential | F4 | Commercial | OR - Health | New | Miscellaneous | Natural Gas | Pool Heater | A | Incremental Energy Savings (MWh or mTherms) | Achievable Economic UCT Potential | 0 | 0 | 0 | 0 | 0 | 0 | 0 | 0 | 0 | 0 | 0 | 0 | 0 | 0 | 0 | 0 | 0 | 0 | 0 | 0 | 0 | 0 | 0 | 0 | 0 | 0 | 0
F5_Commercial_OR - Health_New_Miscellaneous_Natural Gas_Pool Heater_A_Achievable Economic UCT Potential | F5 | Commercial | OR - Health | New | Miscellaneous | Natural Gas | Pool Heater | A | Incremental Summer Peak Savings (MW) | Achievable Economic UCT Potential | 0 | 0 | 0 | 0 | 0 | 0 | 0 | 0 | 0 | 0 | 0 | 0 | 0 | 0 | 0 | 0 | 0 | 0 | 0 | 0 | 0 | 0 | 0 | 0 | 0 | 0 | 0
F6_Commercial_OR - Health_New_Miscellaneous_Natural Gas_Pool Heater_A_Achievable Economic UCT Potential | F6 | Commercial | OR - Health | New | Miscellaneous | Natural Gas | Pool Heater | A | Incremental Winter Peak Savings (MW) | Achievable Economic UCT Potential | 0 | 0 | 0 | 0 | 0 | 0 | 0 | 0 | 0 | 0 | 0 | 0 | 0 | 0 | 0 | 0 | 0 | 0 | 0 | 0 | 0 | 0 | 0 | 0 | 0 | 0 | 0
F7_Commercial_OR - Health_New_Miscellaneous_Natural Gas_Pool Heater_A_Achievable Economic UCT Potential | F7 | Commercial | OR - Health | New | Miscellaneous | Natural Gas | Pool Heater | A | Cumulative Energy Savings (MWh or mTherms) | Achievable Economic UCT Potential | 0 | 0 | 0 | 0 | 0 | 0 | 0 | 0 | 0 | 0 | 0 | 0 | 0 | 0 | 0 | 0 | 0 | 0 | 0 | 0 | 0 | 0 | 0 | 0 | 0 | 0 | 0
F8_Commercial_OR - Health_New_Miscellaneous_Natural Gas_Pool Heater_A_Achievable Economic UCT Potential | F8 | Commercial | OR - Health | New | Miscellaneous | Natural Gas | Pool Heater | A | Cumulative Summer Peak Savings (MW) | Achievable Economic UCT Potential | 0 | 0 | 0 | 0 | 0 | 0 | 0 | 0 | 0 | 0 | 0 | 0 | 0 | 0 | 0 | 0 | 0 | 0 | 0 | 0 | 0 | 0 | 0 | 0 | 0 | 0 | 0
F9_Commercial_OR - Health_New_Miscellaneous_Natural Gas_Pool Heater_A_Achievable Economic UCT Potential | F9 | Commercial | OR - Health | New | Miscellaneous | Natural Gas | Pool Heater | A | Cumulative Winter Peak Savings (MW) | Achievable Economic UCT Potential | 0 | 0 | 0 | 0 | 0 | 0 | 0 | 0 | 0 | 0 | 0 | 0 | 0 | 0 | 0 | 0 | 0 | 0 | 0 | 0 | 0 | 0 | 0 | 0 | 0 | 0 | 0
F10_Commercial_OR - Health_New_Miscellaneous_Natural Gas_Pool Heater_A_Achievable Economic UCT Potential | F10 | Commercial | OR - Health | New | Miscellaneous | Natural Gas | Pool Heater | A | Purchases (Incremental) | Achievable Economic UCT Potential | 0 | 0 | 0 | 0 | 0 | 0 | 0 | 0 | 0 | 0 | 0 | 0 | 0 | 0 | 0 | 0 | 0 | 0 | 0 | 0 | 0 | 0 | 0 | 0 | 0 | 0 | 0
F11_Commercial_OR - Health_New_Miscellaneous_Natural Gas_Pool Heater_A_Achievable Economic UCT Potential | F11 | Commercial | OR - Health | New | Miscellaneous | Natural Gas | Pool Heater | A | Purchases (Cumulative) | Achievable Economic UCT Potential | 0 | 0 | 0 | 0 | 0 | 0 | 0 | 0 | 0 | 0 | 0 | 0 | 0 | 0 | 0 | 0 | 0 | 0 | 0 | 0 | 0 | 0 | 0 | 0 | 0 | 0 | 0
F1_Commercial_OR - Miscellaneous_Existing_Space Heating_Natural Gas_Furnace_A_Achievable Economic UCT Potential | F1 | Commercial | OR - Miscellaneous | Existing | Space Heating | Natural Gas | Furnace | A | Integrated Unit Energy Savings (kWh or therms) | Achievable Economic UCT Potential | 0 | 638.6601 | 636.1836 | 212.0612 | 212.0612 | 212.0612 | 212.0612 | 212.0612 | 212.0612 | 212.0612 | 212.0612 | 212.0612 | 212.0612 | 212.0612 | 212.0612 | 212.0612 | 212.0612 | 212.0612 | 212.0612 | 212.0612 | 212.0612 | 212.0612 | 212.0612 | 212.0612 | 212.0612 | 212.0612 | 212.0612
F2_Commercial_OR - Miscellaneous_Existing_Space Heating_Natural Gas_Furnace_A_Achievable Economic UCT Potential | F2 | Commercial | OR - Miscellaneous | Existing | Space Heating | Natural Gas | Furnace | A | Integrated Unit Summer Peak Savings (kW) | Achievable Economic UCT Potential | 0 | 0 | 0 | 0 | 0 | 0 | 0 | 0 | 0 | 0 | 0 | 0 | 0 | 0 | 0 | 0 | 0 | 0 | 0 | 0 | 0 | 0 | 0 | 0 | 0 | 0 | 0
F3_Commercial_OR - Miscellaneous_Existing_Space Heating_Natural Gas_Furnace_A_Achievable Economic UCT Potential | F3 | Commercial | OR - Miscellaneous | Existing | Space Heating | Natural Gas | Furnace | A | Integrated Unit Winter Peak Savings (kW) | Achievable Economic UCT Potential | 0 | 0 | 0 | 0 | 0 | 0 | 0 | 0 | 0 | 0 | 0 | 0 | 0 | 0 | 0 | 0 | 0 | 0 | 0 | 0 | 0 | 0 | 0 | 0 | 0 | 0 | 0
F4_Commercial_OR - Miscellaneous_Existing_Space Heating_Natural Gas_Furnace_A_Achievable Economic UCT Potential | F4 | Commercial | OR - Miscellaneous | Existing | Space Heating | Natural Gas | Furnace | A | Incremental Energy Savings (MWh or mTherms) | Achievable Economic UCT Potential | 0 | 0 | 0.00073425 | 0.00042784 | 0.0010537 | 0.0022203 | 0.0042261 | 0.0074519 | 0.012346 | 0.019386 | 0.02877 | 0.040597 | 0.054702 | 0.070606 | 0.087524 | 0.10446 | 0.1204 | 0.13446 | 0.14614 | 0.14341 | 0.13882 | 0.1345 | 0.12896 | 0.12443 | 0.12084 | 0.11792 | 0.11592
F5_Commercial_OR - Miscellaneous_Existing_Space Heating_Natural Gas_Furnace_A_Achievable Economic UCT Potential | F5 | Commercial | OR - Miscellaneous | Existing | Space Heating | Natural Gas | Furnace | A | Incremental Summer Peak Savings (MW) | Achievable Economic UCT Potential | 0 | 0 | 0 | 0 | 0 | 0 | 0 | 0 | 0 | 0 | 0 | 0 | 0 | 0 | 0 | 0 | 0 | 0 | 0 | 0 | 0 | 0 | 0 | 0 | 0 | 0 | 0
F6_Commercial_OR - Miscellaneous_Existing_Space Heating_Natural Gas_Furnace_A_Achievable Economic UCT Potential | F6 | Commercial | OR - Miscellaneous | Existing | Space Heating | Natural Gas | Furnace | A | Incremental Winter Peak Savings (MW) | Achievable Economic UCT Potential | 0 | 0 | 0 | 0 | 0 | 0 | 0 | 0 | 0 | 0 | 0 | 0 | 0 | 0 | 0 | 0 | 0 | 0 | 0 | 0 | 0 | 0 | 0 | 0 | 0 | 0 | 0
F7_Commercial_OR - Miscellaneous_Existing_Space Heating_Natural Gas_Furnace_A_Achievable Economic UCT Potential | F7 | Commercial | OR - Miscellaneous | Existing | Space Heating | Natural Gas | Furnace | A | Cumulative Energy Savings (MWh or mTherms) | Achievable Economic UCT Potential | 0 | 0 | 0.00073425 | 0.00067259 | 0.0017263 | 0.0039466 | 0.0081727 | 0.015625 | 0.027971 | 0.047357 | 0.076127 | 0.11672 | 0.17143 | 0.24203 | 0.32956 | 0.43402 | 0.55442 | 0.68888 | 0.83502 | 0.97843 | 1.1173 | 1.2518 | 1.3807 | 1.5051 | 1.626 | 1.7439 | 1.8598
F8_Commercial_OR - Miscellaneous_Existing_Space Heating_Natural Gas_Furnace_A_Achievable Economic UCT Potential | F8 | Commercial | OR - Miscellaneous | Existing | Space Heating | Natural Gas | Furnace | A | Cumulative Summer Peak Savings (MW) | Achievable Economic UCT Potential | 0 | 0 | 0 | 0 | 0 | 0 | 0 | 0 | 0 | 0 | 0 | 0 | 0 | 0 | 0 | 0 | 0 | 0 | 0 | 0 | 0 | 0 | 0 | 0 | 0 | 0 | 0
F9_Commercial_OR - Miscellaneous_Existing_Space Heating_Natural Gas_Furnace_A_Achievable Economic UCT Potential | F9 | Commercial | OR - Miscellaneous | Existing | Space Heating | Natural Gas | Furnace | A | Cumulative Winter Peak Savings (MW) | Achievable Economic UCT Potential | 0 | 0 | 0 | 0 | 0 | 0 | 0 | 0 | 0 | 0 | 0 | 0 | 0 | 0 | 0 | 0 | 0 | 0 | 0 | 0 | 0 | 0 | 0 | 0 | 0 | 0 | 0
F10_Commercial_OR - Miscellaneous_Existing_Space Heating_Natural Gas_Furnace_A_Achievable Economic UCT Potential | F10 | Commercial | OR - Miscellaneous | Existing | Space Heating | Natural Gas | Furnace | A | Purchases (Incremental) | Achievable Economic UCT Potential | 0 | 0 | 0.0011541 | 0.0020175 | 0.0049689 | 0.01047 | 0.019929 | 0.03514 | 0.05822 | 0.091419 | 0.13567 | 0.19144 | 0.25795 | 0.33295 | 0.41273 | 0.49262 | 0.56775 | 0.63407 | 0.68913 | 0.67626 | 0.65464 | 0.63425 | 0.60813 | 0.58674 | 0.56985 | 0.55607 | 0.54665
F11_Commercial_OR - Miscellaneous_Existing_Space Heating_Natural Gas_Furnace_A_Achievable Economic UCT Potential | F11 | Commercial | OR - Miscellaneous | Existing | Space Heating | Natural Gas | Furnace | A | Purchases (Cumulative) | Achievable Economic UCT Potential | 0 | 0 | 0.0011541 | 0.0031717 | 0.0081405 | 0.018611 | 0.038539 | 0.07368 | 0.1319 | 0.22332 | 0.35899 | 0.55042 | 0.80838 | 1.1413 | 1.5541 | 2.0467 | 2.6144 | 3.2485 | 3.9376 | 4.6139 | 5.2685 | 5.9028 | 6.5109 | 7.0977 | 7.6675 | 8.2236 | 8.7702
F1_Commercial_OR - Miscellaneous_Existing_Space Heating_Natural Gas_Boiler_A_Achievable Economic UCT Potential | F1 | Commercial | OR - Miscellaneous | Existing | Space Heating | Natural Gas | Boiler | A | Integrated Unit Energy Savings (kWh or therms) | Achievable Economic UCT Potential | 0 | 1962.3855 | 1954.7759 | 1954.7759 | 1954.7759 | 1954.7759 | 1954.7759 | 1954.7759 | 1954.7759 | 1954.7759 | 1954.7759 | 1954.7759 | 1954.7759 | 1954.7759 | 1954.7759 | 1954.7759 | 1954.7759 | 1954.7759 | 1954.7759 | 1954.7759 | 1954.7759 | 1954.7759 | 1954.7759 | 1954.7759 | 1954.7759 | 1954.7759 | 1954.7759
F2_Commercial_OR - Miscellaneous_Existing_Space Heating_Natural Gas_Boiler_A_Achievable Economic UCT Potential | F2 | Commercial | OR - Miscellaneous | Existing | Space Heating | Natural Gas | Boiler | A | Integrated Unit Summer Peak Savings (kW) | Achievable Economic UCT Potential | 0 | 0 | 0 | 0 | 0 | 0 | 0 | 0 | 0 | 0 | 0 | 0 | 0 | 0 | 0 | 0 | 0 | 0 | 0 | 0 | 0 | 0 | 0 | 0 | 0 | 0 | 0
F3_Commercial_OR - Miscellaneous_Existing_Space Heating_Natural Gas_Boiler_A_Achievable Economic UCT Potential | F3 | Commercial | OR - Miscellaneous | Existing | Space Heating | Natural Gas | Boiler | A | Integrated Unit Winter Peak Savings (kW) | Achievable Economic UCT Potential | 0 | 0 | 0 | 0 | 0 | 0 | 0 | 0 | 0 | 0 | 0 | 0 | 0 | 0 | 0 | 0 | 0 | 0 | 0 | 0 | 0 | 0 | 0 | 0 | 0 | 0 | 0
F4_Commercial_OR - Miscellaneous_Existing_Space Heating_Natural Gas_Boiler_A_Achievable Economic UCT Potential | F4 | Commercial | OR - Miscellaneous | Existing | Space Heating | Natural Gas | Boiler | A | Incremental Energy Savings (MWh or mTherms) | Achievable Economic UCT Potential | 0 | 0 | 0.055612 | 0.095366 | 0.12348 | 0.14579 | 0.1656 | 0.18298 | 0.19806 | 0.21105 | 0.22215 | 0.2316 | 0.23959 | 0.24595 | 0.25102 | 0.25508 | 0.25834 | 0.26096 | 0.26307 | 0.26527 | 0.26702 | 0.26927 | 0.26735 | 0.26581 | 0.2646 | 0.26366 | 0.26297
F5_Commercial_OR - Miscellaneous_Existing_Space Heating_Natural Gas_Boiler_A_Achievable Economic UCT Potential | F5 | Commercial | OR - Miscellaneous | Existing | Space Heating | Natural Gas | Boiler | A | Incremental Summer Peak Savings (MW) | Achievable Economic UCT Potential | 0 | 0 | 0 | 0 | 0 | 0 | 0 | 0 | 0 | 0 | 0 | 0 | 0 | 0 | 0 | 0 | 0 | 0 | 0 | 0 | 0 | 0 | 0 | 0 | 0 | 0 | 0
F6_Commercial_OR - Miscellaneous_Existing_Space Heating_Natural Gas_Boiler_A_Achievable Economic UCT Potential | F6 | Commercial | OR - Miscellaneous | Existing | Space Heating | Natural Gas | Boiler | A | Incremental Winter Peak Savings (MW) | Achievable Economic UCT Potential | 0 | 0 | 0 | 0 | 0 | 0 | 0 | 0 | 0 | 0 | 0 | 0 | 0 | 0 | 0 | 0 | 0 | 0 | 0 | 0 | 0 | 0 | 0 | 0 | 0 | 0 | 0
F7_Commercial_OR - Miscellaneous_Existing_Space Heating_Natural Gas_Boiler_A_Achievable Economic UCT Potential | F7 | Commercial | OR - Miscellaneous | Existing | Space Heating | Natural Gas | Boiler | A | Cumulative Energy Savings (MWh or mTherms) | Achievable Economic UCT Potential | 0 | 0 | 0.055612 | 0.15098 | 0.27445 | 0.42024 | 0.58584 | 0.76882 | 0.96688 | 1.1779 | 1.4001 | 1.6317 | 1.8713 | 2.1172 | 2.3682 | 2.6233 | 2.8817 | 3.1426 | 3.4057 | 3.671 | 3.938 | 4.2072 | 4.4746 | 4.7404 | 5.005 | 5.2687 | 5.5316
F8_Commercial_OR - Miscellaneous_Existing_Space Heating_Natural Gas_Boiler_A_Achievable Economic UCT Potential | F8 | Commercial | OR - Miscellaneous | Existing | Space Heating | Natural Gas | Boiler | A | Cumulative Summer Peak Savings (MW) | Achievable Economic UCT Potential | 0 | 0 | 0 | 0 | 0 | 0 | 0 | 0 | 0 | 0 | 0 | 0 | 0 | 0 | 0 | 0 | 0 | 0 | 0 | 0 | 0 | 0 | 0 | 0 | 0 | 0 | 0
F9_Commercial_OR - Miscellaneous_Existing_Space Heating_Natural Gas_Boiler_A_Achievable Economic UCT Potential | F9 | Commercial | OR - Miscellaneous | Existing | Space Heating | Natural Gas | Boiler | A | Cumulative Winter Peak Savings (MW) | Achievable Economic UCT Potential | 0 | 0 | 0 | 0 | 0 | 0 | 0 | 0 | 0 | 0 | 0 | 0 | 0 | 0 | 0 | 0 | 0 | 0 | 0 | 0 | 0 | 0 | 0 | 0 | 0 | 0 | 0
F10_Commercial_OR - Miscellaneous_Existing_Space Heating_Natural Gas_Boiler_A_Achievable Economic UCT Potential | F10 | Commercial | OR - Miscellaneous | Existing | Space Heating | Natural Gas | Boiler | A | Purchases (Incremental) | Achievable Economic UCT Potential | 0 | 0 | 0.028449 | 0.048786 | 0.063166 | 0.074579 | 0.084716 | 0.093606 | 0.10132 | 0.10797 | 0.11365 | 0.11848 | 0.12256 | 0.12582 | 0.12842 | 0.13049 | 0.13216 | 0.1335 | 0.13458 | 0.1357 | 0.1366 | 0.13775 | 0.13677 | 0.13598 | 0.13536 | 0.13488 | 0.13453
F11_Commercial_OR - Miscellaneous_Existing_Space Heating_Natural Gas_Boiler_A_Achievable Economic UCT Potential | F11 | Commercial | OR - Miscellaneous | Existing | Space Heating | Natural Gas | Boiler | A | Purchases (Cumulative) | Achievable Economic UCT Potential | 0 | 0 | 0.028449 | 0.077235 | 0.1404 | 0.21498 | 0.2997 | 0.3933 | 0.49463 | 0.60259 | 0.71624 | 0.83472 | 0.95728 | 1.0831 | 1.2115 | 1.342 | 1.4742 | 1.6077 | 1.7422 | 1.8779 | 2.0145 | 2.1523 | 2.2891 | 2.425 | 2.5604 | 2.6953 | 2.8298
F1_Commercial_OR - Miscellaneous_Existing_Space Heating_Natural Gas_Unit Heater_A_Achievable Economic UCT Potential | F1 | Commercial | OR - Miscellaneous | Existing | Space Heating | Natural Gas | Unit Heater | A | Integrated Unit Energy Savings (kWh or therms) | Achievable Economic UCT Potential | 0 | 30983.2092 | 30863.0652 | 30863.0652 | 30863.0652 | 30863.0652 | 30863.0652 | 30863.0652 | 30863.0652 | 30863.0652 | 30863.0652 | 30863.0652 | 30863.0652 | 30863.0652 | 30863.0652 | 30863.0652 | 30863.0652 | 30863.0652 | 30863.0652 | 30863.0652 | 30863.0652 | 30863.0652 | 30863.0652 | 30863.0652 | 30863.0652 | 30863.0652 | 30863.0652
F2_Commercial_OR - Miscellaneous_Existing_Space Heating_Natural Gas_Unit Heater_A_Achievable Economic UCT Potential | F2 | Commercial | OR - Miscellaneous | Existing | Space Heating | Natural Gas | Unit Heater | A | Integrated Unit Summer Peak Savings (kW) | Achievable Economic UCT Potential | 0 | 0 | 0 | 0 | 0 | 0 | 0 | 0 | 0 | 0 | 0 | 0 | 0 | 0 | 0 | 0 | 0 | 0 | 0 | 0 | 0 | 0 | 0 | 0 | 0 | 0 | 0
F3_Commercial_OR - Miscellaneous_Existing_Space Heating_Natural Gas_Unit Heater_A_Achievable Economic UCT Potential | F3 | Commercial | OR - Miscellaneous | Existing | Space Heating | Natural Gas | Unit Heater | A | Integrated Unit Winter Peak Savings (kW) | Achievable Economic UCT Potential | 0 | 0 | 0 | 0 | 0 | 0 | 0 | 0 | 0 | 0 | 0 | 0 | 0 | 0 | 0 | 0 | 0 | 0 | 0 | 0 | 0 | 0 | 0 | 0 | 0 | 0 | 0
F4_Commercial_OR - Miscellaneous_Existing_Space Heating_Natural Gas_Unit Heater_A_Achievable Economic UCT Potential | F4 | Commercial | OR - Miscellaneous | Existing | Space Heating | Natural Gas | Unit Heater | A | Incremental Energy Savings (MWh or mTherms) | Achievable Economic UCT Potential | 0 | 0 | 3.7539e-06 | 1.6227e-05 | 4.3956e-05 | 9.3965e-05 | 0.00017425 | 0.00029621 | 0.00046687 | 0.00068767 | 0.00093001 | 0.0011747 | 0.0014029 | 0.0016017 | 0.0017664 | 0.0018978 | 0.0019954 | 0.0018129 | 0.0016432 | 0.0014801 | 0.0013164 | 0.0011442 | 0.00095174 | 0.0007316 | 0.00048182 | 0.00023042 | 0
F5_Commercial_OR - Miscellaneous_Existing_Space Heating_Natural Gas_Unit Heater_A_Achievable Economic UCT Potential | F5 | Commercial | OR - Miscellaneous | Existing | Space Heating | Natural Gas | Unit Heater | A | Incremental Summer Peak Savings (MW) | Achievable Economic UCT Potential | 0 | 0 | 0 | 0 | 0 | 0 | 0 | 0 | 0 | 0 | 0 | 0 | 0 | 0 | 0 | 0 | 0 | 0 | 0 | 0 | 0 | 0 | 0 | 0 | 0 | 0 | 0
F6_Commercial_OR - Miscellaneous_Existing_Space Heating_Natural Gas_Unit Heater_A_Achievable Economic UCT Potential | F6 | Commercial | OR - Miscellaneous | Existing | Space Heating | Natural Gas | Unit Heater | A | Incremental Winter Peak Savings (MW) | Achievable Economic UCT Potential | 0 | 0 | 0 | 0 | 0 | 0 | 0 | 0 | 0 | 0 | 0 | 0 | 0 | 0 | 0 | 0 | 0 | 0 | 0 | 0 | 0 | 0 | 0 | 0 | 0 | 0 | 0
F7_Commercial_OR - Miscellaneous_Existing_Space Heating_Natural Gas_Unit Heater_A_Achievable Economic UCT Potential | F7 | Commercial | OR - Miscellaneous | Existing | Space Heating | Natural Gas | Unit Heater | A | Cumulative Energy Savings (MWh or mTherms) | Achievable Economic UCT Potential | 0 | 0 | 3.7539e-06 | 1.9981e-05 | 6.3937e-05 | 0.0001579 | 0.00033216 | 0.00062836 | 0.0010952 | 0.0017829 | 0.0027129 | 0.0038876 | 0.0052905 | 0.0068922 | 0.0086585 | 0.010556 | 0.012552 | 0.014365 | 0.016008 | 0.017488 | 0.018804 | 0.019949 | 0.0209 | 0.021632 | 0.022114 | 0.022344 | 0.022344
F8_Commercial_OR - Miscellaneous_Existing_Space Heating_Natural Gas_Unit Heater_A_Achievable Economic UCT Potential | F8 | Commercial | OR - Miscellaneous | Existing | Space Heating | Natural Gas | Unit Heater | A | Cumulative Summer Peak Savings (MW) | Achievable Economic UCT Potential | 0 | 0 | 0 | 0 | 0 | 0 | 0 | 0 | 0 | 0 | 0 | 0 | 0 | 0 | 0 | 0 | 0 | 0 | 0 | 0 | 0 | 0 | 0 | 0 | 0 | 0 | 0
F9_Commercial_OR - Miscellaneous_Existing_Space Heating_Natural Gas_Unit Heater_A_Achievable Economic UCT Potential | F9 | Commercial | OR - Miscellaneous | Existing | Space Heating | Natural Gas | Unit Heater | A | Cumulative Winter Peak Savings (MW) | Achievable Economic UCT Potential | 0 | 0 | 0 | 0 | 0 | 0 | 0 | 0 | 0 | 0 | 0 | 0 | 0 | 0 | 0 | 0 | 0 | 0 | 0 | 0 | 0 | 0 | 0 | 0 | 0 | 0 | 0
F10_Commercial_OR - Miscellaneous_Existing_Space Heating_Natural Gas_Unit Heater_A_Achievable Economic UCT Potential | F10 | Commercial | OR - Miscellaneous | Existing | Space Heating | Natural Gas | Unit Heater | A | Purchases (Incremental) | Achievable Economic UCT Potential | 0 | 0 | 1.2163e-07 | 5.2578e-07 | 1.4242e-06 | 3.0446e-06 | 5.646e-06 | 9.5975e-06 | 1.5127e-05 | 2.2281e-05 | 3.0133e-05 | 3.8061e-05 | 4.5457e-05 | 5.1896e-05 | 5.7232e-05 | 6.1491e-05 | 6.4652e-05 | 5.8741e-05 | 5.3243e-05 | 4.7956e-05 | 4.2653e-05 | 3.7073e-05 | 3.0838e-05 | 2.3705e-05 | 1.5612e-05 | 7.466e-06 | 0
F11_Commercial_OR - Miscellaneous_Existing_Space Heating_Natural Gas_Unit Heater_A_Achievable Economic UCT Potential | F11 | Commercial | OR - Miscellaneous | Existing | Space Heating | Natural Gas | Unit Heater | A | Purchases (Cumulative) | Achievable Economic UCT Potential | 0 | 0 | 1.2163e-07 | 6.4741e-07 | 2.0716e-06 | 5.1162e-06 | 1.0762e-05 | 2.036e-05 | 3.5487e-05 | 5.7768e-05 | 8.7901e-05 | 0.00012596 | 0.00017142 | 0.00022331 | 0.00028055 | 0.00034204 | 0.00040669 | 0.00046543 | 0.00051867 | 0.00056663 | 0.00060928 | 0.00064636 | 0.00067719 | 0.0007009 | 0.00071651 | 0.00072398 | 0.00072398
F1_Commercial_OR - Miscellaneous_Existing_Water Heating_Natural Gas_Water Heater_A_Achievable Economic UCT Potential | F1 | Commercial | OR - Miscellaneous | Existing | Water Heating | Natural Gas | Water Heater | A | Integrated Unit Energy Savings (kWh or therms) | Achievable Economic UCT Potential | 0 | 2.8505 | 2.8505 | 2.8505 | 2.8505 | 2.8505 | 2.8505 | 2.8505 | 2.8505 | 2.8505 | 2.8505 | 2.8505 | 2.8505 | 2.8505 | 2.8505 | 2.8505 | 2.8505 | 2.8505 | 2.8505 | 2.8505 | 2.8505 | 2.8505 | 2.8505 | 2.8505 | 2.8505 | 2.8505 | 2.8505
F2_Commercial_OR - Miscellaneous_Existing_Water Heating_Natural Gas_Water Heater_A_Achievable Economic UCT Potential | F2 | Commercial | OR - Miscellaneous | Existing | Water Heating | Natural Gas | Water Heater | A | Integrated Unit Summer Peak Savings (kW) | Achievable Economic UCT Potential | 0 | 0 | 0 | 0 | 0 | 0 | 0 | 0 | 0 | 0 | 0 | 0 | 0 | 0 | 0 | 0 | 0 | 0 | 0 | 0 | 0 | 0 | 0 | 0 | 0 | 0 | 0
F3_Commercial_OR - Miscellaneous_Existing_Water Heating_Natural Gas_Water Heater_A_Achievable Economic UCT Potential | F3 | Commercial | OR - Miscellaneous | Existing | Water Heating | Natural Gas | Water Heater | A | Integrated Unit Winter Peak Savings (kW) | Achievable Economic UCT Potential | 0 | 0 | 0 | 0 | 0 | 0 | 0 | 0 | 0 | 0 | 0 | 0 | 0 | 0 | 0 | 0 | 0 | 0 | 0 | 0 | 0 | 0 | 0 | 0 | 0 | 0 | 0
F4_Commercial_OR - Miscellaneous_Existing_Water Heating_Natural Gas_Water Heater_A_Achievable Economic UCT Potential | F4 | Commercial | OR - Miscellaneous | Existing | Water Heating | Natural Gas | Water Heater | A | Incremental Energy Savings (MWh or mTherms) | Achievable Economic UCT Potential | 0 | 0 | 0.023 | 0.04377 | 0.062978 | 0.081116 | 0.09854 | 0.11358 | 0.12502 | 0.1338 | 0.15125 | 0.16374 | 0.14922 | 0.13384 | 0.11771 | 0.15788 | 0.12668 | 0.10028 | 0.077841 | 0.062801 | 0.04186 | 0.027387 | 0.017644 | 0.011251 | 0.022144 | 0 | 0
F5_Commercial_OR - Miscellaneous_Existing_Water Heating_Natural Gas_Water Heater_A_Achievable Economic UCT Potential | F5 | Commercial | OR - Miscellaneous | Existing | Water Heating | Natural Gas | Water Heater | A | Incremental Summer Peak Savings (MW) | Achievable Economic UCT Potential | 0 | 0 | 0 | 0 | 0 | 0 | 0 | 0 | 0 | 0 | 0 | 0 | 0 | 0 | 0 | 0 | 0 | 0 | 0 | 0 | 0 | 0 | 0 | 0 | 0 | 0 | 0
F6_Commercial_OR - Miscellaneous_Existing_Water Heating_Natural Gas_Water Heater_A_Achievable Economic UCT Potential | F6 | Commercial | OR - Miscellaneous | Existing | Water Heating | Natural Gas | Water Heater | A | Incremental Winter Peak Savings (MW) | Achievable Economic UCT Potential | 0 | 0 | 0 | 0 | 0 | 0 | 0 | 0 | 0 | 0 | 0 | 0 | 0 | 0 | 0 | 0 | 0 | 0 | 0 | 0 | 0 | 0 | 0 | 0 | 0 | 0 | 0
F7_Commercial_OR - Miscellaneous_Existing_Water Heating_Natural Gas_Water Heater_A_Achievable Economic UCT Potential | F7 | Commercial | OR - Miscellaneous | Existing | Water Heating | Natural Gas | Water Heater | A | Cumulative Energy Savings (MWh or mTherms) | Achievable Economic UCT Potential | 0 | 0 | 0.023 | 0.066769 | 0.12975 | 0.21086 | 0.3094 | 0.42299 | 0.54801 | 0.68181 | 0.83306 | 0.9968 | 1.146 | 1.2799 | 1.3976 | 1.5555 | 1.6821 | 1.7824 | 1.8603 | 1.9231 | 1.9649 | 1.9923 | 2.01 | 2.0212 | 2.0434 | 2.0434 | 2.0434
F8_Commercial_OR - Miscellaneous_Existing_Water Heating_Natural Gas_Water Heater_A_Achievable Economic UCT Potential | F8 | Commercial | OR - Miscellaneous | Existing | Water Heating | Natural Gas | Water Heater | A | Cumulative Summer Peak Savings (MW) | Achievable Economic UCT Potential | 0 | 0 | 0 | 0 | 0 | 0 | 0 | 0 | 0 | 0 | 0 | 0 | 0 | 0 | 0 | 0 | 0 | 0 | 0 | 0 | 0 | 0 | 0 | 0 | 0 | 0 | 0
F9_Commercial_OR - Miscellaneous_Existing_Water Heating_Natural Gas_Water Heater_A_Achievable Economic UCT Potential | F9 | Commercial | OR - Miscellaneous | Existing | Water Heating | Natural Gas | Water Heater | A | Cumulative Winter Peak Savings (MW) | Achievable Economic UCT Potential | 0 | 0 | 0 | 0 | 0 | 0 | 0 | 0 | 0 | 0 | 0 | 0 | 0 | 0 | 0 | 0 | 0 | 0 | 0 | 0 | 0 | 0 | 0 | 0 | 0 | 0 | 0
F10_Commercial_OR - Miscellaneous_Existing_Water Heating_Natural Gas_Water Heater_A_Achievable Economic UCT Potential | F10 | Commercial | OR - Miscellaneous | Existing | Water Heating | Natural Gas | Water Heater | A | Purchases (Incremental) | Achievable Economic UCT Potential | 0 | 0 | 8.0688 | 15.3552 | 22.0939 | 28.457 | 34.5698 | 39.8469 | 43.861 | 46.9393 | 53.0612 | 57.4439 | 52.3511 | 46.9541 | 41.296 | 55.3891 | 44.4414 | 35.1811 | 27.3083 | 22.0317 | 14.6852 | 9.6079 | 6.19 | 3.9471 | 7.7686 | 0 | 0
F11_Commercial_OR - Miscellaneous_Existing_Water Heating_Natural Gas_Water Heater_A_Achievable Economic UCT Potential | F11 | Commercial | OR - Miscellaneous | Existing | Water Heating | Natural Gas | Water Heater | A | Purchases (Cumulative) | Achievable Economic UCT Potential | 0 | 0 | 8.0688 | 23.4241 | 45.518 | 73.975 | 108.5448 | 148.3918 | 192.2527 | 239.192 | 292.2532 | 349.6971 | 402.0482 | 449.0022 | 490.2982 | 545.6873 | 590.1287 | 625.3099 | 652.6181 | 674.6499 | 689.3351 | 698.943 | 705.133 | 709.0801 | 716.8487 | 716.8487 | 716.8487
F1_Commercial_OR - Miscellaneous_Existing_Food Preparation_Natural Gas_Oven_A_Achievable Economic UCT Potential | F1 | Commercial | OR - Miscellaneous | Existing | Food Preparation | Natural Gas | Oven | A | Integrated Unit Energy Savings (kWh or therms) | Achievable Economic UCT Potential | 0 | 106.6752 | 106.6752 | 106.6752 | 106.6752 | 106.6752 | 106.6752 | 106.6752 | 106.6752 | 106.6752 | 106.6752 | 106.6752 | 106.6752 | 106.6752 | 106.6752 | 106.6752 | 106.6752 | 106.6752 | 106.6752 | 106.6752 | 106.6752 | 106.6752 | 106.6752 | 106.6752 | 106.6752 | 106.6752 | 106.6752
F2_Commercial_OR - Miscellaneous_Existing_Food Preparation_Natural Gas_Oven_A_Achievable Economic UCT Potential | F2 | Commercial | OR - Miscellaneous | Existing | Food Preparation | Natural Gas | Oven | A | Integrated Unit Summer Peak Savings (kW) | Achievable Economic UCT Potential | 0 | 0 | 0 | 0 | 0 | 0 | 0 | 0 | 0 | 0 | 0 | 0 | 0 | 0 | 0 | 0 | 0 | 0 | 0 | 0 | 0 | 0 | 0 | 0 | 0 | 0 | 0
F3_Commercial_OR - Miscellaneous_Existing_Food Preparation_Natural Gas_Oven_A_Achievable Economic UCT Potential | F3 | Commercial | OR - Miscellaneous | Existing | Food Preparation | Natural Gas | Oven | A | Integrated Unit Winter Peak Savings (kW) | Achievable Economic UCT Potential | 0 | 0 | 0 | 0 | 0 | 0 | 0 | 0 | 0 | 0 | 0 | 0 | 0 | 0 | 0 | 0 | 0 | 0 | 0 | 0 | 0 | 0 | 0 | 0 | 0 | 0 | 0
F4_Commercial_OR - Miscellaneous_Existing_Food Preparation_Natural Gas_Oven_A_Achievable Economic UCT Potential | F4 | Commercial | OR - Miscellaneous | Existing | Food Preparation | Natural Gas | Oven | A | Incremental Energy Savings (MWh or mTherms) | Achievable Economic UCT Potential | 0 | 0 | 2.7851e-05 | 0.00013099 | 0.00030691 | 0.00052883 | 0.0007819 | 0.0010554 | 0.0013415 | 0.001635 | 0.0019319 | 0.0022298 | 0.0020385 | 0.0019176 | 0.0018598 | 0.0018329 | 0.0018201 | 0.0019589 | 0.0020808 | 0.0022387 | 0.002423 | 0.002571 | 0.0024644 | 0.0021372 | 0.0021796 | 0.0021051 | 0.0019454
F5_Commercial_OR - Miscellaneous_Existing_Food Preparation_Natural Gas_Oven_A_Achievable Economic UCT Potential | F5 | Commercial | OR - Miscellaneous | Existing | Food Preparation | Natural Gas | Oven | A | Incremental Summer Peak Savings (MW) | Achievable Economic UCT Potential | 0 | 0 | 0 | 0 | 0 | 0 | 0 | 0 | 0 | 0 | 0 | 0 | 0 | 0 | 0 | 0 | 0 | 0 | 0 | 0 | 0 | 0 | 0 | 0 | 0 | 0 | 0
F6_Commercial_OR - Miscellaneous_Existing_Food Preparation_Natural Gas_Oven_A_Achievable Economic UCT Potential | F6 | Commercial | OR - Miscellaneous | Existing | Food Preparation | Natural Gas | Oven | A | Incremental Winter Peak Savings (MW) | Achievable Economic UCT Potential | 0 | 0 | 0 | 0 | 0 | 0 | 0 | 0 | 0 | 0 | 0 | 0 | 0 | 0 | 0 | 0 | 0 | 0 | 0 | 0 | 0 | 0 | 0 | 0 | 0 | 0 | 0
F7_Commercial_OR - Miscellaneous_Existing_Food Preparation_Natural Gas_Oven_A_Achievable Economic UCT Potential | F7 | Commercial | OR - Miscellaneous | Existing | Food Preparation | Natural Gas | Oven | A | Cumulative Energy Savings (MWh or mTherms) | Achievable Economic UCT Potential | 0 | 0 | 2.7851e-05 | 0.00015884 | 0.00046575 | 0.00099458 | 0.0017765 | 0.0028318 | 0.0041734 | 0.0058084 | 0.0077403 | 0.0099701 | 0.012009 | 0.013926 | 0.015786 | 0.017619 | 0.019439 | 0.021398 | 0.023479 | 0.025717 | 0.02814 | 0.030711 | 0.033176 | 0.035313 | 0.037493 | 0.039598 | 0.041543
F8_Commercial_OR - Miscellaneous_Existing_Food Preparation_Natural Gas_Oven_A_Achievable Economic UCT Potential | F8 | Commercial | OR - Miscellaneous | Existing | Food Preparation | Natural Gas | Oven | A | Cumulative Summer Peak Savings (MW) | Achievable Economic UCT Potential | 0 | 0 | 0 | 0 | 0 | 0 | 0 | 0 | 0 | 0 | 0 | 0 | 0 | 0 | 0 | 0 | 0 | 0 | 0 | 0 | 0 | 0 | 0 | 0 | 0 | 0 | 0
F9_Commercial_OR - Miscellaneous_Existing_Food Preparation_Natural Gas_Oven_A_Achievable Economic UCT Potential | F9 | Commercial | OR - Miscellaneous | Existing | Food Preparation | Natural Gas | Oven | A | Cumulative Winter Peak Savings (MW) | Achievable Economic UCT Potential | 0 | 0 | 0 | 0 | 0 | 0 | 0 | 0 | 0 | 0 | 0 | 0 | 0 | 0 | 0 | 0 | 0 | 0 | 0 | 0 | 0 | 0 | 0 | 0 | 0 | 0 | 0
F10_Commercial_OR - Miscellaneous_Existing_Food Preparation_Natural Gas_Oven_A_Achievable Economic UCT Potential | F10 | Commercial | OR - Miscellaneous | Existing | Food Preparation | Natural Gas | Oven | A | Purchases (Incremental) | Achievable Economic UCT Potential | 0 | 0 | 0.00026108 | 0.0012279 | 0.002877 | 0.0049574 | 0.0073297 | 0.0098933 | 0.012576 | 0.015327 | 0.01811 | 0.020903 | 0.019109 | 0.017976 | 0.017434 | 0.017182 | 0.017062 | 0.018363 | 0.019506 | 0.020986 | 0.022713 | 0.024101 | 0.023102 | 0.020034 | 0.020432 | 0.019734 | 0.018237
F11_Commercial_OR - Miscellaneous_Existing_Food Preparation_Natural Gas_Oven_A_Achievable Economic UCT Potential | F11 | Commercial | OR - Miscellaneous | Existing | Food Preparation | Natural Gas | Oven | A | Purchases (Cumulative) | Achievable Economic UCT Potential | 0 | 0 | 0.00026108 | 0.001489 | 0.004366 | 0.0093234 | 0.016653 | 0.026546 | 0.039122 | 0.054449 | 0.07256 | 0.093463 | 0.11257 | 0.13055 | 0.14798 | 0.16516 | 0.18223 | 0.20059 | 0.2201 | 0.24108 | 0.2638 | 0.2879 | 0.311 | 0.33103 | 0.35147 | 0.3712 | 0.38944
F1_Commercial_OR - Miscellaneous_Existing_Food Preparation_Natural Gas_Conveyor Oven_A_Achievable Economic UCT Potential | F1 | Commercial | OR - Miscellaneous | Existing | Food Preparation | Natural Gas | Conveyor Oven | A | Integrated Unit Energy Savings (kWh or therms) | Achievable Economic UCT Potential | 0 | 0 | 0 | 0 | 0 | 692.0657 | 692.0657 | 692.0657 | 692.0657 | 692.0657 | 692.0657 | 692.0657 | 692.0657 | 692.0657 | 692.0657 | 692.0657 | 692.0657 | 692.0657 | 692.0657 | 692.0657 | 692.0657 | 692.0657 | 692.0657 | 692.0657 | 692.0657 | 692.0657 | 692.0657
F2_Commercial_OR - Miscellaneous_Existing_Food Preparation_Natural Gas_Conveyor Oven_A_Achievable Economic UCT Potential | F2 | Commercial | OR - Miscellaneous | Existing | Food Preparation | Natural Gas | Conveyor Oven | A | Integrated Unit Summer Peak Savings (kW) | Achievable Economic UCT Potential | 0 | 0 | 0 | 0 | 0 | 0 | 0 | 0 | 0 | 0 | 0 | 0 | 0 | 0 | 0 | 0 | 0 | 0 | 0 | 0 | 0 | 0 | 0 | 0 | 0 | 0 | 0
F3_Commercial_OR - Miscellaneous_Existing_Food Preparation_Natural Gas_Conveyor Oven_A_Achievable Economic UCT Potential | F3 | Commercial | OR - Miscellaneous | Existing | Food Preparation | Natural Gas | Conveyor Oven | A | Integrated Unit Winter Peak Savings (kW) | Achievable Economic UCT Potential | 0 | 0 | 0 | 0 | 0 | 0 | 0 | 0 | 0 | 0 | 0 | 0 | 0 | 0 | 0 | 0 | 0 | 0 | 0 | 0 | 0 | 0 | 0 | 0 | 0 | 0 | 0
F4_Commercial_OR - Miscellaneous_Existing_Food Preparation_Natural Gas_Conveyor Oven_A_Achievable Economic UCT Potential | F4 | Commercial | OR - Miscellaneous | Existing | Food Preparation | Natural Gas | Conveyor Oven | A | Incremental Energy Savings (MWh or mTherms) | Achievable Economic UCT Potential | 0 | 0 | 0 | 0 | 0 | 6.1657e-05 | 0.00022215 | 0.00050838 | 0.00093962 | 0.0015295 | 0.0021373 | 0.00275 | 0.003359 | 0.003959 | 0.0045468 | 0.0051211 | 0.0056814 | 0.0048588 | 0.0041381 | 0.0035112 | 0.0029696 | 0.0025731 | 0.0021898 | 0.0019401 | 0.0017859 | 0.001692 | 0.0016476
F5_Commercial_OR - Miscellaneous_Existing_Food Preparation_Natural Gas_Conveyor Oven_A_Achievable Economic UCT Potential | F5 | Commercial | OR - Miscellaneous | Existing | Food Preparation | Natural Gas | Conveyor Oven | A | Incremental Summer Peak Savings (MW) | Achievable Economic UCT Potential | 0 | 0 | 0 | 0 | 0 | 0 | 0 | 0 | 0 | 0 | 0 | 0 | 0 | 0 | 0 | 0 | 0 | 0 | 0 | 0 | 0 | 0 | 0 | 0 | 0 | 0 | 0
F6_Commercial_OR - Miscellaneous_Existing_Food Preparation_Natural Gas_Conveyor Oven_A_Achievable Economic UCT Potential | F6 | Commercial | OR - Miscellaneous | Existing | Food Preparation | Natural Gas | Conveyor Oven | A | Incremental Winter Peak Savings (MW) | Achievable Economic UCT Potential | 0 | 0 | 0 | 0 | 0 | 0 | 0 | 0 | 0 | 0 | 0 | 0 | 0 | 0 | 0 | 0 | 0 | 0 | 0 | 0 | 0 | 0 | 0 | 0 | 0 | 0 | 0
F7_Commercial_OR - Miscellaneous_Existing_Food Preparation_Natural Gas_Conveyor Oven_A_Achievable Economic UCT Potential | F7 | Commercial | OR - Miscellaneous | Existing | Food Preparation | Natural Gas | Conveyor Oven | A | Cumulative Energy Savings (MWh or mTherms) | Achievable Economic UCT Potential | 0 | 0 | 0 | 0 | 0 | 6.1657e-05 | 0.0002838 | 0.00079218 | 0.0017318 | 0.0032613 | 0.0053986 | 0.0081486 | 0.011508 | 0.015467 | 0.020013 | 0.025135 | 0.030816 | 0.035675 | 0.039813 | 0.043324 | 0.046294 | 0.048867 | 0.051057 | 0.052997 | 0.054783 | 0.056475 | 0.058122
F8_Commercial_OR - Miscellaneous_Existing_Food Preparation_Natural Gas_Conveyor Oven_A_Achievable Economic UCT Potential | F8 | Commercial | OR - Miscellaneous | Existing | Food Preparation | Natural Gas | Conveyor Oven | A | Cumulative Summer Peak Savings (MW) | Achievable Economic UCT Potential | 0 | 0 | 0 | 0 | 0 | 0 | 0 | 0 | 0 | 0 | 0 | 0 | 0 | 0 | 0 | 0 | 0 | 0 | 0 | 0 | 0 | 0 | 0 | 0 | 0 | 0 | 0
F9_Commercial_OR - Miscellaneous_Existing_Food Preparation_Natural Gas_Conveyor Oven_A_Achievable Economic UCT Potential | F9 | Commercial | OR - Miscellaneous | Existing | Food Preparation | Natural Gas | Conveyor Oven | A | Cumulative Winter Peak Savings (MW) | Achievable Economic UCT Potential | 0 | 0 | 0 | 0 | 0 | 0 | 0 | 0 | 0 | 0 | 0 | 0 | 0 | 0 | 0 | 0 | 0 | 0 | 0 | 0 | 0 | 0 | 0 | 0 | 0 | 0 | 0
F10_Commercial_OR - Miscellaneous_Existing_Food Preparation_Natural Gas_Conveyor Oven_A_Achievable Economic UCT Potential | F10 | Commercial | OR - Miscellaneous | Existing | Food Preparation | Natural Gas | Conveyor Oven | A | Purchases (Incremental) | Achievable Economic UCT Potential | 0 | 0 | 0 | 0 | 0 | 8.9091e-05 | 0.00032099 | 0.00073458 | 0.0013577 | 0.00221 | 0.0030883 | 0.0039736 | 0.0048536 | 0.0057205 | 0.0065699 | 0.0073997 | 0.0082093 | 0.0070208 | 0.0059793 | 0.0050736 | 0.0042909 | 0.003718 | 0.0031641 | 0.0028033 | 0.0025806 | 0.0024448 | 0.0023807
F11_Commercial_OR - Miscellaneous_Existing_Food Preparation_Natural Gas_Conveyor Oven_A_Achievable Economic UCT Potential | F11 | Commercial | OR - Miscellaneous | Existing | Food Preparation | Natural Gas | Conveyor Oven | A | Purchases (Cumulative) | Achievable Economic UCT Potential | 0 | 0 | 0 | 0 | 0 | 8.9091e-05 | 0.00041008 | 0.0011447 | 0.0025024 | 0.0047124 | 0.0078007 | 0.011774 | 0.016628 | 0.022349 | 0.028918 | 0.036318 | 0.044527 | 0.051548 | 0.057528 | 0.062601 | 0.066892 | 0.07061 | 0.073774 | 0.076578 | 0.079158 | 0.081603 | 0.083984
F1_Commercial_OR - Miscellaneous_Existing_Food Preparation_Natural Gas_Double Rack Oven_A_Achievable Economic UCT Potential | F1 | Commercial | OR - Miscellaneous | Existing | Food Preparation | Natural Gas | Double Rack Oven | A | Integrated Unit Energy Savings (kWh or therms) | Achievable Economic UCT Potential | 0 | 1621.62 | 1621.62 | 1621.62 | 1621.62 | 1621.62 | 1621.62 | 1621.62 | 1621.62 | 1621.62 | 1621.62 | 1621.62 | 1621.62 | 1621.62 | 1621.62 | 1621.62 | 1621.62 | 1621.62 | 1621.62 | 1621.62 | 1621.62 | 1621.62 | 1621.62 | 1621.62 | 1621.62 | 1621.62 | 1621.62
F2_Commercial_OR - Miscellaneous_Existing_Food Preparation_Natural Gas_Double Rack Oven_A_Achievable Economic UCT Potential | F2 | Commercial | OR - Miscellaneous | Existing | Food Preparation | Natural Gas | Double Rack Oven | A | Integrated Unit Summer Peak Savings (kW) | Achievable Economic UCT Potential | 0 | 0 | 0 | 0 | 0 | 0 | 0 | 0 | 0 | 0 | 0 | 0 | 0 | 0 | 0 | 0 | 0 | 0 | 0 | 0 | 0 | 0 | 0 | 0 | 0 | 0 | 0
F3_Commercial_OR - Miscellaneous_Existing_Food Preparation_Natural Gas_Double Rack Oven_A_Achievable Economic UCT Potential | F3 | Commercial | OR - Miscellaneous | Existing | Food Preparation | Natural Gas | Double Rack Oven | A | Integrated Unit Winter Peak Savings (kW) | Achievable Economic UCT Potential | 0 | 0 | 0 | 0 | 0 | 0 | 0 | 0 | 0 | 0 | 0 | 0 | 0 | 0 | 0 | 0 | 0 | 0 | 0 | 0 | 0 | 0 | 0 | 0 | 0 | 0 | 0
F4_Commercial_OR - Miscellaneous_Existing_Food Preparation_Natural Gas_Double Rack Oven_A_Achievable Economic UCT Potential | F4 | Commercial | OR - Miscellaneous | Existing | Food Preparation | Natural Gas | Double Rack Oven | A | Incremental Energy Savings (MWh or mTherms) | Achievable Economic UCT Potential | 0 | 0 | 0.00019404 | 0.00073977 | 0.0014564 | 0.0023151 | 0.0032913 | 0.0043644 | 0.0055167 | 0.0067332 | 0.0070549 | 0.0074297 | 0.00788 | 0.0084197 | 0.0088627 | 0.0090546 | 0.0091756 | 0.0092513 | 0.0093011 | 0.010667 | 0.010852 | 0.010826 | 0.010669 | 0.010365 | 0.0099281 | 0.0093702 | 0.0087036
F5_Commercial_OR - Miscellaneous_Existing_Food Preparation_Natural Gas_Double Rack Oven_A_Achievable Economic UCT Potential | F5 | Commercial | OR - Miscellaneous | Existing | Food Preparation | Natural Gas | Double Rack Oven | A | Incremental Summer Peak Savings (MW) | Achievable Economic UCT Potential | 0 | 0 | 0 | 0 | 0 | 0 | 0 | 0 | 0 | 0 | 0 | 0 | 0 | 0 | 0 | 0 | 0 | 0 | 0 | 0 | 0 | 0 | 0 | 0 | 0 | 0 | 0
F6_Commercial_OR - Miscellaneous_Existing_Food Preparation_Natural Gas_Double Rack Oven_A_Achievable Economic UCT Potential | F6 | Commercial | OR - Miscellaneous | Existing | Food Preparation | Natural Gas | Double Rack Oven | A | Incremental Winter Peak Savings (MW) | Achievable Economic UCT Potential | 0 | 0 | 0 | 0 | 0 | 0 | 0 | 0 | 0 | 0 | 0 | 0 | 0 | 0 | 0 | 0 | 0 | 0 | 0 | 0 | 0 | 0 | 0 | 0 | 0 | 0 | 0
F7_Commercial_OR - Miscellaneous_Existing_Food Preparation_Natural Gas_Double Rack Oven_A_Achievable Economic UCT Potential | F7 | Commercial | OR - Miscellaneous | Existing | Food Preparation | Natural Gas | Double Rack Oven | A | Cumulative Energy Savings (MWh or mTherms) | Achievable Economic UCT Potential | 0 | 0 | 0.00019404 | 0.00093381 | 0.0023902 | 0.0047052 | 0.0079966 | 0.012361 | 0.017878 | 0.024611 | 0.031666 | 0.039095 | 0.046975 | 0.055395 | 0.064258 | 0.073312 | 0.082488 | 0.091739 | 0.10104 | 0.11171 | 0.12256 | 0.13339 | 0.14406 | 0.15442 | 0.16435 | 0.17372 | 0.18242
F8_Commercial_OR - Miscellaneous_Existing_Food Preparation_Natural Gas_Double Rack Oven_A_Achievable Economic UCT Potential | F8 | Commercial | OR - Miscellaneous | Existing | Food Preparation | Natural Gas | Double Rack Oven | A | Cumulative Summer Peak Savings (MW) | Achievable Economic UCT Potential | 0 | 0 | 0 | 0 | 0 | 0 | 0 | 0 | 0 | 0 | 0 | 0 | 0 | 0 | 0 | 0 | 0 | 0 | 0 | 0 | 0 | 0 | 0 | 0 | 0 | 0 | 0
F9_Commercial_OR - Miscellaneous_Existing_Food Preparation_Natural Gas_Double Rack Oven_A_Achievable Economic UCT Potential | F9 | Commercial | OR - Miscellaneous | Existing | Food Preparation | Natural Gas | Double Rack Oven | A | Cumulative Winter Peak Savings (MW) | Achievable Economic UCT Potential | 0 | 0 | 0 | 0 | 0 | 0 | 0 | 0 | 0 | 0 | 0 | 0 | 0 | 0 | 0 | 0 | 0 | 0 | 0 | 0 | 0 | 0 | 0 | 0 | 0 | 0 | 0
F10_Commercial_OR - Miscellaneous_Existing_Food Preparation_Natural Gas_Double Rack Oven_A_Achievable Economic UCT Potential | F10 | Commercial | OR - Miscellaneous | Existing | Food Preparation | Natural Gas | Double Rack Oven | A | Purchases (Incremental) | Achievable Economic UCT Potential | 0 | 0 | 0.00011966 | 0.00045619 | 0.00089809 | 0.0014276 | 0.0020297 | 0.0026914 | 0.003402 | 0.0041521 | 0.0043505 | 0.0045817 | 0.0048593 | 0.0051921 | 0.0054654 | 0.0055837 | 0.0056583 | 0.005705 | 0.0057357 | 0.0065781 | 0.0066923 | 0.006676 | 0.0065793 | 0.006392 | 0.0061224 | 0.0057783 | 0.0053672
F11_Commercial_OR - Miscellaneous_Existing_Food Preparation_Natural Gas_Double Rack Oven_A_Achievable Economic UCT Potential | F11 | Commercial | OR - Miscellaneous | Existing | Food Preparation | Natural Gas | Double Rack Oven | A | Purchases (Cumulative) | Achievable Economic UCT Potential | 0 | 0 | 0.00011966 | 0.00057585 | 0.0014739 | 0.0029016 | 0.0049312 | 0.0076226 | 0.011025 | 0.015177 | 0.019527 | 0.024109 | 0.028968 | 0.03416 | 0.039626 | 0.045209 | 0.050868 | 0.056573 | 0.062308 | 0.068886 | 0.075579 | 0.082255 | 0.088834 | 0.095226 | 0.10135 | 0.10713 | 0.11249
F1_Commercial_OR - Miscellaneous_Existing_Food Preparation_Natural Gas_Fryer_A_Achievable Economic UCT Potential | F1 | Commercial | OR - Miscellaneous | Existing | Food Preparation | Natural Gas | Fryer | A | Integrated Unit Energy Savings (kWh or therms) | Achievable Economic UCT Potential | 0 | 395.2691 | 395.2691 | 395.2691 | 395.2691 | 395.2691 | 395.2691 | 395.2691 | 395.2691 | 395.2691 | 395.2691 | 395.2691 | 395.2691 | 395.2691 | 395.2691 | 395.2691 | 395.2691 | 395.2691 | 395.2691 | 395.2691 | 395.2691 | 395.2691 | 395.2691 | 395.2691 | 395.2691 | 395.2691 | 395.2691
F2_Commercial_OR - Miscellaneous_Existing_Food Preparation_Natural Gas_Fryer_A_Achievable Economic UCT Potential | F2 | Commercial | OR - Miscellaneous | Existing | Food Preparation | Natural Gas | Fryer | A | Integrated Unit Summer Peak Savings (kW) | Achievable Economic UCT Potential | 0 | 0 | 0 | 0 | 0 | 0 | 0 | 0 | 0 | 0 | 0 | 0 | 0 | 0 | 0 | 0 | 0 | 0 | 0 | 0 | 0 | 0 | 0 | 0 | 0 | 0 | 0
F3_Commercial_OR - Miscellaneous_Existing_Food Preparation_Natural Gas_Fryer_A_Achievable Economic UCT Potential | F3 | Commercial | OR - Miscellaneous | Existing | Food Preparation | Natural Gas | Fryer | A | Integrated Unit Winter Peak Savings (kW) | Achievable Economic UCT Potential | 0 | 0 | 0 | 0 | 0 | 0 | 0 | 0 | 0 | 0 | 0 | 0 | 0 | 0 | 0 | 0 | 0 | 0 | 0 | 0 | 0 | 0 | 0 | 0 | 0 | 0 | 0
F4_Commercial_OR - Miscellaneous_Existing_Food Preparation_Natural Gas_Fryer_A_Achievable Economic UCT Potential | F4 | Commercial | OR - Miscellaneous | Existing | Food Preparation | Natural Gas | Fryer | A | Incremental Energy Savings (MWh or mTherms) | Achievable Economic UCT Potential | 0 | 0 | 0.00014198 | 0.0002958 | 0.00046781 | 0.00065428 | 0.00085685 | 0.0010869 | 0.001333 | 0.0017505 | 0.0021248 | 0.0022823 | 0.0023365 | 0.002282 | 0.0030617 | 0.0026028 | 0.002127 | 0.0017379 | 0.0012381 | 0.00081514 | 0.00048352 | 0.00024984 | 0.0003647 | 0 | 0 | 0 | 7.8524e-05
F5_Commercial_OR - Miscellaneous_Existing_Food Preparation_Natural Gas_Fryer_A_Achievable Economic UCT Potential | F5 | Commercial | OR - Miscellaneous | Existing | Food Preparation | Natural Gas | Fryer | A | Incremental Summer Peak Savings (MW) | Achievable Economic UCT Potential | 0 | 0 | 0 | 0 | 0 | 0 | 0 | 0 | 0 | 0 | 0 | 0 | 0 | 0 | 0 | 0 | 0 | 0 | 0 | 0 | 0 | 0 | 0 | 0 | 0 | 0 | 0
F6_Commercial_OR - Miscellaneous_Existing_Food Preparation_Natural Gas_Fryer_A_Achievable Economic UCT Potential | F6 | Commercial | OR - Miscellaneous | Existing | Food Preparation | Natural Gas | Fryer | A | Incremental Winter Peak Savings (MW) | Achievable Economic UCT Potential | 0 | 0 | 0 | 0 | 0 | 0 | 0 | 0 | 0 | 0 | 0 | 0 | 0 | 0 | 0 | 0 | 0 | 0 | 0 | 0 | 0 | 0 | 0 | 0 | 0 | 0 | 0
F7_Commercial_OR - Miscellaneous_Existing_Food Preparation_Natural Gas_Fryer_A_Achievable Economic UCT Potential | F7 | Commercial | OR - Miscellaneous | Existing | Food Preparation | Natural Gas | Fryer | A | Cumulative Energy Savings (MWh or mTherms) | Achievable Economic UCT Potential | 0 | 0 | 0.00014198 | 0.00043778 | 0.0009056 | 0.0015599 | 0.0024167 | 0.0035036 | 0.0048366 | 0.0065871 | 0.0087119 | 0.010994 | 0.013331 | 0.015613 | 0.018674 | 0.021277 | 0.023404 | 0.025142 | 0.02638 | 0.027195 | 0.027679 | 0.027929 | 0.028293 | 0.028293 | 0.028293 | 0.028293 | 0.028372
F8_Commercial_OR - Miscellaneous_Existing_Food Preparation_Natural Gas_Fryer_A_Achievable Economic UCT Potential | F8 | Commercial | OR - Miscellaneous | Existing | Food Preparation | Natural Gas | Fryer | A | Cumulative Summer Peak Savings (MW) | Achievable Economic UCT Potential | 0 | 0 | 0 | 0 | 0 | 0 | 0 | 0 | 0 | 0 | 0 | 0 | 0 | 0 | 0 | 0 | 0 | 0 | 0 | 0 | 0 | 0 | 0 | 0 | 0 | 0 | 0
F9_Commercial_OR - Miscellaneous_Existing_Food Preparation_Natural Gas_Fryer_A_Achievable Economic UCT Potential | F9 | Commercial | OR - Miscellaneous | Existing | Food Preparation | Natural Gas | Fryer | A | Cumulative Winter Peak Savings (MW) | Achievable Economic UCT Potential | 0 | 0 | 0 | 0 | 0 | 0 | 0 | 0 | 0 | 0 | 0 | 0 | 0 | 0 | 0 | 0 | 0 | 0 | 0 | 0 | 0 | 0 | 0 | 0 | 0 | 0 | 0
F10_Commercial_OR - Miscellaneous_Existing_Food Preparation_Natural Gas_Fryer_A_Achievable Economic UCT Potential | F10 | Commercial | OR - Miscellaneous | Existing | Food Preparation | Natural Gas | Fryer | A | Purchases (Incremental) | Achievable Economic UCT Potential | 0 | 0 | 0.00035921 | 0.00074835 | 0.0011835 | 0.0016553 | 0.0021678 | 0.0027498 | 0.0033723 | 0.0044286 | 0.0053755 | 0.005774 | 0.0059111 | 0.0057732 | 0.007746 | 0.0065849 | 0.0053811 | 0.0043968 | 0.0031323 | 0.0020622 | 0.0012233 | 0.00063207 | 0.00092267 | 0 | 0 | 0 | 0.00019866
F11_Commercial_OR - Miscellaneous_Existing_Food Preparation_Natural Gas_Fryer_A_Achievable Economic UCT Potential | F11 | Commercial | OR - Miscellaneous | Existing | Food Preparation | Natural Gas | Fryer | A | Purchases (Cumulative) | Achievable Economic UCT Potential | 0 | 0 | 0.00035921 | 0.0011076 | 0.0022911 | 0.0039464 | 0.0061141 | 0.0088639 | 0.012236 | 0.016665 | 0.02204 | 0.027814 | 0.033725 | 0.039499 | 0.047245 | 0.053829 | 0.059211 | 0.063607 | 0.06674 | 0.068802 | 0.070025 | 0.070657 | 0.07158 | 0.07158 | 0.07158 | 0.07158 | 0.071779
F1_Commercial_OR - Miscellaneous_Existing_Food Preparation_Natural Gas_Broiler_A_Achievable Economic UCT Potential | F1 | Commercial | OR - Miscellaneous | Existing | Food Preparation | Natural Gas | Broiler | A | Integrated Unit Energy Savings (kWh or therms) | Achievable Economic UCT Potential | 0 | 240.24 | 240.24 | 240.24 | 240.24 | 240.24 | 240.24 | 240.24 | 240.24 | 240.24 | 240.24 | 240.24 | 240.24 | 240.24 | 240.24 | 240.24 | 240.24 | 240.24 | 240.24 | 240.24 | 240.24 | 240.24 | 240.24 | 240.24 | 240.24 | 240.24 | 240.24
F2_Commercial_OR - Miscellaneous_Existing_Food Preparation_Natural Gas_Broiler_A_Achievable Economic UCT Potential | F2 | Commercial | OR - Miscellaneous | Existing | Food Preparation | Natural Gas | Broiler | A | Integrated Unit Summer Peak Savings (kW) | Achievable Economic UCT Potential | 0 | 0 | 0 | 0 | 0 | 0 | 0 | 0 | 0 | 0 | 0 | 0 | 0 | 0 | 0 | 0 | 0 | 0 | 0 | 0 | 0 | 0 | 0 | 0 | 0 | 0 | 0
F3_Commercial_OR - Miscellaneous_Existing_Food Preparation_Natural Gas_Broiler_A_Achievable Economic UCT Potential | F3 | Commercial | OR - Miscellaneous | Existing | Food Preparation | Natural Gas | Broiler | A | Integrated Unit Winter Peak Savings (kW) | Achievable Economic UCT Potential | 0 | 0 | 0 | 0 | 0 | 0 | 0 | 0 | 0 | 0 | 0 | 0 | 0 | 0 | 0 | 0 | 0 | 0 | 0 | 0 | 0 | 0 | 0 | 0 | 0 | 0 | 0
F4_Commercial_OR - Miscellaneous_Existing_Food Preparation_Natural Gas_Broiler_A_Achievable Economic UCT Potential | F4 | Commercial | OR - Miscellaneous | Existing | Food Preparation | Natural Gas | Broiler | A | Incremental Energy Savings (MWh or mTherms) | Achievable Economic UCT Potential | 0 | 0 | 0.0004848 | 0.0016403 | 0.0029818 | 0.0044779 | 0.0061019 | 0.0078313 | 0.0096468 | 0.011532 | 0.012444 | 0.013414 | 0.014465 | 0.015614 | 0.016384 | 0.016593 | 0.016725 | 0.016807 | 0.016861 | 0.021373 | 0.021392 | 0.021184 | 0.020156 | 0.019 | 0.017729 | 0.016352 | 0.014881
F5_Commercial_OR - Miscellaneous_Existing_Food Preparation_Natural Gas_Broiler_A_Achievable Economic UCT Potential | F5 | Commercial | OR - Miscellaneous | Existing | Food Preparation | Natural Gas | Broiler | A | Incremental Summer Peak Savings (MW) | Achievable Economic UCT Potential | 0 | 0 | 0 | 0 | 0 | 0 | 0 | 0 | 0 | 0 | 0 | 0 | 0 | 0 | 0 | 0 | 0 | 0 | 0 | 0 | 0 | 0 | 0 | 0 | 0 | 0 | 0
F6_Commercial_OR - Miscellaneous_Existing_Food Preparation_Natural Gas_Broiler_A_Achievable Economic UCT Potential | F6 | Commercial | OR - Miscellaneous | Existing | Food Preparation | Natural Gas | Broiler | A | Incremental Winter Peak Savings (MW) | Achievable Economic UCT Potential | 0 | 0 | 0 | 0 | 0 | 0 | 0 | 0 | 0 | 0 | 0 | 0 | 0 | 0 | 0 | 0 | 0 | 0 | 0 | 0 | 0 | 0 | 0 | 0 | 0 | 0 | 0
F7_Commercial_OR - Miscellaneous_Existing_Food Preparation_Natural Gas_Broiler_A_Achievable Economic UCT Potential | F7 | Commercial | OR - Miscellaneous | Existing | Food Preparation | Natural Gas | Broiler | A | Cumulative Energy Savings (MWh or mTherms) | Achievable Economic UCT Potential | 0 | 0 | 0.0004848 | 0.0021251 | 0.0051069 | 0.0095848 | 0.015687 | 0.023518 | 0.033165 | 0.044697 | 0.057141 | 0.070555 | 0.08502 | 0.10063 | 0.11702 | 0.13361 | 0.15034 | 0.16714 | 0.18401 | 0.20538 | 0.22677 | 0.24795 | 0.26811 | 0.28711 | 0.30484 | 0.32119 | 0.33607
F8_Commercial_OR - Miscellaneous_Existing_Food Preparation_Natural Gas_Broiler_A_Achievable Economic UCT Potential | F8 | Commercial | OR - Miscellaneous | Existing | Food Preparation | Natural Gas | Broiler | A | Cumulative Summer Peak Savings (MW) | Achievable Economic UCT Potential | 0 | 0 | 0 | 0 | 0 | 0 | 0 | 0 | 0 | 0 | 0 | 0 | 0 | 0 | 0 | 0 | 0 | 0 | 0 | 0 | 0 | 0 | 0 | 0 | 0 | 0 | 0
F9_Commercial_OR - Miscellaneous_Existing_Food Preparation_Natural Gas_Broiler_A_Achievable Economic UCT Potential | F9 | Commercial | OR - Miscellaneous | Existing | Food Preparation | Natural Gas | Broiler | A | Cumulative Winter Peak Savings (MW) | Achievable Economic UCT Potential | 0 | 0 | 0 | 0 | 0 | 0 | 0 | 0 | 0 | 0 | 0 | 0 | 0 | 0 | 0 | 0 | 0 | 0 | 0 | 0 | 0 | 0 | 0 | 0 | 0 | 0 | 0
F10_Commercial_OR - Miscellaneous_Existing_Food Preparation_Natural Gas_Broiler_A_Achievable Economic UCT Potential | F10 | Commercial | OR - Miscellaneous | Existing | Food Preparation | Natural Gas | Broiler | A | Purchases (Incremental) | Achievable Economic UCT Potential | 0 | 0 | 0.002018 | 0.0068279 | 0.012412 | 0.018639 | 0.025399 | 0.032598 | 0.040155 | 0.048003 | 0.051798 | 0.055834 | 0.060212 | 0.064994 | 0.0682 | 0.069069 | 0.069617 | 0.06996 | 0.070186 | 0.088964 | 0.089044 | 0.088179 | 0.083898 | 0.079089 | 0.073798 | 0.068067 | 0.061941
F11_Commercial_OR - Miscellaneous_Existing_Food Preparation_Natural Gas_Broiler_A_Achievable Economic UCT Potential | F11 | Commercial | OR - Miscellaneous | Existing | Food Preparation | Natural Gas | Broiler | A | Purchases (Cumulative) | Achievable Economic UCT Potential | 0 | 0 | 0.002018 | 0.0088458 | 0.021258 | 0.039897 | 0.065296 | 0.097894 | 0.13805 | 0.18605 | 0.23785 | 0.29368 | 0.3539 | 0.41889 | 0.48709 | 0.55616 | 0.62578 | 0.69574 | 0.76592 | 0.85489 | 0.94393 | 1.0321 | 1.116 | 1.1951 | 1.2689 | 1.337 | 1.3989
F1_Commercial_OR - Miscellaneous_Existing_Food Preparation_Natural Gas_Griddle_A_Achievable Economic UCT Potential | F1 | Commercial | OR - Miscellaneous | Existing | Food Preparation | Natural Gas | Griddle | A | Integrated Unit Energy Savings (kWh or therms) | Achievable Economic UCT Potential | 0 | 167.9465 | 167.9465 | 167.9465 | 167.9465 | 167.9465 | 167.9465 | 167.9465 | 167.9465 | 167.9465 | 167.9465 | 167.9465 | 167.9465 | 167.9465 | 167.9465 | 167.9465 | 167.9465 | 167.9465 | 167.9465 | 167.9465 | 167.9465 | 167.9465 | 167.9465 | 167.9465 | 167.9465 | 167.9465 | 167.9465
F2_Commercial_OR - Miscellaneous_Existing_Food Preparation_Natural Gas_Griddle_A_Achievable Economic UCT Potential | F2 | Commercial | OR - Miscellaneous | Existing | Food Preparation | Natural Gas | Griddle | A | Integrated Unit Summer Peak Savings (kW) | Achievable Economic UCT Potential | 0 | 0 | 0 | 0 | 0 | 0 | 0 | 0 | 0 | 0 | 0 | 0 | 0 | 0 | 0 | 0 | 0 | 0 | 0 | 0 | 0 | 0 | 0 | 0 | 0 | 0 | 0
F3_Commercial_OR - Miscellaneous_Existing_Food Preparation_Natural Gas_Griddle_A_Achievable Economic UCT Potential | F3 | Commercial | OR - Miscellaneous | Existing | Food Preparation | Natural Gas | Griddle | A | Integrated Unit Winter Peak Savings (kW) | Achievable Economic UCT Potential | 0 | 0 | 0 | 0 | 0 | 0 | 0 | 0 | 0 | 0 | 0 | 0 | 0 | 0 | 0 | 0 | 0 | 0 | 0 | 0 | 0 | 0 | 0 | 0 | 0 | 0 | 0
F4_Commercial_OR - Miscellaneous_Existing_Food Preparation_Natural Gas_Griddle_A_Achievable Economic UCT Potential | F4 | Commercial | OR - Miscellaneous | Existing | Food Preparation | Natural Gas | Griddle | A | Incremental Energy Savings (MWh or mTherms) | Achievable Economic UCT Potential | 0 | 0 | 0.00012026 | 0.00040692 | 0.0007397 | 0.0011108 | 0.0015137 | 0.0019427 | 0.0023931 | 0.0028608 | 0.003087 | 0.0033276 | 0.0035884 | 0.0038735 | 0.0040645 | 0.0041163 | 0.004149 | 0.0041694 | 0.0041829 | 0.005302 | 0.0053068 | 0.0052552 | 0.0050001 | 0.0047135 | 0.0043981 | 0.0040566 | 0.0036915
F5_Commercial_OR - Miscellaneous_Existing_Food Preparation_Natural Gas_Griddle_A_Achievable Economic UCT Potential | F5 | Commercial | OR - Miscellaneous | Existing | Food Preparation | Natural Gas | Griddle | A | Incremental Summer Peak Savings (MW) | Achievable Economic UCT Potential | 0 | 0 | 0 | 0 | 0 | 0 | 0 | 0 | 0 | 0 | 0 | 0 | 0 | 0 | 0 | 0 | 0 | 0 | 0 | 0 | 0 | 0 | 0 | 0 | 0 | 0 | 0
F6_Commercial_OR - Miscellaneous_Existing_Food Preparation_Natural Gas_Griddle_A_Achievable Economic UCT Potential | F6 | Commercial | OR - Miscellaneous | Existing | Food Preparation | Natural Gas | Griddle | A | Incremental Winter Peak Savings (MW) | Achievable Economic UCT Potential | 0 | 0 | 0 | 0 | 0 | 0 | 0 | 0 | 0 | 0 | 0 | 0 | 0 | 0 | 0 | 0 | 0 | 0 | 0 | 0 | 0 | 0 | 0 | 0 | 0 | 0 | 0
F7_Commercial_OR - Miscellaneous_Existing_Food Preparation_Natural Gas_Griddle_A_Achievable Economic UCT Potential | F7 | Commercial | OR - Miscellaneous | Existing | Food Preparation | Natural Gas | Griddle | A | Cumulative Energy Savings (MWh or mTherms) | Achievable Economic UCT Potential | 0 | 0 | 0.00012026 | 0.00052719 | 0.0012669 | 0.0023777 | 0.0038914 | 0.0058342 | 0.0082273 | 0.011088 | 0.014175 | 0.017503 | 0.021091 | 0.024965 | 0.029029 | 0.033145 | 0.037294 | 0.041464 | 0.045647 | 0.050949 | 0.056255 | 0.061511 | 0.066511 | 0.071224 | 0.075622 | 0.079679 | 0.08337
F8_Commercial_OR - Miscellaneous_Existing_Food Preparation_Natural Gas_Griddle_A_Achievable Economic UCT Potential | F8 | Commercial | OR - Miscellaneous | Existing | Food Preparation | Natural Gas | Griddle | A | Cumulative Summer Peak Savings (MW) | Achievable Economic UCT Potential | 0 | 0 | 0 | 0 | 0 | 0 | 0 | 0 | 0 | 0 | 0 | 0 | 0 | 0 | 0 | 0 | 0 | 0 | 0 | 0 | 0 | 0 | 0 | 0 | 0 | 0 | 0
F9_Commercial_OR - Miscellaneous_Existing_Food Preparation_Natural Gas_Griddle_A_Achievable Economic UCT Potential | F9 | Commercial | OR - Miscellaneous | Existing | Food Preparation | Natural Gas | Griddle | A | Cumulative Winter Peak Savings (MW) | Achievable Economic UCT Potential | 0 | 0 | 0 | 0 | 0 | 0 | 0 | 0 | 0 | 0 | 0 | 0 | 0 | 0 | 0 | 0 | 0 | 0 | 0 | 0 | 0 | 0 | 0 | 0 | 0 | 0 | 0
F10_Commercial_OR - Miscellaneous_Existing_Food Preparation_Natural Gas_Griddle_A_Achievable Economic UCT Potential | F10 | Commercial | OR - Miscellaneous | Existing | Food Preparation | Natural Gas | Griddle | A | Purchases (Incremental) | Achievable Economic UCT Potential | 0 | 0 | 0.00071609 | 0.0024229 | 0.0044044 | 0.0066142 | 0.0090131 | 0.011568 | 0.014249 | 0.017034 | 0.018381 | 0.019813 | 0.021366 | 0.023064 | 0.024201 | 0.02451 | 0.024704 | 0.024826 | 0.024906 | 0.03157 | 0.031598 | 0.031291 | 0.029772 | 0.028065 | 0.026188 | 0.024154 | 0.02198
F11_Commercial_OR - Miscellaneous_Existing_Food Preparation_Natural Gas_Griddle_A_Achievable Economic UCT Potential | F11 | Commercial | OR - Miscellaneous | Existing | Food Preparation | Natural Gas | Griddle | A | Purchases (Cumulative) | Achievable Economic UCT Potential | 0 | 0 | 0.00071609 | 0.003139 | 0.0075434 | 0.014158 | 0.023171 | 0.034738 | 0.048988 | 0.066022 | 0.084403 | 0.10422 | 0.12558 | 0.14865 | 0.17285 | 0.19736 | 0.22206 | 0.24689 | 0.27179 | 0.30336 | 0.33496 | 0.36625 | 0.39602 | 0.42409 | 0.45028 | 0.47443 | 0.49641
F1_Commercial_OR - Miscellaneous_Existing_Food Preparation_Natural Gas_Range_A_Achievable Economic UCT Potential | F1 | Commercial | OR - Miscellaneous | Existing | Food Preparation | Natural Gas | Range | A | Integrated Unit Energy Savings (kWh or therms) | Achievable Economic UCT Potential | 0 | 171.4286 | 171.4286 | 171.4286 | 171.4286 | 171.4286 | 171.4286 | 171.4286 | 171.4286 | 171.4286 | 171.4286 | 171.4286 | 171.4286 | 171.4286 | 171.4286 | 171.4286 | 171.4286 | 171.4286 | 171.4286 | 171.4286 | 171.4286 | 171.4286 | 171.4286 | 171.4286 | 171.4286 | 171.4286 | 171.4286
F2_Commercial_OR - Miscellaneous_Existing_Food Preparation_Natural Gas_Range_A_Achievable Economic UCT Potential | F2 | Commercial | OR - Miscellaneous | Existing | Food Preparation | Natural Gas | Range | A | Integrated Unit Summer Peak Savings (kW) | Achievable Economic UCT Potential | 0 | 0 | 0 | 0 | 0 | 0 | 0 | 0 | 0 | 0 | 0 | 0 | 0 | 0 | 0 | 0 | 0 | 0 | 0 | 0 | 0 | 0 | 0 | 0 | 0 | 0 | 0
F3_Commercial_OR - Miscellaneous_Existing_Food Preparation_Natural Gas_Range_A_Achievable Economic UCT Potential | F3 | Commercial | OR - Miscellaneous | Existing | Food Preparation | Natural Gas | Range | A | Integrated Unit Winter Peak Savings (kW) | Achievable Economic UCT Potential | 0 | 0 | 0 | 0 | 0 | 0 | 0 | 0 | 0 | 0 | 0 | 0 | 0 | 0 | 0 | 0 | 0 | 0 | 0 | 0 | 0 | 0 | 0 | 0 | 0 | 0 | 0
F4_Commercial_OR - Miscellaneous_Existing_Food Preparation_Natural Gas_Range_A_Achievable Economic UCT Potential | F4 | Commercial | OR - Miscellaneous | Existing | Food Preparation | Natural Gas | Range | A | Incremental Energy Savings (MWh or mTherms) | Achievable Economic UCT Potential | 0 | 0 | 0.00020297 | 0.00073397 | 0.0013805 | 0.0021073 | 0.0028883 | 0.0037048 | 0.0045435 | 0.0053948 | 0.0054363 | 0.0056519 | 0.0058303 | 0.0058281 | 0.0058353 | 0.0069971 | 0.0072566 | 0.007453 | 0.007601 | 0.0073759 | 0.0077581 | 0.0078777 | 0.0071456 | 0.0063362 | 0.0053249 | 0.0034288 | 0.0025851
F5_Commercial_OR - Miscellaneous_Existing_Food Preparation_Natural Gas_Range_A_Achievable Economic UCT Potential | F5 | Commercial | OR - Miscellaneous | Existing | Food Preparation | Natural Gas | Range | A | Incremental Summer Peak Savings (MW) | Achievable Economic UCT Potential | 0 | 0 | 0 | 0 | 0 | 0 | 0 | 0 | 0 | 0 | 0 | 0 | 0 | 0 | 0 | 0 | 0 | 0 | 0 | 0 | 0 | 0 | 0 | 0 | 0 | 0 | 0
F6_Commercial_OR - Miscellaneous_Existing_Food Preparation_Natural Gas_Range_A_Achievable Economic UCT Potential | F6 | Commercial | OR - Miscellaneous | Existing | Food Preparation | Natural Gas | Range | A | Incremental Winter Peak Savings (MW) | Achievable Economic UCT Potential | 0 | 0 | 0 | 0 | 0 | 0 | 0 | 0 | 0 | 0 | 0 | 0 | 0 | 0 | 0 | 0 | 0 | 0 | 0 | 0 | 0 | 0 | 0 | 0 | 0 | 0 | 0
F7_Commercial_OR - Miscellaneous_Existing_Food Preparation_Natural Gas_Range_A_Achievable Economic UCT Potential | F7 | Commercial | OR - Miscellaneous | Existing | Food Preparation | Natural Gas | Range | A | Cumulative Energy Savings (MWh or mTherms) | Achievable Economic UCT Potential | 0 | 0 | 0.00020297 | 0.00093694 | 0.0023175 | 0.0044248 | 0.007313 | 0.011018 | 0.015561 | 0.020956 | 0.026392 | 0.032044 | 0.037875 | 0.043703 | 0.049538 | 0.056535 | 0.063792 | 0.071245 | 0.078846 | 0.086222 | 0.09398 | 0.10186 | 0.109 | 0.11534 | 0.12066 | 0.12409 | 0.12668
F8_Commercial_OR - Miscellaneous_Existing_Food Preparation_Natural Gas_Range_A_Achievable Economic UCT Potential | F8 | Commercial | OR - Miscellaneous | Existing | Food Preparation | Natural Gas | Range | A | Cumulative Summer Peak Savings (MW) | Achievable Economic UCT Potential | 0 | 0 | 0 | 0 | 0 | 0 | 0 | 0 | 0 | 0 | 0 | 0 | 0 | 0 | 0 | 0 | 0 | 0 | 0 | 0 | 0 | 0 | 0 | 0 | 0 | 0 | 0
F9_Commercial_OR - Miscellaneous_Existing_Food Preparation_Natural Gas_Range_A_Achievable Economic UCT Potential | F9 | Commercial | OR - Miscellaneous | Existing | Food Preparation | Natural Gas | Range | A | Cumulative Winter Peak Savings (MW) | Achievable Economic UCT Potential | 0 | 0 | 0 | 0 | 0 | 0 | 0 | 0 | 0 | 0 | 0 | 0 | 0 | 0 | 0 | 0 | 0 | 0 | 0 | 0 | 0 | 0 | 0 | 0 | 0 | 0 | 0
F10_Commercial_OR - Miscellaneous_Existing_Food Preparation_Natural Gas_Range_A_Achievable Economic UCT Potential | F10 | Commercial | OR - Miscellaneous | Existing | Food Preparation | Natural Gas | Range | A | Purchases (Incremental) | Achievable Economic UCT Potential | 0 | 0 | 0.001184 | 0.0042815 | 0.0080532 | 0.012292 | 0.016848 | 0.021611 | 0.026504 | 0.03147 | 0.031712 | 0.03297 | 0.03401 | 0.033998 | 0.034039 | 0.040816 | 0.04233 | 0.043476 | 0.044339 | 0.043026 | 0.045256 | 0.045953 | 0.041682 | 0.036961 | 0.031062 | 0.020001 | 0.01508
F11_Commercial_OR - Miscellaneous_Existing_Food Preparation_Natural Gas_Range_A_Achievable Economic UCT Potential | F11 | Commercial | OR - Miscellaneous | Existing | Food Preparation | Natural Gas | Range | A | Purchases (Cumulative) | Achievable Economic UCT Potential | 0 | 0 | 0.001184 | 0.0054655 | 0.013519 | 0.025811 | 0.042659 | 0.064271 | 0.090774 | 0.12224 | 0.15396 | 0.18693 | 0.22094 | 0.25493 | 0.28897 | 0.32979 | 0.37212 | 0.41559 | 0.45993 | 0.50296 | 0.54822 | 0.59417 | 0.63585 | 0.67281 | 0.70387 | 0.72387 | 0.73895
F1_Commercial_OR - Miscellaneous_Existing_Food Preparation_Natural Gas_Steamer_A_Achievable Economic UCT Potential | F1 | Commercial | OR - Miscellaneous | Existing | Food Preparation | Natural Gas | Steamer | A | Integrated Unit Energy Savings (kWh or therms) | Achievable Economic UCT Potential | 0 | 1215.1419 | 1215.1419 | 1215.1419 | 1215.1419 | 1215.1419 | 1215.1419 | 1215.1419 | 1215.1419 | 1215.1419 | 1215.1419 | 1215.1419 | 1215.1419 | 1215.1419 | 1215.1419 | 1215.1419 | 1215.1419 | 1215.1419 | 1215.1419 | 1215.1419 | 1215.1419 | 1215.1419 | 1215.1419 | 1215.1419 | 1215.1419 | 1215.1419 | 1215.1419
F2_Commercial_OR - Miscellaneous_Existing_Food Preparation_Natural Gas_Steamer_A_Achievable Economic UCT Potential | F2 | Commercial | OR - Miscellaneous | Existing | Food Preparation | Natural Gas | Steamer | A | Integrated Unit Summer Peak Savings (kW) | Achievable Economic UCT Potential | 0 | 0 | 0 | 0 | 0 | 0 | 0 | 0 | 0 | 0 | 0 | 0 | 0 | 0 | 0 | 0 | 0 | 0 | 0 | 0 | 0 | 0 | 0 | 0 | 0 | 0 | 0
F3_Commercial_OR - Miscellaneous_Existing_Food Preparation_Natural Gas_Steamer_A_Achievable Economic UCT Potential | F3 | Commercial | OR - Miscellaneous | Existing | Food Preparation | Natural Gas | Steamer | A | Integrated Unit Winter Peak Savings (kW) | Achievable Economic UCT Potential | 0 | 0 | 0 | 0 | 0 | 0 | 0 | 0 | 0 | 0 | 0 | 0 | 0 | 0 | 0 | 0 | 0 | 0 | 0 | 0 | 0 | 0 | 0 | 0 | 0 | 0 | 0
F4_Commercial_OR - Miscellaneous_Existing_Food Preparation_Natural Gas_Steamer_A_Achievable Economic UCT Potential | F4 | Commercial | OR - Miscellaneous | Existing | Food Preparation | Natural Gas | Steamer | A | Incremental Energy Savings (MWh or mTherms) | Achievable Economic UCT Potential | 0 | 0 | 7.7167e-05 | 0.00022906 | 0.00037439 | 0.00051517 | 0.00065287 | 0.00078854 | 0.00095839 | 0.0011221 | 0.0012018 | 0.0012003 | 0.0011995 | 0.0016917 | 0.0016073 | 0.0015475 | 0.00147 | 0.0014101 | 0.0013647 | 0.0013305 | 0.0014902 | 0.0010933 | 0.0010592 | 0.00097264 | 0.00085284 | 0.00093244 | 0.00060919
F5_Commercial_OR - Miscellaneous_Existing_Food Preparation_Natural Gas_Steamer_A_Achievable Economic UCT Potential | F5 | Commercial | OR - Miscellaneous | Existing | Food Preparation | Natural Gas | Steamer | A | Incremental Summer Peak Savings (MW) | Achievable Economic UCT Potential | 0 | 0 | 0 | 0 | 0 | 0 | 0 | 0 | 0 | 0 | 0 | 0 | 0 | 0 | 0 | 0 | 0 | 0 | 0 | 0 | 0 | 0 | 0 | 0 | 0 | 0 | 0
F6_Commercial_OR - Miscellaneous_Existing_Food Preparation_Natural Gas_Steamer_A_Achievable Economic UCT Potential | F6 | Commercial | OR - Miscellaneous | Existing | Food Preparation | Natural Gas | Steamer | A | Incremental Winter Peak Savings (MW) | Achievable Economic UCT Potential | 0 | 0 | 0 | 0 | 0 | 0 | 0 | 0 | 0 | 0 | 0 | 0 | 0 | 0 | 0 | 0 | 0 | 0 | 0 | 0 | 0 | 0 | 0 | 0 | 0 | 0 | 0
F7_Commercial_OR - Miscellaneous_Existing_Food Preparation_Natural Gas_Steamer_A_Achievable Economic UCT Potential | F7 | Commercial | OR - Miscellaneous | Existing | Food Preparation | Natural Gas | Steamer | A | Cumulative Energy Savings (MWh or mTherms) | Achievable Economic UCT Potential | 0 | 0 | 7.7167e-05 | 0.00030623 | 0.00068062 | 0.0011958 | 0.0018487 | 0.0026372 | 0.0035956 | 0.0047177 | 0.0059195 | 0.0071199 | 0.0083194 | 0.010011 | 0.011618 | 0.013166 | 0.014636 | 0.016046 | 0.017411 | 0.018741 | 0.020231 | 0.021325 | 0.022384 | 0.023357 | 0.024209 | 0.025142 | 0.025751
F8_Commercial_OR - Miscellaneous_Existing_Food Preparation_Natural Gas_Steamer_A_Achievable Economic UCT Potential | F8 | Commercial | OR - Miscellaneous | Existing | Food Preparation | Natural Gas | Steamer | A | Cumulative Summer Peak Savings (MW) | Achievable Economic UCT Potential | 0 | 0 | 0 | 0 | 0 | 0 | 0 | 0 | 0 | 0 | 0 | 0 | 0 | 0 | 0 | 0 | 0 | 0 | 0 | 0 | 0 | 0 | 0 | 0 | 0 | 0 | 0
F9_Commercial_OR - Miscellaneous_Existing_Food Preparation_Natural Gas_Steamer_A_Achievable Economic UCT Potential | F9 | Commercial | OR - Miscellaneous | Existing | Food Preparation | Natural Gas | Steamer | A | Cumulative Winter Peak Savings (MW) | Achievable Economic UCT Potential | 0 | 0 | 0 | 0 | 0 | 0 | 0 | 0 | 0 | 0 | 0 | 0 | 0 | 0 | 0 | 0 | 0 | 0 | 0 | 0 | 0 | 0 | 0 | 0 | 0 | 0 | 0
F10_Commercial_OR - Miscellaneous_Existing_Food Preparation_Natural Gas_Steamer_A_Achievable Economic UCT Potential | F10 | Commercial | OR - Miscellaneous | Existing | Food Preparation | Natural Gas | Steamer | A | Purchases (Incremental) | Achievable Economic UCT Potential | 0 | 0 | 6.3504e-05 | 0.00018851 | 0.00030811 | 0.00042396 | 0.00053728 | 0.00064893 | 0.00078871 | 0.00092342 | 0.00098906 | 0.00098781 | 0.00098714 | 0.0013922 | 0.0013228 | 0.0012735 | 0.0012097 | 0.0011605 | 0.0011231 | 0.001095 | 0.0012263 | 0.00089974 | 0.0008717 | 0.00080044 | 0.00070184 | 0.00076735 | 0.00050133
F11_Commercial_OR - Miscellaneous_Existing_Food Preparation_Natural Gas_Steamer_A_Achievable Economic UCT Potential | F11 | Commercial | OR - Miscellaneous | Existing | Food Preparation | Natural Gas | Steamer | A | Purchases (Cumulative) | Achievable Economic UCT Potential | 0 | 0 | 6.3504e-05 | 0.00025201 | 0.00056012 | 0.00098408 | 0.0015214 | 0.0021703 | 0.002959 | 0.0038824 | 0.0048715 | 0.0058593 | 0.0068464 | 0.0082386 | 0.0095614 | 0.010835 | 0.012045 | 0.013205 | 0.014328 | 0.015423 | 0.016649 | 0.017549 | 0.018421 | 0.019221 | 0.019923 | 0.02069 | 0.021192
F1_Commercial_OR - Miscellaneous_Existing_Food Preparation_Natural Gas_Commercial Food Prep Other_A_Achievable Economic UCT Potential | F1 | Commercial | OR - Miscellaneous | Existing | Food Preparation | Natural Gas | Commercial Food Prep Other | A | Integrated Unit Energy Savings (kWh or therms) | Achievable Economic UCT Potential | 0 | 0 | 0 | 0 | 0 | 0 | 0 | 0 | 0 | 0 | 0 | 0 | 0 | 0 | 0 | 0 | 0 | 0 | 0 | 0 | 0 | 0 | 0 | 0 | 0 | 0 | 0
F2_Commercial_OR - Miscellaneous_Existing_Food Preparation_Natural Gas_Commercial Food Prep Other_A_Achievable Economic UCT Potential | F2 | Commercial | OR - Miscellaneous | Existing | Food Preparation | Natural Gas | Commercial Food Prep Other | A | Integrated Unit Summer Peak Savings (kW) | Achievable Economic UCT Potential | 0 | 0 | 0 | 0 | 0 | 0 | 0 | 0 | 0 | 0 | 0 | 0 | 0 | 0 | 0 | 0 | 0 | 0 | 0 | 0 | 0 | 0 | 0 | 0 | 0 | 0 | 0
F3_Commercial_OR - Miscellaneous_Existing_Food Preparation_Natural Gas_Commercial Food Prep Other_A_Achievable Economic UCT Potential | F3 | Commercial | OR - Miscellaneous | Existing | Food Preparation | Natural Gas | Commercial Food Prep Other | A | Integrated Unit Winter Peak Savings (kW) | Achievable Economic UCT Potential | 0 | 0 | 0 | 0 | 0 | 0 | 0 | 0 | 0 | 0 | 0 | 0 | 0 | 0 | 0 | 0 | 0 | 0 | 0 | 0 | 0 | 0 | 0 | 0 | 0 | 0 | 0
F4_Commercial_OR - Miscellaneous_Existing_Food Preparation_Natural Gas_Commercial Food Prep Other_A_Achievable Economic UCT Potential | F4 | Commercial | OR - Miscellaneous | Existing | Food Preparation | Natural Gas | Commercial Food Prep Other | A | Incremental Energy Savings (MWh or mTherms) | Achievable Economic UCT Potential | 0 | 0 | 0 | 0 | 0 | 0 | 0 | 0 | 0 | 0 | 0 | 0 | 0 | 0 | 0 | 0 | 0 | 0 | 0 | 0 | 0 | 0 | 0 | 0 | 0 | 0 | 0
F5_Commercial_OR - Miscellaneous_Existing_Food Preparation_Natural Gas_Commercial Food Prep Other_A_Achievable Economic UCT Potential | F5 | Commercial | OR - Miscellaneous | Existing | Food Preparation | Natural Gas | Commercial Food Prep Other | A | Incremental Summer Peak Savings (MW) | Achievable Economic UCT Potential | 0 | 0 | 0 | 0 | 0 | 0 | 0 | 0 | 0 | 0 | 0 | 0 | 0 | 0 | 0 | 0 | 0 | 0 | 0 | 0 | 0 | 0 | 0 | 0 | 0 | 0 | 0
F6_Commercial_OR - Miscellaneous_Existing_Food Preparation_Natural Gas_Commercial Food Prep Other_A_Achievable Economic UCT Potential | F6 | Commercial | OR - Miscellaneous | Existing | Food Preparation | Natural Gas | Commercial Food Prep Other | A | Incremental Winter Peak Savings (MW) | Achievable Economic UCT Potential | 0 | 0 | 0 | 0 | 0 | 0 | 0 | 0 | 0 | 0 | 0 | 0 | 0 | 0 | 0 | 0 | 0 | 0 | 0 | 0 | 0 | 0 | 0 | 0 | 0 | 0 | 0
F7_Commercial_OR - Miscellaneous_Existing_Food Preparation_Natural Gas_Commercial Food Prep Other_A_Achievable Economic UCT Potential | F7 | Commercial | OR - Miscellaneous | Existing | Food Preparation | Natural Gas | Commercial Food Prep Other | A | Cumulative Energy Savings (MWh or mTherms) | Achievable Economic UCT Potential | 0 | 0 | 0 | 0 | 0 | 0 | 0 | 0 | 0 | 0 | 0 | 0 | 0 | 0 | 0 | 0 | 0 | 0 | 0 | 0 | 0 | 0 | 0 | 0 | 0 | 0 | 0
F8_Commercial_OR - Miscellaneous_Existing_Food Preparation_Natural Gas_Commercial Food Prep Other_A_Achievable Economic UCT Potential | F8 | Commercial | OR - Miscellaneous | Existing | Food Preparation | Natural Gas | Commercial Food Prep Other | A | Cumulative Summer Peak Savings (MW) | Achievable Economic UCT Potential | 0 | 0 | 0 | 0 | 0 | 0 | 0 | 0 | 0 | 0 | 0 | 0 | 0 | 0 | 0 | 0 | 0 | 0 | 0 | 0 | 0 | 0 | 0 | 0 | 0 | 0 | 0
F9_Commercial_OR - Miscellaneous_Existing_Food Preparation_Natural Gas_Commercial Food Prep Other_A_Achievable Economic UCT Potential | F9 | Commercial | OR - Miscellaneous | Existing | Food Preparation | Natural Gas | Commercial Food Prep Other | A | Cumulative Winter Peak Savings (MW) | Achievable Economic UCT Potential | 0 | 0 | 0 | 0 | 0 | 0 | 0 | 0 | 0 | 0 | 0 | 0 | 0 | 0 | 0 | 0 | 0 | 0 | 0 | 0 | 0 | 0 | 0 | 0 | 0 | 0 | 0
F10_Commercial_OR - Miscellaneous_Existing_Food Preparation_Natural Gas_Commercial Food Prep Other_A_Achievable Economic UCT Potential | F10 | Commercial | OR - Miscellaneous | Existing | Food Preparation | Natural Gas | Commercial Food Prep Other | A | Purchases (Incremental) | Achievable Economic UCT Potential | 0 | 0 | 0 | 0 | 0 | 0 | 0 | 0 | 0 | 0 | 0 | 0 | 0 | 0 | 0 | 0 | 0 | 0 | 0 | 0 | 0 | 0 | 0 | 0 | 0 | 0 | 0
F11_Commercial_OR - Miscellaneous_Existing_Food Preparation_Natural Gas_Commercial Food Prep Other_A_Achievable Economic UCT Potential | F11 | Commercial | OR - Miscellaneous | Existing | Food Preparation | Natural Gas | Commercial Food Prep Other | A | Purchases (Cumulative) | Achievable Economic UCT Potential | 0 | 0 | 0 | 0 | 0 | 0 | 0 | 0 | 0 | 0 | 0 | 0 | 0 | 0 | 0 | 0 | 0 | 0 | 0 | 0 | 0 | 0 | 0 | 0 | 0 | 0 | 0
F1_Commercial_OR - Miscellaneous_Existing_Miscellaneous_Natural Gas_Pool Heater_A_Achievable Economic UCT Potential | F1 | Commercial | OR - Miscellaneous | Existing | Miscellaneous | Natural Gas | Pool Heater | A | Integrated Unit Energy Savings (kWh or therms) | Achievable Economic UCT Potential | 0 | 2233.5 | 2233.5 | 2233.5 | 2233.5 | 2233.5 | 2233.5 | 2233.5 | 2233.5 | 2233.5 | 2233.5 | 2233.5 | 2233.5 | 2233.5 | 2233.5 | 2233.5 | 2233.5 | 2233.5 | 2233.5 | 2233.5 | 2233.5 | 2233.5 | 2233.5 | 2233.5 | 2233.5 | 2233.5 | 2233.5
F2_Commercial_OR - Miscellaneous_Existing_Miscellaneous_Natural Gas_Pool Heater_A_Achievable Economic UCT Potential | F2 | Commercial | OR - Miscellaneous | Existing | Miscellaneous | Natural Gas | Pool Heater | A | Integrated Unit Summer Peak Savings (kW) | Achievable Economic UCT Potential | 0 | 0 | 0 | 0 | 0 | 0 | 0 | 0 | 0 | 0 | 0 | 0 | 0 | 0 | 0 | 0 | 0 | 0 | 0 | 0 | 0 | 0 | 0 | 0 | 0 | 0 | 0
F3_Commercial_OR - Miscellaneous_Existing_Miscellaneous_Natural Gas_Pool Heater_A_Achievable Economic UCT Potential | F3 | Commercial | OR - Miscellaneous | Existing | Miscellaneous | Natural Gas | Pool Heater | A | Integrated Unit Winter Peak Savings (kW) | Achievable Economic UCT Potential | 0 | 0 | 0 | 0 | 0 | 0 | 0 | 0 | 0 | 0 | 0 | 0 | 0 | 0 | 0 | 0 | 0 | 0 | 0 | 0 | 0 | 0 | 0 | 0 | 0 | 0 | 0
F4_Commercial_OR - Miscellaneous_Existing_Miscellaneous_Natural Gas_Pool Heater_A_Achievable Economic UCT Potential | F4 | Commercial | OR - Miscellaneous | Existing | Miscellaneous | Natural Gas | Pool Heater | A | Incremental Energy Savings (MWh or mTherms) | Achievable Economic UCT Potential | 0 | 0 | 4.1721e-05 | 6.2401e-05 | 0.00013316 | 0.00024591 | 0.00042998 | 0.00069268 | 0.0010047 | 0.0014364 | 0.0019165 | 0.0032311 | 0.0037742 | 0.004262 | 0.0046389 | 0.0048512 | 0.0052935 | 0.0046004 | 0.0043537 | 0.0038884 | 0.0032011 | 0.0032504 | 0.0019615 | 0.00097024 | 0.00020146 | 0 | 0
F5_Commercial_OR - Miscellaneous_Existing_Miscellaneous_Natural Gas_Pool Heater_A_Achievable Economic UCT Potential | F5 | Commercial | OR - Miscellaneous | Existing | Miscellaneous | Natural Gas | Pool Heater | A | Incremental Summer Peak Savings (MW) | Achievable Economic UCT Potential | 0 | 0 | 0 | 0 | 0 | 0 | 0 | 0 | 0 | 0 | 0 | 0 | 0 | 0 | 0 | 0 | 0 | 0 | 0 | 0 | 0 | 0 | 0 | 0 | 0 | 0 | 0
F6_Commercial_OR - Miscellaneous_Existing_Miscellaneous_Natural Gas_Pool Heater_A_Achievable Economic UCT Potential | F6 | Commercial | OR - Miscellaneous | Existing | Miscellaneous | Natural Gas | Pool Heater | A | Incremental Winter Peak Savings (MW) | Achievable Economic UCT Potential | 0 | 0 | 0 | 0 | 0 | 0 | 0 | 0 | 0 | 0 | 0 | 0 | 0 | 0 | 0 | 0 | 0 | 0 | 0 | 0 | 0 | 0 | 0 | 0 | 0 | 0 | 0
F7_Commercial_OR - Miscellaneous_Existing_Miscellaneous_Natural Gas_Pool Heater_A_Achievable Economic UCT Potential | F7 | Commercial | OR - Miscellaneous | Existing | Miscellaneous | Natural Gas | Pool Heater | A | Cumulative Energy Savings (MWh or mTherms) | Achievable Economic UCT Potential | 0 | 0 | 4.1721e-05 | 0.00010412 | 0.00023728 | 0.00048319 | 0.00091317 | 0.0016059 | 0.0026106 | 0.0040469 | 0.0059634 | 0.0091945 | 0.012969 | 0.017231 | 0.02187 | 0.026721 | 0.032014 | 0.036615 | 0.040968 | 0.044857 | 0.048058 | 0.051308 | 0.05327 | 0.05424 | 0.054442 | 0.054442 | 0.054442
F8_Commercial_OR - Miscellaneous_Existing_Miscellaneous_Natural Gas_Pool Heater_A_Achievable Economic UCT Potential | F8 | Commercial | OR - Miscellaneous | Existing | Miscellaneous | Natural Gas | Pool Heater | A | Cumulative Summer Peak Savings (MW) | Achievable Economic UCT Potential | 0 | 0 | 0 | 0 | 0 | 0 | 0 | 0 | 0 | 0 | 0 | 0 | 0 | 0 | 0 | 0 | 0 | 0 | 0 | 0 | 0 | 0 | 0 | 0 | 0 | 0 | 0
F9_Commercial_OR - Miscellaneous_Existing_Miscellaneous_Natural Gas_Pool Heater_A_Achievable Economic UCT Potential | F9 | Commercial | OR - Miscellaneous | Existing | Miscellaneous | Natural Gas | Pool Heater | A | Cumulative Winter Peak Savings (MW) | Achievable Economic UCT Potential | 0 | 0 | 0 | 0 | 0 | 0 | 0 | 0 | 0 | 0 | 0 | 0 | 0 | 0 | 0 | 0 | 0 | 0 | 0 | 0 | 0 | 0 | 0 | 0 | 0 | 0 | 0
F10_Commercial_OR - Miscellaneous_Existing_Miscellaneous_Natural Gas_Pool Heater_A_Achievable Economic UCT Potential | F10 | Commercial | OR - Miscellaneous | Existing | Miscellaneous | Natural Gas | Pool Heater | A | Purchases (Incremental) | Achievable Economic UCT Potential | 0 | 0 | 1.868e-05 | 2.7939e-05 | 5.9619e-05 | 0.0001101 | 0.00019251 | 0.00031013 | 0.00044984 | 0.0006431 | 0.00085805 | 0.0014467 | 0.0016898 | 0.0019082 | 0.002077 | 0.002172 | 0.0023701 | 0.0020597 | 0.0019493 | 0.0017409 | 0.0014332 | 0.0014553 | 0.00087824 | 0.0004344 | 9.0199e-05 | 0 | 0
F11_Commercial_OR - Miscellaneous_Existing_Miscellaneous_Natural Gas_Pool Heater_A_Achievable Economic UCT Potential | F11 | Commercial | OR - Miscellaneous | Existing | Miscellaneous | Natural Gas | Pool Heater | A | Purchases (Cumulative) | Achievable Economic UCT Potential | 0 | 0 | 1.868e-05 | 4.6618e-05 | 0.00010624 | 0.00021634 | 0.00040885 | 0.00071898 | 0.0011688 | 0.0018119 | 0.00267 | 0.0041166 | 0.0058065 | 0.0077147 | 0.0097917 | 0.011964 | 0.014334 | 0.016393 | 0.018343 | 0.020084 | 0.021517 | 0.022972 | 0.02385 | 0.024285 | 0.024375 | 0.024375 | 0.024375
F1_Commercial_OR - Miscellaneous_New_Space Heating_Natural Gas_Furnace_A_Achievable Economic UCT Potential | F1 | Commercial | OR - Miscellaneous | New | Space Heating | Natural Gas | Furnace | A | Integrated Unit Energy Savings (kWh or therms) | Achievable Economic UCT Potential | 0 | 0 | 0 | 0 | 0 | 0 | 0 | 0 | 0 | 0 | 0 | 0 | 0 | 0 | 0 | 0 | 0 | 0 | 0 | 0 | 0 | 0 | 0 | 0 | 0 | 0 | 0
F2_Commercial_OR - Miscellaneous_New_Space Heating_Natural Gas_Furnace_A_Achievable Economic UCT Potential | F2 | Commercial | OR - Miscellaneous | New | Space Heating | Natural Gas | Furnace | A | Integrated Unit Summer Peak Savings (kW) | Achievable Economic UCT Potential | 0 | 0 | 0 | 0 | 0 | 0 | 0 | 0 | 0 | 0 | 0 | 0 | 0 | 0 | 0 | 0 | 0 | 0 | 0 | 0 | 0 | 0 | 0 | 0 | 0 | 0 | 0
F3_Commercial_OR - Miscellaneous_New_Space Heating_Natural Gas_Furnace_A_Achievable Economic UCT Potential | F3 | Commercial | OR - Miscellaneous | New | Space Heating | Natural Gas | Furnace | A | Integrated Unit Winter Peak Savings (kW) | Achievable Economic UCT Potential | 0 | 0 | 0 | 0 | 0 | 0 | 0 | 0 | 0 | 0 | 0 | 0 | 0 | 0 | 0 | 0 | 0 | 0 | 0 | 0 | 0 | 0 | 0 | 0 | 0 | 0 | 0
F4_Commercial_OR - Miscellaneous_New_Space Heating_Natural Gas_Furnace_A_Achievable Economic UCT Potential | F4 | Commercial | OR - Miscellaneous | New | Space Heating | Natural Gas | Furnace | A | Incremental Energy Savings (MWh or mTherms) | Achievable Economic UCT Potential | 0 | 0 | 0 | 0 | 0 | 0 | 0 | 0 | 0 | 0 | 0 | 0 | 0 | 0 | 0 | 0 | 0 | 0 | 0 | 0 | 0 | 0 | 0 | 0 | 0 | 0 | 0
F5_Commercial_OR - Miscellaneous_New_Space Heating_Natural Gas_Furnace_A_Achievable Economic UCT Potential | F5 | Commercial | OR - Miscellaneous | New | Space Heating | Natural Gas | Furnace | A | Incremental Summer Peak Savings (MW) | Achievable Economic UCT Potential | 0 | 0 | 0 | 0 | 0 | 0 | 0 | 0 | 0 | 0 | 0 | 0 | 0 | 0 | 0 | 0 | 0 | 0 | 0 | 0 | 0 | 0 | 0 | 0 | 0 | 0 | 0
F6_Commercial_OR - Miscellaneous_New_Space Heating_Natural Gas_Furnace_A_Achievable Economic UCT Potential | F6 | Commercial | OR - Miscellaneous | New | Space Heating | Natural Gas | Furnace | A | Incremental Winter Peak Savings (MW) | Achievable Economic UCT Potential | 0 | 0 | 0 | 0 | 0 | 0 | 0 | 0 | 0 | 0 | 0 | 0 | 0 | 0 | 0 | 0 | 0 | 0 | 0 | 0 | 0 | 0 | 0 | 0 | 0 | 0 | 0
F7_Commercial_OR - Miscellaneous_New_Space Heating_Natural Gas_Furnace_A_Achievable Economic UCT Potential | F7 | Commercial | OR - Miscellaneous | New | Space Heating | Natural Gas | Furnace | A | Cumulative Energy Savings (MWh or mTherms) | Achievable Economic UCT Potential | 0 | 0 | 0 | 0 | 0 | 0 | 0 | 0 | 0 | 0 | 0 | 0 | 0 | 0 | 0 | 0 | 0 | 0 | 0 | 0 | 0 | 0 | 0 | 0 | 0 | 0 | 0
F8_Commercial_OR - Miscellaneous_New_Space Heating_Natural Gas_Furnace_A_Achievable Economic UCT Potential | F8 | Commercial | OR - Miscellaneous | New | Space Heating | Natural Gas | Furnace | A | Cumulative Summer Peak Savings (MW) | Achievable Economic UCT Potential | 0 | 0 | 0 | 0 | 0 | 0 | 0 | 0 | 0 | 0 | 0 | 0 | 0 | 0 | 0 | 0 | 0 | 0 | 0 | 0 | 0 | 0 | 0 | 0 | 0 | 0 | 0
F9_Commercial_OR - Miscellaneous_New_Space Heating_Natural Gas_Furnace_A_Achievable Economic UCT Potential | F9 | Commercial | OR - Miscellaneous | New | Space Heating | Natural Gas | Furnace | A | Cumulative Winter Peak Savings (MW) | Achievable Economic UCT Potential | 0 | 0 | 0 | 0 | 0 | 0 | 0 | 0 | 0 | 0 | 0 | 0 | 0 | 0 | 0 | 0 | 0 | 0 | 0 | 0 | 0 | 0 | 0 | 0 | 0 | 0 | 0
F10_Commercial_OR - Miscellaneous_New_Space Heating_Natural Gas_Furnace_A_Achievable Economic UCT Potential | F10 | Commercial | OR - Miscellaneous | New | Space Heating | Natural Gas | Furnace | A | Purchases (Incremental) | Achievable Economic UCT Potential | 0 | 0 | 0 | 0 | 0 | 0 | 0 | 0 | 0 | 0 | 0 | 0 | 0 | 0 | 0 | 0 | 0 | 0 | 0 | 0 | 0 | 0 | 0 | 0 | 0 | 0 | 0
F11_Commercial_OR - Miscellaneous_New_Space Heating_Natural Gas_Furnace_A_Achievable Economic UCT Potential | F11 | Commercial | OR - Miscellaneous | New | Space Heating | Natural Gas | Furnace | A | Purchases (Cumulative) | Achievable Economic UCT Potential | 0 | 0 | 0 | 0 | 0 | 0 | 0 | 0 | 0 | 0 | 0 | 0 | 0 | 0 | 0 | 0 | 0 | 0 | 0 | 0 | 0 | 0 | 0 | 0 | 0 | 0 | 0
F1_Commercial_OR - Miscellaneous_New_Space Heating_Natural Gas_Boiler_A_Achievable Economic UCT Potential | F1 | Commercial | OR - Miscellaneous | New | Space Heating | Natural Gas | Boiler | A | Integrated Unit Energy Savings (kWh or therms) | Achievable Economic UCT Potential | 0 | 0 | 0 | 0 | 0 | 0 | 0 | 0 | 0 | 0 | 0 | 0 | 0 | 0 | 0 | 0 | 0 | 0 | 0 | 0 | 0 | 0 | 0 | 0 | 0 | 0 | 0
F2_Commercial_OR - Miscellaneous_New_Space Heating_Natural Gas_Boiler_A_Achievable Economic UCT Potential | F2 | Commercial | OR - Miscellaneous | New | Space Heating | Natural Gas | Boiler | A | Integrated Unit Summer Peak Savings (kW) | Achievable Economic UCT Potential | 0 | 0 | 0 | 0 | 0 | 0 | 0 | 0 | 0 | 0 | 0 | 0 | 0 | 0 | 0 | 0 | 0 | 0 | 0 | 0 | 0 | 0 | 0 | 0 | 0 | 0 | 0
F3_Commercial_OR - Miscellaneous_New_Space Heating_Natural Gas_Boiler_A_Achievable Economic UCT Potential | F3 | Commercial | OR - Miscellaneous | New | Space Heating | Natural Gas | Boiler | A | Integrated Unit Winter Peak Savings (kW) | Achievable Economic UCT Potential | 0 | 0 | 0 | 0 | 0 | 0 | 0 | 0 | 0 | 0 | 0 | 0 | 0 | 0 | 0 | 0 | 0 | 0 | 0 | 0 | 0 | 0 | 0 | 0 | 0 | 0 | 0
F4_Commercial_OR - Miscellaneous_New_Space Heating_Natural Gas_Boiler_A_Achievable Economic UCT Potential | F4 | Commercial | OR - Miscellaneous | New | Space Heating | Natural Gas | Boiler | A | Incremental Energy Savings (MWh or mTherms) | Achievable Economic UCT Potential | 0 | 0 | 0 | 0 | 0 | 0 | 0 | 0 | 0 | 0 | 0 | 0 | 0 | 0 | 0 | 0 | 0 | 0 | 0 | 0 | 0 | 0 | 0 | 0 | 0 | 0 | 0
F5_Commercial_OR - Miscellaneous_New_Space Heating_Natural Gas_Boiler_A_Achievable Economic UCT Potential | F5 | Commercial | OR - Miscellaneous | New | Space Heating | Natural Gas | Boiler | A | Incremental Summer Peak Savings (MW) | Achievable Economic UCT Potential | 0 | 0 | 0 | 0 | 0 | 0 | 0 | 0 | 0 | 0 | 0 | 0 | 0 | 0 | 0 | 0 | 0 | 0 | 0 | 0 | 0 | 0 | 0 | 0 | 0 | 0 | 0
F6_Commercial_OR - Miscellaneous_New_Space Heating_Natural Gas_Boiler_A_Achievable Economic UCT Potential | F6 | Commercial | OR - Miscellaneous | New | Space Heating | Natural Gas | Boiler | A | Incremental Winter Peak Savings (MW) | Achievable Economic UCT Potential | 0 | 0 | 0 | 0 | 0 | 0 | 0 | 0 | 0 | 0 | 0 | 0 | 0 | 0 | 0 | 0 | 0 | 0 | 0 | 0 | 0 | 0 | 0 | 0 | 0 | 0 | 0
F7_Commercial_OR - Miscellaneous_New_Space Heating_Natural Gas_Boiler_A_Achievable Economic UCT Potential | F7 | Commercial | OR - Miscellaneous | New | Space Heating | Natural Gas | Boiler | A | Cumulative Energy Savings (MWh or mTherms) | Achievable Economic UCT Potential | 0 | 0 | 0 | 0 | 0 | 0 | 0 | 0 | 0 | 0 | 0 | 0 | 0 | 0 | 0 | 0 | 0 | 0 | 0 | 0 | 0 | 0 | 0 | 0 | 0 | 0 | 0
F8_Commercial_OR - Miscellaneous_New_Space Heating_Natural Gas_Boiler_A_Achievable Economic UCT Potential | F8 | Commercial | OR - Miscellaneous | New | Space Heating | Natural Gas | Boiler | A | Cumulative Summer Peak Savings (MW) | Achievable Economic UCT Potential | 0 | 0 | 0 | 0 | 0 | 0 | 0 | 0 | 0 | 0 | 0 | 0 | 0 | 0 | 0 | 0 | 0 | 0 | 0 | 0 | 0 | 0 | 0 | 0 | 0 | 0 | 0
F9_Commercial_OR - Miscellaneous_New_Space Heating_Natural Gas_Boiler_A_Achievable Economic UCT Potential | F9 | Commercial | OR - Miscellaneous | New | Space Heating | Natural Gas | Boiler | A | Cumulative Winter Peak Savings (MW) | Achievable Economic UCT Potential | 0 | 0 | 0 | 0 | 0 | 0 | 0 | 0 | 0 | 0 | 0 | 0 | 0 | 0 | 0 | 0 | 0 | 0 | 0 | 0 | 0 | 0 | 0 | 0 | 0 | 0 | 0
F10_Commercial_OR - Miscellaneous_New_Space Heating_Natural Gas_Boiler_A_Achievable Economic UCT Potential | F10 | Commercial | OR - Miscellaneous | New | Space Heating | Natural Gas | Boiler | A | Purchases (Incremental) | Achievable Economic UCT Potential | 0 | 0 | 0 | 0 | 0 | 0 | 0 | 0 | 0 | 0 | 0 | 0 | 0 | 0 | 0 | 0 | 0 | 0 | 0 | 0 | 0 | 0 | 0 | 0 | 0 | 0 | 0
F11_Commercial_OR - Miscellaneous_New_Space Heating_Natural Gas_Boiler_A_Achievable Economic UCT Potential | F11 | Commercial | OR - Miscellaneous | New | Space Heating | Natural Gas | Boiler | A | Purchases (Cumulative) | Achievable Economic UCT Potential | 0 | 0 | 0 | 0 | 0 | 0 | 0 | 0 | 0 | 0 | 0 | 0 | 0 | 0 | 0 | 0 | 0 | 0 | 0 | 0 | 0 | 0 | 0 | 0 | 0 | 0 | 0
F1_Commercial_OR - Miscellaneous_New_Space Heating_Natural Gas_Unit Heater_A_Achievable Economic UCT Potential | F1 | Commercial | OR - Miscellaneous | New | Space Heating | Natural Gas | Unit Heater | A | Integrated Unit Energy Savings (kWh or therms) | Achievable Economic UCT Potential | 0 | 0 | 0 | 0 | 0 | 0 | 0 | 0 | 0 | 0 | 0 | 0 | 0 | 0 | 0 | 0 | 0 | 0 | 0 | 0 | 0 | 0 | 0 | 0 | 0 | 0 | 0
F2_Commercial_OR - Miscellaneous_New_Space Heating_Natural Gas_Unit Heater_A_Achievable Economic UCT Potential | F2 | Commercial | OR - Miscellaneous | New | Space Heating | Natural Gas | Unit Heater | A | Integrated Unit Summer Peak Savings (kW) | Achievable Economic UCT Potential | 0 | 0 | 0 | 0 | 0 | 0 | 0 | 0 | 0 | 0 | 0 | 0 | 0 | 0 | 0 | 0 | 0 | 0 | 0 | 0 | 0 | 0 | 0 | 0 | 0 | 0 | 0
F3_Commercial_OR - Miscellaneous_New_Space Heating_Natural Gas_Unit Heater_A_Achievable Economic UCT Potential | F3 | Commercial | OR - Miscellaneous | New | Space Heating | Natural Gas | Unit Heater | A | Integrated Unit Winter Peak Savings (kW) | Achievable Economic UCT Potential | 0 | 0 | 0 | 0 | 0 | 0 | 0 | 0 | 0 | 0 | 0 | 0 | 0 | 0 | 0 | 0 | 0 | 0 | 0 | 0 | 0 | 0 | 0 | 0 | 0 | 0 | 0
F4_Commercial_OR - Miscellaneous_New_Space Heating_Natural Gas_Unit Heater_A_Achievable Economic UCT Potential | F4 | Commercial | OR - Miscellaneous | New | Space Heating | Natural Gas | Unit Heater | A | Incremental Energy Savings (MWh or mTherms) | Achievable Economic UCT Potential | 0 | 0 | 0 | 0 | 0 | 0 | 0 | 0 | 0 | 0 | 0 | 0 | 0 | 0 | 0 | 0 | 0 | 0 | 0 | 0 | 0 | 0 | 0 | 0 | 0 | 0 | 0
F5_Commercial_OR - Miscellaneous_New_Space Heating_Natural Gas_Unit Heater_A_Achievable Economic UCT Potential | F5 | Commercial | OR - Miscellaneous | New | Space Heating | Natural Gas | Unit Heater | A | Incremental Summer Peak Savings (MW) | Achievable Economic UCT Potential | 0 | 0 | 0 | 0 | 0 | 0 | 0 | 0 | 0 | 0 | 0 | 0 | 0 | 0 | 0 | 0 | 0 | 0 | 0 | 0 | 0 | 0 | 0 | 0 | 0 | 0 | 0
F6_Commercial_OR - Miscellaneous_New_Space Heating_Natural Gas_Unit Heater_A_Achievable Economic UCT Potential | F6 | Commercial | OR - Miscellaneous | New | Space Heating | Natural Gas | Unit Heater | A | Incremental Winter Peak Savings (MW) | Achievable Economic UCT Potential | 0 | 0 | 0 | 0 | 0 | 0 | 0 | 0 | 0 | 0 | 0 | 0 | 0 | 0 | 0 | 0 | 0 | 0 | 0 | 0 | 0 | 0 | 0 | 0 | 0 | 0 | 0
F7_Commercial_OR - Miscellaneous_New_Space Heating_Natural Gas_Unit Heater_A_Achievable Economic UCT Potential | F7 | Commercial | OR - Miscellaneous | New | Space Heating | Natural Gas | Unit Heater | A | Cumulative Energy Savings (MWh or mTherms) | Achievable Economic UCT Potential | 0 | 0 | 0 | 0 | 0 | 0 | 0 | 0 | 0 | 0 | 0 | 0 | 0 | 0 | 0 | 0 | 0 | 0 | 0 | 0 | 0 | 0 | 0 | 0 | 0 | 0 | 0
F8_Commercial_OR - Miscellaneous_New_Space Heating_Natural Gas_Unit Heater_A_Achievable Economic UCT Potential | F8 | Commercial | OR - Miscellaneous | New | Space Heating | Natural Gas | Unit Heater | A | Cumulative Summer Peak Savings (MW) | Achievable Economic UCT Potential | 0 | 0 | 0 | 0 | 0 | 0 | 0 | 0 | 0 | 0 | 0 | 0 | 0 | 0 | 0 | 0 | 0 | 0 | 0 | 0 | 0 | 0 | 0 | 0 | 0 | 0 | 0
F9_Commercial_OR - Miscellaneous_New_Space Heating_Natural Gas_Unit Heater_A_Achievable Economic UCT Potential | F9 | Commercial | OR - Miscellaneous | New | Space Heating | Natural Gas | Unit Heater | A | Cumulative Winter Peak Savings (MW) | Achievable Economic UCT Potential | 0 | 0 | 0 | 0 | 0 | 0 | 0 | 0 | 0 | 0 | 0 | 0 | 0 | 0 | 0 | 0 | 0 | 0 | 0 | 0 | 0 | 0 | 0 | 0 | 0 | 0 | 0
F10_Commercial_OR - Miscellaneous_New_Space Heating_Natural Gas_Unit Heater_A_Achievable Economic UCT Potential | F10 | Commercial | OR - Miscellaneous | New | Space Heating | Natural Gas | Unit Heater | A | Purchases (Incremental) | Achievable Economic UCT Potential | 0 | 0 | 0 | 0 | 0 | 0 | 0 | 0 | 0 | 0 | 0 | 0 | 0 | 0 | 0 | 0 | 0 | 0 | 0 | 0 | 0 | 0 | 0 | 0 | 0 | 0 | 0
F11_Commercial_OR - Miscellaneous_New_Space Heating_Natural Gas_Unit Heater_A_Achievable Economic UCT Potential | F11 | Commercial | OR - Miscellaneous | New | Space Heating | Natural Gas | Unit Heater | A | Purchases (Cumulative) | Achievable Economic UCT Potential | 0 | 0 | 0 | 0 | 0 | 0 | 0 | 0 | 0 | 0 | 0 | 0 | 0 | 0 | 0 | 0 | 0 | 0 | 0 | 0 | 0 | 0 | 0 | 0 | 0 | 0 | 0
F1_Commercial_OR - Miscellaneous_New_Water Heating_Natural Gas_Water Heater_A_Achievable Economic UCT Potential | F1 | Commercial | OR - Miscellaneous | New | Water Heating | Natural Gas | Water Heater | A | Integrated Unit Energy Savings (kWh or therms) | Achievable Economic UCT Potential | 0 | 0 | 0 | 0 | 0 | 0 | 0 | 0 | 0 | 0 | 0 | 0 | 0 | 0 | 0 | 0 | 0 | 0 | 0 | 0 | 0 | 0 | 0 | 0 | 0 | 0 | 0
F2_Commercial_OR - Miscellaneous_New_Water Heating_Natural Gas_Water Heater_A_Achievable Economic UCT Potential | F2 | Commercial | OR - Miscellaneous | New | Water Heating | Natural Gas | Water Heater | A | Integrated Unit Summer Peak Savings (kW) | Achievable Economic UCT Potential | 0 | 0 | 0 | 0 | 0 | 0 | 0 | 0 | 0 | 0 | 0 | 0 | 0 | 0 | 0 | 0 | 0 | 0 | 0 | 0 | 0 | 0 | 0 | 0 | 0 | 0 | 0
F3_Commercial_OR - Miscellaneous_New_Water Heating_Natural Gas_Water Heater_A_Achievable Economic UCT Potential | F3 | Commercial | OR - Miscellaneous | New | Water Heating | Natural Gas | Water Heater | A | Integrated Unit Winter Peak Savings (kW) | Achievable Economic UCT Potential | 0 | 0 | 0 | 0 | 0 | 0 | 0 | 0 | 0 | 0 | 0 | 0 | 0 | 0 | 0 | 0 | 0 | 0 | 0 | 0 | 0 | 0 | 0 | 0 | 0 | 0 | 0
F4_Commercial_OR - Miscellaneous_New_Water Heating_Natural Gas_Water Heater_A_Achievable Economic UCT Potential | F4 | Commercial | OR - Miscellaneous | New | Water Heating | Natural Gas | Water Heater | A | Incremental Energy Savings (MWh or mTherms) | Achievable Economic UCT Potential | 0 | 0 | 0 | 0 | 0 | 0 | 0 | 0 | 0 | 0 | 0 | 0 | 0 | 0 | 0 | 0 | 0 | 0 | 0 | 0 | 0 | 0 | 0 | 0 | 0 | 0 | 0
F5_Commercial_OR - Miscellaneous_New_Water Heating_Natural Gas_Water Heater_A_Achievable Economic UCT Potential | F5 | Commercial | OR - Miscellaneous | New | Water Heating | Natural Gas | Water Heater | A | Incremental Summer Peak Savings (MW) | Achievable Economic UCT Potential | 0 | 0 | 0 | 0 | 0 | 0 | 0 | 0 | 0 | 0 | 0 | 0 | 0 | 0 | 0 | 0 | 0 | 0 | 0 | 0 | 0 | 0 | 0 | 0 | 0 | 0 | 0
F6_Commercial_OR - Miscellaneous_New_Water Heating_Natural Gas_Water Heater_A_Achievable Economic UCT Potential | F6 | Commercial | OR - Miscellaneous | New | Water Heating | Natural Gas | Water Heater | A | Incremental Winter Peak Savings (MW) | Achievable Economic UCT Potential | 0 | 0 | 0 | 0 | 0 | 0 | 0 | 0 | 0 | 0 | 0 | 0 | 0 | 0 | 0 | 0 | 0 | 0 | 0 | 0 | 0 | 0 | 0 | 0 | 0 | 0 | 0
F7_Commercial_OR - Miscellaneous_New_Water Heating_Natural Gas_Water Heater_A_Achievable Economic UCT Potential | F7 | Commercial | OR - Miscellaneous | New | Water Heating | Natural Gas | Water Heater | A | Cumulative Energy Savings (MWh or mTherms) | Achievable Economic UCT Potential | 0 | 0 | 0 | 0 | 0 | 0 | 0 | 0 | 0 | 0 | 0 | 0 | 0 | 0 | 0 | 0 | 0 | 0 | 0 | 0 | 0 | 0 | 0 | 0 | 0 | 0 | 0
F8_Commercial_OR - Miscellaneous_New_Water Heating_Natural Gas_Water Heater_A_Achievable Economic UCT Potential | F8 | Commercial | OR - Miscellaneous | New | Water Heating | Natural Gas | Water Heater | A | Cumulative Summer Peak Savings (MW) | Achievable Economic UCT Potential | 0 | 0 | 0 | 0 | 0 | 0 | 0 | 0 | 0 | 0 | 0 | 0 | 0 | 0 | 0 | 0 | 0 | 0 | 0 | 0 | 0 | 0 | 0 | 0 | 0 | 0 | 0
F9_Commercial_OR - Miscellaneous_New_Water Heating_Natural Gas_Water Heater_A_Achievable Economic UCT Potential | F9 | Commercial | OR - Miscellaneous | New | Water Heating | Natural Gas | Water Heater | A | Cumulative Winter Peak Savings (MW) | Achievable Economic UCT Potential | 0 | 0 | 0 | 0 | 0 | 0 | 0 | 0 | 0 | 0 | 0 | 0 | 0 | 0 | 0 | 0 | 0 | 0 | 0 | 0 | 0 | 0 | 0 | 0 | 0 | 0 | 0
F10_Commercial_OR - Miscellaneous_New_Water Heating_Natural Gas_Water Heater_A_Achievable Economic UCT Potential | F10 | Commercial | OR - Miscellaneous | New | Water Heating | Natural Gas | Water Heater | A | Purchases (Incremental) | Achievable Economic UCT Potential | 0 | 0 | 0 | 0 | 0 | 0 | 0 | 0 | 0 | 0 | 0 | 0 | 0 | 0 | 0 | 0 | 0 | 0 | 0 | 0 | 0 | 0 | 0 | 0 | 0 | 0 | 0
F11_Commercial_OR - Miscellaneous_New_Water Heating_Natural Gas_Water Heater_A_Achievable Economic UCT Potential | F11 | Commercial | OR - Miscellaneous | New | Water Heating | Natural Gas | Water Heater | A | Purchases (Cumulative) | Achievable Economic UCT Potential | 0 | 0 | 0 | 0 | 0 | 0 | 0 | 0 | 0 | 0 | 0 | 0 | 0 | 0 | 0 | 0 | 0 | 0 | 0 | 0 | 0 | 0 | 0 | 0 | 0 | 0 | 0
F1_Commercial_OR - Miscellaneous_New_Food Preparation_Natural Gas_Oven_A_Achievable Economic UCT Potential | F1 | Commercial | OR - Miscellaneous | New | Food Preparation | Natural Gas | Oven | A | Integrated Unit Energy Savings (kWh or therms) | Achievable Economic UCT Potential | 0 | 0 | 0 | 0 | 0 | 0 | 0 | 0 | 0 | 0 | 0 | 0 | 0 | 0 | 0 | 0 | 0 | 0 | 0 | 0 | 0 | 0 | 0 | 0 | 0 | 0 | 0
F2_Commercial_OR - Miscellaneous_New_Food Preparation_Natural Gas_Oven_A_Achievable Economic UCT Potential | F2 | Commercial | OR - Miscellaneous | New | Food Preparation | Natural Gas | Oven | A | Integrated Unit Summer Peak Savings (kW) | Achievable Economic UCT Potential | 0 | 0 | 0 | 0 | 0 | 0 | 0 | 0 | 0 | 0 | 0 | 0 | 0 | 0 | 0 | 0 | 0 | 0 | 0 | 0 | 0 | 0 | 0 | 0 | 0 | 0 | 0
F3_Commercial_OR - Miscellaneous_New_Food Preparation_Natural Gas_Oven_A_Achievable Economic UCT Potential | F3 | Commercial | OR - Miscellaneous | New | Food Preparation | Natural Gas | Oven | A | Integrated Unit Winter Peak Savings (kW) | Achievable Economic UCT Potential | 0 | 0 | 0 | 0 | 0 | 0 | 0 | 0 | 0 | 0 | 0 | 0 | 0 | 0 | 0 | 0 | 0 | 0 | 0 | 0 | 0 | 0 | 0 | 0 | 0 | 0 | 0
F4_Commercial_OR - Miscellaneous_New_Food Preparation_Natural Gas_Oven_A_Achievable Economic UCT Potential | F4 | Commercial | OR - Miscellaneous | New | Food Preparation | Natural Gas | Oven | A | Incremental Energy Savings (MWh or mTherms) | Achievable Economic UCT Potential | 0 | 0 | 0 | 0 | 0 | 0 | 0 | 0 | 0 | 0 | 0 | 0 | 0 | 0 | 0 | 0 | 0 | 0 | 0 | 0 | 0 | 0 | 0 | 0 | 0 | 0 | 0
F5_Commercial_OR - Miscellaneous_New_Food Preparation_Natural Gas_Oven_A_Achievable Economic UCT Potential | F5 | Commercial | OR - Miscellaneous | New | Food Preparation | Natural Gas | Oven | A | Incremental Summer Peak Savings (MW) | Achievable Economic UCT Potential | 0 | 0 | 0 | 0 | 0 | 0 | 0 | 0 | 0 | 0 | 0 | 0 | 0 | 0 | 0 | 0 | 0 | 0 | 0 | 0 | 0 | 0 | 0 | 0 | 0 | 0 | 0
F6_Commercial_OR - Miscellaneous_New_Food Preparation_Natural Gas_Oven_A_Achievable Economic UCT Potential | F6 | Commercial | OR - Miscellaneous | New | Food Preparation | Natural Gas | Oven | A | Incremental Winter Peak Savings (MW) | Achievable Economic UCT Potential | 0 | 0 | 0 | 0 | 0 | 0 | 0 | 0 | 0 | 0 | 0 | 0 | 0 | 0 | 0 | 0 | 0 | 0 | 0 | 0 | 0 | 0 | 0 | 0 | 0 | 0 | 0
F7_Commercial_OR - Miscellaneous_New_Food Preparation_Natural Gas_Oven_A_Achievable Economic UCT Potential | F7 | Commercial | OR - Miscellaneous | New | Food Preparation | Natural Gas | Oven | A | Cumulative Energy Savings (MWh or mTherms) | Achievable Economic UCT Potential | 0 | 0 | 0 | 0 | 0 | 0 | 0 | 0 | 0 | 0 | 0 | 0 | 0 | 0 | 0 | 0 | 0 | 0 | 0 | 0 | 0 | 0 | 0 | 0 | 0 | 0 | 0
F8_Commercial_OR - Miscellaneous_New_Food Preparation_Natural Gas_Oven_A_Achievable Economic UCT Potential | F8 | Commercial | OR - Miscellaneous | New | Food Preparation | Natural Gas | Oven | A | Cumulative Summer Peak Savings (MW) | Achievable Economic UCT Potential | 0 | 0 | 0 | 0 | 0 | 0 | 0 | 0 | 0 | 0 | 0 | 0 | 0 | 0 | 0 | 0 | 0 | 0 | 0 | 0 | 0 | 0 | 0 | 0 | 0 | 0 | 0
F9_Commercial_OR - Miscellaneous_New_Food Preparation_Natural Gas_Oven_A_Achievable Economic UCT Potential | F9 | Commercial | OR - Miscellaneous | New | Food Preparation | Natural Gas | Oven | A | Cumulative Winter Peak Savings (MW) | Achievable Economic UCT Potential | 0 | 0 | 0 | 0 | 0 | 0 | 0 | 0 | 0 | 0 | 0 | 0 | 0 | 0 | 0 | 0 | 0 | 0 | 0 | 0 | 0 | 0 | 0 | 0 | 0 | 0 | 0
F10_Commercial_OR - Miscellaneous_New_Food Preparation_Natural Gas_Oven_A_Achievable Economic UCT Potential | F10 | Commercial | OR - Miscellaneous | New | Food Preparation | Natural Gas | Oven | A | Purchases (Incremental) | Achievable Economic UCT Potential | 0 | 0 | 0 | 0 | 0 | 0 | 0 | 0 | 0 | 0 | 0 | 0 | 0 | 0 | 0 | 0 | 0 | 0 | 0 | 0 | 0 | 0 | 0 | 0 | 0 | 0 | 0
F11_Commercial_OR - Miscellaneous_New_Food Preparation_Natural Gas_Oven_A_Achievable Economic UCT Potential | F11 | Commercial | OR - Miscellaneous | New | Food Preparation | Natural Gas | Oven | A | Purchases (Cumulative) | Achievable Economic UCT Potential | 0 | 0 | 0 | 0 | 0 | 0 | 0 | 0 | 0 | 0 | 0 | 0 | 0 | 0 | 0 | 0 | 0 | 0 | 0 | 0 | 0 | 0 | 0 | 0 | 0 | 0 | 0
F1_Commercial_OR - Miscellaneous_New_Food Preparation_Natural Gas_Conveyor Oven_A_Achievable Economic UCT Potential | F1 | Commercial | OR - Miscellaneous | New | Food Preparation | Natural Gas | Conveyor Oven | A | Integrated Unit Energy Savings (kWh or therms) | Achievable Economic UCT Potential | 0 | 0 | 0 | 0 | 0 | 0 | 0 | 0 | 0 | 0 | 0 | 0 | 0 | 0 | 0 | 0 | 0 | 0 | 0 | 0 | 0 | 0 | 0 | 0 | 0 | 0 | 0
F2_Commercial_OR - Miscellaneous_New_Food Preparation_Natural Gas_Conveyor Oven_A_Achievable Economic UCT Potential | F2 | Commercial | OR - Miscellaneous | New | Food Preparation | Natural Gas | Conveyor Oven | A | Integrated Unit Summer Peak Savings (kW) | Achievable Economic UCT Potential | 0 | 0 | 0 | 0 | 0 | 0 | 0 | 0 | 0 | 0 | 0 | 0 | 0 | 0 | 0 | 0 | 0 | 0 | 0 | 0 | 0 | 0 | 0 | 0 | 0 | 0 | 0
F3_Commercial_OR - Miscellaneous_New_Food Preparation_Natural Gas_Conveyor Oven_A_Achievable Economic UCT Potential | F3 | Commercial | OR - Miscellaneous | New | Food Preparation | Natural Gas | Conveyor Oven | A | Integrated Unit Winter Peak Savings (kW) | Achievable Economic UCT Potential | 0 | 0 | 0 | 0 | 0 | 0 | 0 | 0 | 0 | 0 | 0 | 0 | 0 | 0 | 0 | 0 | 0 | 0 | 0 | 0 | 0 | 0 | 0 | 0 | 0 | 0 | 0
F4_Commercial_OR - Miscellaneous_New_Food Preparation_Natural Gas_Conveyor Oven_A_Achievable Economic UCT Potential | F4 | Commercial | OR - Miscellaneous | New | Food Preparation | Natural Gas | Conveyor Oven | A | Incremental Energy Savings (MWh or mTherms) | Achievable Economic UCT Potential | 0 | 0 | 0 | 0 | 0 | 0 | 0 | 0 | 0 | 0 | 0 | 0 | 0 | 0 | 0 | 0 | 0 | 0 | 0 | 0 | 0 | 0 | 0 | 0 | 0 | 0 | 0
F5_Commercial_OR - Miscellaneous_New_Food Preparation_Natural Gas_Conveyor Oven_A_Achievable Economic UCT Potential | F5 | Commercial | OR - Miscellaneous | New | Food Preparation | Natural Gas | Conveyor Oven | A | Incremental Summer Peak Savings (MW) | Achievable Economic UCT Potential | 0 | 0 | 0 | 0 | 0 | 0 | 0 | 0 | 0 | 0 | 0 | 0 | 0 | 0 | 0 | 0 | 0 | 0 | 0 | 0 | 0 | 0 | 0 | 0 | 0 | 0 | 0
F6_Commercial_OR - Miscellaneous_New_Food Preparation_Natural Gas_Conveyor Oven_A_Achievable Economic UCT Potential | F6 | Commercial | OR - Miscellaneous | New | Food Preparation | Natural Gas | Conveyor Oven | A | Incremental Winter Peak Savings (MW) | Achievable Economic UCT Potential | 0 | 0 | 0 | 0 | 0 | 0 | 0 | 0 | 0 | 0 | 0 | 0 | 0 | 0 | 0 | 0 | 0 | 0 | 0 | 0 | 0 | 0 | 0 | 0 | 0 | 0 | 0
F7_Commercial_OR - Miscellaneous_New_Food Preparation_Natural Gas_Conveyor Oven_A_Achievable Economic UCT Potential | F7 | Commercial | OR - Miscellaneous | New | Food Preparation | Natural Gas | Conveyor Oven | A | Cumulative Energy Savings (MWh or mTherms) | Achievable Economic UCT Potential | 0 | 0 | 0 | 0 | 0 | 0 | 0 | 0 | 0 | 0 | 0 | 0 | 0 | 0 | 0 | 0 | 0 | 0 | 0 | 0 | 0 | 0 | 0 | 0 | 0 | 0 | 0
F8_Commercial_OR - Miscellaneous_New_Food Preparation_Natural Gas_Conveyor Oven_A_Achievable Economic UCT Potential | F8 | Commercial | OR - Miscellaneous | New | Food Preparation | Natural Gas | Conveyor Oven | A | Cumulative Summer Peak Savings (MW) | Achievable Economic UCT Potential | 0 | 0 | 0 | 0 | 0 | 0 | 0 | 0 | 0 | 0 | 0 | 0 | 0 | 0 | 0 | 0 | 0 | 0 | 0 | 0 | 0 | 0 | 0 | 0 | 0 | 0 | 0
F9_Commercial_OR - Miscellaneous_New_Food Preparation_Natural Gas_Conveyor Oven_A_Achievable Economic UCT Potential | F9 | Commercial | OR - Miscellaneous | New | Food Preparation | Natural Gas | Conveyor Oven | A | Cumulative Winter Peak Savings (MW) | Achievable Economic UCT Potential | 0 | 0 | 0 | 0 | 0 | 0 | 0 | 0 | 0 | 0 | 0 | 0 | 0 | 0 | 0 | 0 | 0 | 0 | 0 | 0 | 0 | 0 | 0 | 0 | 0 | 0 | 0
F10_Commercial_OR - Miscellaneous_New_Food Preparation_Natural Gas_Conveyor Oven_A_Achievable Economic UCT Potential | F10 | Commercial | OR - Miscellaneous | New | Food Preparation | Natural Gas | Conveyor Oven | A | Purchases (Incremental) | Achievable Economic UCT Potential | 0 | 0 | 0 | 0 | 0 | 0 | 0 | 0 | 0 | 0 | 0 | 0 | 0 | 0 | 0 | 0 | 0 | 0 | 0 | 0 | 0 | 0 | 0 | 0 | 0 | 0 | 0
F11_Commercial_OR - Miscellaneous_New_Food Preparation_Natural Gas_Conveyor Oven_A_Achievable Economic UCT Potential | F11 | Commercial | OR - Miscellaneous | New | Food Preparation | Natural Gas | Conveyor Oven | A | Purchases (Cumulative) | Achievable Economic UCT Potential | 0 | 0 | 0 | 0 | 0 | 0 | 0 | 0 | 0 | 0 | 0 | 0 | 0 | 0 | 0 | 0 | 0 | 0 | 0 | 0 | 0 | 0 | 0 | 0 | 0 | 0 | 0
F1_Commercial_OR - Miscellaneous_New_Food Preparation_Natural Gas_Double Rack Oven_A_Achievable Economic UCT Potential | F1 | Commercial | OR - Miscellaneous | New | Food Preparation | Natural Gas | Double Rack Oven | A | Integrated Unit Energy Savings (kWh or therms) | Achievable Economic UCT Potential | 0 | 0 | 0 | 0 | 0 | 0 | 0 | 0 | 0 | 0 | 0 | 0 | 0 | 0 | 0 | 0 | 0 | 0 | 0 | 0 | 0 | 0 | 0 | 0 | 0 | 0 | 0
F2_Commercial_OR - Miscellaneous_New_Food Preparation_Natural Gas_Double Rack Oven_A_Achievable Economic UCT Potential | F2 | Commercial | OR - Miscellaneous | New | Food Preparation | Natural Gas | Double Rack Oven | A | Integrated Unit Summer Peak Savings (kW) | Achievable Economic UCT Potential | 0 | 0 | 0 | 0 | 0 | 0 | 0 | 0 | 0 | 0 | 0 | 0 | 0 | 0 | 0 | 0 | 0 | 0 | 0 | 0 | 0 | 0 | 0 | 0 | 0 | 0 | 0
F3_Commercial_OR - Miscellaneous_New_Food Preparation_Natural Gas_Double Rack Oven_A_Achievable Economic UCT Potential | F3 | Commercial | OR - Miscellaneous | New | Food Preparation | Natural Gas | Double Rack Oven | A | Integrated Unit Winter Peak Savings (kW) | Achievable Economic UCT Potential | 0 | 0 | 0 | 0 | 0 | 0 | 0 | 0 | 0 | 0 | 0 | 0 | 0 | 0 | 0 | 0 | 0 | 0 | 0 | 0 | 0 | 0 | 0 | 0 | 0 | 0 | 0
F4_Commercial_OR - Miscellaneous_New_Food Preparation_Natural Gas_Double Rack Oven_A_Achievable Economic UCT Potential | F4 | Commercial | OR - Miscellaneous | New | Food Preparation | Natural Gas | Double Rack Oven | A | Incremental Energy Savings (MWh or mTherms) | Achievable Economic UCT Potential | 0 | 0 | 0 | 0 | 0 | 0 | 0 | 0 | 0 | 0 | 0 | 0 | 0 | 0 | 0 | 0 | 0 | 0 | 0 | 0 | 0 | 0 | 0 | 0 | 0 | 0 | 0
F5_Commercial_OR - Miscellaneous_New_Food Preparation_Natural Gas_Double Rack Oven_A_Achievable Economic UCT Potential | F5 | Commercial | OR - Miscellaneous | New | Food Preparation | Natural Gas | Double Rack Oven | A | Incremental Summer Peak Savings (MW) | Achievable Economic UCT Potential | 0 | 0 | 0 | 0 | 0 | 0 | 0 | 0 | 0 | 0 | 0 | 0 | 0 | 0 | 0 | 0 | 0 | 0 | 0 | 0 | 0 | 0 | 0 | 0 | 0 | 0 | 0
F6_Commercial_OR - Miscellaneous_New_Food Preparation_Natural Gas_Double Rack Oven_A_Achievable Economic UCT Potential | F6 | Commercial | OR - Miscellaneous | New | Food Preparation | Natural Gas | Double Rack Oven | A | Incremental Winter Peak Savings (MW) | Achievable Economic UCT Potential | 0 | 0 | 0 | 0 | 0 | 0 | 0 | 0 | 0 | 0 | 0 | 0 | 0 | 0 | 0 | 0 | 0 | 0 | 0 | 0 | 0 | 0 | 0 | 0 | 0 | 0 | 0
F7_Commercial_OR - Miscellaneous_New_Food Preparation_Natural Gas_Double Rack Oven_A_Achievable Economic UCT Potential | F7 | Commercial | OR - Miscellaneous | New | Food Preparation | Natural Gas | Double Rack Oven | A | Cumulative Energy Savings (MWh or mTherms) | Achievable Economic UCT Potential | 0 | 0 | 0 | 0 | 0 | 0 | 0 | 0 | 0 | 0 | 0 | 0 | 0 | 0 | 0 | 0 | 0 | 0 | 0 | 0 | 0 | 0 | 0 | 0 | 0 | 0 | 0
F8_Commercial_OR - Miscellaneous_New_Food Preparation_Natural Gas_Double Rack Oven_A_Achievable Economic UCT Potential | F8 | Commercial | OR - Miscellaneous | New | Food Preparation | Natural Gas | Double Rack Oven | A | Cumulative Summer Peak Savings (MW) | Achievable Economic UCT Potential | 0 | 0 | 0 | 0 | 0 | 0 | 0 | 0 | 0 | 0 | 0 | 0 | 0 | 0 | 0 | 0 | 0 | 0 | 0 | 0 | 0 | 0 | 0 | 0 | 0 | 0 | 0
F9_Commercial_OR - Miscellaneous_New_Food Preparation_Natural Gas_Double Rack Oven_A_Achievable Economic UCT Potential | F9 | Commercial | OR - Miscellaneous | New | Food Preparation | Natural Gas | Double Rack Oven | A | Cumulative Winter Peak Savings (MW) | Achievable Economic UCT Potential | 0 | 0 | 0 | 0 | 0 | 0 | 0 | 0 | 0 | 0 | 0 | 0 | 0 | 0 | 0 | 0 | 0 | 0 | 0 | 0 | 0 | 0 | 0 | 0 | 0 | 0 | 0
F10_Commercial_OR - Miscellaneous_New_Food Preparation_Natural Gas_Double Rack Oven_A_Achievable Economic UCT Potential | F10 | Commercial | OR - Miscellaneous | New | Food Preparation | Natural Gas | Double Rack Oven | A | Purchases (Incremental) | Achievable Economic UCT Potential | 0 | 0 | 0 | 0 | 0 | 0 | 0 | 0 | 0 | 0 | 0 | 0 | 0 | 0 | 0 | 0 | 0 | 0 | 0 | 0 | 0 | 0 | 0 | 0 | 0 | 0 | 0
F11_Commercial_OR - Miscellaneous_New_Food Preparation_Natural Gas_Double Rack Oven_A_Achievable Economic UCT Potential | F11 | Commercial | OR - Miscellaneous | New | Food Preparation | Natural Gas | Double Rack Oven | A | Purchases (Cumulative) | Achievable Economic UCT Potential | 0 | 0 | 0 | 0 | 0 | 0 | 0 | 0 | 0 | 0 | 0 | 0 | 0 | 0 | 0 | 0 | 0 | 0 | 0 | 0 | 0 | 0 | 0 | 0 | 0 | 0 | 0
F1_Commercial_OR - Miscellaneous_New_Food Preparation_Natural Gas_Fryer_A_Achievable Economic UCT Potential | F1 | Commercial | OR - Miscellaneous | New | Food Preparation | Natural Gas | Fryer | A | Integrated Unit Energy Savings (kWh or therms) | Achievable Economic UCT Potential | 0 | 0 | 0 | 0 | 0 | 0 | 0 | 0 | 0 | 0 | 0 | 0 | 0 | 0 | 0 | 0 | 0 | 0 | 0 | 0 | 0 | 0 | 0 | 0 | 0 | 0 | 0
F2_Commercial_OR - Miscellaneous_New_Food Preparation_Natural Gas_Fryer_A_Achievable Economic UCT Potential | F2 | Commercial | OR - Miscellaneous | New | Food Preparation | Natural Gas | Fryer | A | Integrated Unit Summer Peak Savings (kW) | Achievable Economic UCT Potential | 0 | 0 | 0 | 0 | 0 | 0 | 0 | 0 | 0 | 0 | 0 | 0 | 0 | 0 | 0 | 0 | 0 | 0 | 0 | 0 | 0 | 0 | 0 | 0 | 0 | 0 | 0
F3_Commercial_OR - Miscellaneous_New_Food Preparation_Natural Gas_Fryer_A_Achievable Economic UCT Potential | F3 | Commercial | OR - Miscellaneous | New | Food Preparation | Natural Gas | Fryer | A | Integrated Unit Winter Peak Savings (kW) | Achievable Economic UCT Potential | 0 | 0 | 0 | 0 | 0 | 0 | 0 | 0 | 0 | 0 | 0 | 0 | 0 | 0 | 0 | 0 | 0 | 0 | 0 | 0 | 0 | 0 | 0 | 0 | 0 | 0 | 0
F4_Commercial_OR - Miscellaneous_New_Food Preparation_Natural Gas_Fryer_A_Achievable Economic UCT Potential | F4 | Commercial | OR - Miscellaneous | New | Food Preparation | Natural Gas | Fryer | A | Incremental Energy Savings (MWh or mTherms) | Achievable Economic UCT Potential | 0 | 0 | 0 | 0 | 0 | 0 | 0 | 0 | 0 | 0 | 0 | 0 | 0 | 0 | 0 | 0 | 0 | 0 | 0 | 0 | 0 | 0 | 0 | 0 | 0 | 0 | 0
F5_Commercial_OR - Miscellaneous_New_Food Preparation_Natural Gas_Fryer_A_Achievable Economic UCT Potential | F5 | Commercial | OR - Miscellaneous | New | Food Preparation | Natural Gas | Fryer | A | Incremental Summer Peak Savings (MW) | Achievable Economic UCT Potential | 0 | 0 | 0 | 0 | 0 | 0 | 0 | 0 | 0 | 0 | 0 | 0 | 0 | 0 | 0 | 0 | 0 | 0 | 0 | 0 | 0 | 0 | 0 | 0 | 0 | 0 | 0
F6_Commercial_OR - Miscellaneous_New_Food Preparation_Natural Gas_Fryer_A_Achievable Economic UCT Potential | F6 | Commercial | OR - Miscellaneous | New | Food Preparation | Natural Gas | Fryer | A | Incremental Winter Peak Savings (MW) | Achievable Economic UCT Potential | 0 | 0 | 0 | 0 | 0 | 0 | 0 | 0 | 0 | 0 | 0 | 0 | 0 | 0 | 0 | 0 | 0 | 0 | 0 | 0 | 0 | 0 | 0 | 0 | 0 | 0 | 0
F7_Commercial_OR - Miscellaneous_New_Food Preparation_Natural Gas_Fryer_A_Achievable Economic UCT Potential | F7 | Commercial | OR - Miscellaneous | New | Food Preparation | Natural Gas | Fryer | A | Cumulative Energy Savings (MWh or mTherms) | Achievable Economic UCT Potential | 0 | 0 | 0 | 0 | 0 | 0 | 0 | 0 | 0 | 0 | 0 | 0 | 0 | 0 | 0 | 0 | 0 | 0 | 0 | 0 | 0 | 0 | 0 | 0 | 0 | 0 | 0
F8_Commercial_OR - Miscellaneous_New_Food Preparation_Natural Gas_Fryer_A_Achievable Economic UCT Potential | F8 | Commercial | OR - Miscellaneous | New | Food Preparation | Natural Gas | Fryer | A | Cumulative Summer Peak Savings (MW) | Achievable Economic UCT Potential | 0 | 0 | 0 | 0 | 0 | 0 | 0 | 0 | 0 | 0 | 0 | 0 | 0 | 0 | 0 | 0 | 0 | 0 | 0 | 0 | 0 | 0 | 0 | 0 | 0 | 0 | 0
F9_Commercial_OR - Miscellaneous_New_Food Preparation_Natural Gas_Fryer_A_Achievable Economic UCT Potential | F9 | Commercial | OR - Miscellaneous | New | Food Preparation | Natural Gas | Fryer | A | Cumulative Winter Peak Savings (MW) | Achievable Economic UCT Potential | 0 | 0 | 0 | 0 | 0 | 0 | 0 | 0 | 0 | 0 | 0 | 0 | 0 | 0 | 0 | 0 | 0 | 0 | 0 | 0 | 0 | 0 | 0 | 0 | 0 | 0 | 0
F10_Commercial_OR - Miscellaneous_New_Food Preparation_Natural Gas_Fryer_A_Achievable Economic UCT Potential | F10 | Commercial | OR - Miscellaneous | New | Food Preparation | Natural Gas | Fryer | A | Purchases (Incremental) | Achievable Economic UCT Potential | 0 | 0 | 0 | 0 | 0 | 0 | 0 | 0 | 0 | 0 | 0 | 0 | 0 | 0 | 0 | 0 | 0 | 0 | 0 | 0 | 0 | 0 | 0 | 0 | 0 | 0 | 0
F11_Commercial_OR - Miscellaneous_New_Food Preparation_Natural Gas_Fryer_A_Achievable Economic UCT Potential | F11 | Commercial | OR - Miscellaneous | New | Food Preparation | Natural Gas | Fryer | A | Purchases (Cumulative) | Achievable Economic UCT Potential | 0 | 0 | 0 | 0 | 0 | 0 | 0 | 0 | 0 | 0 | 0 | 0 | 0 | 0 | 0 | 0 | 0 | 0 | 0 | 0 | 0 | 0 | 0 | 0 | 0 | 0 | 0
F1_Commercial_OR - Miscellaneous_New_Food Preparation_Natural Gas_Broiler_A_Achievable Economic UCT Potential | F1 | Commercial | OR - Miscellaneous | New | Food Preparation | Natural Gas | Broiler | A | Integrated Unit Energy Savings (kWh or therms) | Achievable Economic UCT Potential | 0 | 0 | 0 | 0 | 0 | 0 | 0 | 0 | 0 | 0 | 0 | 0 | 0 | 0 | 0 | 0 | 0 | 0 | 0 | 0 | 0 | 0 | 0 | 0 | 0 | 0 | 0
F2_Commercial_OR - Miscellaneous_New_Food Preparation_Natural Gas_Broiler_A_Achievable Economic UCT Potential | F2 | Commercial | OR - Miscellaneous | New | Food Preparation | Natural Gas | Broiler | A | Integrated Unit Summer Peak Savings (kW) | Achievable Economic UCT Potential | 0 | 0 | 0 | 0 | 0 | 0 | 0 | 0 | 0 | 0 | 0 | 0 | 0 | 0 | 0 | 0 | 0 | 0 | 0 | 0 | 0 | 0 | 0 | 0 | 0 | 0 | 0
F3_Commercial_OR - Miscellaneous_New_Food Preparation_Natural Gas_Broiler_A_Achievable Economic UCT Potential | F3 | Commercial | OR - Miscellaneous | New | Food Preparation | Natural Gas | Broiler | A | Integrated Unit Winter Peak Savings (kW) | Achievable Economic UCT Potential | 0 | 0 | 0 | 0 | 0 | 0 | 0 | 0 | 0 | 0 | 0 | 0 | 0 | 0 | 0 | 0 | 0 | 0 | 0 | 0 | 0 | 0 | 0 | 0 | 0 | 0 | 0
F4_Commercial_OR - Miscellaneous_New_Food Preparation_Natural Gas_Broiler_A_Achievable Economic UCT Potential | F4 | Commercial | OR - Miscellaneous | New | Food Preparation | Natural Gas | Broiler | A | Incremental Energy Savings (MWh or mTherms) | Achievable Economic UCT Potential | 0 | 0 | 0 | 0 | 0 | 0 | 0 | 0 | 0 | 0 | 0 | 0 | 0 | 0 | 0 | 0 | 0 | 0 | 0 | 0 | 0 | 0 | 0 | 0 | 0 | 0 | 0
F5_Commercial_OR - Miscellaneous_New_Food Preparation_Natural Gas_Broiler_A_Achievable Economic UCT Potential | F5 | Commercial | OR - Miscellaneous | New | Food Preparation | Natural Gas | Broiler | A | Incremental Summer Peak Savings (MW) | Achievable Economic UCT Potential | 0 | 0 | 0 | 0 | 0 | 0 | 0 | 0 | 0 | 0 | 0 | 0 | 0 | 0 | 0 | 0 | 0 | 0 | 0 | 0 | 0 | 0 | 0 | 0 | 0 | 0 | 0
F6_Commercial_OR - Miscellaneous_New_Food Preparation_Natural Gas_Broiler_A_Achievable Economic UCT Potential | F6 | Commercial | OR - Miscellaneous | New | Food Preparation | Natural Gas | Broiler | A | Incremental Winter Peak Savings (MW) | Achievable Economic UCT Potential | 0 | 0 | 0 | 0 | 0 | 0 | 0 | 0 | 0 | 0 | 0 | 0 | 0 | 0 | 0 | 0 | 0 | 0 | 0 | 0 | 0 | 0 | 0 | 0 | 0 | 0 | 0
F7_Commercial_OR - Miscellaneous_New_Food Preparation_Natural Gas_Broiler_A_Achievable Economic UCT Potential | F7 | Commercial | OR - Miscellaneous | New | Food Preparation | Natural Gas | Broiler | A | Cumulative Energy Savings (MWh or mTherms) | Achievable Economic UCT Potential | 0 | 0 | 0 | 0 | 0 | 0 | 0 | 0 | 0 | 0 | 0 | 0 | 0 | 0 | 0 | 0 | 0 | 0 | 0 | 0 | 0 | 0 | 0 | 0 | 0 | 0 | 0
F8_Commercial_OR - Miscellaneous_New_Food Preparation_Natural Gas_Broiler_A_Achievable Economic UCT Potential | F8 | Commercial | OR - Miscellaneous | New | Food Preparation | Natural Gas | Broiler | A | Cumulative Summer Peak Savings (MW) | Achievable Economic UCT Potential | 0 | 0 | 0 | 0 | 0 | 0 | 0 | 0 | 0 | 0 | 0 | 0 | 0 | 0 | 0 | 0 | 0 | 0 | 0 | 0 | 0 | 0 | 0 | 0 | 0 | 0 | 0
F9_Commercial_OR - Miscellaneous_New_Food Preparation_Natural Gas_Broiler_A_Achievable Economic UCT Potential | F9 | Commercial | OR - Miscellaneous | New | Food Preparation | Natural Gas | Broiler | A | Cumulative Winter Peak Savings (MW) | Achievable Economic UCT Potential | 0 | 0 | 0 | 0 | 0 | 0 | 0 | 0 | 0 | 0 | 0 | 0 | 0 | 0 | 0 | 0 | 0 | 0 | 0 | 0 | 0 | 0 | 0 | 0 | 0 | 0 | 0
F10_Commercial_OR - Miscellaneous_New_Food Preparation_Natural Gas_Broiler_A_Achievable Economic UCT Potential | F10 | Commercial | OR - Miscellaneous | New | Food Preparation | Natural Gas | Broiler | A | Purchases (Incremental) | Achievable Economic UCT Potential | 0 | 0 | 0 | 0 | 0 | 0 | 0 | 0 | 0 | 0 | 0 | 0 | 0 | 0 | 0 | 0 | 0 | 0 | 0 | 0 | 0 | 0 | 0 | 0 | 0 | 0 | 0
F11_Commercial_OR - Miscellaneous_New_Food Preparation_Natural Gas_Broiler_A_Achievable Economic UCT Potential | F11 | Commercial | OR - Miscellaneous | New | Food Preparation | Natural Gas | Broiler | A | Purchases (Cumulative) | Achievable Economic UCT Potential | 0 | 0 | 0 | 0 | 0 | 0 | 0 | 0 | 0 | 0 | 0 | 0 | 0 | 0 | 0 | 0 | 0 | 0 | 0 | 0 | 0 | 0 | 0 | 0 | 0 | 0 | 0
F1_Commercial_OR - Miscellaneous_New_Food Preparation_Natural Gas_Griddle_A_Achievable Economic UCT Potential | F1 | Commercial | OR - Miscellaneous | New | Food Preparation | Natural Gas | Griddle | A | Integrated Unit Energy Savings (kWh or therms) | Achievable Economic UCT Potential | 0 | 0 | 0 | 0 | 0 | 0 | 0 | 0 | 0 | 0 | 0 | 0 | 0 | 0 | 0 | 0 | 0 | 0 | 0 | 0 | 0 | 0 | 0 | 0 | 0 | 0 | 0
F2_Commercial_OR - Miscellaneous_New_Food Preparation_Natural Gas_Griddle_A_Achievable Economic UCT Potential | F2 | Commercial | OR - Miscellaneous | New | Food Preparation | Natural Gas | Griddle | A | Integrated Unit Summer Peak Savings (kW) | Achievable Economic UCT Potential | 0 | 0 | 0 | 0 | 0 | 0 | 0 | 0 | 0 | 0 | 0 | 0 | 0 | 0 | 0 | 0 | 0 | 0 | 0 | 0 | 0 | 0 | 0 | 0 | 0 | 0 | 0
F3_Commercial_OR - Miscellaneous_New_Food Preparation_Natural Gas_Griddle_A_Achievable Economic UCT Potential | F3 | Commercial | OR - Miscellaneous | New | Food Preparation | Natural Gas | Griddle | A | Integrated Unit Winter Peak Savings (kW) | Achievable Economic UCT Potential | 0 | 0 | 0 | 0 | 0 | 0 | 0 | 0 | 0 | 0 | 0 | 0 | 0 | 0 | 0 | 0 | 0 | 0 | 0 | 0 | 0 | 0 | 0 | 0 | 0 | 0 | 0
F4_Commercial_OR - Miscellaneous_New_Food Preparation_Natural Gas_Griddle_A_Achievable Economic UCT Potential | F4 | Commercial | OR - Miscellaneous | New | Food Preparation | Natural Gas | Griddle | A | Incremental Energy Savings (MWh or mTherms) | Achievable Economic UCT Potential | 0 | 0 | 0 | 0 | 0 | 0 | 0 | 0 | 0 | 0 | 0 | 0 | 0 | 0 | 0 | 0 | 0 | 0 | 0 | 0 | 0 | 0 | 0 | 0 | 0 | 0 | 0
F5_Commercial_OR - Miscellaneous_New_Food Preparation_Natural Gas_Griddle_A_Achievable Economic UCT Potential | F5 | Commercial | OR - Miscellaneous | New | Food Preparation | Natural Gas | Griddle | A | Incremental Summer Peak Savings (MW) | Achievable Economic UCT Potential | 0 | 0 | 0 | 0 | 0 | 0 | 0 | 0 | 0 | 0 | 0 | 0 | 0 | 0 | 0 | 0 | 0 | 0 | 0 | 0 | 0 | 0 | 0 | 0 | 0 | 0 | 0
F6_Commercial_OR - Miscellaneous_New_Food Preparation_Natural Gas_Griddle_A_Achievable Economic UCT Potential | F6 | Commercial | OR - Miscellaneous | New | Food Preparation | Natural Gas | Griddle | A | Incremental Winter Peak Savings (MW) | Achievable Economic UCT Potential | 0 | 0 | 0 | 0 | 0 | 0 | 0 | 0 | 0 | 0 | 0 | 0 | 0 | 0 | 0 | 0 | 0 | 0 | 0 | 0 | 0 | 0 | 0 | 0 | 0 | 0 | 0
F7_Commercial_OR - Miscellaneous_New_Food Preparation_Natural Gas_Griddle_A_Achievable Economic UCT Potential | F7 | Commercial | OR - Miscellaneous | New | Food Preparation | Natural Gas | Griddle | A | Cumulative Energy Savings (MWh or mTherms) | Achievable Economic UCT Potential | 0 | 0 | 0 | 0 | 0 | 0 | 0 | 0 | 0 | 0 | 0 | 0 | 0 | 0 | 0 | 0 | 0 | 0 | 0 | 0 | 0 | 0 | 0 | 0 | 0 | 0 | 0
F8_Commercial_OR - Miscellaneous_New_Food Preparation_Natural Gas_Griddle_A_Achievable Economic UCT Potential | F8 | Commercial | OR - Miscellaneous | New | Food Preparation | Natural Gas | Griddle | A | Cumulative Summer Peak Savings (MW) | Achievable Economic UCT Potential | 0 | 0 | 0 | 0 | 0 | 0 | 0 | 0 | 0 | 0 | 0 | 0 | 0 | 0 | 0 | 0 | 0 | 0 | 0 | 0 | 0 | 0 | 0 | 0 | 0 | 0 | 0
F9_Commercial_OR - Miscellaneous_New_Food Preparation_Natural Gas_Griddle_A_Achievable Economic UCT Potential | F9 | Commercial | OR - Miscellaneous | New | Food Preparation | Natural Gas | Griddle | A | Cumulative Winter Peak Savings (MW) | Achievable Economic UCT Potential | 0 | 0 | 0 | 0 | 0 | 0 | 0 | 0 | 0 | 0 | 0 | 0 | 0 | 0 | 0 | 0 | 0 | 0 | 0 | 0 | 0 | 0 | 0 | 0 | 0 | 0 | 0
F10_Commercial_OR - Miscellaneous_New_Food Preparation_Natural Gas_Griddle_A_Achievable Economic UCT Potential | F10 | Commercial | OR - Miscellaneous | New | Food Preparation | Natural Gas | Griddle | A | Purchases (Incremental) | Achievable Economic UCT Potential | 0 | 0 | 0 | 0 | 0 | 0 | 0 | 0 | 0 | 0 | 0 | 0 | 0 | 0 | 0 | 0 | 0 | 0 | 0 | 0 | 0 | 0 | 0 | 0 | 0 | 0 | 0
F11_Commercial_OR - Miscellaneous_New_Food Preparation_Natural Gas_Griddle_A_Achievable Economic UCT Potential | F11 | Commercial | OR - Miscellaneous | New | Food Preparation | Natural Gas | Griddle | A | Purchases (Cumulative) | Achievable Economic UCT Potential | 0 | 0 | 0 | 0 | 0 | 0 | 0 | 0 | 0 | 0 | 0 | 0 | 0 | 0 | 0 | 0 | 0 | 0 | 0 | 0 | 0 | 0 | 0 | 0 | 0 | 0 | 0
F1_Commercial_OR - Miscellaneous_New_Food Preparation_Natural Gas_Range_A_Achievable Economic UCT Potential | F1 | Commercial | OR - Miscellaneous | New | Food Preparation | Natural Gas | Range | A | Integrated Unit Energy Savings (kWh or therms) | Achievable Economic UCT Potential | 0 | 0 | 0 | 0 | 0 | 0 | 0 | 0 | 0 | 0 | 0 | 0 | 0 | 0 | 0 | 0 | 0 | 0 | 0 | 0 | 0 | 0 | 0 | 0 | 0 | 0 | 0
F2_Commercial_OR - Miscellaneous_New_Food Preparation_Natural Gas_Range_A_Achievable Economic UCT Potential | F2 | Commercial | OR - Miscellaneous | New | Food Preparation | Natural Gas | Range | A | Integrated Unit Summer Peak Savings (kW) | Achievable Economic UCT Potential | 0 | 0 | 0 | 0 | 0 | 0 | 0 | 0 | 0 | 0 | 0 | 0 | 0 | 0 | 0 | 0 | 0 | 0 | 0 | 0 | 0 | 0 | 0 | 0 | 0 | 0 | 0
F3_Commercial_OR - Miscellaneous_New_Food Preparation_Natural Gas_Range_A_Achievable Economic UCT Potential | F3 | Commercial | OR - Miscellaneous | New | Food Preparation | Natural Gas | Range | A | Integrated Unit Winter Peak Savings (kW) | Achievable Economic UCT Potential | 0 | 0 | 0 | 0 | 0 | 0 | 0 | 0 | 0 | 0 | 0 | 0 | 0 | 0 | 0 | 0 | 0 | 0 | 0 | 0 | 0 | 0 | 0 | 0 | 0 | 0 | 0
F4_Commercial_OR - Miscellaneous_New_Food Preparation_Natural Gas_Range_A_Achievable Economic UCT Potential | F4 | Commercial | OR - Miscellaneous | New | Food Preparation | Natural Gas | Range | A | Incremental Energy Savings (MWh or mTherms) | Achievable Economic UCT Potential | 0 | 0 | 0 | 0 | 0 | 0 | 0 | 0 | 0 | 0 | 0 | 0 | 0 | 0 | 0 | 0 | 0 | 0 | 0 | 0 | 0 | 0 | 0 | 0 | 0 | 0 | 0
F5_Commercial_OR - Miscellaneous_New_Food Preparation_Natural Gas_Range_A_Achievable Economic UCT Potential | F5 | Commercial | OR - Miscellaneous | New | Food Preparation | Natural Gas | Range | A | Incremental Summer Peak Savings (MW) | Achievable Economic UCT Potential | 0 | 0 | 0 | 0 | 0 | 0 | 0 | 0 | 0 | 0 | 0 | 0 | 0 | 0 | 0 | 0 | 0 | 0 | 0 | 0 | 0 | 0 | 0 | 0 | 0 | 0 | 0
F6_Commercial_OR - Miscellaneous_New_Food Preparation_Natural Gas_Range_A_Achievable Economic UCT Potential | F6 | Commercial | OR - Miscellaneous | New | Food Preparation | Natural Gas | Range | A | Incremental Winter Peak Savings (MW) | Achievable Economic UCT Potential | 0 | 0 | 0 | 0 | 0 | 0 | 0 | 0 | 0 | 0 | 0 | 0 | 0 | 0 | 0 | 0 | 0 | 0 | 0 | 0 | 0 | 0 | 0 | 0 | 0 | 0 | 0
F7_Commercial_OR - Miscellaneous_New_Food Preparation_Natural Gas_Range_A_Achievable Economic UCT Potential | F7 | Commercial | OR - Miscellaneous | New | Food Preparation | Natural Gas | Range | A | Cumulative Energy Savings (MWh or mTherms) | Achievable Economic UCT Potential | 0 | 0 | 0 | 0 | 0 | 0 | 0 | 0 | 0 | 0 | 0 | 0 | 0 | 0 | 0 | 0 | 0 | 0 | 0 | 0 | 0 | 0 | 0 | 0 | 0 | 0 | 0
F8_Commercial_OR - Miscellaneous_New_Food Preparation_Natural Gas_Range_A_Achievable Economic UCT Potential | F8 | Commercial | OR - Miscellaneous | New | Food Preparation | Natural Gas | Range | A | Cumulative Summer Peak Savings (MW) | Achievable Economic UCT Potential | 0 | 0 | 0 | 0 | 0 | 0 | 0 | 0 | 0 | 0 | 0 | 0 | 0 | 0 | 0 | 0 | 0 | 0 | 0 | 0 | 0 | 0 | 0 | 0 | 0 | 0 | 0
F9_Commercial_OR - Miscellaneous_New_Food Preparation_Natural Gas_Range_A_Achievable Economic UCT Potential | F9 | Commercial | OR - Miscellaneous | New | Food Preparation | Natural Gas | Range | A | Cumulative Winter Peak Savings (MW) | Achievable Economic UCT Potential | 0 | 0 | 0 | 0 | 0 | 0 | 0 | 0 | 0 | 0 | 0 | 0 | 0 | 0 | 0 | 0 | 0 | 0 | 0 | 0 | 0 | 0 | 0 | 0 | 0 | 0 | 0
F10_Commercial_OR - Miscellaneous_New_Food Preparation_Natural Gas_Range_A_Achievable Economic UCT Potential | F10 | Commercial | OR - Miscellaneous | New | Food Preparation | Natural Gas | Range | A | Purchases (Incremental) | Achievable Economic UCT Potential | 0 | 0 | 0 | 0 | 0 | 0 | 0 | 0 | 0 | 0 | 0 | 0 | 0 | 0 | 0 | 0 | 0 | 0 | 0 | 0 | 0 | 0 | 0 | 0 | 0 | 0 | 0
F11_Commercial_OR - Miscellaneous_New_Food Preparation_Natural Gas_Range_A_Achievable Economic UCT Potential | F11 | Commercial | OR - Miscellaneous | New | Food Preparation | Natural Gas | Range | A | Purchases (Cumulative) | Achievable Economic UCT Potential | 0 | 0 | 0 | 0 | 0 | 0 | 0 | 0 | 0 | 0 | 0 | 0 | 0 | 0 | 0 | 0 | 0 | 0 | 0 | 0 | 0 | 0 | 0 | 0 | 0 | 0 | 0
F1_Commercial_OR - Miscellaneous_New_Food Preparation_Natural Gas_Steamer_A_Achievable Economic UCT Potential | F1 | Commercial | OR - Miscellaneous | New | Food Preparation | Natural Gas | Steamer | A | Integrated Unit Energy Savings (kWh or therms) | Achievable Economic UCT Potential | 0 | 0 | 0 | 0 | 0 | 0 | 0 | 0 | 0 | 0 | 0 | 0 | 0 | 0 | 0 | 0 | 0 | 0 | 0 | 0 | 0 | 0 | 0 | 0 | 0 | 0 | 0
F2_Commercial_OR - Miscellaneous_New_Food Preparation_Natural Gas_Steamer_A_Achievable Economic UCT Potential | F2 | Commercial | OR - Miscellaneous | New | Food Preparation | Natural Gas | Steamer | A | Integrated Unit Summer Peak Savings (kW) | Achievable Economic UCT Potential | 0 | 0 | 0 | 0 | 0 | 0 | 0 | 0 | 0 | 0 | 0 | 0 | 0 | 0 | 0 | 0 | 0 | 0 | 0 | 0 | 0 | 0 | 0 | 0 | 0 | 0 | 0
F3_Commercial_OR - Miscellaneous_New_Food Preparation_Natural Gas_Steamer_A_Achievable Economic UCT Potential | F3 | Commercial | OR - Miscellaneous | New | Food Preparation | Natural Gas | Steamer | A | Integrated Unit Winter Peak Savings (kW) | Achievable Economic UCT Potential | 0 | 0 | 0 | 0 | 0 | 0 | 0 | 0 | 0 | 0 | 0 | 0 | 0 | 0 | 0 | 0 | 0 | 0 | 0 | 0 | 0 | 0 | 0 | 0 | 0 | 0 | 0
F4_Commercial_OR - Miscellaneous_New_Food Preparation_Natural Gas_Steamer_A_Achievable Economic UCT Potential | F4 | Commercial | OR - Miscellaneous | New | Food Preparation | Natural Gas | Steamer | A | Incremental Energy Savings (MWh or mTherms) | Achievable Economic UCT Potential | 0 | 0 | 0 | 0 | 0 | 0 | 0 | 0 | 0 | 0 | 0 | 0 | 0 | 0 | 0 | 0 | 0 | 0 | 0 | 0 | 0 | 0 | 0 | 0 | 0 | 0 | 0
F5_Commercial_OR - Miscellaneous_New_Food Preparation_Natural Gas_Steamer_A_Achievable Economic UCT Potential | F5 | Commercial | OR - Miscellaneous | New | Food Preparation | Natural Gas | Steamer | A | Incremental Summer Peak Savings (MW) | Achievable Economic UCT Potential | 0 | 0 | 0 | 0 | 0 | 0 | 0 | 0 | 0 | 0 | 0 | 0 | 0 | 0 | 0 | 0 | 0 | 0 | 0 | 0 | 0 | 0 | 0 | 0 | 0 | 0 | 0
F6_Commercial_OR - Miscellaneous_New_Food Preparation_Natural Gas_Steamer_A_Achievable Economic UCT Potential | F6 | Commercial | OR - Miscellaneous | New | Food Preparation | Natural Gas | Steamer | A | Incremental Winter Peak Savings (MW) | Achievable Economic UCT Potential | 0 | 0 | 0 | 0 | 0 | 0 | 0 | 0 | 0 | 0 | 0 | 0 | 0 | 0 | 0 | 0 | 0 | 0 | 0 | 0 | 0 | 0 | 0 | 0 | 0 | 0 | 0
F7_Commercial_OR - Miscellaneous_New_Food Preparation_Natural Gas_Steamer_A_Achievable Economic UCT Potential | F7 | Commercial | OR - Miscellaneous | New | Food Preparation | Natural Gas | Steamer | A | Cumulative Energy Savings (MWh or mTherms) | Achievable Economic UCT Potential | 0 | 0 | 0 | 0 | 0 | 0 | 0 | 0 | 0 | 0 | 0 | 0 | 0 | 0 | 0 | 0 | 0 | 0 | 0 | 0 | 0 | 0 | 0 | 0 | 0 | 0 | 0
F8_Commercial_OR - Miscellaneous_New_Food Preparation_Natural Gas_Steamer_A_Achievable Economic UCT Potential | F8 | Commercial | OR - Miscellaneous | New | Food Preparation | Natural Gas | Steamer | A | Cumulative Summer Peak Savings (MW) | Achievable Economic UCT Potential | 0 | 0 | 0 | 0 | 0 | 0 | 0 | 0 | 0 | 0 | 0 | 0 | 0 | 0 | 0 | 0 | 0 | 0 | 0 | 0 | 0 | 0 | 0 | 0 | 0 | 0 | 0
F9_Commercial_OR - Miscellaneous_New_Food Preparation_Natural Gas_Steamer_A_Achievable Economic UCT Potential | F9 | Commercial | OR - Miscellaneous | New | Food Preparation | Natural Gas | Steamer | A | Cumulative Winter Peak Savings (MW) | Achievable Economic UCT Potential | 0 | 0 | 0 | 0 | 0 | 0 | 0 | 0 | 0 | 0 | 0 | 0 | 0 | 0 | 0 | 0 | 0 | 0 | 0 | 0 | 0 | 0 | 0 | 0 | 0 | 0 | 0
F10_Commercial_OR - Miscellaneous_New_Food Preparation_Natural Gas_Steamer_A_Achievable Economic UCT Potential | F10 | Commercial | OR - Miscellaneous | New | Food Preparation | Natural Gas | Steamer | A | Purchases (Incremental) | Achievable Economic UCT Potential | 0 | 0 | 0 | 0 | 0 | 0 | 0 | 0 | 0 | 0 | 0 | 0 | 0 | 0 | 0 | 0 | 0 | 0 | 0 | 0 | 0 | 0 | 0 | 0 | 0 | 0 | 0
F11_Commercial_OR - Miscellaneous_New_Food Preparation_Natural Gas_Steamer_A_Achievable Economic UCT Potential | F11 | Commercial | OR - Miscellaneous | New | Food Preparation | Natural Gas | Steamer | A | Purchases (Cumulative) | Achievable Economic UCT Potential | 0 | 0 | 0 | 0 | 0 | 0 | 0 | 0 | 0 | 0 | 0 | 0 | 0 | 0 | 0 | 0 | 0 | 0 | 0 | 0 | 0 | 0 | 0 | 0 | 0 | 0 | 0
F1_Commercial_OR - Miscellaneous_New_Food Preparation_Natural Gas_Commercial Food Prep Other_A_Achievable Economic UCT Potential | F1 | Commercial | OR - Miscellaneous | New | Food Preparation | Natural Gas | Commercial Food Prep Other | A | Integrated Unit Energy Savings (kWh or therms) | Achievable Economic UCT Potential | 0 | 0 | 0 | 0 | 0 | 0 | 0 | 0 | 0 | 0 | 0 | 0 | 0 | 0 | 0 | 0 | 0 | 0 | 0 | 0 | 0 | 0 | 0 | 0 | 0 | 0 | 0
F2_Commercial_OR - Miscellaneous_New_Food Preparation_Natural Gas_Commercial Food Prep Other_A_Achievable Economic UCT Potential | F2 | Commercial | OR - Miscellaneous | New | Food Preparation | Natural Gas | Commercial Food Prep Other | A | Integrated Unit Summer Peak Savings (kW) | Achievable Economic UCT Potential | 0 | 0 | 0 | 0 | 0 | 0 | 0 | 0 | 0 | 0 | 0 | 0 | 0 | 0 | 0 | 0 | 0 | 0 | 0 | 0 | 0 | 0 | 0 | 0 | 0 | 0 | 0
F3_Commercial_OR - Miscellaneous_New_Food Preparation_Natural Gas_Commercial Food Prep Other_A_Achievable Economic UCT Potential | F3 | Commercial | OR - Miscellaneous | New | Food Preparation | Natural Gas | Commercial Food Prep Other | A | Integrated Unit Winter Peak Savings (kW) | Achievable Economic UCT Potential | 0 | 0 | 0 | 0 | 0 | 0 | 0 | 0 | 0 | 0 | 0 | 0 | 0 | 0 | 0 | 0 | 0 | 0 | 0 | 0 | 0 | 0 | 0 | 0 | 0 | 0 | 0
F4_Commercial_OR - Miscellaneous_New_Food Preparation_Natural Gas_Commercial Food Prep Other_A_Achievable Economic UCT Potential | F4 | Commercial | OR - Miscellaneous | New | Food Preparation | Natural Gas | Commercial Food Prep Other | A | Incremental Energy Savings (MWh or mTherms) | Achievable Economic UCT Potential | 0 | 0 | 0 | 0 | 0 | 0 | 0 | 0 | 0 | 0 | 0 | 0 | 0 | 0 | 0 | 0 | 0 | 0 | 0 | 0 | 0 | 0 | 0 | 0 | 0 | 0 | 0
F5_Commercial_OR - Miscellaneous_New_Food Preparation_Natural Gas_Commercial Food Prep Other_A_Achievable Economic UCT Potential | F5 | Commercial | OR - Miscellaneous | New | Food Preparation | Natural Gas | Commercial Food Prep Other | A | Incremental Summer Peak Savings (MW) | Achievable Economic UCT Potential | 0 | 0 | 0 | 0 | 0 | 0 | 0 | 0 | 0 | 0 | 0 | 0 | 0 | 0 | 0 | 0 | 0 | 0 | 0 | 0 | 0 | 0 | 0 | 0 | 0 | 0 | 0
F6_Commercial_OR - Miscellaneous_New_Food Preparation_Natural Gas_Commercial Food Prep Other_A_Achievable Economic UCT Potential | F6 | Commercial | OR - Miscellaneous | New | Food Preparation | Natural Gas | Commercial Food Prep Other | A | Incremental Winter Peak Savings (MW) | Achievable Economic UCT Potential | 0 | 0 | 0 | 0 | 0 | 0 | 0 | 0 | 0 | 0 | 0 | 0 | 0 | 0 | 0 | 0 | 0 | 0 | 0 | 0 | 0 | 0 | 0 | 0 | 0 | 0 | 0
F7_Commercial_OR - Miscellaneous_New_Food Preparation_Natural Gas_Commercial Food Prep Other_A_Achievable Economic UCT Potential | F7 | Commercial | OR - Miscellaneous | New | Food Preparation | Natural Gas | Commercial Food Prep Other | A | Cumulative Energy Savings (MWh or mTherms) | Achievable Economic UCT Potential | 0 | 0 | 0 | 0 | 0 | 0 | 0 | 0 | 0 | 0 | 0 | 0 | 0 | 0 | 0 | 0 | 0 | 0 | 0 | 0 | 0 | 0 | 0 | 0 | 0 | 0 | 0
F8_Commercial_OR - Miscellaneous_New_Food Preparation_Natural Gas_Commercial Food Prep Other_A_Achievable Economic UCT Potential | F8 | Commercial | OR - Miscellaneous | New | Food Preparation | Natural Gas | Commercial Food Prep Other | A | Cumulative Summer Peak Savings (MW) | Achievable Economic UCT Potential | 0 | 0 | 0 | 0 | 0 | 0 | 0 | 0 | 0 | 0 | 0 | 0 | 0 | 0 | 0 | 0 | 0 | 0 | 0 | 0 | 0 | 0 | 0 | 0 | 0 | 0 | 0
F9_Commercial_OR - Miscellaneous_New_Food Preparation_Natural Gas_Commercial Food Prep Other_A_Achievable Economic UCT Potential | F9 | Commercial | OR - Miscellaneous | New | Food Preparation | Natural Gas | Commercial Food Prep Other | A | Cumulative Winter Peak Savings (MW) | Achievable Economic UCT Potential | 0 | 0 | 0 | 0 | 0 | 0 | 0 | 0 | 0 | 0 | 0 | 0 | 0 | 0 | 0 | 0 | 0 | 0 | 0 | 0 | 0 | 0 | 0 | 0 | 0 | 0 | 0
F10_Commercial_OR - Miscellaneous_New_Food Preparation_Natural Gas_Commercial Food Prep Other_A_Achievable Economic UCT Potential | F10 | Commercial | OR - Miscellaneous | New | Food Preparation | Natural Gas | Commercial Food Prep Other | A | Purchases (Incremental) | Achievable Economic UCT Potential | 0 | 0 | 0 | 0 | 0 | 0 | 0 | 0 | 0 | 0 | 0 | 0 | 0 | 0 | 0 | 0 | 0 | 0 | 0 | 0 | 0 | 0 | 0 | 0 | 0 | 0 | 0
F11_Commercial_OR - Miscellaneous_New_Food Preparation_Natural Gas_Commercial Food Prep Other_A_Achievable Economic UCT Potential | F11 | Commercial | OR - Miscellaneous | New | Food Preparation | Natural Gas | Commercial Food Prep Other | A | Purchases (Cumulative) | Achievable Economic UCT Potential | 0 | 0 | 0 | 0 | 0 | 0 | 0 | 0 | 0 | 0 | 0 | 0 | 0 | 0 | 0 | 0 | 0 | 0 | 0 | 0 | 0 | 0 | 0 | 0 | 0 | 0 | 0
F1_Commercial_OR - Miscellaneous_New_Miscellaneous_Natural Gas_Pool Heater_A_Achievable Economic UCT Potential | F1 | Commercial | OR - Miscellaneous | New | Miscellaneous | Natural Gas | Pool Heater | A | Integrated Unit Energy Savings (kWh or therms) | Achievable Economic UCT Potential | 0 | 0 | 0 | 0 | 0 | 0 | 0 | 0 | 0 | 0 | 0 | 0 | 0 | 0 | 0 | 0 | 0 | 0 | 0 | 0 | 0 | 0 | 0 | 0 | 0 | 0 | 0
F2_Commercial_OR - Miscellaneous_New_Miscellaneous_Natural Gas_Pool Heater_A_Achievable Economic UCT Potential | F2 | Commercial | OR - Miscellaneous | New | Miscellaneous | Natural Gas | Pool Heater | A | Integrated Unit Summer Peak Savings (kW) | Achievable Economic UCT Potential | 0 | 0 | 0 | 0 | 0 | 0 | 0 | 0 | 0 | 0 | 0 | 0 | 0 | 0 | 0 | 0 | 0 | 0 | 0 | 0 | 0 | 0 | 0 | 0 | 0 | 0 | 0
F3_Commercial_OR - Miscellaneous_New_Miscellaneous_Natural Gas_Pool Heater_A_Achievable Economic UCT Potential | F3 | Commercial | OR - Miscellaneous | New | Miscellaneous | Natural Gas | Pool Heater | A | Integrated Unit Winter Peak Savings (kW) | Achievable Economic UCT Potential | 0 | 0 | 0 | 0 | 0 | 0 | 0 | 0 | 0 | 0 | 0 | 0 | 0 | 0 | 0 | 0 | 0 | 0 | 0 | 0 | 0 | 0 | 0 | 0 | 0 | 0 | 0
F4_Commercial_OR - Miscellaneous_New_Miscellaneous_Natural Gas_Pool Heater_A_Achievable Economic UCT Potential | F4 | Commercial | OR - Miscellaneous | New | Miscellaneous | Natural Gas | Pool Heater | A | Incremental Energy Savings (MWh or mTherms) | Achievable Economic UCT Potential | 0 | 0 | 0 | 0 | 0 | 0 | 0 | 0 | 0 | 0 | 0 | 0 | 0 | 0 | 0 | 0 | 0 | 0 | 0 | 0 | 0 | 0 | 0 | 0 | 0 | 0 | 0
F5_Commercial_OR - Miscellaneous_New_Miscellaneous_Natural Gas_Pool Heater_A_Achievable Economic UCT Potential | F5 | Commercial | OR - Miscellaneous | New | Miscellaneous | Natural Gas | Pool Heater | A | Incremental Summer Peak Savings (MW) | Achievable Economic UCT Potential | 0 | 0 | 0 | 0 | 0 | 0 | 0 | 0 | 0 | 0 | 0 | 0 | 0 | 0 | 0 | 0 | 0 | 0 | 0 | 0 | 0 | 0 | 0 | 0 | 0 | 0 | 0
F6_Commercial_OR - Miscellaneous_New_Miscellaneous_Natural Gas_Pool Heater_A_Achievable Economic UCT Potential | F6 | Commercial | OR - Miscellaneous | New | Miscellaneous | Natural Gas | Pool Heater | A | Incremental Winter Peak Savings (MW) | Achievable Economic UCT Potential | 0 | 0 | 0 | 0 | 0 | 0 | 0 | 0 | 0 | 0 | 0 | 0 | 0 | 0 | 0 | 0 | 0 | 0 | 0 | 0 | 0 | 0 | 0 | 0 | 0 | 0 | 0
F7_Commercial_OR - Miscellaneous_New_Miscellaneous_Natural Gas_Pool Heater_A_Achievable Economic UCT Potential | F7 | Commercial | OR - Miscellaneous | New | Miscellaneous | Natural Gas | Pool Heater | A | Cumulative Energy Savings (MWh or mTherms) | Achievable Economic UCT Potential | 0 | 0 | 0 | 0 | 0 | 0 | 0 | 0 | 0 | 0 | 0 | 0 | 0 | 0 | 0 | 0 | 0 | 0 | 0 | 0 | 0 | 0 | 0 | 0 | 0 | 0 | 0
F8_Commercial_OR - Miscellaneous_New_Miscellaneous_Natural Gas_Pool Heater_A_Achievable Economic UCT Potential | F8 | Commercial | OR - Miscellaneous | New | Miscellaneous | Natural Gas | Pool Heater | A | Cumulative Summer Peak Savings (MW) | Achievable Economic UCT Potential | 0 | 0 | 0 | 0 | 0 | 0 | 0 | 0 | 0 | 0 | 0 | 0 | 0 | 0 | 0 | 0 | 0 | 0 | 0 | 0 | 0 | 0 | 0 | 0 | 0 | 0 | 0
F9_Commercial_OR - Miscellaneous_New_Miscellaneous_Natural Gas_Pool Heater_A_Achievable Economic UCT Potential | F9 | Commercial | OR - Miscellaneous | New | Miscellaneous | Natural Gas | Pool Heater | A | Cumulative Winter Peak Savings (MW) | Achievable Economic UCT Potential | 0 | 0 | 0 | 0 | 0 | 0 | 0 | 0 | 0 | 0 | 0 | 0 | 0 | 0 | 0 | 0 | 0 | 0 | 0 | 0 | 0 | 0 | 0 | 0 | 0 | 0 | 0
F10_Commercial_OR - Miscellaneous_New_Miscellaneous_Natural Gas_Pool Heater_A_Achievable Economic UCT Potential | F10 | Commercial | OR - Miscellaneous | New | Miscellaneous | Natural Gas | Pool Heater | A | Purchases (Incremental) | Achievable Economic UCT Potential | 0 | 0 | 0 | 0 | 0 | 0 | 0 | 0 | 0 | 0 | 0 | 0 | 0 | 0 | 0 | 0 | 0 | 0 | 0 | 0 | 0 | 0 | 0 | 0 | 0 | 0 | 0
F11_Commercial_OR - Miscellaneous_New_Miscellaneous_Natural Gas_Pool Heater_A_Achievable Economic UCT Potential | F11 | Commercial | OR - Miscellaneous | New | Miscellaneous | Natural Gas | Pool Heater | A | Purchases (Cumulative) | Achievable Economic UCT Potential | 0 | 0 | 0 | 0 | 0 | 0 | 0 | 0 | 0 | 0 | 0 | 0 | 0 | 0 | 0 | 0 | 0 | 0 | 0 | 0 | 0 | 0 | 0 | 0 | 0 | 0 | 0
F1_Commercial_Interruptible - College_Existing_Space Heating_Natural Gas_Furnace_A_Achievable Economic UCT Potential | F1 | Commercial | Interruptible - College | Existing | Space Heating | Natural Gas | Furnace | A | Integrated Unit Energy Savings (kWh or therms) | Achievable Economic UCT Potential | 0 | 243.0543 | 242.1118 | 81.8666 | 81.8666 | 81.8666 | 81.8666 | 81.8666 | 81.8666 | 81.8666 | 81.8666 | 81.8666 | 81.8666 | 81.8666 | 81.8666 | 81.8666 | 81.8666 | 81.8666 | 81.8666 | 81.8666 | 81.8666 | 81.8666 | 81.8666 | 81.8666 | 81.8666 | 81.8666 | 81.8666
F2_Commercial_Interruptible - College_Existing_Space Heating_Natural Gas_Furnace_A_Achievable Economic UCT Potential | F2 | Commercial | Interruptible - College | Existing | Space Heating | Natural Gas | Furnace | A | Integrated Unit Summer Peak Savings (kW) | Achievable Economic UCT Potential | 0 | 0 | 0 | 0 | 0 | 0 | 0 | 0 | 0 | 0 | 0 | 0 | 0 | 0 | 0 | 0 | 0 | 0 | 0 | 0 | 0 | 0 | 0 | 0 | 0 | 0 | 0
F3_Commercial_Interruptible - College_Existing_Space Heating_Natural Gas_Furnace_A_Achievable Economic UCT Potential | F3 | Commercial | Interruptible - College | Existing | Space Heating | Natural Gas | Furnace | A | Integrated Unit Winter Peak Savings (kW) | Achievable Economic UCT Potential | 0 | 0 | 0 | 0 | 0 | 0 | 0 | 0 | 0 | 0 | 0 | 0 | 0 | 0 | 0 | 0 | 0 | 0 | 0 | 0 | 0 | 0 | 0 | 0 | 0 | 0 | 0
F4_Commercial_Interruptible - College_Existing_Space Heating_Natural Gas_Furnace_A_Achievable Economic UCT Potential | F4 | Commercial | Interruptible - College | Existing | Space Heating | Natural Gas | Furnace | A | Incremental Energy Savings (MWh or mTherms) | Achievable Economic UCT Potential | 0 | 0 | 0.00014009 | 8.2802e-05 | 0.00020393 | 0.00042971 | 0.0008179 | 0.0014422 | 0.0023894 | 0.003752 | 0.0055679 | 0.0078569 | 0.010587 | 0.013665 | 0.016939 | 0.020218 | 0.023301 | 0.026023 | 0.028283 | 0.027755 | 0.026868 | 0.026031 | 0.024959 | 0.024081 | 0.023387 | 0.022822 | 0.022435
F5_Commercial_Interruptible - College_Existing_Space Heating_Natural Gas_Furnace_A_Achievable Economic UCT Potential | F5 | Commercial | Interruptible - College | Existing | Space Heating | Natural Gas | Furnace | A | Incremental Summer Peak Savings (MW) | Achievable Economic UCT Potential | 0 | 0 | 0 | 0 | 0 | 0 | 0 | 0 | 0 | 0 | 0 | 0 | 0 | 0 | 0 | 0 | 0 | 0 | 0 | 0 | 0 | 0 | 0 | 0 | 0 | 0 | 0
F6_Commercial_Interruptible - College_Existing_Space Heating_Natural Gas_Furnace_A_Achievable Economic UCT Potential | F6 | Commercial | Interruptible - College | Existing | Space Heating | Natural Gas | Furnace | A | Incremental Winter Peak Savings (MW) | Achievable Economic UCT Potential | 0 | 0 | 0 | 0 | 0 | 0 | 0 | 0 | 0 | 0 | 0 | 0 | 0 | 0 | 0 | 0 | 0 | 0 | 0 | 0 | 0 | 0 | 0 | 0 | 0 | 0 | 0
F7_Commercial_Interruptible - College_Existing_Space Heating_Natural Gas_Furnace_A_Achievable Economic UCT Potential | F7 | Commercial | Interruptible - College | Existing | Space Heating | Natural Gas | Furnace | A | Cumulative Energy Savings (MWh or mTherms) | Achievable Economic UCT Potential | 0 | 0 | 0.00014009 | 0.00013017 | 0.0003341 | 0.00076381 | 0.0015817 | 0.0030239 | 0.0054134 | 0.0091653 | 0.014733 | 0.02259 | 0.033177 | 0.046842 | 0.063781 | 0.083998 | 0.1073 | 0.13332 | 0.16161 | 0.18936 | 0.21623 | 0.24226 | 0.26722 | 0.2913 | 0.31469 | 0.33751 | 0.35994
F8_Commercial_Interruptible - College_Existing_Space Heating_Natural Gas_Furnace_A_Achievable Economic UCT Potential | F8 | Commercial | Interruptible - College | Existing | Space Heating | Natural Gas | Furnace | A | Cumulative Summer Peak Savings (MW) | Achievable Economic UCT Potential | 0 | 0 | 0 | 0 | 0 | 0 | 0 | 0 | 0 | 0 | 0 | 0 | 0 | 0 | 0 | 0 | 0 | 0 | 0 | 0 | 0 | 0 | 0 | 0 | 0 | 0 | 0
F9_Commercial_Interruptible - College_Existing_Space Heating_Natural Gas_Furnace_A_Achievable Economic UCT Potential | F9 | Commercial | Interruptible - College | Existing | Space Heating | Natural Gas | Furnace | A | Cumulative Winter Peak Savings (MW) | Achievable Economic UCT Potential | 0 | 0 | 0 | 0 | 0 | 0 | 0 | 0 | 0 | 0 | 0 | 0 | 0 | 0 | 0 | 0 | 0 | 0 | 0 | 0 | 0 | 0 | 0 | 0 | 0 | 0 | 0
F10_Commercial_Interruptible - College_Existing_Space Heating_Natural Gas_Furnace_A_Achievable Economic UCT Potential | F10 | Commercial | Interruptible - College | Existing | Space Heating | Natural Gas | Furnace | A | Purchases (Incremental) | Achievable Economic UCT Potential | 0 | 0 | 0.0005786 | 0.0010114 | 0.002491 | 0.0052489 | 0.0099907 | 0.017617 | 0.029187 | 0.04583 | 0.068012 | 0.095972 | 0.12932 | 0.16691 | 0.20691 | 0.24696 | 0.28463 | 0.31787 | 0.34548 | 0.33902 | 0.32819 | 0.31796 | 0.30487 | 0.29415 | 0.28568 | 0.27877 | 0.27405
F11_Commercial_Interruptible - College_Existing_Space Heating_Natural Gas_Furnace_A_Achievable Economic UCT Potential | F11 | Commercial | Interruptible - College | Existing | Space Heating | Natural Gas | Furnace | A | Purchases (Cumulative) | Achievable Economic UCT Potential | 0 | 0 | 0.0005786 | 0.00159 | 0.004081 | 0.0093299 | 0.019321 | 0.036937 | 0.066124 | 0.11195 | 0.17997 | 0.27594 | 0.40526 | 0.57217 | 0.77908 | 1.026 | 1.3107 | 1.6285 | 1.974 | 2.313 | 2.6412 | 2.9592 | 3.2641 | 3.5582 | 3.8439 | 4.1227 | 4.3967
F1_Commercial_Interruptible - College_Existing_Space Heating_Natural Gas_Boiler_A_Achievable Economic UCT Potential | F1 | Commercial | Interruptible - College | Existing | Space Heating | Natural Gas | Boiler | A | Integrated Unit Energy Savings (kWh or therms) | Achievable Economic UCT Potential | 0 | 375.9733 | 374.5154 | 374.5154 | 374.5154 | 374.5154 | 374.5154 | 374.5154 | 374.5154 | 374.5154 | 374.5154 | 374.5154 | 374.5154 | 374.5154 | 374.5154 | 374.5154 | 374.5154 | 374.5154 | 374.5154 | 374.5154 | 374.5154 | 374.5154 | 374.5154 | 374.5154 | 374.5154 | 374.5154 | 374.5154
F2_Commercial_Interruptible - College_Existing_Space Heating_Natural Gas_Boiler_A_Achievable Economic UCT Potential | F2 | Commercial | Interruptible - College | Existing | Space Heating | Natural Gas | Boiler | A | Integrated Unit Summer Peak Savings (kW) | Achievable Economic UCT Potential | 0 | 0 | 0 | 0 | 0 | 0 | 0 | 0 | 0 | 0 | 0 | 0 | 0 | 0 | 0 | 0 | 0 | 0 | 0 | 0 | 0 | 0 | 0 | 0 | 0 | 0 | 0
F3_Commercial_Interruptible - College_Existing_Space Heating_Natural Gas_Boiler_A_Achievable Economic UCT Potential | F3 | Commercial | Interruptible - College | Existing | Space Heating | Natural Gas | Boiler | A | Integrated Unit Winter Peak Savings (kW) | Achievable Economic UCT Potential | 0 | 0 | 0 | 0 | 0 | 0 | 0 | 0 | 0 | 0 | 0 | 0 | 0 | 0 | 0 | 0 | 0 | 0 | 0 | 0 | 0 | 0 | 0 | 0 | 0 | 0 | 0
F4_Commercial_Interruptible - College_Existing_Space Heating_Natural Gas_Boiler_A_Achievable Economic UCT Potential | F4 | Commercial | Interruptible - College | Existing | Space Heating | Natural Gas | Boiler | A | Incremental Energy Savings (MWh or mTherms) | Achievable Economic UCT Potential | 0 | 0 | 0.079125 | 0.13569 | 0.17568 | 0.20742 | 0.23562 | 0.26034 | 0.28181 | 0.30028 | 0.31608 | 0.32952 | 0.34089 | 0.34994 | 0.35716 | 0.36293 | 0.36756 | 0.37129 | 0.3743 | 0.37742 | 0.37991 | 0.38313 | 0.38039 | 0.3782 | 0.37647 | 0.37514 | 0.37415
F5_Commercial_Interruptible - College_Existing_Space Heating_Natural Gas_Boiler_A_Achievable Economic UCT Potential | F5 | Commercial | Interruptible - College | Existing | Space Heating | Natural Gas | Boiler | A | Incremental Summer Peak Savings (MW) | Achievable Economic UCT Potential | 0 | 0 | 0 | 0 | 0 | 0 | 0 | 0 | 0 | 0 | 0 | 0 | 0 | 0 | 0 | 0 | 0 | 0 | 0 | 0 | 0 | 0 | 0 | 0 | 0 | 0 | 0
F6_Commercial_Interruptible - College_Existing_Space Heating_Natural Gas_Boiler_A_Achievable Economic UCT Potential | F6 | Commercial | Interruptible - College | Existing | Space Heating | Natural Gas | Boiler | A | Incremental Winter Peak Savings (MW) | Achievable Economic UCT Potential | 0 | 0 | 0 | 0 | 0 | 0 | 0 | 0 | 0 | 0 | 0 | 0 | 0 | 0 | 0 | 0 | 0 | 0 | 0 | 0 | 0 | 0 | 0 | 0 | 0 | 0 | 0
F7_Commercial_Interruptible - College_Existing_Space Heating_Natural Gas_Boiler_A_Achievable Economic UCT Potential | F7 | Commercial | Interruptible - College | Existing | Space Heating | Natural Gas | Boiler | A | Cumulative Energy Savings (MWh or mTherms) | Achievable Economic UCT Potential | 0 | 0 | 0.079125 | 0.21481 | 0.3905 | 0.59792 | 0.83354 | 1.0939 | 1.3757 | 1.676 | 1.9921 | 2.3216 | 2.6625 | 3.0124 | 3.3696 | 3.7325 | 4.1 | 4.4713 | 4.8456 | 5.2231 | 5.603 | 5.9861 | 6.3665 | 6.7447 | 7.1212 | 7.4963 | 7.8705
F8_Commercial_Interruptible - College_Existing_Space Heating_Natural Gas_Boiler_A_Achievable Economic UCT Potential | F8 | Commercial | Interruptible - College | Existing | Space Heating | Natural Gas | Boiler | A | Cumulative Summer Peak Savings (MW) | Achievable Economic UCT Potential | 0 | 0 | 0 | 0 | 0 | 0 | 0 | 0 | 0 | 0 | 0 | 0 | 0 | 0 | 0 | 0 | 0 | 0 | 0 | 0 | 0 | 0 | 0 | 0 | 0 | 0 | 0
F9_Commercial_Interruptible - College_Existing_Space Heating_Natural Gas_Boiler_A_Achievable Economic UCT Potential | F9 | Commercial | Interruptible - College | Existing | Space Heating | Natural Gas | Boiler | A | Cumulative Winter Peak Savings (MW) | Achievable Economic UCT Potential | 0 | 0 | 0 | 0 | 0 | 0 | 0 | 0 | 0 | 0 | 0 | 0 | 0 | 0 | 0 | 0 | 0 | 0 | 0 | 0 | 0 | 0 | 0 | 0 | 0 | 0 | 0
F10_Commercial_Interruptible - College_Existing_Space Heating_Natural Gas_Boiler_A_Achievable Economic UCT Potential | F10 | Commercial | Interruptible - College | Existing | Space Heating | Natural Gas | Boiler | A | Purchases (Incremental) | Achievable Economic UCT Potential | 0 | 0 | 0.21127 | 0.3623 | 0.46909 | 0.55385 | 0.62913 | 0.69515 | 0.75246 | 0.80179 | 0.84398 | 0.87985 | 0.91021 | 0.93437 | 0.95365 | 0.96907 | 0.98144 | 0.99139 | 0.99942 | 1.0078 | 1.0144 | 1.023 | 1.0157 | 1.0098 | 1.0052 | 1.0017 | 0.99904
F11_Commercial_Interruptible - College_Existing_Space Heating_Natural Gas_Boiler_A_Achievable Economic UCT Potential | F11 | Commercial | Interruptible - College | Existing | Space Heating | Natural Gas | Boiler | A | Purchases (Cumulative) | Achievable Economic UCT Potential | 0 | 0 | 0.21127 | 0.57357 | 1.0427 | 1.5965 | 2.2256 | 2.9208 | 3.6732 | 4.475 | 5.319 | 6.1989 | 7.1091 | 8.0434 | 8.9971 | 9.9662 | 10.9476 | 11.939 | 12.9384 | 13.9462 | 14.9606 | 15.9836 | 16.9993 | 18.0091 | 19.0144 | 20.016 | 21.0151
F1_Commercial_Interruptible - College_Existing_Space Heating_Natural Gas_Unit Heater_A_Achievable Economic UCT Potential | F1 | Commercial | Interruptible - College | Existing | Space Heating | Natural Gas | Unit Heater | A | Integrated Unit Energy Savings (kWh or therms) | Achievable Economic UCT Potential | 0 | 0 | 0 | 0 | 0 | 0 | 0 | 0 | 0 | 0 | 0 | 0 | 0 | 0 | 0 | 0 | 0 | 0 | 0 | 0 | 0 | 0 | 0 | 0 | 0 | 0 | 0
F2_Commercial_Interruptible - College_Existing_Space Heating_Natural Gas_Unit Heater_A_Achievable Economic UCT Potential | F2 | Commercial | Interruptible - College | Existing | Space Heating | Natural Gas | Unit Heater | A | Integrated Unit Summer Peak Savings (kW) | Achievable Economic UCT Potential | 0 | 0 | 0 | 0 | 0 | 0 | 0 | 0 | 0 | 0 | 0 | 0 | 0 | 0 | 0 | 0 | 0 | 0 | 0 | 0 | 0 | 0 | 0 | 0 | 0 | 0 | 0
F3_Commercial_Interruptible - College_Existing_Space Heating_Natural Gas_Unit Heater_A_Achievable Economic UCT Potential | F3 | Commercial | Interruptible - College | Existing | Space Heating | Natural Gas | Unit Heater | A | Integrated Unit Winter Peak Savings (kW) | Achievable Economic UCT Potential | 0 | 0 | 0 | 0 | 0 | 0 | 0 | 0 | 0 | 0 | 0 | 0 | 0 | 0 | 0 | 0 | 0 | 0 | 0 | 0 | 0 | 0 | 0 | 0 | 0 | 0 | 0
F4_Commercial_Interruptible - College_Existing_Space Heating_Natural Gas_Unit Heater_A_Achievable Economic UCT Potential | F4 | Commercial | Interruptible - College | Existing | Space Heating | Natural Gas | Unit Heater | A | Incremental Energy Savings (MWh or mTherms) | Achievable Economic UCT Potential | 0 | 0 | 0 | 0 | 0 | 0 | 0 | 0 | 0 | 0 | 0 | 0 | 0 | 0 | 0 | 0 | 0 | 0 | 0 | 0 | 0 | 0 | 0 | 0 | 0 | 0 | 0
F5_Commercial_Interruptible - College_Existing_Space Heating_Natural Gas_Unit Heater_A_Achievable Economic UCT Potential | F5 | Commercial | Interruptible - College | Existing | Space Heating | Natural Gas | Unit Heater | A | Incremental Summer Peak Savings (MW) | Achievable Economic UCT Potential | 0 | 0 | 0 | 0 | 0 | 0 | 0 | 0 | 0 | 0 | 0 | 0 | 0 | 0 | 0 | 0 | 0 | 0 | 0 | 0 | 0 | 0 | 0 | 0 | 0 | 0 | 0
F6_Commercial_Interruptible - College_Existing_Space Heating_Natural Gas_Unit Heater_A_Achievable Economic UCT Potential | F6 | Commercial | Interruptible - College | Existing | Space Heating | Natural Gas | Unit Heater | A | Incremental Winter Peak Savings (MW) | Achievable Economic UCT Potential | 0 | 0 | 0 | 0 | 0 | 0 | 0 | 0 | 0 | 0 | 0 | 0 | 0 | 0 | 0 | 0 | 0 | 0 | 0 | 0 | 0 | 0 | 0 | 0 | 0 | 0 | 0
F7_Commercial_Interruptible - College_Existing_Space Heating_Natural Gas_Unit Heater_A_Achievable Economic UCT Potential | F7 | Commercial | Interruptible - College | Existing | Space Heating | Natural Gas | Unit Heater | A | Cumulative Energy Savings (MWh or mTherms) | Achievable Economic UCT Potential | 0 | 0 | 0 | 0 | 0 | 0 | 0 | 0 | 0 | 0 | 0 | 0 | 0 | 0 | 0 | 0 | 0 | 0 | 0 | 0 | 0 | 0 | 0 | 0 | 0 | 0 | 0
F8_Commercial_Interruptible - College_Existing_Space Heating_Natural Gas_Unit Heater_A_Achievable Economic UCT Potential | F8 | Commercial | Interruptible - College | Existing | Space Heating | Natural Gas | Unit Heater | A | Cumulative Summer Peak Savings (MW) | Achievable Economic UCT Potential | 0 | 0 | 0 | 0 | 0 | 0 | 0 | 0 | 0 | 0 | 0 | 0 | 0 | 0 | 0 | 0 | 0 | 0 | 0 | 0 | 0 | 0 | 0 | 0 | 0 | 0 | 0
F9_Commercial_Interruptible - College_Existing_Space Heating_Natural Gas_Unit Heater_A_Achievable Economic UCT Potential | F9 | Commercial | Interruptible - College | Existing | Space Heating | Natural Gas | Unit Heater | A | Cumulative Winter Peak Savings (MW) | Achievable Economic UCT Potential | 0 | 0 | 0 | 0 | 0 | 0 | 0 | 0 | 0 | 0 | 0 | 0 | 0 | 0 | 0 | 0 | 0 | 0 | 0 | 0 | 0 | 0 | 0 | 0 | 0 | 0 | 0
F10_Commercial_Interruptible - College_Existing_Space Heating_Natural Gas_Unit Heater_A_Achievable Economic UCT Potential | F10 | Commercial | Interruptible - College | Existing | Space Heating | Natural Gas | Unit Heater | A | Purchases (Incremental) | Achievable Economic UCT Potential | 0 | 0 | 0 | 0 | 0 | 0 | 0 | 0 | 0 | 0 | 0 | 0 | 0 | 0 | 0 | 0 | 0 | 0 | 0 | 0 | 0 | 0 | 0 | 0 | 0 | 0 | 0
F11_Commercial_Interruptible - College_Existing_Space Heating_Natural Gas_Unit Heater_A_Achievable Economic UCT Potential | F11 | Commercial | Interruptible - College | Existing | Space Heating | Natural Gas | Unit Heater | A | Purchases (Cumulative) | Achievable Economic UCT Potential | 0 | 0 | 0 | 0 | 0 | 0 | 0 | 0 | 0 | 0 | 0 | 0 | 0 | 0 | 0 | 0 | 0 | 0 | 0 | 0 | 0 | 0 | 0 | 0 | 0 | 0 | 0
F1_Commercial_Interruptible - College_Existing_Water Heating_Natural Gas_Water Heater_A_Achievable Economic UCT Potential | F1 | Commercial | Interruptible - College | Existing | Water Heating | Natural Gas | Water Heater | A | Integrated Unit Energy Savings (kWh or therms) | Achievable Economic UCT Potential | 0 | 2.8505 | 2.8505 | 2.8505 | 2.8505 | 2.8505 | 2.8505 | 2.8505 | 2.8505 | 2.8505 | 2.8505 | 2.8505 | 2.8505 | 2.8505 | 2.8505 | 2.8505 | 2.8505 | 2.8505 | 2.8505 | 2.8505 | 2.8505 | 2.8505 | 2.8505 | 2.8505 | 2.8505 | 2.8505 | 2.8505
F2_Commercial_Interruptible - College_Existing_Water Heating_Natural Gas_Water Heater_A_Achievable Economic UCT Potential | F2 | Commercial | Interruptible - College | Existing | Water Heating | Natural Gas | Water Heater | A | Integrated Unit Summer Peak Savings (kW) | Achievable Economic UCT Potential | 0 | 0 | 0 | 0 | 0 | 0 | 0 | 0 | 0 | 0 | 0 | 0 | 0 | 0 | 0 | 0 | 0 | 0 | 0 | 0 | 0 | 0 | 0 | 0 | 0 | 0 | 0
F3_Commercial_Interruptible - College_Existing_Water Heating_Natural Gas_Water Heater_A_Achievable Economic UCT Potential | F3 | Commercial | Interruptible - College | Existing | Water Heating | Natural Gas | Water Heater | A | Integrated Unit Winter Peak Savings (kW) | Achievable Economic UCT Potential | 0 | 0 | 0 | 0 | 0 | 0 | 0 | 0 | 0 | 0 | 0 | 0 | 0 | 0 | 0 | 0 | 0 | 0 | 0 | 0 | 0 | 0 | 0 | 0 | 0 | 0 | 0
F4_Commercial_Interruptible - College_Existing_Water Heating_Natural Gas_Water Heater_A_Achievable Economic UCT Potential | F4 | Commercial | Interruptible - College | Existing | Water Heating | Natural Gas | Water Heater | A | Incremental Energy Savings (MWh or mTherms) | Achievable Economic UCT Potential | 0 | 0 | 0.068186 | 0.12976 | 0.1867 | 0.24048 | 0.29213 | 0.33673 | 0.37065 | 0.39666 | 0.44839 | 0.48543 | 0.44239 | 0.39679 | 0.34897 | 0.46807 | 0.37555 | 0.2973 | 0.23077 | 0.18618 | 0.1241 | 0.081191 | 0.052309 | 0.033355 | 0.065649 | 0 | 0
F5_Commercial_Interruptible - College_Existing_Water Heating_Natural Gas_Water Heater_A_Achievable Economic UCT Potential | F5 | Commercial | Interruptible - College | Existing | Water Heating | Natural Gas | Water Heater | A | Incremental Summer Peak Savings (MW) | Achievable Economic UCT Potential | 0 | 0 | 0 | 0 | 0 | 0 | 0 | 0 | 0 | 0 | 0 | 0 | 0 | 0 | 0 | 0 | 0 | 0 | 0 | 0 | 0 | 0 | 0 | 0 | 0 | 0 | 0
F6_Commercial_Interruptible - College_Existing_Water Heating_Natural Gas_Water Heater_A_Achievable Economic UCT Potential | F6 | Commercial | Interruptible - College | Existing | Water Heating | Natural Gas | Water Heater | A | Incremental Winter Peak Savings (MW) | Achievable Economic UCT Potential | 0 | 0 | 0 | 0 | 0 | 0 | 0 | 0 | 0 | 0 | 0 | 0 | 0 | 0 | 0 | 0 | 0 | 0 | 0 | 0 | 0 | 0 | 0 | 0 | 0 | 0 | 0
F7_Commercial_Interruptible - College_Existing_Water Heating_Natural Gas_Water Heater_A_Achievable Economic UCT Potential | F7 | Commercial | Interruptible - College | Existing | Water Heating | Natural Gas | Water Heater | A | Cumulative Energy Savings (MWh or mTherms) | Achievable Economic UCT Potential | 0 | 0 | 0.068186 | 0.19795 | 0.38465 | 0.62513 | 0.91726 | 1.254 | 1.6246 | 2.0213 | 2.4697 | 2.9551 | 3.3975 | 3.7943 | 4.1433 | 4.6113 | 4.9869 | 5.2842 | 5.515 | 5.7011 | 5.8252 | 5.9064 | 5.9587 | 5.9921 | 6.0577 | 6.0577 | 6.0577
F8_Commercial_Interruptible - College_Existing_Water Heating_Natural Gas_Water Heater_A_Achievable Economic UCT Potential | F8 | Commercial | Interruptible - College | Existing | Water Heating | Natural Gas | Water Heater | A | Cumulative Summer Peak Savings (MW) | Achievable Economic UCT Potential | 0 | 0 | 0 | 0 | 0 | 0 | 0 | 0 | 0 | 0 | 0 | 0 | 0 | 0 | 0 | 0 | 0 | 0 | 0 | 0 | 0 | 0 | 0 | 0 | 0 | 0 | 0
F9_Commercial_Interruptible - College_Existing_Water Heating_Natural Gas_Water Heater_A_Achievable Economic UCT Potential | F9 | Commercial | Interruptible - College | Existing | Water Heating | Natural Gas | Water Heater | A | Cumulative Winter Peak Savings (MW) | Achievable Economic UCT Potential | 0 | 0 | 0 | 0 | 0 | 0 | 0 | 0 | 0 | 0 | 0 | 0 | 0 | 0 | 0 | 0 | 0 | 0 | 0 | 0 | 0 | 0 | 0 | 0 | 0 | 0 | 0
F10_Commercial_Interruptible - College_Existing_Water Heating_Natural Gas_Water Heater_A_Achievable Economic UCT Potential | F10 | Commercial | Interruptible - College | Existing | Water Heating | Natural Gas | Water Heater | A | Purchases (Incremental) | Achievable Economic UCT Potential | 0 | 0 | 23.9209 | 45.5222 | 65.4998 | 84.364 | 102.4859 | 118.1306 | 130.0306 | 139.1566 | 157.3057 | 170.2986 | 155.2005 | 139.2005 | 122.4265 | 164.207 | 131.7514 | 104.2983 | 80.9584 | 65.3155 | 43.536 | 28.4835 | 18.3509 | 11.7017 | 23.0309 | 0 | 0
F11_Commercial_Interruptible - College_Existing_Water Heating_Natural Gas_Water Heater_A_Achievable Economic UCT Potential | F11 | Commercial | Interruptible - College | Existing | Water Heating | Natural Gas | Water Heater | A | Purchases (Cumulative) | Achievable Economic UCT Potential | 0 | 0 | 23.9209 | 69.4432 | 134.943 | 219.307 | 321.793 | 439.9236 | 569.9542 | 709.1109 | 866.4166 | 1036.7152 | 1191.9157 | 1331.1162 | 1453.5427 | 1617.7496 | 1749.5011 | 1853.7994 | 1934.7578 | 2000.0733 | 2043.6093 | 2072.0928 | 2090.4437 | 2102.1455 | 2125.1763 | 2125.1763 | 2125.1763
F1_Commercial_Interruptible - College_Existing_Food Preparation_Natural Gas_Oven_A_Achievable Economic UCT Potential | F1 | Commercial | Interruptible - College | Existing | Food Preparation | Natural Gas | Oven | A | Integrated Unit Energy Savings (kWh or therms) | Achievable Economic UCT Potential | 0 | 106.6752 | 106.6752 | 106.6752 | 106.6752 | 106.6752 | 106.6752 | 106.6752 | 106.6752 | 106.6752 | 106.6752 | 106.6752 | 106.6752 | 106.6752 | 106.6752 | 106.6752 | 106.6752 | 106.6752 | 106.6752 | 106.6752 | 106.6752 | 106.6752 | 106.6752 | 106.6752 | 106.6752 | 106.6752 | 106.6752
F2_Commercial_Interruptible - College_Existing_Food Preparation_Natural Gas_Oven_A_Achievable Economic UCT Potential | F2 | Commercial | Interruptible - College | Existing | Food Preparation | Natural Gas | Oven | A | Integrated Unit Summer Peak Savings (kW) | Achievable Economic UCT Potential | 0 | 0 | 0 | 0 | 0 | 0 | 0 | 0 | 0 | 0 | 0 | 0 | 0 | 0 | 0 | 0 | 0 | 0 | 0 | 0 | 0 | 0 | 0 | 0 | 0 | 0 | 0
F3_Commercial_Interruptible - College_Existing_Food Preparation_Natural Gas_Oven_A_Achievable Economic UCT Potential | F3 | Commercial | Interruptible - College | Existing | Food Preparation | Natural Gas | Oven | A | Integrated Unit Winter Peak Savings (kW) | Achievable Economic UCT Potential | 0 | 0 | 0 | 0 | 0 | 0 | 0 | 0 | 0 | 0 | 0 | 0 | 0 | 0 | 0 | 0 | 0 | 0 | 0 | 0 | 0 | 0 | 0 | 0 | 0 | 0 | 0
F4_Commercial_Interruptible - College_Existing_Food Preparation_Natural Gas_Oven_A_Achievable Economic UCT Potential | F4 | Commercial | Interruptible - College | Existing | Food Preparation | Natural Gas | Oven | A | Incremental Energy Savings (MWh or mTherms) | Achievable Economic UCT Potential | 0 | 0 | 2.7052e-05 | 0.00012723 | 0.00029811 | 0.00051366 | 0.00075948 | 0.0010251 | 0.0013031 | 0.0015881 | 0.0018765 | 0.0021659 | 0.00198 | 0.0018627 | 0.0018065 | 0.0017803 | 0.0017679 | 0.0019027 | 0.0020211 | 0.0021745 | 0.0023535 | 0.0024973 | 0.0023937 | 0.0020759 | 0.0021171 | 0.0020448 | 0.0018896
F5_Commercial_Interruptible - College_Existing_Food Preparation_Natural Gas_Oven_A_Achievable Economic UCT Potential | F5 | Commercial | Interruptible - College | Existing | Food Preparation | Natural Gas | Oven | A | Incremental Summer Peak Savings (MW) | Achievable Economic UCT Potential | 0 | 0 | 0 | 0 | 0 | 0 | 0 | 0 | 0 | 0 | 0 | 0 | 0 | 0 | 0 | 0 | 0 | 0 | 0 | 0 | 0 | 0 | 0 | 0 | 0 | 0 | 0
F6_Commercial_Interruptible - College_Existing_Food Preparation_Natural Gas_Oven_A_Achievable Economic UCT Potential | F6 | Commercial | Interruptible - College | Existing | Food Preparation | Natural Gas | Oven | A | Incremental Winter Peak Savings (MW) | Achievable Economic UCT Potential | 0 | 0 | 0 | 0 | 0 | 0 | 0 | 0 | 0 | 0 | 0 | 0 | 0 | 0 | 0 | 0 | 0 | 0 | 0 | 0 | 0 | 0 | 0 | 0 | 0 | 0 | 0
F7_Commercial_Interruptible - College_Existing_Food Preparation_Natural Gas_Oven_A_Achievable Economic UCT Potential | F7 | Commercial | Interruptible - College | Existing | Food Preparation | Natural Gas | Oven | A | Cumulative Energy Savings (MWh or mTherms) | Achievable Economic UCT Potential | 0 | 0 | 2.7052e-05 | 0.00015429 | 0.00045239 | 0.00096605 | 0.0017255 | 0.0027506 | 0.0040537 | 0.0056418 | 0.0075183 | 0.0096842 | 0.011664 | 0.013527 | 0.015333 | 0.017114 | 0.018882 | 0.020784 | 0.022806 | 0.02498 | 0.027333 | 0.029831 | 0.032224 | 0.0343 | 0.036417 | 0.038462 | 0.040352
F8_Commercial_Interruptible - College_Existing_Food Preparation_Natural Gas_Oven_A_Achievable Economic UCT Potential | F8 | Commercial | Interruptible - College | Existing | Food Preparation | Natural Gas | Oven | A | Cumulative Summer Peak Savings (MW) | Achievable Economic UCT Potential | 0 | 0 | 0 | 0 | 0 | 0 | 0 | 0 | 0 | 0 | 0 | 0 | 0 | 0 | 0 | 0 | 0 | 0 | 0 | 0 | 0 | 0 | 0 | 0 | 0 | 0 | 0
F9_Commercial_Interruptible - College_Existing_Food Preparation_Natural Gas_Oven_A_Achievable Economic UCT Potential | F9 | Commercial | Interruptible - College | Existing | Food Preparation | Natural Gas | Oven | A | Cumulative Winter Peak Savings (MW) | Achievable Economic UCT Potential | 0 | 0 | 0 | 0 | 0 | 0 | 0 | 0 | 0 | 0 | 0 | 0 | 0 | 0 | 0 | 0 | 0 | 0 | 0 | 0 | 0 | 0 | 0 | 0 | 0 | 0 | 0
F10_Commercial_Interruptible - College_Existing_Food Preparation_Natural Gas_Oven_A_Achievable Economic UCT Potential | F10 | Commercial | Interruptible - College | Existing | Food Preparation | Natural Gas | Oven | A | Purchases (Incremental) | Achievable Economic UCT Potential | 0 | 0 | 0.00025359 | 0.0011927 | 0.0027945 | 0.0048152 | 0.0071195 | 0.0096096 | 0.012215 | 0.014887 | 0.017591 | 0.020304 | 0.018561 | 0.017461 | 0.016934 | 0.016689 | 0.016573 | 0.017837 | 0.018947 | 0.020384 | 0.022062 | 0.02341 | 0.022439 | 0.01946 | 0.019846 | 0.019168 | 0.017714
F11_Commercial_Interruptible - College_Existing_Food Preparation_Natural Gas_Oven_A_Achievable Economic UCT Potential | F11 | Commercial | Interruptible - College | Existing | Food Preparation | Natural Gas | Oven | A | Purchases (Cumulative) | Achievable Economic UCT Potential | 0 | 0 | 0.00025359 | 0.0014463 | 0.0042408 | 0.009056 | 0.016176 | 0.025785 | 0.038 | 0.052888 | 0.070479 | 0.090782 | 0.10934 | 0.1268 | 0.14374 | 0.16043 | 0.177 | 0.19484 | 0.21378 | 0.23417 | 0.25623 | 0.27964 | 0.30208 | 0.32154 | 0.34139 | 0.36055 | 0.37827
F1_Commercial_Interruptible - College_Existing_Food Preparation_Natural Gas_Conveyor Oven_A_Achievable Economic UCT Potential | F1 | Commercial | Interruptible - College | Existing | Food Preparation | Natural Gas | Conveyor Oven | A | Integrated Unit Energy Savings (kWh or therms) | Achievable Economic UCT Potential | 0 | 0 | 0 | 0 | 0 | 692.0657 | 692.0657 | 692.0657 | 692.0657 | 692.0657 | 692.0657 | 692.0657 | 692.0657 | 692.0657 | 692.0657 | 692.0657 | 692.0657 | 692.0657 | 692.0657 | 692.0657 | 692.0657 | 692.0657 | 692.0657 | 692.0657 | 692.0657 | 692.0657 | 692.0657
F2_Commercial_Interruptible - College_Existing_Food Preparation_Natural Gas_Conveyor Oven_A_Achievable Economic UCT Potential | F2 | Commercial | Interruptible - College | Existing | Food Preparation | Natural Gas | Conveyor Oven | A | Integrated Unit Summer Peak Savings (kW) | Achievable Economic UCT Potential | 0 | 0 | 0 | 0 | 0 | 0 | 0 | 0 | 0 | 0 | 0 | 0 | 0 | 0 | 0 | 0 | 0 | 0 | 0 | 0 | 0 | 0 | 0 | 0 | 0 | 0 | 0
F3_Commercial_Interruptible - College_Existing_Food Preparation_Natural Gas_Conveyor Oven_A_Achievable Economic UCT Potential | F3 | Commercial | Interruptible - College | Existing | Food Preparation | Natural Gas | Conveyor Oven | A | Integrated Unit Winter Peak Savings (kW) | Achievable Economic UCT Potential | 0 | 0 | 0 | 0 | 0 | 0 | 0 | 0 | 0 | 0 | 0 | 0 | 0 | 0 | 0 | 0 | 0 | 0 | 0 | 0 | 0 | 0 | 0 | 0 | 0 | 0 | 0
F4_Commercial_Interruptible - College_Existing_Food Preparation_Natural Gas_Conveyor Oven_A_Achievable Economic UCT Potential | F4 | Commercial | Interruptible - College | Existing | Food Preparation | Natural Gas | Conveyor Oven | A | Incremental Energy Savings (MWh or mTherms) | Achievable Economic UCT Potential | 0 | 0 | 0 | 0 | 0 | 5.9889e-05 | 0.00021578 | 0.0004938 | 0.00091268 | 0.0014856 | 0.002076 | 0.0026712 | 0.0032627 | 0.0038455 | 0.0044164 | 0.0049742 | 0.0055185 | 0.0047195 | 0.0040194 | 0.0034105 | 0.0028845 | 0.0024993 | 0.002127 | 0.0018845 | 0.0017347 | 0.0016435 | 0.0016004
F5_Commercial_Interruptible - College_Existing_Food Preparation_Natural Gas_Conveyor Oven_A_Achievable Economic UCT Potential | F5 | Commercial | Interruptible - College | Existing | Food Preparation | Natural Gas | Conveyor Oven | A | Incremental Summer Peak Savings (MW) | Achievable Economic UCT Potential | 0 | 0 | 0 | 0 | 0 | 0 | 0 | 0 | 0 | 0 | 0 | 0 | 0 | 0 | 0 | 0 | 0 | 0 | 0 | 0 | 0 | 0 | 0 | 0 | 0 | 0 | 0
F6_Commercial_Interruptible - College_Existing_Food Preparation_Natural Gas_Conveyor Oven_A_Achievable Economic UCT Potential | F6 | Commercial | Interruptible - College | Existing | Food Preparation | Natural Gas | Conveyor Oven | A | Incremental Winter Peak Savings (MW) | Achievable Economic UCT Potential | 0 | 0 | 0 | 0 | 0 | 0 | 0 | 0 | 0 | 0 | 0 | 0 | 0 | 0 | 0 | 0 | 0 | 0 | 0 | 0 | 0 | 0 | 0 | 0 | 0 | 0 | 0
F7_Commercial_Interruptible - College_Existing_Food Preparation_Natural Gas_Conveyor Oven_A_Achievable Economic UCT Potential | F7 | Commercial | Interruptible - College | Existing | Food Preparation | Natural Gas | Conveyor Oven | A | Cumulative Energy Savings (MWh or mTherms) | Achievable Economic UCT Potential | 0 | 0 | 0 | 0 | 0 | 5.9889e-05 | 0.00027566 | 0.00076946 | 0.0016821 | 0.0031678 | 0.0052438 | 0.0079149 | 0.011178 | 0.015023 | 0.01944 | 0.024414 | 0.029932 | 0.034652 | 0.038671 | 0.042082 | 0.044966 | 0.047465 | 0.049592 | 0.051477 | 0.053212 | 0.054855 | 0.056455
F8_Commercial_Interruptible - College_Existing_Food Preparation_Natural Gas_Conveyor Oven_A_Achievable Economic UCT Potential | F8 | Commercial | Interruptible - College | Existing | Food Preparation | Natural Gas | Conveyor Oven | A | Cumulative Summer Peak Savings (MW) | Achievable Economic UCT Potential | 0 | 0 | 0 | 0 | 0 | 0 | 0 | 0 | 0 | 0 | 0 | 0 | 0 | 0 | 0 | 0 | 0 | 0 | 0 | 0 | 0 | 0 | 0 | 0 | 0 | 0 | 0
F9_Commercial_Interruptible - College_Existing_Food Preparation_Natural Gas_Conveyor Oven_A_Achievable Economic UCT Potential | F9 | Commercial | Interruptible - College | Existing | Food Preparation | Natural Gas | Conveyor Oven | A | Cumulative Winter Peak Savings (MW) | Achievable Economic UCT Potential | 0 | 0 | 0 | 0 | 0 | 0 | 0 | 0 | 0 | 0 | 0 | 0 | 0 | 0 | 0 | 0 | 0 | 0 | 0 | 0 | 0 | 0 | 0 | 0 | 0 | 0 | 0
F10_Commercial_Interruptible - College_Existing_Food Preparation_Natural Gas_Conveyor Oven_A_Achievable Economic UCT Potential | F10 | Commercial | Interruptible - College | Existing | Food Preparation | Natural Gas | Conveyor Oven | A | Purchases (Incremental) | Achievable Economic UCT Potential | 0 | 0 | 0 | 0 | 0 | 8.6536e-05 | 0.00031178 | 0.00071352 | 0.0013188 | 0.0021466 | 0.0029997 | 0.0038597 | 0.0047144 | 0.0055565 | 0.0063815 | 0.0071875 | 0.0079739 | 0.0068194 | 0.0058078 | 0.0049281 | 0.0041679 | 0.0036114 | 0.0030734 | 0.0027229 | 0.0025066 | 0.0023747 | 0.0023125
F11_Commercial_Interruptible - College_Existing_Food Preparation_Natural Gas_Conveyor Oven_A_Achievable Economic UCT Potential | F11 | Commercial | Interruptible - College | Existing | Food Preparation | Natural Gas | Conveyor Oven | A | Purchases (Cumulative) | Achievable Economic UCT Potential | 0 | 0 | 0 | 0 | 0 | 8.6536e-05 | 0.00039832 | 0.0011118 | 0.0024306 | 0.0045772 | 0.007577 | 0.011437 | 0.016151 | 0.021708 | 0.028089 | 0.035277 | 0.043251 | 0.05007 | 0.055878 | 0.060806 | 0.064974 | 0.068585 | 0.071659 | 0.074382 | 0.076888 | 0.079263 | 0.081575
F1_Commercial_Interruptible - College_Existing_Food Preparation_Natural Gas_Double Rack Oven_A_Achievable Economic UCT Potential | F1 | Commercial | Interruptible - College | Existing | Food Preparation | Natural Gas | Double Rack Oven | A | Integrated Unit Energy Savings (kWh or therms) | Achievable Economic UCT Potential | 0 | 1621.62 | 1621.62 | 1621.62 | 1621.62 | 1621.62 | 1621.62 | 1621.62 | 1621.62 | 1621.62 | 1621.62 | 1621.62 | 1621.62 | 1621.62 | 1621.62 | 1621.62 | 1621.62 | 1621.62 | 1621.62 | 1621.62 | 1621.62 | 1621.62 | 1621.62 | 1621.62 | 1621.62 | 1621.62 | 1621.62
F2_Commercial_Interruptible - College_Existing_Food Preparation_Natural Gas_Double Rack Oven_A_Achievable Economic UCT Potential | F2 | Commercial | Interruptible - College | Existing | Food Preparation | Natural Gas | Double Rack Oven | A | Integrated Unit Summer Peak Savings (kW) | Achievable Economic UCT Potential | 0 | 0 | 0 | 0 | 0 | 0 | 0 | 0 | 0 | 0 | 0 | 0 | 0 | 0 | 0 | 0 | 0 | 0 | 0 | 0 | 0 | 0 | 0 | 0 | 0 | 0 | 0
F3_Commercial_Interruptible - College_Existing_Food Preparation_Natural Gas_Double Rack Oven_A_Achievable Economic UCT Potential | F3 | Commercial | Interruptible - College | Existing | Food Preparation | Natural Gas | Double Rack Oven | A | Integrated Unit Winter Peak Savings (kW) | Achievable Economic UCT Potential | 0 | 0 | 0 | 0 | 0 | 0 | 0 | 0 | 0 | 0 | 0 | 0 | 0 | 0 | 0 | 0 | 0 | 0 | 0 | 0 | 0 | 0 | 0 | 0 | 0 | 0 | 0
F4_Commercial_Interruptible - College_Existing_Food Preparation_Natural Gas_Double Rack Oven_A_Achievable Economic UCT Potential | F4 | Commercial | Interruptible - College | Existing | Food Preparation | Natural Gas | Double Rack Oven | A | Incremental Energy Savings (MWh or mTherms) | Achievable Economic UCT Potential | 0 | 0 | 0.00018848 | 0.00071855 | 0.0014146 | 0.0022487 | 0.003197 | 0.0042393 | 0.0053585 | 0.0065401 | 0.0068526 | 0.0072167 | 0.007654 | 0.0081782 | 0.0086086 | 0.0087949 | 0.0089125 | 0.008986 | 0.0090344 | 0.010361 | 0.010541 | 0.010516 | 0.010363 | 0.010068 | 0.0096434 | 0.0091015 | 0.008454
F5_Commercial_Interruptible - College_Existing_Food Preparation_Natural Gas_Double Rack Oven_A_Achievable Economic UCT Potential | F5 | Commercial | Interruptible - College | Existing | Food Preparation | Natural Gas | Double Rack Oven | A | Incremental Summer Peak Savings (MW) | Achievable Economic UCT Potential | 0 | 0 | 0 | 0 | 0 | 0 | 0 | 0 | 0 | 0 | 0 | 0 | 0 | 0 | 0 | 0 | 0 | 0 | 0 | 0 | 0 | 0 | 0 | 0 | 0 | 0 | 0
F6_Commercial_Interruptible - College_Existing_Food Preparation_Natural Gas_Double Rack Oven_A_Achievable Economic UCT Potential | F6 | Commercial | Interruptible - College | Existing | Food Preparation | Natural Gas | Double Rack Oven | A | Incremental Winter Peak Savings (MW) | Achievable Economic UCT Potential | 0 | 0 | 0 | 0 | 0 | 0 | 0 | 0 | 0 | 0 | 0 | 0 | 0 | 0 | 0 | 0 | 0 | 0 | 0 | 0 | 0 | 0 | 0 | 0 | 0 | 0 | 0
F7_Commercial_Interruptible - College_Existing_Food Preparation_Natural Gas_Double Rack Oven_A_Achievable Economic UCT Potential | F7 | Commercial | Interruptible - College | Existing | Food Preparation | Natural Gas | Double Rack Oven | A | Cumulative Energy Savings (MWh or mTherms) | Achievable Economic UCT Potential | 0 | 0 | 0.00018848 | 0.00090703 | 0.0023216 | 0.0045703 | 0.0077673 | 0.012007 | 0.017365 | 0.023905 | 0.030758 | 0.037974 | 0.045628 | 0.053807 | 0.062415 | 0.07121 | 0.080123 | 0.089109 | 0.098143 | 0.1085 | 0.11905 | 0.12956 | 0.13992 | 0.14999 | 0.15964 | 0.16874 | 0.17719
F8_Commercial_Interruptible - College_Existing_Food Preparation_Natural Gas_Double Rack Oven_A_Achievable Economic UCT Potential | F8 | Commercial | Interruptible - College | Existing | Food Preparation | Natural Gas | Double Rack Oven | A | Cumulative Summer Peak Savings (MW) | Achievable Economic UCT Potential | 0 | 0 | 0 | 0 | 0 | 0 | 0 | 0 | 0 | 0 | 0 | 0 | 0 | 0 | 0 | 0 | 0 | 0 | 0 | 0 | 0 | 0 | 0 | 0 | 0 | 0 | 0
F9_Commercial_Interruptible - College_Existing_Food Preparation_Natural Gas_Double Rack Oven_A_Achievable Economic UCT Potential | F9 | Commercial | Interruptible - College | Existing | Food Preparation | Natural Gas | Double Rack Oven | A | Cumulative Winter Peak Savings (MW) | Achievable Economic UCT Potential | 0 | 0 | 0 | 0 | 0 | 0 | 0 | 0 | 0 | 0 | 0 | 0 | 0 | 0 | 0 | 0 | 0 | 0 | 0 | 0 | 0 | 0 | 0 | 0 | 0 | 0 | 0
F10_Commercial_Interruptible - College_Existing_Food Preparation_Natural Gas_Double Rack Oven_A_Achievable Economic UCT Potential | F10 | Commercial | Interruptible - College | Existing | Food Preparation | Natural Gas | Double Rack Oven | A | Purchases (Incremental) | Achievable Economic UCT Potential | 0 | 0 | 0.00011623 | 0.00044311 | 0.00087234 | 0.0013867 | 0.0019715 | 0.0026142 | 0.0033044 | 0.0040331 | 0.0042257 | 0.0044503 | 0.00472 | 0.0050432 | 0.0053086 | 0.0054236 | 0.005496 | 0.0055414 | 0.0055712 | 0.0063895 | 0.0065004 | 0.0064846 | 0.0063906 | 0.0062087 | 0.0059468 | 0.0056126 | 0.0052133
F11_Commercial_Interruptible - College_Existing_Food Preparation_Natural Gas_Double Rack Oven_A_Achievable Economic UCT Potential | F11 | Commercial | Interruptible - College | Existing | Food Preparation | Natural Gas | Double Rack Oven | A | Purchases (Cumulative) | Achievable Economic UCT Potential | 0 | 0 | 0.00011623 | 0.00055934 | 0.0014317 | 0.0028184 | 0.0047898 | 0.007404 | 0.010708 | 0.014742 | 0.018967 | 0.023418 | 0.028137 | 0.033181 | 0.038489 | 0.043913 | 0.049409 | 0.05495 | 0.060522 | 0.066911 | 0.073411 | 0.079896 | 0.086287 | 0.092495 | 0.098442 | 0.10405 | 0.10927
F1_Commercial_Interruptible - College_Existing_Food Preparation_Natural Gas_Fryer_A_Achievable Economic UCT Potential | F1 | Commercial | Interruptible - College | Existing | Food Preparation | Natural Gas | Fryer | A | Integrated Unit Energy Savings (kWh or therms) | Achievable Economic UCT Potential | 0 | 395.2691 | 395.2691 | 395.2691 | 395.2691 | 395.2691 | 395.2691 | 395.2691 | 395.2691 | 395.2691 | 395.2691 | 395.2691 | 395.2691 | 395.2691 | 395.2691 | 395.2691 | 395.2691 | 395.2691 | 395.2691 | 395.2691 | 395.2691 | 395.2691 | 395.2691 | 395.2691 | 395.2691 | 395.2691 | 395.2691
F2_Commercial_Interruptible - College_Existing_Food Preparation_Natural Gas_Fryer_A_Achievable Economic UCT Potential | F2 | Commercial | Interruptible - College | Existing | Food Preparation | Natural Gas | Fryer | A | Integrated Unit Summer Peak Savings (kW) | Achievable Economic UCT Potential | 0 | 0 | 0 | 0 | 0 | 0 | 0 | 0 | 0 | 0 | 0 | 0 | 0 | 0 | 0 | 0 | 0 | 0 | 0 | 0 | 0 | 0 | 0 | 0 | 0 | 0 | 0
F3_Commercial_Interruptible - College_Existing_Food Preparation_Natural Gas_Fryer_A_Achievable Economic UCT Potential | F3 | Commercial | Interruptible - College | Existing | Food Preparation | Natural Gas | Fryer | A | Integrated Unit Winter Peak Savings (kW) | Achievable Economic UCT Potential | 0 | 0 | 0 | 0 | 0 | 0 | 0 | 0 | 0 | 0 | 0 | 0 | 0 | 0 | 0 | 0 | 0 | 0 | 0 | 0 | 0 | 0 | 0 | 0 | 0 | 0 | 0
F4_Commercial_Interruptible - College_Existing_Food Preparation_Natural Gas_Fryer_A_Achievable Economic UCT Potential | F4 | Commercial | Interruptible - College | Existing | Food Preparation | Natural Gas | Fryer | A | Incremental Energy Savings (MWh or mTherms) | Achievable Economic UCT Potential | 0 | 0 | 0.0020784 | 0.0043301 | 0.0068481 | 0.0095776 | 0.012543 | 0.015911 | 0.019513 | 0.025625 | 0.031103 | 0.033409 | 0.034202 | 0.033405 | 0.04482 | 0.038101 | 0.031136 | 0.025441 | 0.018124 | 0.011932 | 0.007078 | 0.0036573 | 0.0053387 | 0 | 0 | 0 | 0.0011495
F5_Commercial_Interruptible - College_Existing_Food Preparation_Natural Gas_Fryer_A_Achievable Economic UCT Potential | F5 | Commercial | Interruptible - College | Existing | Food Preparation | Natural Gas | Fryer | A | Incremental Summer Peak Savings (MW) | Achievable Economic UCT Potential | 0 | 0 | 0 | 0 | 0 | 0 | 0 | 0 | 0 | 0 | 0 | 0 | 0 | 0 | 0 | 0 | 0 | 0 | 0 | 0 | 0 | 0 | 0 | 0 | 0 | 0 | 0
F6_Commercial_Interruptible - College_Existing_Food Preparation_Natural Gas_Fryer_A_Achievable Economic UCT Potential | F6 | Commercial | Interruptible - College | Existing | Food Preparation | Natural Gas | Fryer | A | Incremental Winter Peak Savings (MW) | Achievable Economic UCT Potential | 0 | 0 | 0 | 0 | 0 | 0 | 0 | 0 | 0 | 0 | 0 | 0 | 0 | 0 | 0 | 0 | 0 | 0 | 0 | 0 | 0 | 0 | 0 | 0 | 0 | 0 | 0
F7_Commercial_Interruptible - College_Existing_Food Preparation_Natural Gas_Fryer_A_Achievable Economic UCT Potential | F7 | Commercial | Interruptible - College | Existing | Food Preparation | Natural Gas | Fryer | A | Cumulative Energy Savings (MWh or mTherms) | Achievable Economic UCT Potential | 0 | 0 | 0.0020784 | 0.0064085 | 0.013257 | 0.022834 | 0.035377 | 0.051288 | 0.070801 | 0.096426 | 0.12753 | 0.16094 | 0.19514 | 0.22855 | 0.27337 | 0.31147 | 0.3426 | 0.36804 | 0.38617 | 0.3981 | 0.40518 | 0.40883 | 0.41417 | 0.41417 | 0.41417 | 0.41417 | 0.41532
F8_Commercial_Interruptible - College_Existing_Food Preparation_Natural Gas_Fryer_A_Achievable Economic UCT Potential | F8 | Commercial | Interruptible - College | Existing | Food Preparation | Natural Gas | Fryer | A | Cumulative Summer Peak Savings (MW) | Achievable Economic UCT Potential | 0 | 0 | 0 | 0 | 0 | 0 | 0 | 0 | 0 | 0 | 0 | 0 | 0 | 0 | 0 | 0 | 0 | 0 | 0 | 0 | 0 | 0 | 0 | 0 | 0 | 0 | 0
F9_Commercial_Interruptible - College_Existing_Food Preparation_Natural Gas_Fryer_A_Achievable Economic UCT Potential | F9 | Commercial | Interruptible - College | Existing | Food Preparation | Natural Gas | Fryer | A | Cumulative Winter Peak Savings (MW) | Achievable Economic UCT Potential | 0 | 0 | 0 | 0 | 0 | 0 | 0 | 0 | 0 | 0 | 0 | 0 | 0 | 0 | 0 | 0 | 0 | 0 | 0 | 0 | 0 | 0 | 0 | 0 | 0 | 0 | 0
F10_Commercial_Interruptible - College_Existing_Food Preparation_Natural Gas_Fryer_A_Achievable Economic UCT Potential | F10 | Commercial | Interruptible - College | Existing | Food Preparation | Natural Gas | Fryer | A | Purchases (Incremental) | Achievable Economic UCT Potential | 0 | 0 | 0.0052583 | 0.010955 | 0.017325 | 0.024231 | 0.031733 | 0.040254 | 0.049366 | 0.064828 | 0.078689 | 0.084523 | 0.086529 | 0.084512 | 0.11339 | 0.096393 | 0.078772 | 0.064363 | 0.045852 | 0.030188 | 0.017907 | 0.0092526 | 0.013507 | 0 | 0 | 0 | 0.0029081
F11_Commercial_Interruptible - College_Existing_Food Preparation_Natural Gas_Fryer_A_Achievable Economic UCT Potential | F11 | Commercial | Interruptible - College | Existing | Food Preparation | Natural Gas | Fryer | A | Purchases (Cumulative) | Achievable Economic UCT Potential | 0 | 0 | 0.0052583 | 0.016213 | 0.033538 | 0.057769 | 0.089502 | 0.12976 | 0.17912 | 0.24395 | 0.32264 | 0.40716 | 0.49369 | 0.5782 | 0.69159 | 0.78799 | 0.86676 | 0.93112 | 0.97697 | 1.0072 | 1.0251 | 1.0343 | 1.0478 | 1.0478 | 1.0478 | 1.0478 | 1.0507
F1_Commercial_Interruptible - College_Existing_Food Preparation_Natural Gas_Broiler_A_Achievable Economic UCT Potential | F1 | Commercial | Interruptible - College | Existing | Food Preparation | Natural Gas | Broiler | A | Integrated Unit Energy Savings (kWh or therms) | Achievable Economic UCT Potential | 0 | 240.24 | 240.24 | 240.24 | 240.24 | 240.24 | 240.24 | 240.24 | 240.24 | 240.24 | 240.24 | 240.24 | 240.24 | 240.24 | 240.24 | 240.24 | 240.24 | 240.24 | 240.24 | 240.24 | 240.24 | 240.24 | 240.24 | 240.24 | 240.24 | 240.24 | 240.24
F2_Commercial_Interruptible - College_Existing_Food Preparation_Natural Gas_Broiler_A_Achievable Economic UCT Potential | F2 | Commercial | Interruptible - College | Existing | Food Preparation | Natural Gas | Broiler | A | Integrated Unit Summer Peak Savings (kW) | Achievable Economic UCT Potential | 0 | 0 | 0 | 0 | 0 | 0 | 0 | 0 | 0 | 0 | 0 | 0 | 0 | 0 | 0 | 0 | 0 | 0 | 0 | 0 | 0 | 0 | 0 | 0 | 0 | 0 | 0
F3_Commercial_Interruptible - College_Existing_Food Preparation_Natural Gas_Broiler_A_Achievable Economic UCT Potential | F3 | Commercial | Interruptible - College | Existing | Food Preparation | Natural Gas | Broiler | A | Integrated Unit Winter Peak Savings (kW) | Achievable Economic UCT Potential | 0 | 0 | 0 | 0 | 0 | 0 | 0 | 0 | 0 | 0 | 0 | 0 | 0 | 0 | 0 | 0 | 0 | 0 | 0 | 0 | 0 | 0 | 0 | 0 | 0 | 0 | 0
F4_Commercial_Interruptible - College_Existing_Food Preparation_Natural Gas_Broiler_A_Achievable Economic UCT Potential | F4 | Commercial | Interruptible - College | Existing | Food Preparation | Natural Gas | Broiler | A | Incremental Energy Savings (MWh or mTherms) | Achievable Economic UCT Potential | 0 | 0 | 0.00096226 | 0.0032559 | 0.0059185 | 0.008888 | 0.012112 | 0.015544 | 0.019148 | 0.02289 | 0.0247 | 0.026624 | 0.028712 | 0.030992 | 0.032521 | 0.032935 | 0.033197 | 0.03336 | 0.033468 | 0.042422 | 0.04246 | 0.042048 | 0.040007 | 0.037714 | 0.03519 | 0.032458 | 0.029536
F5_Commercial_Interruptible - College_Existing_Food Preparation_Natural Gas_Broiler_A_Achievable Economic UCT Potential | F5 | Commercial | Interruptible - College | Existing | Food Preparation | Natural Gas | Broiler | A | Incremental Summer Peak Savings (MW) | Achievable Economic UCT Potential | 0 | 0 | 0 | 0 | 0 | 0 | 0 | 0 | 0 | 0 | 0 | 0 | 0 | 0 | 0 | 0 | 0 | 0 | 0 | 0 | 0 | 0 | 0 | 0 | 0 | 0 | 0
F6_Commercial_Interruptible - College_Existing_Food Preparation_Natural Gas_Broiler_A_Achievable Economic UCT Potential | F6 | Commercial | Interruptible - College | Existing | Food Preparation | Natural Gas | Broiler | A | Incremental Winter Peak Savings (MW) | Achievable Economic UCT Potential | 0 | 0 | 0 | 0 | 0 | 0 | 0 | 0 | 0 | 0 | 0 | 0 | 0 | 0 | 0 | 0 | 0 | 0 | 0 | 0 | 0 | 0 | 0 | 0 | 0 | 0 | 0
F7_Commercial_Interruptible - College_Existing_Food Preparation_Natural Gas_Broiler_A_Achievable Economic UCT Potential | F7 | Commercial | Interruptible - College | Existing | Food Preparation | Natural Gas | Broiler | A | Cumulative Energy Savings (MWh or mTherms) | Achievable Economic UCT Potential | 0 | 0 | 0.00096226 | 0.0042181 | 0.010137 | 0.019025 | 0.031136 | 0.04668 | 0.065828 | 0.088718 | 0.11342 | 0.14004 | 0.16875 | 0.19975 | 0.23227 | 0.2652 | 0.2984 | 0.33176 | 0.36523 | 0.40765 | 0.45011 | 0.49216 | 0.53216 | 0.56988 | 0.60507 | 0.63753 | 0.66706
F8_Commercial_Interruptible - College_Existing_Food Preparation_Natural Gas_Broiler_A_Achievable Economic UCT Potential | F8 | Commercial | Interruptible - College | Existing | Food Preparation | Natural Gas | Broiler | A | Cumulative Summer Peak Savings (MW) | Achievable Economic UCT Potential | 0 | 0 | 0 | 0 | 0 | 0 | 0 | 0 | 0 | 0 | 0 | 0 | 0 | 0 | 0 | 0 | 0 | 0 | 0 | 0 | 0 | 0 | 0 | 0 | 0 | 0 | 0
F9_Commercial_Interruptible - College_Existing_Food Preparation_Natural Gas_Broiler_A_Achievable Economic UCT Potential | F9 | Commercial | Interruptible - College | Existing | Food Preparation | Natural Gas | Broiler | A | Cumulative Winter Peak Savings (MW) | Achievable Economic UCT Potential | 0 | 0 | 0 | 0 | 0 | 0 | 0 | 0 | 0 | 0 | 0 | 0 | 0 | 0 | 0 | 0 | 0 | 0 | 0 | 0 | 0 | 0 | 0 | 0 | 0 | 0 | 0
F10_Commercial_Interruptible - College_Existing_Food Preparation_Natural Gas_Broiler_A_Achievable Economic UCT Potential | F10 | Commercial | Interruptible - College | Existing | Food Preparation | Natural Gas | Broiler | A | Purchases (Incremental) | Achievable Economic UCT Potential | 0 | 0 | 0.0040054 | 0.013553 | 0.024636 | 0.036996 | 0.050414 | 0.064703 | 0.079703 | 0.09528 | 0.10281 | 0.11082 | 0.11951 | 0.12901 | 0.13537 | 0.13709 | 0.13818 | 0.13886 | 0.13931 | 0.17658 | 0.17674 | 0.17502 | 0.16653 | 0.15698 | 0.14648 | 0.13511 | 0.12295
F11_Commercial_Interruptible - College_Existing_Food Preparation_Natural Gas_Broiler_A_Achievable Economic UCT Potential | F11 | Commercial | Interruptible - College | Existing | Food Preparation | Natural Gas | Broiler | A | Purchases (Cumulative) | Achievable Economic UCT Potential | 0 | 0 | 0.0040054 | 0.017558 | 0.042194 | 0.07919 | 0.1296 | 0.19431 | 0.27401 | 0.36929 | 0.4721 | 0.58293 | 0.70244 | 0.83145 | 0.96682 | 1.1039 | 1.2421 | 1.381 | 1.5203 | 1.6968 | 1.8736 | 2.0486 | 2.2151 | 2.3721 | 2.5186 | 2.6537 | 2.7767
F1_Commercial_Interruptible - College_Existing_Food Preparation_Natural Gas_Griddle_A_Achievable Economic UCT Potential | F1 | Commercial | Interruptible - College | Existing | Food Preparation | Natural Gas | Griddle | A | Integrated Unit Energy Savings (kWh or therms) | Achievable Economic UCT Potential | 0 | 167.9465 | 167.9465 | 167.9465 | 167.9465 | 167.9465 | 167.9465 | 167.9465 | 167.9465 | 167.9465 | 167.9465 | 167.9465 | 167.9465 | 167.9465 | 167.9465 | 167.9465 | 167.9465 | 167.9465 | 167.9465 | 167.9465 | 167.9465 | 167.9465 | 167.9465 | 167.9465 | 167.9465 | 167.9465 | 167.9465
F2_Commercial_Interruptible - College_Existing_Food Preparation_Natural Gas_Griddle_A_Achievable Economic UCT Potential | F2 | Commercial | Interruptible - College | Existing | Food Preparation | Natural Gas | Griddle | A | Integrated Unit Summer Peak Savings (kW) | Achievable Economic UCT Potential | 0 | 0 | 0 | 0 | 0 | 0 | 0 | 0 | 0 | 0 | 0 | 0 | 0 | 0 | 0 | 0 | 0 | 0 | 0 | 0 | 0 | 0 | 0 | 0 | 0 | 0 | 0
F3_Commercial_Interruptible - College_Existing_Food Preparation_Natural Gas_Griddle_A_Achievable Economic UCT Potential | F3 | Commercial | Interruptible - College | Existing | Food Preparation | Natural Gas | Griddle | A | Integrated Unit Winter Peak Savings (kW) | Achievable Economic UCT Potential | 0 | 0 | 0 | 0 | 0 | 0 | 0 | 0 | 0 | 0 | 0 | 0 | 0 | 0 | 0 | 0 | 0 | 0 | 0 | 0 | 0 | 0 | 0 | 0 | 0 | 0 | 0
F4_Commercial_Interruptible - College_Existing_Food Preparation_Natural Gas_Griddle_A_Achievable Economic UCT Potential | F4 | Commercial | Interruptible - College | Existing | Food Preparation | Natural Gas | Griddle | A | Incremental Energy Savings (MWh or mTherms) | Achievable Economic UCT Potential | 0 | 0 | 0.00030383 | 0.001028 | 0.0018687 | 0.0028064 | 0.0038242 | 0.004908 | 0.0060458 | 0.0072275 | 0.0077989 | 0.0084066 | 0.0090656 | 0.0097857 | 0.010268 | 0.010399 | 0.010482 | 0.010533 | 0.010567 | 0.013395 | 0.013407 | 0.013276 | 0.012632 | 0.011908 | 0.011111 | 0.010248 | 0.009326
F5_Commercial_Interruptible - College_Existing_Food Preparation_Natural Gas_Griddle_A_Achievable Economic UCT Potential | F5 | Commercial | Interruptible - College | Existing | Food Preparation | Natural Gas | Griddle | A | Incremental Summer Peak Savings (MW) | Achievable Economic UCT Potential | 0 | 0 | 0 | 0 | 0 | 0 | 0 | 0 | 0 | 0 | 0 | 0 | 0 | 0 | 0 | 0 | 0 | 0 | 0 | 0 | 0 | 0 | 0 | 0 | 0 | 0 | 0
F6_Commercial_Interruptible - College_Existing_Food Preparation_Natural Gas_Griddle_A_Achievable Economic UCT Potential | F6 | Commercial | Interruptible - College | Existing | Food Preparation | Natural Gas | Griddle | A | Incremental Winter Peak Savings (MW) | Achievable Economic UCT Potential | 0 | 0 | 0 | 0 | 0 | 0 | 0 | 0 | 0 | 0 | 0 | 0 | 0 | 0 | 0 | 0 | 0 | 0 | 0 | 0 | 0 | 0 | 0 | 0 | 0 | 0 | 0
F7_Commercial_Interruptible - College_Existing_Food Preparation_Natural Gas_Griddle_A_Achievable Economic UCT Potential | F7 | Commercial | Interruptible - College | Existing | Food Preparation | Natural Gas | Griddle | A | Cumulative Energy Savings (MWh or mTherms) | Achievable Economic UCT Potential | 0 | 0 | 0.00030383 | 0.0013319 | 0.0032006 | 0.006007 | 0.0098311 | 0.014739 | 0.020785 | 0.028012 | 0.035811 | 0.044218 | 0.053284 | 0.063069 | 0.073338 | 0.083737 | 0.094219 | 0.10475 | 0.11532 | 0.12871 | 0.14212 | 0.1554 | 0.16803 | 0.17994 | 0.19105 | 0.2013 | 0.21062
F8_Commercial_Interruptible - College_Existing_Food Preparation_Natural Gas_Griddle_A_Achievable Economic UCT Potential | F8 | Commercial | Interruptible - College | Existing | Food Preparation | Natural Gas | Griddle | A | Cumulative Summer Peak Savings (MW) | Achievable Economic UCT Potential | 0 | 0 | 0 | 0 | 0 | 0 | 0 | 0 | 0 | 0 | 0 | 0 | 0 | 0 | 0 | 0 | 0 | 0 | 0 | 0 | 0 | 0 | 0 | 0 | 0 | 0 | 0
F9_Commercial_Interruptible - College_Existing_Food Preparation_Natural Gas_Griddle_A_Achievable Economic UCT Potential | F9 | Commercial | Interruptible - College | Existing | Food Preparation | Natural Gas | Griddle | A | Cumulative Winter Peak Savings (MW) | Achievable Economic UCT Potential | 0 | 0 | 0 | 0 | 0 | 0 | 0 | 0 | 0 | 0 | 0 | 0 | 0 | 0 | 0 | 0 | 0 | 0 | 0 | 0 | 0 | 0 | 0 | 0 | 0 | 0 | 0
F10_Commercial_Interruptible - College_Existing_Food Preparation_Natural Gas_Griddle_A_Achievable Economic UCT Potential | F10 | Commercial | Interruptible - College | Existing | Food Preparation | Natural Gas | Griddle | A | Purchases (Incremental) | Achievable Economic UCT Potential | 0 | 0 | 0.0018091 | 0.0061211 | 0.011127 | 0.01671 | 0.02277 | 0.029224 | 0.035999 | 0.043034 | 0.046437 | 0.050055 | 0.053979 | 0.058267 | 0.061141 | 0.06192 | 0.062411 | 0.062719 | 0.062921 | 0.079756 | 0.079827 | 0.079051 | 0.075214 | 0.070903 | 0.066159 | 0.061022 | 0.05553
F11_Commercial_Interruptible - College_Existing_Food Preparation_Natural Gas_Griddle_A_Achievable Economic UCT Potential | F11 | Commercial | Interruptible - College | Existing | Food Preparation | Natural Gas | Griddle | A | Purchases (Cumulative) | Achievable Economic UCT Potential | 0 | 0 | 0.0018091 | 0.0079302 | 0.019057 | 0.035767 | 0.058537 | 0.087761 | 0.12376 | 0.16679 | 0.21323 | 0.26329 | 0.31726 | 0.37553 | 0.43667 | 0.49859 | 0.561 | 0.62372 | 0.68664 | 0.7664 | 0.84623 | 0.92528 | 1.0005 | 1.0714 | 1.1376 | 1.1986 | 1.2541
F1_Commercial_Interruptible - College_Existing_Food Preparation_Natural Gas_Range_A_Achievable Economic UCT Potential | F1 | Commercial | Interruptible - College | Existing | Food Preparation | Natural Gas | Range | A | Integrated Unit Energy Savings (kWh or therms) | Achievable Economic UCT Potential | 0 | 171.4286 | 171.4286 | 171.4286 | 171.4286 | 171.4286 | 171.4286 | 171.4286 | 171.4286 | 171.4286 | 171.4286 | 171.4286 | 171.4286 | 171.4286 | 171.4286 | 171.4286 | 171.4286 | 171.4286 | 171.4286 | 171.4286 | 171.4286 | 171.4286 | 171.4286 | 171.4286 | 171.4286 | 171.4286 | 171.4286
F2_Commercial_Interruptible - College_Existing_Food Preparation_Natural Gas_Range_A_Achievable Economic UCT Potential | F2 | Commercial | Interruptible - College | Existing | Food Preparation | Natural Gas | Range | A | Integrated Unit Summer Peak Savings (kW) | Achievable Economic UCT Potential | 0 | 0 | 0 | 0 | 0 | 0 | 0 | 0 | 0 | 0 | 0 | 0 | 0 | 0 | 0 | 0 | 0 | 0 | 0 | 0 | 0 | 0 | 0 | 0 | 0 | 0 | 0
F3_Commercial_Interruptible - College_Existing_Food Preparation_Natural Gas_Range_A_Achievable Economic UCT Potential | F3 | Commercial | Interruptible - College | Existing | Food Preparation | Natural Gas | Range | A | Integrated Unit Winter Peak Savings (kW) | Achievable Economic UCT Potential | 0 | 0 | 0 | 0 | 0 | 0 | 0 | 0 | 0 | 0 | 0 | 0 | 0 | 0 | 0 | 0 | 0 | 0 | 0 | 0 | 0 | 0 | 0 | 0 | 0 | 0 | 0
F4_Commercial_Interruptible - College_Existing_Food Preparation_Natural Gas_Range_A_Achievable Economic UCT Potential | F4 | Commercial | Interruptible - College | Existing | Food Preparation | Natural Gas | Range | A | Incremental Energy Savings (MWh or mTherms) | Achievable Economic UCT Potential | 0 | 0 | 0.00057016 | 0.0020618 | 0.0038781 | 0.0059195 | 0.0081134 | 0.010407 | 0.012763 | 0.015155 | 0.015271 | 0.015877 | 0.016378 | 0.016372 | 0.016392 | 0.019655 | 0.020385 | 0.020936 | 0.021352 | 0.02072 | 0.021793 | 0.022129 | 0.020073 | 0.017799 | 0.014958 | 0.0096318 | 0.0072618
F5_Commercial_Interruptible - College_Existing_Food Preparation_Natural Gas_Range_A_Achievable Economic UCT Potential | F5 | Commercial | Interruptible - College | Existing | Food Preparation | Natural Gas | Range | A | Incremental Summer Peak Savings (MW) | Achievable Economic UCT Potential | 0 | 0 | 0 | 0 | 0 | 0 | 0 | 0 | 0 | 0 | 0 | 0 | 0 | 0 | 0 | 0 | 0 | 0 | 0 | 0 | 0 | 0 | 0 | 0 | 0 | 0 | 0
F6_Commercial_Interruptible - College_Existing_Food Preparation_Natural Gas_Range_A_Achievable Economic UCT Potential | F6 | Commercial | Interruptible - College | Existing | Food Preparation | Natural Gas | Range | A | Incremental Winter Peak Savings (MW) | Achievable Economic UCT Potential | 0 | 0 | 0 | 0 | 0 | 0 | 0 | 0 | 0 | 0 | 0 | 0 | 0 | 0 | 0 | 0 | 0 | 0 | 0 | 0 | 0 | 0 | 0 | 0 | 0 | 0 | 0
F7_Commercial_Interruptible - College_Existing_Food Preparation_Natural Gas_Range_A_Achievable Economic UCT Potential | F7 | Commercial | Interruptible - College | Existing | Food Preparation | Natural Gas | Range | A | Cumulative Energy Savings (MWh or mTherms) | Achievable Economic UCT Potential | 0 | 0 | 0.00057016 | 0.002632 | 0.0065101 | 0.01243 | 0.020543 | 0.03095 | 0.043713 | 0.058868 | 0.074139 | 0.090016 | 0.10639 | 0.12277 | 0.13916 | 0.15881 | 0.1792 | 0.20013 | 0.22149 | 0.24221 | 0.264 | 0.28613 | 0.3062 | 0.324 | 0.33896 | 0.34859 | 0.35585
F8_Commercial_Interruptible - College_Existing_Food Preparation_Natural Gas_Range_A_Achievable Economic UCT Potential | F8 | Commercial | Interruptible - College | Existing | Food Preparation | Natural Gas | Range | A | Cumulative Summer Peak Savings (MW) | Achievable Economic UCT Potential | 0 | 0 | 0 | 0 | 0 | 0 | 0 | 0 | 0 | 0 | 0 | 0 | 0 | 0 | 0 | 0 | 0 | 0 | 0 | 0 | 0 | 0 | 0 | 0 | 0 | 0 | 0
F9_Commercial_Interruptible - College_Existing_Food Preparation_Natural Gas_Range_A_Achievable Economic UCT Potential | F9 | Commercial | Interruptible - College | Existing | Food Preparation | Natural Gas | Range | A | Cumulative Winter Peak Savings (MW) | Achievable Economic UCT Potential | 0 | 0 | 0 | 0 | 0 | 0 | 0 | 0 | 0 | 0 | 0 | 0 | 0 | 0 | 0 | 0 | 0 | 0 | 0 | 0 | 0 | 0 | 0 | 0 | 0 | 0 | 0
F10_Commercial_Interruptible - College_Existing_Food Preparation_Natural Gas_Range_A_Achievable Economic UCT Potential | F10 | Commercial | Interruptible - College | Existing | Food Preparation | Natural Gas | Range | A | Purchases (Incremental) | Achievable Economic UCT Potential | 0 | 0 | 0.0033259 | 0.012027 | 0.022622 | 0.034531 | 0.047328 | 0.060708 | 0.074451 | 0.088402 | 0.089081 | 0.092615 | 0.095538 | 0.095502 | 0.09562 | 0.11466 | 0.11891 | 0.12213 | 0.12455 | 0.12086 | 0.12713 | 0.12909 | 0.11709 | 0.10383 | 0.087256 | 0.056186 | 0.04236
F11_Commercial_Interruptible - College_Existing_Food Preparation_Natural Gas_Range_A_Achievable Economic UCT Potential | F11 | Commercial | Interruptible - College | Existing | Food Preparation | Natural Gas | Range | A | Purchases (Cumulative) | Achievable Economic UCT Potential | 0 | 0 | 0.0033259 | 0.015353 | 0.037975 | 0.072506 | 0.11983 | 0.18054 | 0.25499 | 0.3434 | 0.43248 | 0.52509 | 0.62063 | 0.71613 | 0.81175 | 0.92641 | 1.0453 | 1.1674 | 1.292 | 1.4129 | 1.54 | 1.6691 | 1.7862 | 1.89 | 1.9773 | 2.0334 | 2.0758
F1_Commercial_Interruptible - College_Existing_Food Preparation_Natural Gas_Steamer_A_Achievable Economic UCT Potential | F1 | Commercial | Interruptible - College | Existing | Food Preparation | Natural Gas | Steamer | A | Integrated Unit Energy Savings (kWh or therms) | Achievable Economic UCT Potential | 0 | 1215.1419 | 1215.1419 | 1215.1419 | 1215.1419 | 1215.1419 | 1215.1419 | 1215.1419 | 1215.1419 | 1215.1419 | 1215.1419 | 1215.1419 | 1215.1419 | 1215.1419 | 1215.1419 | 1215.1419 | 1215.1419 | 1215.1419 | 1215.1419 | 1215.1419 | 1215.1419 | 1215.1419 | 1215.1419 | 1215.1419 | 1215.1419 | 1215.1419 | 1215.1419
F2_Commercial_Interruptible - College_Existing_Food Preparation_Natural Gas_Steamer_A_Achievable Economic UCT Potential | F2 | Commercial | Interruptible - College | Existing | Food Preparation | Natural Gas | Steamer | A | Integrated Unit Summer Peak Savings (kW) | Achievable Economic UCT Potential | 0 | 0 | 0 | 0 | 0 | 0 | 0 | 0 | 0 | 0 | 0 | 0 | 0 | 0 | 0 | 0 | 0 | 0 | 0 | 0 | 0 | 0 | 0 | 0 | 0 | 0 | 0
F3_Commercial_Interruptible - College_Existing_Food Preparation_Natural Gas_Steamer_A_Achievable Economic UCT Potential | F3 | Commercial | Interruptible - College | Existing | Food Preparation | Natural Gas | Steamer | A | Integrated Unit Winter Peak Savings (kW) | Achievable Economic UCT Potential | 0 | 0 | 0 | 0 | 0 | 0 | 0 | 0 | 0 | 0 | 0 | 0 | 0 | 0 | 0 | 0 | 0 | 0 | 0 | 0 | 0 | 0 | 0 | 0 | 0 | 0 | 0
F4_Commercial_Interruptible - College_Existing_Food Preparation_Natural Gas_Steamer_A_Achievable Economic UCT Potential | F4 | Commercial | Interruptible - College | Existing | Food Preparation | Natural Gas | Steamer | A | Incremental Energy Savings (MWh or mTherms) | Achievable Economic UCT Potential | 0 | 0 | 0.0022117 | 0.0065654 | 0.010731 | 0.014766 | 0.018712 | 0.022601 | 0.027469 | 0.032161 | 0.034447 | 0.034404 | 0.03438 | 0.048487 | 0.04607 | 0.044354 | 0.042132 | 0.040417 | 0.039115 | 0.038136 | 0.042711 | 0.031336 | 0.03036 | 0.027878 | 0.024444 | 0.026726 | 0.01746
F5_Commercial_Interruptible - College_Existing_Food Preparation_Natural Gas_Steamer_A_Achievable Economic UCT Potential | F5 | Commercial | Interruptible - College | Existing | Food Preparation | Natural Gas | Steamer | A | Incremental Summer Peak Savings (MW) | Achievable Economic UCT Potential | 0 | 0 | 0 | 0 | 0 | 0 | 0 | 0 | 0 | 0 | 0 | 0 | 0 | 0 | 0 | 0 | 0 | 0 | 0 | 0 | 0 | 0 | 0 | 0 | 0 | 0 | 0
F6_Commercial_Interruptible - College_Existing_Food Preparation_Natural Gas_Steamer_A_Achievable Economic UCT Potential | F6 | Commercial | Interruptible - College | Existing | Food Preparation | Natural Gas | Steamer | A | Incremental Winter Peak Savings (MW) | Achievable Economic UCT Potential | 0 | 0 | 0 | 0 | 0 | 0 | 0 | 0 | 0 | 0 | 0 | 0 | 0 | 0 | 0 | 0 | 0 | 0 | 0 | 0 | 0 | 0 | 0 | 0 | 0 | 0 | 0
F7_Commercial_Interruptible - College_Existing_Food Preparation_Natural Gas_Steamer_A_Achievable Economic UCT Potential | F7 | Commercial | Interruptible - College | Existing | Food Preparation | Natural Gas | Steamer | A | Cumulative Energy Savings (MWh or mTherms) | Achievable Economic UCT Potential | 0 | 0 | 0.0022117 | 0.0087771 | 0.019508 | 0.034274 | 0.052986 | 0.075587 | 0.10306 | 0.13522 | 0.16967 | 0.20407 | 0.23845 | 0.28694 | 0.33301 | 0.37736 | 0.41949 | 0.45991 | 0.49902 | 0.53716 | 0.57987 | 0.61121 | 0.64157 | 0.66944 | 0.69389 | 0.72061 | 0.73807
F8_Commercial_Interruptible - College_Existing_Food Preparation_Natural Gas_Steamer_A_Achievable Economic UCT Potential | F8 | Commercial | Interruptible - College | Existing | Food Preparation | Natural Gas | Steamer | A | Cumulative Summer Peak Savings (MW) | Achievable Economic UCT Potential | 0 | 0 | 0 | 0 | 0 | 0 | 0 | 0 | 0 | 0 | 0 | 0 | 0 | 0 | 0 | 0 | 0 | 0 | 0 | 0 | 0 | 0 | 0 | 0 | 0 | 0 | 0
F9_Commercial_Interruptible - College_Existing_Food Preparation_Natural Gas_Steamer_A_Achievable Economic UCT Potential | F9 | Commercial | Interruptible - College | Existing | Food Preparation | Natural Gas | Steamer | A | Cumulative Winter Peak Savings (MW) | Achievable Economic UCT Potential | 0 | 0 | 0 | 0 | 0 | 0 | 0 | 0 | 0 | 0 | 0 | 0 | 0 | 0 | 0 | 0 | 0 | 0 | 0 | 0 | 0 | 0 | 0 | 0 | 0 | 0 | 0
F10_Commercial_Interruptible - College_Existing_Food Preparation_Natural Gas_Steamer_A_Achievable Economic UCT Potential | F10 | Commercial | Interruptible - College | Existing | Food Preparation | Natural Gas | Steamer | A | Purchases (Incremental) | Achievable Economic UCT Potential | 0 | 0 | 0.0018202 | 0.005403 | 0.0088309 | 0.012152 | 0.015399 | 0.0186 | 0.022606 | 0.026467 | 0.028348 | 0.028312 | 0.028293 | 0.039903 | 0.037913 | 0.036501 | 0.034672 | 0.033261 | 0.032189 | 0.031384 | 0.035149 | 0.025788 | 0.024985 | 0.022942 | 0.020116 | 0.021994 | 0.014369
F11_Commercial_Interruptible - College_Existing_Food Preparation_Natural Gas_Steamer_A_Achievable Economic UCT Potential | F11 | Commercial | Interruptible - College | Existing | Food Preparation | Natural Gas | Steamer | A | Purchases (Cumulative) | Achievable Economic UCT Potential | 0 | 0 | 0.0018202 | 0.0072231 | 0.016054 | 0.028206 | 0.043605 | 0.062205 | 0.08481 | 0.11128 | 0.13963 | 0.16794 | 0.19623 | 0.23613 | 0.27405 | 0.31055 | 0.34522 | 0.37848 | 0.41067 | 0.44205 | 0.4772 | 0.50299 | 0.52798 | 0.55092 | 0.57103 | 0.59303 | 0.6074
F1_Commercial_Interruptible - College_Existing_Food Preparation_Natural Gas_Commercial Food Prep Other_A_Achievable Economic UCT Potential | F1 | Commercial | Interruptible - College | Existing | Food Preparation | Natural Gas | Commercial Food Prep Other | A | Integrated Unit Energy Savings (kWh or therms) | Achievable Economic UCT Potential | 0 | 366.1618 | 366.1618 | 366.1618 | 366.1618 | 366.1618 | 366.1618 | 366.1618 | 366.1618 | 366.1618 | 366.1618 | 366.1618 | 366.1618 | 366.1618 | 366.1618 | 366.1618 | 366.1618 | 366.1618 | 366.1618 | 366.1618 | 366.1618 | 366.1618 | 366.1618 | 366.1618 | 366.1618 | 366.1618 | 366.1618
F2_Commercial_Interruptible - College_Existing_Food Preparation_Natural Gas_Commercial Food Prep Other_A_Achievable Economic UCT Potential | F2 | Commercial | Interruptible - College | Existing | Food Preparation | Natural Gas | Commercial Food Prep Other | A | Integrated Unit Summer Peak Savings (kW) | Achievable Economic UCT Potential | 0 | 0 | 0 | 0 | 0 | 0 | 0 | 0 | 0 | 0 | 0 | 0 | 0 | 0 | 0 | 0 | 0 | 0 | 0 | 0 | 0 | 0 | 0 | 0 | 0 | 0 | 0
F3_Commercial_Interruptible - College_Existing_Food Preparation_Natural Gas_Commercial Food Prep Other_A_Achievable Economic UCT Potential | F3 | Commercial | Interruptible - College | Existing | Food Preparation | Natural Gas | Commercial Food Prep Other | A | Integrated Unit Winter Peak Savings (kW) | Achievable Economic UCT Potential | 0 | 0 | 0 | 0 | 0 | 0 | 0 | 0 | 0 | 0 | 0 | 0 | 0 | 0 | 0 | 0 | 0 | 0 | 0 | 0 | 0 | 0 | 0 | 0 | 0 | 0 | 0
F4_Commercial_Interruptible - College_Existing_Food Preparation_Natural Gas_Commercial Food Prep Other_A_Achievable Economic UCT Potential | F4 | Commercial | Interruptible - College | Existing | Food Preparation | Natural Gas | Commercial Food Prep Other | A | Incremental Energy Savings (MWh or mTherms) | Achievable Economic UCT Potential | 0 | 0 | 1.5438e-05 | 5.5827e-05 | 0.00010501 | 0.00016028 | 0.00021969 | 0.00028179 | 0.00034559 | 0.00041034 | 0.00041349 | 0.0004299 | 0.00044347 | 0.0004433 | 0.00044385 | 0.00053221 | 0.00055195 | 0.00056689 | 0.00057814 | 0.00056102 | 0.0005901 | 0.00059919 | 0.0005435 | 0.00048194 | 0.00040502 | 0.0002608 | 0.00019663
F5_Commercial_Interruptible - College_Existing_Food Preparation_Natural Gas_Commercial Food Prep Other_A_Achievable Economic UCT Potential | F5 | Commercial | Interruptible - College | Existing | Food Preparation | Natural Gas | Commercial Food Prep Other | A | Incremental Summer Peak Savings (MW) | Achievable Economic UCT Potential | 0 | 0 | 0 | 0 | 0 | 0 | 0 | 0 | 0 | 0 | 0 | 0 | 0 | 0 | 0 | 0 | 0 | 0 | 0 | 0 | 0 | 0 | 0 | 0 | 0 | 0 | 0
F6_Commercial_Interruptible - College_Existing_Food Preparation_Natural Gas_Commercial Food Prep Other_A_Achievable Economic UCT Potential | F6 | Commercial | Interruptible - College | Existing | Food Preparation | Natural Gas | Commercial Food Prep Other | A | Incremental Winter Peak Savings (MW) | Achievable Economic UCT Potential | 0 | 0 | 0 | 0 | 0 | 0 | 0 | 0 | 0 | 0 | 0 | 0 | 0 | 0 | 0 | 0 | 0 | 0 | 0 | 0 | 0 | 0 | 0 | 0 | 0 | 0 | 0
F7_Commercial_Interruptible - College_Existing_Food Preparation_Natural Gas_Commercial Food Prep Other_A_Achievable Economic UCT Potential | F7 | Commercial | Interruptible - College | Existing | Food Preparation | Natural Gas | Commercial Food Prep Other | A | Cumulative Energy Savings (MWh or mTherms) | Achievable Economic UCT Potential | 0 | 0 | 1.5438e-05 | 7.1266e-05 | 0.00017627 | 0.00033656 | 0.00055624 | 0.00083804 | 0.0011836 | 0.001594 | 0.0020075 | 0.0024374 | 0.0028808 | 0.0033241 | 0.003768 | 0.0043002 | 0.0048521 | 0.005419 | 0.0059972 | 0.0065582 | 0.0071483 | 0.0077475 | 0.008291 | 0.0087729 | 0.0091779 | 0.0094387 | 0.0096354
F8_Commercial_Interruptible - College_Existing_Food Preparation_Natural Gas_Commercial Food Prep Other_A_Achievable Economic UCT Potential | F8 | Commercial | Interruptible - College | Existing | Food Preparation | Natural Gas | Commercial Food Prep Other | A | Cumulative Summer Peak Savings (MW) | Achievable Economic UCT Potential | 0 | 0 | 0 | 0 | 0 | 0 | 0 | 0 | 0 | 0 | 0 | 0 | 0 | 0 | 0 | 0 | 0 | 0 | 0 | 0 | 0 | 0 | 0 | 0 | 0 | 0 | 0
F9_Commercial_Interruptible - College_Existing_Food Preparation_Natural Gas_Commercial Food Prep Other_A_Achievable Economic UCT Potential | F9 | Commercial | Interruptible - College | Existing | Food Preparation | Natural Gas | Commercial Food Prep Other | A | Cumulative Winter Peak Savings (MW) | Achievable Economic UCT Potential | 0 | 0 | 0 | 0 | 0 | 0 | 0 | 0 | 0 | 0 | 0 | 0 | 0 | 0 | 0 | 0 | 0 | 0 | 0 | 0 | 0 | 0 | 0 | 0 | 0 | 0 | 0
F10_Commercial_Interruptible - College_Existing_Food Preparation_Natural Gas_Commercial Food Prep Other_A_Achievable Economic UCT Potential | F10 | Commercial | Interruptible - College | Existing | Food Preparation | Natural Gas | Commercial Food Prep Other | A | Purchases (Incremental) | Achievable Economic UCT Potential | 0 | 0 | 4.2162e-05 | 0.00015247 | 0.00028678 | 0.00043774 | 0.00059997 | 0.00076959 | 0.00094381 | 0.0011207 | 0.0011293 | 0.0011741 | 0.0012111 | 0.0012107 | 0.0012122 | 0.0014535 | 0.0015074 | 0.0015482 | 0.0015789 | 0.0015322 | 0.0016116 | 0.0016364 | 0.0014843 | 0.0013162 | 0.0011061 | 0.00071225 | 0.00053699
F11_Commercial_Interruptible - College_Existing_Food Preparation_Natural Gas_Commercial Food Prep Other_A_Achievable Economic UCT Potential | F11 | Commercial | Interruptible - College | Existing | Food Preparation | Natural Gas | Commercial Food Prep Other | A | Purchases (Cumulative) | Achievable Economic UCT Potential | 0 | 0 | 4.2162e-05 | 0.00019463 | 0.00048141 | 0.00091914 | 0.0015191 | 0.0022887 | 0.0032325 | 0.0043532 | 0.0054824 | 0.0066565 | 0.0078676 | 0.0090783 | 0.01029 | 0.011744 | 0.013251 | 0.0148 | 0.016378 | 0.017911 | 0.019522 | 0.021159 | 0.022643 | 0.023959 | 0.025065 | 0.025777 | 0.026314
F1_Commercial_Interruptible - College_Existing_Miscellaneous_Natural Gas_Pool Heater_A_Achievable Economic UCT Potential | F1 | Commercial | Interruptible - College | Existing | Miscellaneous | Natural Gas | Pool Heater | A | Integrated Unit Energy Savings (kWh or therms) | Achievable Economic UCT Potential | 0 | 2233.5 | 2233.5 | 2233.5 | 2233.5 | 2233.5 | 2233.5 | 2233.5 | 2233.5 | 2233.5 | 2233.5 | 2233.5 | 2233.5 | 2233.5 | 2233.5 | 2233.5 | 2233.5 | 2233.5 | 2233.5 | 2233.5 | 2233.5 | 2233.5 | 2233.5 | 2233.5 | 2233.5 | 2233.5 | 2233.5
F2_Commercial_Interruptible - College_Existing_Miscellaneous_Natural Gas_Pool Heater_A_Achievable Economic UCT Potential | F2 | Commercial | Interruptible - College | Existing | Miscellaneous | Natural Gas | Pool Heater | A | Integrated Unit Summer Peak Savings (kW) | Achievable Economic UCT Potential | 0 | 0 | 0 | 0 | 0 | 0 | 0 | 0 | 0 | 0 | 0 | 0 | 0 | 0 | 0 | 0 | 0 | 0 | 0 | 0 | 0 | 0 | 0 | 0 | 0 | 0 | 0
F3_Commercial_Interruptible - College_Existing_Miscellaneous_Natural Gas_Pool Heater_A_Achievable Economic UCT Potential | F3 | Commercial | Interruptible - College | Existing | Miscellaneous | Natural Gas | Pool Heater | A | Integrated Unit Winter Peak Savings (kW) | Achievable Economic UCT Potential | 0 | 0 | 0 | 0 | 0 | 0 | 0 | 0 | 0 | 0 | 0 | 0 | 0 | 0 | 0 | 0 | 0 | 0 | 0 | 0 | 0 | 0 | 0 | 0 | 0 | 0 | 0
F4_Commercial_Interruptible - College_Existing_Miscellaneous_Natural Gas_Pool Heater_A_Achievable Economic UCT Potential | F4 | Commercial | Interruptible - College | Existing | Miscellaneous | Natural Gas | Pool Heater | A | Incremental Energy Savings (MWh or mTherms) | Achievable Economic UCT Potential | 0 | 0 | 1.643e-06 | 2.4573e-06 | 5.2437e-06 | 9.6836e-06 | 1.6932e-05 | 2.7277e-05 | 3.9565e-05 | 5.6563e-05 | 7.5469e-05 | 0.00012724 | 0.00014863 | 0.00016784 | 0.00018268 | 0.00019104 | 0.00020846 | 0.00018116 | 0.00017144 | 0.00015312 | 0.00012606 | 0.000128 | 7.7244e-05 | 3.8207e-05 | 7.9333e-06 | 0 | 0
F5_Commercial_Interruptible - College_Existing_Miscellaneous_Natural Gas_Pool Heater_A_Achievable Economic UCT Potential | F5 | Commercial | Interruptible - College | Existing | Miscellaneous | Natural Gas | Pool Heater | A | Incremental Summer Peak Savings (MW) | Achievable Economic UCT Potential | 0 | 0 | 0 | 0 | 0 | 0 | 0 | 0 | 0 | 0 | 0 | 0 | 0 | 0 | 0 | 0 | 0 | 0 | 0 | 0 | 0 | 0 | 0 | 0 | 0 | 0 | 0
F6_Commercial_Interruptible - College_Existing_Miscellaneous_Natural Gas_Pool Heater_A_Achievable Economic UCT Potential | F6 | Commercial | Interruptible - College | Existing | Miscellaneous | Natural Gas | Pool Heater | A | Incremental Winter Peak Savings (MW) | Achievable Economic UCT Potential | 0 | 0 | 0 | 0 | 0 | 0 | 0 | 0 | 0 | 0 | 0 | 0 | 0 | 0 | 0 | 0 | 0 | 0 | 0 | 0 | 0 | 0 | 0 | 0 | 0 | 0 | 0
F7_Commercial_Interruptible - College_Existing_Miscellaneous_Natural Gas_Pool Heater_A_Achievable Economic UCT Potential | F7 | Commercial | Interruptible - College | Existing | Miscellaneous | Natural Gas | Pool Heater | A | Cumulative Energy Savings (MWh or mTherms) | Achievable Economic UCT Potential | 0 | 0 | 1.643e-06 | 4.1003e-06 | 9.344e-06 | 1.9028e-05 | 3.596e-05 | 6.3237e-05 | 0.0001028 | 0.00015937 | 0.00023483 | 0.00036207 | 0.0005107 | 0.00067854 | 0.00086121 | 0.0010522 | 0.0012607 | 0.0014419 | 0.0016133 | 0.0017664 | 0.0018925 | 0.0020205 | 0.0020977 | 0.0021359 | 0.0021439 | 0.0021439 | 0.0021439
F8_Commercial_Interruptible - College_Existing_Miscellaneous_Natural Gas_Pool Heater_A_Achievable Economic UCT Potential | F8 | Commercial | Interruptible - College | Existing | Miscellaneous | Natural Gas | Pool Heater | A | Cumulative Summer Peak Savings (MW) | Achievable Economic UCT Potential | 0 | 0 | 0 | 0 | 0 | 0 | 0 | 0 | 0 | 0 | 0 | 0 | 0 | 0 | 0 | 0 | 0 | 0 | 0 | 0 | 0 | 0 | 0 | 0 | 0 | 0 | 0
F9_Commercial_Interruptible - College_Existing_Miscellaneous_Natural Gas_Pool Heater_A_Achievable Economic UCT Potential | F9 | Commercial | Interruptible - College | Existing | Miscellaneous | Natural Gas | Pool Heater | A | Cumulative Winter Peak Savings (MW) | Achievable Economic UCT Potential | 0 | 0 | 0 | 0 | 0 | 0 | 0 | 0 | 0 | 0 | 0 | 0 | 0 | 0 | 0 | 0 | 0 | 0 | 0 | 0 | 0 | 0 | 0 | 0 | 0 | 0 | 0
F10_Commercial_Interruptible - College_Existing_Miscellaneous_Natural Gas_Pool Heater_A_Achievable Economic UCT Potential | F10 | Commercial | Interruptible - College | Existing | Miscellaneous | Natural Gas | Pool Heater | A | Purchases (Incremental) | Achievable Economic UCT Potential | 0 | 0 | 7.356e-07 | 1.1002e-06 | 2.3478e-06 | 4.3356e-06 | 7.5811e-06 | 1.2213e-05 | 1.7714e-05 | 2.5325e-05 | 3.3789e-05 | 5.6969e-05 | 6.6544e-05 | 7.5145e-05 | 8.1789e-05 | 8.5532e-05 | 9.3331e-05 | 8.111e-05 | 7.6761e-05 | 6.8557e-05 | 5.6439e-05 | 5.7308e-05 | 3.4584e-05 | 1.7106e-05 | 3.552e-06 | 0 | 0
F11_Commercial_Interruptible - College_Existing_Miscellaneous_Natural Gas_Pool Heater_A_Achievable Economic UCT Potential | F11 | Commercial | Interruptible - College | Existing | Miscellaneous | Natural Gas | Pool Heater | A | Purchases (Cumulative) | Achievable Economic UCT Potential | 0 | 0 | 7.356e-07 | 1.8358e-06 | 4.1836e-06 | 8.5192e-06 | 1.61e-05 | 2.8313e-05 | 4.6027e-05 | 7.1352e-05 | 0.00010514 | 0.00016211 | 0.00022866 | 0.0003038 | 0.00038559 | 0.00047112 | 0.00056445 | 0.00064556 | 0.00072232 | 0.00079088 | 0.00084732 | 0.00090463 | 0.00093921 | 0.00095632 | 0.00095987 | 0.00095987 | 0.00095987
F1_Commercial_Interruptible - College_New_Space Heating_Natural Gas_Furnace_A_Achievable Economic UCT Potential | F1 | Commercial | Interruptible - College | New | Space Heating | Natural Gas | Furnace | A | Integrated Unit Energy Savings (kWh or therms) | Achievable Economic UCT Potential | 0 | 0 | 0 | 0 | 0 | 0 | 0 | 0 | 0 | 0 | 0 | 0 | 0 | 0 | 0 | 0 | 0 | 0 | 0 | 0 | 0 | 0 | 0 | 0 | 0 | 0 | 0
F2_Commercial_Interruptible - College_New_Space Heating_Natural Gas_Furnace_A_Achievable Economic UCT Potential | F2 | Commercial | Interruptible - College | New | Space Heating | Natural Gas | Furnace | A | Integrated Unit Summer Peak Savings (kW) | Achievable Economic UCT Potential | 0 | 0 | 0 | 0 | 0 | 0 | 0 | 0 | 0 | 0 | 0 | 0 | 0 | 0 | 0 | 0 | 0 | 0 | 0 | 0 | 0 | 0 | 0 | 0 | 0 | 0 | 0
F3_Commercial_Interruptible - College_New_Space Heating_Natural Gas_Furnace_A_Achievable Economic UCT Potential | F3 | Commercial | Interruptible - College | New | Space Heating | Natural Gas | Furnace | A | Integrated Unit Winter Peak Savings (kW) | Achievable Economic UCT Potential | 0 | 0 | 0 | 0 | 0 | 0 | 0 | 0 | 0 | 0 | 0 | 0 | 0 | 0 | 0 | 0 | 0 | 0 | 0 | 0 | 0 | 0 | 0 | 0 | 0 | 0 | 0
F4_Commercial_Interruptible - College_New_Space Heating_Natural Gas_Furnace_A_Achievable Economic UCT Potential | F4 | Commercial | Interruptible - College | New | Space Heating | Natural Gas | Furnace | A | Incremental Energy Savings (MWh or mTherms) | Achievable Economic UCT Potential | 0 | 0 | 0 | 0 | 0 | 0 | 0 | 0 | 0 | 0 | 0 | 0 | 0 | 0 | 0 | 0 | 0 | 0 | 0 | 0 | 0 | 0 | 0 | 0 | 0 | 0 | 0
F5_Commercial_Interruptible - College_New_Space Heating_Natural Gas_Furnace_A_Achievable Economic UCT Potential | F5 | Commercial | Interruptible - College | New | Space Heating | Natural Gas | Furnace | A | Incremental Summer Peak Savings (MW) | Achievable Economic UCT Potential | 0 | 0 | 0 | 0 | 0 | 0 | 0 | 0 | 0 | 0 | 0 | 0 | 0 | 0 | 0 | 0 | 0 | 0 | 0 | 0 | 0 | 0 | 0 | 0 | 0 | 0 | 0
F6_Commercial_Interruptible - College_New_Space Heating_Natural Gas_Furnace_A_Achievable Economic UCT Potential | F6 | Commercial | Interruptible - College | New | Space Heating | Natural Gas | Furnace | A | Incremental Winter Peak Savings (MW) | Achievable Economic UCT Potential | 0 | 0 | 0 | 0 | 0 | 0 | 0 | 0 | 0 | 0 | 0 | 0 | 0 | 0 | 0 | 0 | 0 | 0 | 0 | 0 | 0 | 0 | 0 | 0 | 0 | 0 | 0
F7_Commercial_Interruptible - College_New_Space Heating_Natural Gas_Furnace_A_Achievable Economic UCT Potential | F7 | Commercial | Interruptible - College | New | Space Heating | Natural Gas | Furnace | A | Cumulative Energy Savings (MWh or mTherms) | Achievable Economic UCT Potential | 0 | 0 | 0 | 0 | 0 | 0 | 0 | 0 | 0 | 0 | 0 | 0 | 0 | 0 | 0 | 0 | 0 | 0 | 0 | 0 | 0 | 0 | 0 | 0 | 0 | 0 | 0
F8_Commercial_Interruptible - College_New_Space Heating_Natural Gas_Furnace_A_Achievable Economic UCT Potential | F8 | Commercial | Interruptible - College | New | Space Heating | Natural Gas | Furnace | A | Cumulative Summer Peak Savings (MW) | Achievable Economic UCT Potential | 0 | 0 | 0 | 0 | 0 | 0 | 0 | 0 | 0 | 0 | 0 | 0 | 0 | 0 | 0 | 0 | 0 | 0 | 0 | 0 | 0 | 0 | 0 | 0 | 0 | 0 | 0
F9_Commercial_Interruptible - College_New_Space Heating_Natural Gas_Furnace_A_Achievable Economic UCT Potential | F9 | Commercial | Interruptible - College | New | Space Heating | Natural Gas | Furnace | A | Cumulative Winter Peak Savings (MW) | Achievable Economic UCT Potential | 0 | 0 | 0 | 0 | 0 | 0 | 0 | 0 | 0 | 0 | 0 | 0 | 0 | 0 | 0 | 0 | 0 | 0 | 0 | 0 | 0 | 0 | 0 | 0 | 0 | 0 | 0
F10_Commercial_Interruptible - College_New_Space Heating_Natural Gas_Furnace_A_Achievable Economic UCT Potential | F10 | Commercial | Interruptible - College | New | Space Heating | Natural Gas | Furnace | A | Purchases (Incremental) | Achievable Economic UCT Potential | 0 | 0 | 0 | 0 | 0 | 0 | 0 | 0 | 0 | 0 | 0 | 0 | 0 | 0 | 0 | 0 | 0 | 0 | 0 | 0 | 0 | 0 | 0 | 0 | 0 | 0 | 0
F11_Commercial_Interruptible - College_New_Space Heating_Natural Gas_Furnace_A_Achievable Economic UCT Potential | F11 | Commercial | Interruptible - College | New | Space Heating | Natural Gas | Furnace | A | Purchases (Cumulative) | Achievable Economic UCT Potential | 0 | 0 | 0 | 0 | 0 | 0 | 0 | 0 | 0 | 0 | 0 | 0 | 0 | 0 | 0 | 0 | 0 | 0 | 0 | 0 | 0 | 0 | 0 | 0 | 0 | 0 | 0
F1_Commercial_Interruptible - College_New_Space Heating_Natural Gas_Boiler_A_Achievable Economic UCT Potential | F1 | Commercial | Interruptible - College | New | Space Heating | Natural Gas | Boiler | A | Integrated Unit Energy Savings (kWh or therms) | Achievable Economic UCT Potential | 0 | 0 | 0 | 0 | 0 | 0 | 0 | 0 | 0 | 0 | 0 | 0 | 0 | 0 | 0 | 0 | 0 | 0 | 0 | 0 | 0 | 0 | 0 | 0 | 0 | 0 | 0
F2_Commercial_Interruptible - College_New_Space Heating_Natural Gas_Boiler_A_Achievable Economic UCT Potential | F2 | Commercial | Interruptible - College | New | Space Heating | Natural Gas | Boiler | A | Integrated Unit Summer Peak Savings (kW) | Achievable Economic UCT Potential | 0 | 0 | 0 | 0 | 0 | 0 | 0 | 0 | 0 | 0 | 0 | 0 | 0 | 0 | 0 | 0 | 0 | 0 | 0 | 0 | 0 | 0 | 0 | 0 | 0 | 0 | 0
F3_Commercial_Interruptible - College_New_Space Heating_Natural Gas_Boiler_A_Achievable Economic UCT Potential | F3 | Commercial | Interruptible - College | New | Space Heating | Natural Gas | Boiler | A | Integrated Unit Winter Peak Savings (kW) | Achievable Economic UCT Potential | 0 | 0 | 0 | 0 | 0 | 0 | 0 | 0 | 0 | 0 | 0 | 0 | 0 | 0 | 0 | 0 | 0 | 0 | 0 | 0 | 0 | 0 | 0 | 0 | 0 | 0 | 0
F4_Commercial_Interruptible - College_New_Space Heating_Natural Gas_Boiler_A_Achievable Economic UCT Potential | F4 | Commercial | Interruptible - College | New | Space Heating | Natural Gas | Boiler | A | Incremental Energy Savings (MWh or mTherms) | Achievable Economic UCT Potential | 0 | 0 | 0 | 0 | 0 | 0 | 0 | 0 | 0 | 0 | 0 | 0 | 0 | 0 | 0 | 0 | 0 | 0 | 0 | 0 | 0 | 0 | 0 | 0 | 0 | 0 | 0
F5_Commercial_Interruptible - College_New_Space Heating_Natural Gas_Boiler_A_Achievable Economic UCT Potential | F5 | Commercial | Interruptible - College | New | Space Heating | Natural Gas | Boiler | A | Incremental Summer Peak Savings (MW) | Achievable Economic UCT Potential | 0 | 0 | 0 | 0 | 0 | 0 | 0 | 0 | 0 | 0 | 0 | 0 | 0 | 0 | 0 | 0 | 0 | 0 | 0 | 0 | 0 | 0 | 0 | 0 | 0 | 0 | 0
F6_Commercial_Interruptible - College_New_Space Heating_Natural Gas_Boiler_A_Achievable Economic UCT Potential | F6 | Commercial | Interruptible - College | New | Space Heating | Natural Gas | Boiler | A | Incremental Winter Peak Savings (MW) | Achievable Economic UCT Potential | 0 | 0 | 0 | 0 | 0 | 0 | 0 | 0 | 0 | 0 | 0 | 0 | 0 | 0 | 0 | 0 | 0 | 0 | 0 | 0 | 0 | 0 | 0 | 0 | 0 | 0 | 0
F7_Commercial_Interruptible - College_New_Space Heating_Natural Gas_Boiler_A_Achievable Economic UCT Potential | F7 | Commercial | Interruptible - College | New | Space Heating | Natural Gas | Boiler | A | Cumulative Energy Savings (MWh or mTherms) | Achievable Economic UCT Potential | 0 | 0 | 0 | 0 | 0 | 0 | 0 | 0 | 0 | 0 | 0 | 0 | 0 | 0 | 0 | 0 | 0 | 0 | 0 | 0 | 0 | 0 | 0 | 0 | 0 | 0 | 0
F8_Commercial_Interruptible - College_New_Space Heating_Natural Gas_Boiler_A_Achievable Economic UCT Potential | F8 | Commercial | Interruptible - College | New | Space Heating | Natural Gas | Boiler | A | Cumulative Summer Peak Savings (MW) | Achievable Economic UCT Potential | 0 | 0 | 0 | 0 | 0 | 0 | 0 | 0 | 0 | 0 | 0 | 0 | 0 | 0 | 0 | 0 | 0 | 0 | 0 | 0 | 0 | 0 | 0 | 0 | 0 | 0 | 0
F9_Commercial_Interruptible - College_New_Space Heating_Natural Gas_Boiler_A_Achievable Economic UCT Potential | F9 | Commercial | Interruptible - College | New | Space Heating | Natural Gas | Boiler | A | Cumulative Winter Peak Savings (MW) | Achievable Economic UCT Potential | 0 | 0 | 0 | 0 | 0 | 0 | 0 | 0 | 0 | 0 | 0 | 0 | 0 | 0 | 0 | 0 | 0 | 0 | 0 | 0 | 0 | 0 | 0 | 0 | 0 | 0 | 0
F10_Commercial_Interruptible - College_New_Space Heating_Natural Gas_Boiler_A_Achievable Economic UCT Potential | F10 | Commercial | Interruptible - College | New | Space Heating | Natural Gas | Boiler | A | Purchases (Incremental) | Achievable Economic UCT Potential | 0 | 0 | 0 | 0 | 0 | 0 | 0 | 0 | 0 | 0 | 0 | 0 | 0 | 0 | 0 | 0 | 0 | 0 | 0 | 0 | 0 | 0 | 0 | 0 | 0 | 0 | 0
F11_Commercial_Interruptible - College_New_Space Heating_Natural Gas_Boiler_A_Achievable Economic UCT Potential | F11 | Commercial | Interruptible - College | New | Space Heating | Natural Gas | Boiler | A | Purchases (Cumulative) | Achievable Economic UCT Potential | 0 | 0 | 0 | 0 | 0 | 0 | 0 | 0 | 0 | 0 | 0 | 0 | 0 | 0 | 0 | 0 | 0 | 0 | 0 | 0 | 0 | 0 | 0 | 0 | 0 | 0 | 0
F1_Commercial_Interruptible - College_New_Space Heating_Natural Gas_Unit Heater_A_Achievable Economic UCT Potential | F1 | Commercial | Interruptible - College | New | Space Heating | Natural Gas | Unit Heater | A | Integrated Unit Energy Savings (kWh or therms) | Achievable Economic UCT Potential | 0 | 0 | 0 | 0 | 0 | 0 | 0 | 0 | 0 | 0 | 0 | 0 | 0 | 0 | 0 | 0 | 0 | 0 | 0 | 0 | 0 | 0 | 0 | 0 | 0 | 0 | 0
F2_Commercial_Interruptible - College_New_Space Heating_Natural Gas_Unit Heater_A_Achievable Economic UCT Potential | F2 | Commercial | Interruptible - College | New | Space Heating | Natural Gas | Unit Heater | A | Integrated Unit Summer Peak Savings (kW) | Achievable Economic UCT Potential | 0 | 0 | 0 | 0 | 0 | 0 | 0 | 0 | 0 | 0 | 0 | 0 | 0 | 0 | 0 | 0 | 0 | 0 | 0 | 0 | 0 | 0 | 0 | 0 | 0 | 0 | 0
F3_Commercial_Interruptible - College_New_Space Heating_Natural Gas_Unit Heater_A_Achievable Economic UCT Potential | F3 | Commercial | Interruptible - College | New | Space Heating | Natural Gas | Unit Heater | A | Integrated Unit Winter Peak Savings (kW) | Achievable Economic UCT Potential | 0 | 0 | 0 | 0 | 0 | 0 | 0 | 0 | 0 | 0 | 0 | 0 | 0 | 0 | 0 | 0 | 0 | 0 | 0 | 0 | 0 | 0 | 0 | 0 | 0 | 0 | 0
F4_Commercial_Interruptible - College_New_Space Heating_Natural Gas_Unit Heater_A_Achievable Economic UCT Potential | F4 | Commercial | Interruptible - College | New | Space Heating | Natural Gas | Unit Heater | A | Incremental Energy Savings (MWh or mTherms) | Achievable Economic UCT Potential | 0 | 0 | 0 | 0 | 0 | 0 | 0 | 0 | 0 | 0 | 0 | 0 | 0 | 0 | 0 | 0 | 0 | 0 | 0 | 0 | 0 | 0 | 0 | 0 | 0 | 0 | 0
F5_Commercial_Interruptible - College_New_Space Heating_Natural Gas_Unit Heater_A_Achievable Economic UCT Potential | F5 | Commercial | Interruptible - College | New | Space Heating | Natural Gas | Unit Heater | A | Incremental Summer Peak Savings (MW) | Achievable Economic UCT Potential | 0 | 0 | 0 | 0 | 0 | 0 | 0 | 0 | 0 | 0 | 0 | 0 | 0 | 0 | 0 | 0 | 0 | 0 | 0 | 0 | 0 | 0 | 0 | 0 | 0 | 0 | 0
F6_Commercial_Interruptible - College_New_Space Heating_Natural Gas_Unit Heater_A_Achievable Economic UCT Potential | F6 | Commercial | Interruptible - College | New | Space Heating | Natural Gas | Unit Heater | A | Incremental Winter Peak Savings (MW) | Achievable Economic UCT Potential | 0 | 0 | 0 | 0 | 0 | 0 | 0 | 0 | 0 | 0 | 0 | 0 | 0 | 0 | 0 | 0 | 0 | 0 | 0 | 0 | 0 | 0 | 0 | 0 | 0 | 0 | 0
F7_Commercial_Interruptible - College_New_Space Heating_Natural Gas_Unit Heater_A_Achievable Economic UCT Potential | F7 | Commercial | Interruptible - College | New | Space Heating | Natural Gas | Unit Heater | A | Cumulative Energy Savings (MWh or mTherms) | Achievable Economic UCT Potential | 0 | 0 | 0 | 0 | 0 | 0 | 0 | 0 | 0 | 0 | 0 | 0 | 0 | 0 | 0 | 0 | 0 | 0 | 0 | 0 | 0 | 0 | 0 | 0 | 0 | 0 | 0
F8_Commercial_Interruptible - College_New_Space Heating_Natural Gas_Unit Heater_A_Achievable Economic UCT Potential | F8 | Commercial | Interruptible - College | New | Space Heating | Natural Gas | Unit Heater | A | Cumulative Summer Peak Savings (MW) | Achievable Economic UCT Potential | 0 | 0 | 0 | 0 | 0 | 0 | 0 | 0 | 0 | 0 | 0 | 0 | 0 | 0 | 0 | 0 | 0 | 0 | 0 | 0 | 0 | 0 | 0 | 0 | 0 | 0 | 0
F9_Commercial_Interruptible - College_New_Space Heating_Natural Gas_Unit Heater_A_Achievable Economic UCT Potential | F9 | Commercial | Interruptible - College | New | Space Heating | Natural Gas | Unit Heater | A | Cumulative Winter Peak Savings (MW) | Achievable Economic UCT Potential | 0 | 0 | 0 | 0 | 0 | 0 | 0 | 0 | 0 | 0 | 0 | 0 | 0 | 0 | 0 | 0 | 0 | 0 | 0 | 0 | 0 | 0 | 0 | 0 | 0 | 0 | 0
F10_Commercial_Interruptible - College_New_Space Heating_Natural Gas_Unit Heater_A_Achievable Economic UCT Potential | F10 | Commercial | Interruptible - College | New | Space Heating | Natural Gas | Unit Heater | A | Purchases (Incremental) | Achievable Economic UCT Potential | 0 | 0 | 0 | 0 | 0 | 0 | 0 | 0 | 0 | 0 | 0 | 0 | 0 | 0 | 0 | 0 | 0 | 0 | 0 | 0 | 0 | 0 | 0 | 0 | 0 | 0 | 0
F11_Commercial_Interruptible - College_New_Space Heating_Natural Gas_Unit Heater_A_Achievable Economic UCT Potential | F11 | Commercial | Interruptible - College | New | Space Heating | Natural Gas | Unit Heater | A | Purchases (Cumulative) | Achievable Economic UCT Potential | 0 | 0 | 0 | 0 | 0 | 0 | 0 | 0 | 0 | 0 | 0 | 0 | 0 | 0 | 0 | 0 | 0 | 0 | 0 | 0 | 0 | 0 | 0 | 0 | 0 | 0 | 0
F1_Commercial_Interruptible - College_New_Water Heating_Natural Gas_Water Heater_A_Achievable Economic UCT Potential | F1 | Commercial | Interruptible - College | New | Water Heating | Natural Gas | Water Heater | A | Integrated Unit Energy Savings (kWh or therms) | Achievable Economic UCT Potential | 0 | 0 | 0 | 0 | 0 | 0 | 0 | 0 | 0 | 0 | 0 | 0 | 0 | 0 | 0 | 0 | 0 | 0 | 0 | 0 | 0 | 0 | 0 | 0 | 0 | 0 | 0
F2_Commercial_Interruptible - College_New_Water Heating_Natural Gas_Water Heater_A_Achievable Economic UCT Potential | F2 | Commercial | Interruptible - College | New | Water Heating | Natural Gas | Water Heater | A | Integrated Unit Summer Peak Savings (kW) | Achievable Economic UCT Potential | 0 | 0 | 0 | 0 | 0 | 0 | 0 | 0 | 0 | 0 | 0 | 0 | 0 | 0 | 0 | 0 | 0 | 0 | 0 | 0 | 0 | 0 | 0 | 0 | 0 | 0 | 0
F3_Commercial_Interruptible - College_New_Water Heating_Natural Gas_Water Heater_A_Achievable Economic UCT Potential | F3 | Commercial | Interruptible - College | New | Water Heating | Natural Gas | Water Heater | A | Integrated Unit Winter Peak Savings (kW) | Achievable Economic UCT Potential | 0 | 0 | 0 | 0 | 0 | 0 | 0 | 0 | 0 | 0 | 0 | 0 | 0 | 0 | 0 | 0 | 0 | 0 | 0 | 0 | 0 | 0 | 0 | 0 | 0 | 0 | 0
F4_Commercial_Interruptible - College_New_Water Heating_Natural Gas_Water Heater_A_Achievable Economic UCT Potential | F4 | Commercial | Interruptible - College | New | Water Heating | Natural Gas | Water Heater | A | Incremental Energy Savings (MWh or mTherms) | Achievable Economic UCT Potential | 0 | 0 | 0 | 0 | 0 | 0 | 0 | 0 | 0 | 0 | 0 | 0 | 0 | 0 | 0 | 0 | 0 | 0 | 0 | 0 | 0 | 0 | 0 | 0 | 0 | 0 | 0
F5_Commercial_Interruptible - College_New_Water Heating_Natural Gas_Water Heater_A_Achievable Economic UCT Potential | F5 | Commercial | Interruptible - College | New | Water Heating | Natural Gas | Water Heater | A | Incremental Summer Peak Savings (MW) | Achievable Economic UCT Potential | 0 | 0 | 0 | 0 | 0 | 0 | 0 | 0 | 0 | 0 | 0 | 0 | 0 | 0 | 0 | 0 | 0 | 0 | 0 | 0 | 0 | 0 | 0 | 0 | 0 | 0 | 0
F6_Commercial_Interruptible - College_New_Water Heating_Natural Gas_Water Heater_A_Achievable Economic UCT Potential | F6 | Commercial | Interruptible - College | New | Water Heating | Natural Gas | Water Heater | A | Incremental Winter Peak Savings (MW) | Achievable Economic UCT Potential | 0 | 0 | 0 | 0 | 0 | 0 | 0 | 0 | 0 | 0 | 0 | 0 | 0 | 0 | 0 | 0 | 0 | 0 | 0 | 0 | 0 | 0 | 0 | 0 | 0 | 0 | 0
F7_Commercial_Interruptible - College_New_Water Heating_Natural Gas_Water Heater_A_Achievable Economic UCT Potential | F7 | Commercial | Interruptible - College | New | Water Heating | Natural Gas | Water Heater | A | Cumulative Energy Savings (MWh or mTherms) | Achievable Economic UCT Potential | 0 | 0 | 0 | 0 | 0 | 0 | 0 | 0 | 0 | 0 | 0 | 0 | 0 | 0 | 0 | 0 | 0 | 0 | 0 | 0 | 0 | 0 | 0 | 0 | 0 | 0 | 0
F8_Commercial_Interruptible - College_New_Water Heating_Natural Gas_Water Heater_A_Achievable Economic UCT Potential | F8 | Commercial | Interruptible - College | New | Water Heating | Natural Gas | Water Heater | A | Cumulative Summer Peak Savings (MW) | Achievable Economic UCT Potential | 0 | 0 | 0 | 0 | 0 | 0 | 0 | 0 | 0 | 0 | 0 | 0 | 0 | 0 | 0 | 0 | 0 | 0 | 0 | 0 | 0 | 0 | 0 | 0 | 0 | 0 | 0
F9_Commercial_Interruptible - College_New_Water Heating_Natural Gas_Water Heater_A_Achievable Economic UCT Potential | F9 | Commercial | Interruptible - College | New | Water Heating | Natural Gas | Water Heater | A | Cumulative Winter Peak Savings (MW) | Achievable Economic UCT Potential | 0 | 0 | 0 | 0 | 0 | 0 | 0 | 0 | 0 | 0 | 0 | 0 | 0 | 0 | 0 | 0 | 0 | 0 | 0 | 0 | 0 | 0 | 0 | 0 | 0 | 0 | 0
F10_Commercial_Interruptible - College_New_Water Heating_Natural Gas_Water Heater_A_Achievable Economic UCT Potential | F10 | Commercial | Interruptible - College | New | Water Heating | Natural Gas | Water Heater | A | Purchases (Incremental) | Achievable Economic UCT Potential | 0 | 0 | 0 | 0 | 0 | 0 | 0 | 0 | 0 | 0 | 0 | 0 | 0 | 0 | 0 | 0 | 0 | 0 | 0 | 0 | 0 | 0 | 0 | 0 | 0 | 0 | 0
F11_Commercial_Interruptible - College_New_Water Heating_Natural Gas_Water Heater_A_Achievable Economic UCT Potential | F11 | Commercial | Interruptible - College | New | Water Heating | Natural Gas | Water Heater | A | Purchases (Cumulative) | Achievable Economic UCT Potential | 0 | 0 | 0 | 0 | 0 | 0 | 0 | 0 | 0 | 0 | 0 | 0 | 0 | 0 | 0 | 0 | 0 | 0 | 0 | 0 | 0 | 0 | 0 | 0 | 0 | 0 | 0
F1_Commercial_Interruptible - College_New_Food Preparation_Natural Gas_Oven_A_Achievable Economic UCT Potential | F1 | Commercial | Interruptible - College | New | Food Preparation | Natural Gas | Oven | A | Integrated Unit Energy Savings (kWh or therms) | Achievable Economic UCT Potential | 0 | 0 | 0 | 0 | 0 | 0 | 0 | 0 | 0 | 0 | 0 | 0 | 0 | 0 | 0 | 0 | 0 | 0 | 0 | 0 | 0 | 0 | 0 | 0 | 0 | 0 | 0
F2_Commercial_Interruptible - College_New_Food Preparation_Natural Gas_Oven_A_Achievable Economic UCT Potential | F2 | Commercial | Interruptible - College | New | Food Preparation | Natural Gas | Oven | A | Integrated Unit Summer Peak Savings (kW) | Achievable Economic UCT Potential | 0 | 0 | 0 | 0 | 0 | 0 | 0 | 0 | 0 | 0 | 0 | 0 | 0 | 0 | 0 | 0 | 0 | 0 | 0 | 0 | 0 | 0 | 0 | 0 | 0 | 0 | 0
F3_Commercial_Interruptible - College_New_Food Preparation_Natural Gas_Oven_A_Achievable Economic UCT Potential | F3 | Commercial | Interruptible - College | New | Food Preparation | Natural Gas | Oven | A | Integrated Unit Winter Peak Savings (kW) | Achievable Economic UCT Potential | 0 | 0 | 0 | 0 | 0 | 0 | 0 | 0 | 0 | 0 | 0 | 0 | 0 | 0 | 0 | 0 | 0 | 0 | 0 | 0 | 0 | 0 | 0 | 0 | 0 | 0 | 0
F4_Commercial_Interruptible - College_New_Food Preparation_Natural Gas_Oven_A_Achievable Economic UCT Potential | F4 | Commercial | Interruptible - College | New | Food Preparation | Natural Gas | Oven | A | Incremental Energy Savings (MWh or mTherms) | Achievable Economic UCT Potential | 0 | 0 | 0 | 0 | 0 | 0 | 0 | 0 | 0 | 0 | 0 | 0 | 0 | 0 | 0 | 0 | 0 | 0 | 0 | 0 | 0 | 0 | 0 | 0 | 0 | 0 | 0
F5_Commercial_Interruptible - College_New_Food Preparation_Natural Gas_Oven_A_Achievable Economic UCT Potential | F5 | Commercial | Interruptible - College | New | Food Preparation | Natural Gas | Oven | A | Incremental Summer Peak Savings (MW) | Achievable Economic UCT Potential | 0 | 0 | 0 | 0 | 0 | 0 | 0 | 0 | 0 | 0 | 0 | 0 | 0 | 0 | 0 | 0 | 0 | 0 | 0 | 0 | 0 | 0 | 0 | 0 | 0 | 0 | 0
F6_Commercial_Interruptible - College_New_Food Preparation_Natural Gas_Oven_A_Achievable Economic UCT Potential | F6 | Commercial | Interruptible - College | New | Food Preparation | Natural Gas | Oven | A | Incremental Winter Peak Savings (MW) | Achievable Economic UCT Potential | 0 | 0 | 0 | 0 | 0 | 0 | 0 | 0 | 0 | 0 | 0 | 0 | 0 | 0 | 0 | 0 | 0 | 0 | 0 | 0 | 0 | 0 | 0 | 0 | 0 | 0 | 0
F7_Commercial_Interruptible - College_New_Food Preparation_Natural Gas_Oven_A_Achievable Economic UCT Potential | F7 | Commercial | Interruptible - College | New | Food Preparation | Natural Gas | Oven | A | Cumulative Energy Savings (MWh or mTherms) | Achievable Economic UCT Potential | 0 | 0 | 0 | 0 | 0 | 0 | 0 | 0 | 0 | 0 | 0 | 0 | 0 | 0 | 0 | 0 | 0 | 0 | 0 | 0 | 0 | 0 | 0 | 0 | 0 | 0 | 0
F8_Commercial_Interruptible - College_New_Food Preparation_Natural Gas_Oven_A_Achievable Economic UCT Potential | F8 | Commercial | Interruptible - College | New | Food Preparation | Natural Gas | Oven | A | Cumulative Summer Peak Savings (MW) | Achievable Economic UCT Potential | 0 | 0 | 0 | 0 | 0 | 0 | 0 | 0 | 0 | 0 | 0 | 0 | 0 | 0 | 0 | 0 | 0 | 0 | 0 | 0 | 0 | 0 | 0 | 0 | 0 | 0 | 0
F9_Commercial_Interruptible - College_New_Food Preparation_Natural Gas_Oven_A_Achievable Economic UCT Potential | F9 | Commercial | Interruptible - College | New | Food Preparation | Natural Gas | Oven | A | Cumulative Winter Peak Savings (MW) | Achievable Economic UCT Potential | 0 | 0 | 0 | 0 | 0 | 0 | 0 | 0 | 0 | 0 | 0 | 0 | 0 | 0 | 0 | 0 | 0 | 0 | 0 | 0 | 0 | 0 | 0 | 0 | 0 | 0 | 0
F10_Commercial_Interruptible - College_New_Food Preparation_Natural Gas_Oven_A_Achievable Economic UCT Potential | F10 | Commercial | Interruptible - College | New | Food Preparation | Natural Gas | Oven | A | Purchases (Incremental) | Achievable Economic UCT Potential | 0 | 0 | 0 | 0 | 0 | 0 | 0 | 0 | 0 | 0 | 0 | 0 | 0 | 0 | 0 | 0 | 0 | 0 | 0 | 0 | 0 | 0 | 0 | 0 | 0 | 0 | 0
F11_Commercial_Interruptible - College_New_Food Preparation_Natural Gas_Oven_A_Achievable Economic UCT Potential | F11 | Commercial | Interruptible - College | New | Food Preparation | Natural Gas | Oven | A | Purchases (Cumulative) | Achievable Economic UCT Potential | 0 | 0 | 0 | 0 | 0 | 0 | 0 | 0 | 0 | 0 | 0 | 0 | 0 | 0 | 0 | 0 | 0 | 0 | 0 | 0 | 0 | 0 | 0 | 0 | 0 | 0 | 0
F1_Commercial_Interruptible - College_New_Food Preparation_Natural Gas_Conveyor Oven_A_Achievable Economic UCT Potential | F1 | Commercial | Interruptible - College | New | Food Preparation | Natural Gas | Conveyor Oven | A | Integrated Unit Energy Savings (kWh or therms) | Achievable Economic UCT Potential | 0 | 0 | 0 | 0 | 0 | 0 | 0 | 0 | 0 | 0 | 0 | 0 | 0 | 0 | 0 | 0 | 0 | 0 | 0 | 0 | 0 | 0 | 0 | 0 | 0 | 0 | 0
F2_Commercial_Interruptible - College_New_Food Preparation_Natural Gas_Conveyor Oven_A_Achievable Economic UCT Potential | F2 | Commercial | Interruptible - College | New | Food Preparation | Natural Gas | Conveyor Oven | A | Integrated Unit Summer Peak Savings (kW) | Achievable Economic UCT Potential | 0 | 0 | 0 | 0 | 0 | 0 | 0 | 0 | 0 | 0 | 0 | 0 | 0 | 0 | 0 | 0 | 0 | 0 | 0 | 0 | 0 | 0 | 0 | 0 | 0 | 0 | 0
F3_Commercial_Interruptible - College_New_Food Preparation_Natural Gas_Conveyor Oven_A_Achievable Economic UCT Potential | F3 | Commercial | Interruptible - College | New | Food Preparation | Natural Gas | Conveyor Oven | A | Integrated Unit Winter Peak Savings (kW) | Achievable Economic UCT Potential | 0 | 0 | 0 | 0 | 0 | 0 | 0 | 0 | 0 | 0 | 0 | 0 | 0 | 0 | 0 | 0 | 0 | 0 | 0 | 0 | 0 | 0 | 0 | 0 | 0 | 0 | 0
F4_Commercial_Interruptible - College_New_Food Preparation_Natural Gas_Conveyor Oven_A_Achievable Economic UCT Potential | F4 | Commercial | Interruptible - College | New | Food Preparation | Natural Gas | Conveyor Oven | A | Incremental Energy Savings (MWh or mTherms) | Achievable Economic UCT Potential | 0 | 0 | 0 | 0 | 0 | 0 | 0 | 0 | 0 | 0 | 0 | 0 | 0 | 0 | 0 | 0 | 0 | 0 | 0 | 0 | 0 | 0 | 0 | 0 | 0 | 0 | 0
F5_Commercial_Interruptible - College_New_Food Preparation_Natural Gas_Conveyor Oven_A_Achievable Economic UCT Potential | F5 | Commercial | Interruptible - College | New | Food Preparation | Natural Gas | Conveyor Oven | A | Incremental Summer Peak Savings (MW) | Achievable Economic UCT Potential | 0 | 0 | 0 | 0 | 0 | 0 | 0 | 0 | 0 | 0 | 0 | 0 | 0 | 0 | 0 | 0 | 0 | 0 | 0 | 0 | 0 | 0 | 0 | 0 | 0 | 0 | 0
F6_Commercial_Interruptible - College_New_Food Preparation_Natural Gas_Conveyor Oven_A_Achievable Economic UCT Potential | F6 | Commercial | Interruptible - College | New | Food Preparation | Natural Gas | Conveyor Oven | A | Incremental Winter Peak Savings (MW) | Achievable Economic UCT Potential | 0 | 0 | 0 | 0 | 0 | 0 | 0 | 0 | 0 | 0 | 0 | 0 | 0 | 0 | 0 | 0 | 0 | 0 | 0 | 0 | 0 | 0 | 0 | 0 | 0 | 0 | 0
F7_Commercial_Interruptible - College_New_Food Preparation_Natural Gas_Conveyor Oven_A_Achievable Economic UCT Potential | F7 | Commercial | Interruptible - College | New | Food Preparation | Natural Gas | Conveyor Oven | A | Cumulative Energy Savings (MWh or mTherms) | Achievable Economic UCT Potential | 0 | 0 | 0 | 0 | 0 | 0 | 0 | 0 | 0 | 0 | 0 | 0 | 0 | 0 | 0 | 0 | 0 | 0 | 0 | 0 | 0 | 0 | 0 | 0 | 0 | 0 | 0
F8_Commercial_Interruptible - College_New_Food Preparation_Natural Gas_Conveyor Oven_A_Achievable Economic UCT Potential | F8 | Commercial | Interruptible - College | New | Food Preparation | Natural Gas | Conveyor Oven | A | Cumulative Summer Peak Savings (MW) | Achievable Economic UCT Potential | 0 | 0 | 0 | 0 | 0 | 0 | 0 | 0 | 0 | 0 | 0 | 0 | 0 | 0 | 0 | 0 | 0 | 0 | 0 | 0 | 0 | 0 | 0 | 0 | 0 | 0 | 0
F9_Commercial_Interruptible - College_New_Food Preparation_Natural Gas_Conveyor Oven_A_Achievable Economic UCT Potential | F9 | Commercial | Interruptible - College | New | Food Preparation | Natural Gas | Conveyor Oven | A | Cumulative Winter Peak Savings (MW) | Achievable Economic UCT Potential | 0 | 0 | 0 | 0 | 0 | 0 | 0 | 0 | 0 | 0 | 0 | 0 | 0 | 0 | 0 | 0 | 0 | 0 | 0 | 0 | 0 | 0 | 0 | 0 | 0 | 0 | 0
F10_Commercial_Interruptible - College_New_Food Preparation_Natural Gas_Conveyor Oven_A_Achievable Economic UCT Potential | F10 | Commercial | Interruptible - College | New | Food Preparation | Natural Gas | Conveyor Oven | A | Purchases (Incremental) | Achievable Economic UCT Potential | 0 | 0 | 0 | 0 | 0 | 0 | 0 | 0 | 0 | 0 | 0 | 0 | 0 | 0 | 0 | 0 | 0 | 0 | 0 | 0 | 0 | 0 | 0 | 0 | 0 | 0 | 0
F11_Commercial_Interruptible - College_New_Food Preparation_Natural Gas_Conveyor Oven_A_Achievable Economic UCT Potential | F11 | Commercial | Interruptible - College | New | Food Preparation | Natural Gas | Conveyor Oven | A | Purchases (Cumulative) | Achievable Economic UCT Potential | 0 | 0 | 0 | 0 | 0 | 0 | 0 | 0 | 0 | 0 | 0 | 0 | 0 | 0 | 0 | 0 | 0 | 0 | 0 | 0 | 0 | 0 | 0 | 0 | 0 | 0 | 0
F1_Commercial_Interruptible - College_New_Food Preparation_Natural Gas_Double Rack Oven_A_Achievable Economic UCT Potential | F1 | Commercial | Interruptible - College | New | Food Preparation | Natural Gas | Double Rack Oven | A | Integrated Unit Energy Savings (kWh or therms) | Achievable Economic UCT Potential | 0 | 0 | 0 | 0 | 0 | 0 | 0 | 0 | 0 | 0 | 0 | 0 | 0 | 0 | 0 | 0 | 0 | 0 | 0 | 0 | 0 | 0 | 0 | 0 | 0 | 0 | 0
F2_Commercial_Interruptible - College_New_Food Preparation_Natural Gas_Double Rack Oven_A_Achievable Economic UCT Potential | F2 | Commercial | Interruptible - College | New | Food Preparation | Natural Gas | Double Rack Oven | A | Integrated Unit Summer Peak Savings (kW) | Achievable Economic UCT Potential | 0 | 0 | 0 | 0 | 0 | 0 | 0 | 0 | 0 | 0 | 0 | 0 | 0 | 0 | 0 | 0 | 0 | 0 | 0 | 0 | 0 | 0 | 0 | 0 | 0 | 0 | 0
F3_Commercial_Interruptible - College_New_Food Preparation_Natural Gas_Double Rack Oven_A_Achievable Economic UCT Potential | F3 | Commercial | Interruptible - College | New | Food Preparation | Natural Gas | Double Rack Oven | A | Integrated Unit Winter Peak Savings (kW) | Achievable Economic UCT Potential | 0 | 0 | 0 | 0 | 0 | 0 | 0 | 0 | 0 | 0 | 0 | 0 | 0 | 0 | 0 | 0 | 0 | 0 | 0 | 0 | 0 | 0 | 0 | 0 | 0 | 0 | 0
F4_Commercial_Interruptible - College_New_Food Preparation_Natural Gas_Double Rack Oven_A_Achievable Economic UCT Potential | F4 | Commercial | Interruptible - College | New | Food Preparation | Natural Gas | Double Rack Oven | A | Incremental Energy Savings (MWh or mTherms) | Achievable Economic UCT Potential | 0 | 0 | 0 | 0 | 0 | 0 | 0 | 0 | 0 | 0 | 0 | 0 | 0 | 0 | 0 | 0 | 0 | 0 | 0 | 0 | 0 | 0 | 0 | 0 | 0 | 0 | 0
F5_Commercial_Interruptible - College_New_Food Preparation_Natural Gas_Double Rack Oven_A_Achievable Economic UCT Potential | F5 | Commercial | Interruptible - College | New | Food Preparation | Natural Gas | Double Rack Oven | A | Incremental Summer Peak Savings (MW) | Achievable Economic UCT Potential | 0 | 0 | 0 | 0 | 0 | 0 | 0 | 0 | 0 | 0 | 0 | 0 | 0 | 0 | 0 | 0 | 0 | 0 | 0 | 0 | 0 | 0 | 0 | 0 | 0 | 0 | 0
F6_Commercial_Interruptible - College_New_Food Preparation_Natural Gas_Double Rack Oven_A_Achievable Economic UCT Potential | F6 | Commercial | Interruptible - College | New | Food Preparation | Natural Gas | Double Rack Oven | A | Incremental Winter Peak Savings (MW) | Achievable Economic UCT Potential | 0 | 0 | 0 | 0 | 0 | 0 | 0 | 0 | 0 | 0 | 0 | 0 | 0 | 0 | 0 | 0 | 0 | 0 | 0 | 0 | 0 | 0 | 0 | 0 | 0 | 0 | 0
F7_Commercial_Interruptible - College_New_Food Preparation_Natural Gas_Double Rack Oven_A_Achievable Economic UCT Potential | F7 | Commercial | Interruptible - College | New | Food Preparation | Natural Gas | Double Rack Oven | A | Cumulative Energy Savings (MWh or mTherms) | Achievable Economic UCT Potential | 0 | 0 | 0 | 0 | 0 | 0 | 0 | 0 | 0 | 0 | 0 | 0 | 0 | 0 | 0 | 0 | 0 | 0 | 0 | 0 | 0 | 0 | 0 | 0 | 0 | 0 | 0
F8_Commercial_Interruptible - College_New_Food Preparation_Natural Gas_Double Rack Oven_A_Achievable Economic UCT Potential | F8 | Commercial | Interruptible - College | New | Food Preparation | Natural Gas | Double Rack Oven | A | Cumulative Summer Peak Savings (MW) | Achievable Economic UCT Potential | 0 | 0 | 0 | 0 | 0 | 0 | 0 | 0 | 0 | 0 | 0 | 0 | 0 | 0 | 0 | 0 | 0 | 0 | 0 | 0 | 0 | 0 | 0 | 0 | 0 | 0 | 0
F9_Commercial_Interruptible - College_New_Food Preparation_Natural Gas_Double Rack Oven_A_Achievable Economic UCT Potential | F9 | Commercial | Interruptible - College | New | Food Preparation | Natural Gas | Double Rack Oven | A | Cumulative Winter Peak Savings (MW) | Achievable Economic UCT Potential | 0 | 0 | 0 | 0 | 0 | 0 | 0 | 0 | 0 | 0 | 0 | 0 | 0 | 0 | 0 | 0 | 0 | 0 | 0 | 0 | 0 | 0 | 0 | 0 | 0 | 0 | 0
F10_Commercial_Interruptible - College_New_Food Preparation_Natural Gas_Double Rack Oven_A_Achievable Economic UCT Potential | F10 | Commercial | Interruptible - College | New | Food Preparation | Natural Gas | Double Rack Oven | A | Purchases (Incremental) | Achievable Economic UCT Potential | 0 | 0 | 0 | 0 | 0 | 0 | 0 | 0 | 0 | 0 | 0 | 0 | 0 | 0 | 0 | 0 | 0 | 0 | 0 | 0 | 0 | 0 | 0 | 0 | 0 | 0 | 0
F11_Commercial_Interruptible - College_New_Food Preparation_Natural Gas_Double Rack Oven_A_Achievable Economic UCT Potential | F11 | Commercial | Interruptible - College | New | Food Preparation | Natural Gas | Double Rack Oven | A | Purchases (Cumulative) | Achievable Economic UCT Potential | 0 | 0 | 0 | 0 | 0 | 0 | 0 | 0 | 0 | 0 | 0 | 0 | 0 | 0 | 0 | 0 | 0 | 0 | 0 | 0 | 0 | 0 | 0 | 0 | 0 | 0 | 0
F1_Commercial_Interruptible - College_New_Food Preparation_Natural Gas_Fryer_A_Achievable Economic UCT Potential | F1 | Commercial | Interruptible - College | New | Food Preparation | Natural Gas | Fryer | A | Integrated Unit Energy Savings (kWh or therms) | Achievable Economic UCT Potential | 0 | 0 | 0 | 0 | 0 | 0 | 0 | 0 | 0 | 0 | 0 | 0 | 0 | 0 | 0 | 0 | 0 | 0 | 0 | 0 | 0 | 0 | 0 | 0 | 0 | 0 | 0
F2_Commercial_Interruptible - College_New_Food Preparation_Natural Gas_Fryer_A_Achievable Economic UCT Potential | F2 | Commercial | Interruptible - College | New | Food Preparation | Natural Gas | Fryer | A | Integrated Unit Summer Peak Savings (kW) | Achievable Economic UCT Potential | 0 | 0 | 0 | 0 | 0 | 0 | 0 | 0 | 0 | 0 | 0 | 0 | 0 | 0 | 0 | 0 | 0 | 0 | 0 | 0 | 0 | 0 | 0 | 0 | 0 | 0 | 0
F3_Commercial_Interruptible - College_New_Food Preparation_Natural Gas_Fryer_A_Achievable Economic UCT Potential | F3 | Commercial | Interruptible - College | New | Food Preparation | Natural Gas | Fryer | A | Integrated Unit Winter Peak Savings (kW) | Achievable Economic UCT Potential | 0 | 0 | 0 | 0 | 0 | 0 | 0 | 0 | 0 | 0 | 0 | 0 | 0 | 0 | 0 | 0 | 0 | 0 | 0 | 0 | 0 | 0 | 0 | 0 | 0 | 0 | 0
F4_Commercial_Interruptible - College_New_Food Preparation_Natural Gas_Fryer_A_Achievable Economic UCT Potential | F4 | Commercial | Interruptible - College | New | Food Preparation | Natural Gas | Fryer | A | Incremental Energy Savings (MWh or mTherms) | Achievable Economic UCT Potential | 0 | 0 | 0 | 0 | 0 | 0 | 0 | 0 | 0 | 0 | 0 | 0 | 0 | 0 | 0 | 0 | 0 | 0 | 0 | 0 | 0 | 0 | 0 | 0 | 0 | 0 | 0
F5_Commercial_Interruptible - College_New_Food Preparation_Natural Gas_Fryer_A_Achievable Economic UCT Potential | F5 | Commercial | Interruptible - College | New | Food Preparation | Natural Gas | Fryer | A | Incremental Summer Peak Savings (MW) | Achievable Economic UCT Potential | 0 | 0 | 0 | 0 | 0 | 0 | 0 | 0 | 0 | 0 | 0 | 0 | 0 | 0 | 0 | 0 | 0 | 0 | 0 | 0 | 0 | 0 | 0 | 0 | 0 | 0 | 0
F6_Commercial_Interruptible - College_New_Food Preparation_Natural Gas_Fryer_A_Achievable Economic UCT Potential | F6 | Commercial | Interruptible - College | New | Food Preparation | Natural Gas | Fryer | A | Incremental Winter Peak Savings (MW) | Achievable Economic UCT Potential | 0 | 0 | 0 | 0 | 0 | 0 | 0 | 0 | 0 | 0 | 0 | 0 | 0 | 0 | 0 | 0 | 0 | 0 | 0 | 0 | 0 | 0 | 0 | 0 | 0 | 0 | 0
F7_Commercial_Interruptible - College_New_Food Preparation_Natural Gas_Fryer_A_Achievable Economic UCT Potential | F7 | Commercial | Interruptible - College | New | Food Preparation | Natural Gas | Fryer | A | Cumulative Energy Savings (MWh or mTherms) | Achievable Economic UCT Potential | 0 | 0 | 0 | 0 | 0 | 0 | 0 | 0 | 0 | 0 | 0 | 0 | 0 | 0 | 0 | 0 | 0 | 0 | 0 | 0 | 0 | 0 | 0 | 0 | 0 | 0 | 0
F8_Commercial_Interruptible - College_New_Food Preparation_Natural Gas_Fryer_A_Achievable Economic UCT Potential | F8 | Commercial | Interruptible - College | New | Food Preparation | Natural Gas | Fryer | A | Cumulative Summer Peak Savings (MW) | Achievable Economic UCT Potential | 0 | 0 | 0 | 0 | 0 | 0 | 0 | 0 | 0 | 0 | 0 | 0 | 0 | 0 | 0 | 0 | 0 | 0 | 0 | 0 | 0 | 0 | 0 | 0 | 0 | 0 | 0
F9_Commercial_Interruptible - College_New_Food Preparation_Natural Gas_Fryer_A_Achievable Economic UCT Potential | F9 | Commercial | Interruptible - College | New | Food Preparation | Natural Gas | Fryer | A | Cumulative Winter Peak Savings (MW) | Achievable Economic UCT Potential | 0 | 0 | 0 | 0 | 0 | 0 | 0 | 0 | 0 | 0 | 0 | 0 | 0 | 0 | 0 | 0 | 0 | 0 | 0 | 0 | 0 | 0 | 0 | 0 | 0 | 0 | 0
F10_Commercial_Interruptible - College_New_Food Preparation_Natural Gas_Fryer_A_Achievable Economic UCT Potential | F10 | Commercial | Interruptible - College | New | Food Preparation | Natural Gas | Fryer | A | Purchases (Incremental) | Achievable Economic UCT Potential | 0 | 0 | 0 | 0 | 0 | 0 | 0 | 0 | 0 | 0 | 0 | 0 | 0 | 0 | 0 | 0 | 0 | 0 | 0 | 0 | 0 | 0 | 0 | 0 | 0 | 0 | 0
F11_Commercial_Interruptible - College_New_Food Preparation_Natural Gas_Fryer_A_Achievable Economic UCT Potential | F11 | Commercial | Interruptible - College | New | Food Preparation | Natural Gas | Fryer | A | Purchases (Cumulative) | Achievable Economic UCT Potential | 0 | 0 | 0 | 0 | 0 | 0 | 0 | 0 | 0 | 0 | 0 | 0 | 0 | 0 | 0 | 0 | 0 | 0 | 0 | 0 | 0 | 0 | 0 | 0 | 0 | 0 | 0
F1_Commercial_Interruptible - College_New_Food Preparation_Natural Gas_Broiler_A_Achievable Economic UCT Potential | F1 | Commercial | Interruptible - College | New | Food Preparation | Natural Gas | Broiler | A | Integrated Unit Energy Savings (kWh or therms) | Achievable Economic UCT Potential | 0 | 0 | 0 | 0 | 0 | 0 | 0 | 0 | 0 | 0 | 0 | 0 | 0 | 0 | 0 | 0 | 0 | 0 | 0 | 0 | 0 | 0 | 0 | 0 | 0 | 0 | 0
F2_Commercial_Interruptible - College_New_Food Preparation_Natural Gas_Broiler_A_Achievable Economic UCT Potential | F2 | Commercial | Interruptible - College | New | Food Preparation | Natural Gas | Broiler | A | Integrated Unit Summer Peak Savings (kW) | Achievable Economic UCT Potential | 0 | 0 | 0 | 0 | 0 | 0 | 0 | 0 | 0 | 0 | 0 | 0 | 0 | 0 | 0 | 0 | 0 | 0 | 0 | 0 | 0 | 0 | 0 | 0 | 0 | 0 | 0
F3_Commercial_Interruptible - College_New_Food Preparation_Natural Gas_Broiler_A_Achievable Economic UCT Potential | F3 | Commercial | Interruptible - College | New | Food Preparation | Natural Gas | Broiler | A | Integrated Unit Winter Peak Savings (kW) | Achievable Economic UCT Potential | 0 | 0 | 0 | 0 | 0 | 0 | 0 | 0 | 0 | 0 | 0 | 0 | 0 | 0 | 0 | 0 | 0 | 0 | 0 | 0 | 0 | 0 | 0 | 0 | 0 | 0 | 0
F4_Commercial_Interruptible - College_New_Food Preparation_Natural Gas_Broiler_A_Achievable Economic UCT Potential | F4 | Commercial | Interruptible - College | New | Food Preparation | Natural Gas | Broiler | A | Incremental Energy Savings (MWh or mTherms) | Achievable Economic UCT Potential | 0 | 0 | 0 | 0 | 0 | 0 | 0 | 0 | 0 | 0 | 0 | 0 | 0 | 0 | 0 | 0 | 0 | 0 | 0 | 0 | 0 | 0 | 0 | 0 | 0 | 0 | 0
F5_Commercial_Interruptible - College_New_Food Preparation_Natural Gas_Broiler_A_Achievable Economic UCT Potential | F5 | Commercial | Interruptible - College | New | Food Preparation | Natural Gas | Broiler | A | Incremental Summer Peak Savings (MW) | Achievable Economic UCT Potential | 0 | 0 | 0 | 0 | 0 | 0 | 0 | 0 | 0 | 0 | 0 | 0 | 0 | 0 | 0 | 0 | 0 | 0 | 0 | 0 | 0 | 0 | 0 | 0 | 0 | 0 | 0
F6_Commercial_Interruptible - College_New_Food Preparation_Natural Gas_Broiler_A_Achievable Economic UCT Potential | F6 | Commercial | Interruptible - College | New | Food Preparation | Natural Gas | Broiler | A | Incremental Winter Peak Savings (MW) | Achievable Economic UCT Potential | 0 | 0 | 0 | 0 | 0 | 0 | 0 | 0 | 0 | 0 | 0 | 0 | 0 | 0 | 0 | 0 | 0 | 0 | 0 | 0 | 0 | 0 | 0 | 0 | 0 | 0 | 0
F7_Commercial_Interruptible - College_New_Food Preparation_Natural Gas_Broiler_A_Achievable Economic UCT Potential | F7 | Commercial | Interruptible - College | New | Food Preparation | Natural Gas | Broiler | A | Cumulative Energy Savings (MWh or mTherms) | Achievable Economic UCT Potential | 0 | 0 | 0 | 0 | 0 | 0 | 0 | 0 | 0 | 0 | 0 | 0 | 0 | 0 | 0 | 0 | 0 | 0 | 0 | 0 | 0 | 0 | 0 | 0 | 0 | 0 | 0
F8_Commercial_Interruptible - College_New_Food Preparation_Natural Gas_Broiler_A_Achievable Economic UCT Potential | F8 | Commercial | Interruptible - College | New | Food Preparation | Natural Gas | Broiler | A | Cumulative Summer Peak Savings (MW) | Achievable Economic UCT Potential | 0 | 0 | 0 | 0 | 0 | 0 | 0 | 0 | 0 | 0 | 0 | 0 | 0 | 0 | 0 | 0 | 0 | 0 | 0 | 0 | 0 | 0 | 0 | 0 | 0 | 0 | 0
F9_Commercial_Interruptible - College_New_Food Preparation_Natural Gas_Broiler_A_Achievable Economic UCT Potential | F9 | Commercial | Interruptible - College | New | Food Preparation | Natural Gas | Broiler | A | Cumulative Winter Peak Savings (MW) | Achievable Economic UCT Potential | 0 | 0 | 0 | 0 | 0 | 0 | 0 | 0 | 0 | 0 | 0 | 0 | 0 | 0 | 0 | 0 | 0 | 0 | 0 | 0 | 0 | 0 | 0 | 0 | 0 | 0 | 0
F10_Commercial_Interruptible - College_New_Food Preparation_Natural Gas_Broiler_A_Achievable Economic UCT Potential | F10 | Commercial | Interruptible - College | New | Food Preparation | Natural Gas | Broiler | A | Purchases (Incremental) | Achievable Economic UCT Potential | 0 | 0 | 0 | 0 | 0 | 0 | 0 | 0 | 0 | 0 | 0 | 0 | 0 | 0 | 0 | 0 | 0 | 0 | 0 | 0 | 0 | 0 | 0 | 0 | 0 | 0 | 0
F11_Commercial_Interruptible - College_New_Food Preparation_Natural Gas_Broiler_A_Achievable Economic UCT Potential | F11 | Commercial | Interruptible - College | New | Food Preparation | Natural Gas | Broiler | A | Purchases (Cumulative) | Achievable Economic UCT Potential | 0 | 0 | 0 | 0 | 0 | 0 | 0 | 0 | 0 | 0 | 0 | 0 | 0 | 0 | 0 | 0 | 0 | 0 | 0 | 0 | 0 | 0 | 0 | 0 | 0 | 0 | 0
F1_Commercial_Interruptible - College_New_Food Preparation_Natural Gas_Griddle_A_Achievable Economic UCT Potential | F1 | Commercial | Interruptible - College | New | Food Preparation | Natural Gas | Griddle | A | Integrated Unit Energy Savings (kWh or therms) | Achievable Economic UCT Potential | 0 | 0 | 0 | 0 | 0 | 0 | 0 | 0 | 0 | 0 | 0 | 0 | 0 | 0 | 0 | 0 | 0 | 0 | 0 | 0 | 0 | 0 | 0 | 0 | 0 | 0 | 0
F2_Commercial_Interruptible - College_New_Food Preparation_Natural Gas_Griddle_A_Achievable Economic UCT Potential | F2 | Commercial | Interruptible - College | New | Food Preparation | Natural Gas | Griddle | A | Integrated Unit Summer Peak Savings (kW) | Achievable Economic UCT Potential | 0 | 0 | 0 | 0 | 0 | 0 | 0 | 0 | 0 | 0 | 0 | 0 | 0 | 0 | 0 | 0 | 0 | 0 | 0 | 0 | 0 | 0 | 0 | 0 | 0 | 0 | 0
F3_Commercial_Interruptible - College_New_Food Preparation_Natural Gas_Griddle_A_Achievable Economic UCT Potential | F3 | Commercial | Interruptible - College | New | Food Preparation | Natural Gas | Griddle | A | Integrated Unit Winter Peak Savings (kW) | Achievable Economic UCT Potential | 0 | 0 | 0 | 0 | 0 | 0 | 0 | 0 | 0 | 0 | 0 | 0 | 0 | 0 | 0 | 0 | 0 | 0 | 0 | 0 | 0 | 0 | 0 | 0 | 0 | 0 | 0
F4_Commercial_Interruptible - College_New_Food Preparation_Natural Gas_Griddle_A_Achievable Economic UCT Potential | F4 | Commercial | Interruptible - College | New | Food Preparation | Natural Gas | Griddle | A | Incremental Energy Savings (MWh or mTherms) | Achievable Economic UCT Potential | 0 | 0 | 0 | 0 | 0 | 0 | 0 | 0 | 0 | 0 | 0 | 0 | 0 | 0 | 0 | 0 | 0 | 0 | 0 | 0 | 0 | 0 | 0 | 0 | 0 | 0 | 0
F5_Commercial_Interruptible - College_New_Food Preparation_Natural Gas_Griddle_A_Achievable Economic UCT Potential | F5 | Commercial | Interruptible - College | New | Food Preparation | Natural Gas | Griddle | A | Incremental Summer Peak Savings (MW) | Achievable Economic UCT Potential | 0 | 0 | 0 | 0 | 0 | 0 | 0 | 0 | 0 | 0 | 0 | 0 | 0 | 0 | 0 | 0 | 0 | 0 | 0 | 0 | 0 | 0 | 0 | 0 | 0 | 0 | 0
F6_Commercial_Interruptible - College_New_Food Preparation_Natural Gas_Griddle_A_Achievable Economic UCT Potential | F6 | Commercial | Interruptible - College | New | Food Preparation | Natural Gas | Griddle | A | Incremental Winter Peak Savings (MW) | Achievable Economic UCT Potential | 0 | 0 | 0 | 0 | 0 | 0 | 0 | 0 | 0 | 0 | 0 | 0 | 0 | 0 | 0 | 0 | 0 | 0 | 0 | 0 | 0 | 0 | 0 | 0 | 0 | 0 | 0
F7_Commercial_Interruptible - College_New_Food Preparation_Natural Gas_Griddle_A_Achievable Economic UCT Potential | F7 | Commercial | Interruptible - College | New | Food Preparation | Natural Gas | Griddle | A | Cumulative Energy Savings (MWh or mTherms) | Achievable Economic UCT Potential | 0 | 0 | 0 | 0 | 0 | 0 | 0 | 0 | 0 | 0 | 0 | 0 | 0 | 0 | 0 | 0 | 0 | 0 | 0 | 0 | 0 | 0 | 0 | 0 | 0 | 0 | 0
F8_Commercial_Interruptible - College_New_Food Preparation_Natural Gas_Griddle_A_Achievable Economic UCT Potential | F8 | Commercial | Interruptible - College | New | Food Preparation | Natural Gas | Griddle | A | Cumulative Summer Peak Savings (MW) | Achievable Economic UCT Potential | 0 | 0 | 0 | 0 | 0 | 0 | 0 | 0 | 0 | 0 | 0 | 0 | 0 | 0 | 0 | 0 | 0 | 0 | 0 | 0 | 0 | 0 | 0 | 0 | 0 | 0 | 0
F9_Commercial_Interruptible - College_New_Food Preparation_Natural Gas_Griddle_A_Achievable Economic UCT Potential | F9 | Commercial | Interruptible - College | New | Food Preparation | Natural Gas | Griddle | A | Cumulative Winter Peak Savings (MW) | Achievable Economic UCT Potential | 0 | 0 | 0 | 0 | 0 | 0 | 0 | 0 | 0 | 0 | 0 | 0 | 0 | 0 | 0 | 0 | 0 | 0 | 0 | 0 | 0 | 0 | 0 | 0 | 0 | 0 | 0
F10_Commercial_Interruptible - College_New_Food Preparation_Natural Gas_Griddle_A_Achievable Economic UCT Potential | F10 | Commercial | Interruptible - College | New | Food Preparation | Natural Gas | Griddle | A | Purchases (Incremental) | Achievable Economic UCT Potential | 0 | 0 | 0 | 0 | 0 | 0 | 0 | 0 | 0 | 0 | 0 | 0 | 0 | 0 | 0 | 0 | 0 | 0 | 0 | 0 | 0 | 0 | 0 | 0 | 0 | 0 | 0
F11_Commercial_Interruptible - College_New_Food Preparation_Natural Gas_Griddle_A_Achievable Economic UCT Potential | F11 | Commercial | Interruptible - College | New | Food Preparation | Natural Gas | Griddle | A | Purchases (Cumulative) | Achievable Economic UCT Potential | 0 | 0 | 0 | 0 | 0 | 0 | 0 | 0 | 0 | 0 | 0 | 0 | 0 | 0 | 0 | 0 | 0 | 0 | 0 | 0 | 0 | 0 | 0 | 0 | 0 | 0 | 0
F1_Commercial_Interruptible - College_New_Food Preparation_Natural Gas_Range_A_Achievable Economic UCT Potential | F1 | Commercial | Interruptible - College | New | Food Preparation | Natural Gas | Range | A | Integrated Unit Energy Savings (kWh or therms) | Achievable Economic UCT Potential | 0 | 0 | 0 | 0 | 0 | 0 | 0 | 0 | 0 | 0 | 0 | 0 | 0 | 0 | 0 | 0 | 0 | 0 | 0 | 0 | 0 | 0 | 0 | 0 | 0 | 0 | 0
F2_Commercial_Interruptible - College_New_Food Preparation_Natural Gas_Range_A_Achievable Economic UCT Potential | F2 | Commercial | Interruptible - College | New | Food Preparation | Natural Gas | Range | A | Integrated Unit Summer Peak Savings (kW) | Achievable Economic UCT Potential | 0 | 0 | 0 | 0 | 0 | 0 | 0 | 0 | 0 | 0 | 0 | 0 | 0 | 0 | 0 | 0 | 0 | 0 | 0 | 0 | 0 | 0 | 0 | 0 | 0 | 0 | 0
F3_Commercial_Interruptible - College_New_Food Preparation_Natural Gas_Range_A_Achievable Economic UCT Potential | F3 | Commercial | Interruptible - College | New | Food Preparation | Natural Gas | Range | A | Integrated Unit Winter Peak Savings (kW) | Achievable Economic UCT Potential | 0 | 0 | 0 | 0 | 0 | 0 | 0 | 0 | 0 | 0 | 0 | 0 | 0 | 0 | 0 | 0 | 0 | 0 | 0 | 0 | 0 | 0 | 0 | 0 | 0 | 0 | 0
F4_Commercial_Interruptible - College_New_Food Preparation_Natural Gas_Range_A_Achievable Economic UCT Potential | F4 | Commercial | Interruptible - College | New | Food Preparation | Natural Gas | Range | A | Incremental Energy Savings (MWh or mTherms) | Achievable Economic UCT Potential | 0 | 0 | 0 | 0 | 0 | 0 | 0 | 0 | 0 | 0 | 0 | 0 | 0 | 0 | 0 | 0 | 0 | 0 | 0 | 0 | 0 | 0 | 0 | 0 | 0 | 0 | 0
F5_Commercial_Interruptible - College_New_Food Preparation_Natural Gas_Range_A_Achievable Economic UCT Potential | F5 | Commercial | Interruptible - College | New | Food Preparation | Natural Gas | Range | A | Incremental Summer Peak Savings (MW) | Achievable Economic UCT Potential | 0 | 0 | 0 | 0 | 0 | 0 | 0 | 0 | 0 | 0 | 0 | 0 | 0 | 0 | 0 | 0 | 0 | 0 | 0 | 0 | 0 | 0 | 0 | 0 | 0 | 0 | 0
F6_Commercial_Interruptible - College_New_Food Preparation_Natural Gas_Range_A_Achievable Economic UCT Potential | F6 | Commercial | Interruptible - College | New | Food Preparation | Natural Gas | Range | A | Incremental Winter Peak Savings (MW) | Achievable Economic UCT Potential | 0 | 0 | 0 | 0 | 0 | 0 | 0 | 0 | 0 | 0 | 0 | 0 | 0 | 0 | 0 | 0 | 0 | 0 | 0 | 0 | 0 | 0 | 0 | 0 | 0 | 0 | 0
F7_Commercial_Interruptible - College_New_Food Preparation_Natural Gas_Range_A_Achievable Economic UCT Potential | F7 | Commercial | Interruptible - College | New | Food Preparation | Natural Gas | Range | A | Cumulative Energy Savings (MWh or mTherms) | Achievable Economic UCT Potential | 0 | 0 | 0 | 0 | 0 | 0 | 0 | 0 | 0 | 0 | 0 | 0 | 0 | 0 | 0 | 0 | 0 | 0 | 0 | 0 | 0 | 0 | 0 | 0 | 0 | 0 | 0
F8_Commercial_Interruptible - College_New_Food Preparation_Natural Gas_Range_A_Achievable Economic UCT Potential | F8 | Commercial | Interruptible - College | New | Food Preparation | Natural Gas | Range | A | Cumulative Summer Peak Savings (MW) | Achievable Economic UCT Potential | 0 | 0 | 0 | 0 | 0 | 0 | 0 | 0 | 0 | 0 | 0 | 0 | 0 | 0 | 0 | 0 | 0 | 0 | 0 | 0 | 0 | 0 | 0 | 0 | 0 | 0 | 0
F9_Commercial_Interruptible - College_New_Food Preparation_Natural Gas_Range_A_Achievable Economic UCT Potential | F9 | Commercial | Interruptible - College | New | Food Preparation | Natural Gas | Range | A | Cumulative Winter Peak Savings (MW) | Achievable Economic UCT Potential | 0 | 0 | 0 | 0 | 0 | 0 | 0 | 0 | 0 | 0 | 0 | 0 | 0 | 0 | 0 | 0 | 0 | 0 | 0 | 0 | 0 | 0 | 0 | 0 | 0 | 0 | 0
F10_Commercial_Interruptible - College_New_Food Preparation_Natural Gas_Range_A_Achievable Economic UCT Potential | F10 | Commercial | Interruptible - College | New | Food Preparation | Natural Gas | Range | A | Purchases (Incremental) | Achievable Economic UCT Potential | 0 | 0 | 0 | 0 | 0 | 0 | 0 | 0 | 0 | 0 | 0 | 0 | 0 | 0 | 0 | 0 | 0 | 0 | 0 | 0 | 0 | 0 | 0 | 0 | 0 | 0 | 0
F11_Commercial_Interruptible - College_New_Food Preparation_Natural Gas_Range_A_Achievable Economic UCT Potential | F11 | Commercial | Interruptible - College | New | Food Preparation | Natural Gas | Range | A | Purchases (Cumulative) | Achievable Economic UCT Potential | 0 | 0 | 0 | 0 | 0 | 0 | 0 | 0 | 0 | 0 | 0 | 0 | 0 | 0 | 0 | 0 | 0 | 0 | 0 | 0 | 0 | 0 | 0 | 0 | 0 | 0 | 0
F1_Commercial_Interruptible - College_New_Food Preparation_Natural Gas_Steamer_A_Achievable Economic UCT Potential | F1 | Commercial | Interruptible - College | New | Food Preparation | Natural Gas | Steamer | A | Integrated Unit Energy Savings (kWh or therms) | Achievable Economic UCT Potential | 0 | 0 | 0 | 0 | 0 | 0 | 0 | 0 | 0 | 0 | 0 | 0 | 0 | 0 | 0 | 0 | 0 | 0 | 0 | 0 | 0 | 0 | 0 | 0 | 0 | 0 | 0
F2_Commercial_Interruptible - College_New_Food Preparation_Natural Gas_Steamer_A_Achievable Economic UCT Potential | F2 | Commercial | Interruptible - College | New | Food Preparation | Natural Gas | Steamer | A | Integrated Unit Summer Peak Savings (kW) | Achievable Economic UCT Potential | 0 | 0 | 0 | 0 | 0 | 0 | 0 | 0 | 0 | 0 | 0 | 0 | 0 | 0 | 0 | 0 | 0 | 0 | 0 | 0 | 0 | 0 | 0 | 0 | 0 | 0 | 0
F3_Commercial_Interruptible - College_New_Food Preparation_Natural Gas_Steamer_A_Achievable Economic UCT Potential | F3 | Commercial | Interruptible - College | New | Food Preparation | Natural Gas | Steamer | A | Integrated Unit Winter Peak Savings (kW) | Achievable Economic UCT Potential | 0 | 0 | 0 | 0 | 0 | 0 | 0 | 0 | 0 | 0 | 0 | 0 | 0 | 0 | 0 | 0 | 0 | 0 | 0 | 0 | 0 | 0 | 0 | 0 | 0 | 0 | 0
F4_Commercial_Interruptible - College_New_Food Preparation_Natural Gas_Steamer_A_Achievable Economic UCT Potential | F4 | Commercial | Interruptible - College | New | Food Preparation | Natural Gas | Steamer | A | Incremental Energy Savings (MWh or mTherms) | Achievable Economic UCT Potential | 0 | 0 | 0 | 0 | 0 | 0 | 0 | 0 | 0 | 0 | 0 | 0 | 0 | 0 | 0 | 0 | 0 | 0 | 0 | 0 | 0 | 0 | 0 | 0 | 0 | 0 | 0
F5_Commercial_Interruptible - College_New_Food Preparation_Natural Gas_Steamer_A_Achievable Economic UCT Potential | F5 | Commercial | Interruptible - College | New | Food Preparation | Natural Gas | Steamer | A | Incremental Summer Peak Savings (MW) | Achievable Economic UCT Potential | 0 | 0 | 0 | 0 | 0 | 0 | 0 | 0 | 0 | 0 | 0 | 0 | 0 | 0 | 0 | 0 | 0 | 0 | 0 | 0 | 0 | 0 | 0 | 0 | 0 | 0 | 0
F6_Commercial_Interruptible - College_New_Food Preparation_Natural Gas_Steamer_A_Achievable Economic UCT Potential | F6 | Commercial | Interruptible - College | New | Food Preparation | Natural Gas | Steamer | A | Incremental Winter Peak Savings (MW) | Achievable Economic UCT Potential | 0 | 0 | 0 | 0 | 0 | 0 | 0 | 0 | 0 | 0 | 0 | 0 | 0 | 0 | 0 | 0 | 0 | 0 | 0 | 0 | 0 | 0 | 0 | 0 | 0 | 0 | 0
F7_Commercial_Interruptible - College_New_Food Preparation_Natural Gas_Steamer_A_Achievable Economic UCT Potential | F7 | Commercial | Interruptible - College | New | Food Preparation | Natural Gas | Steamer | A | Cumulative Energy Savings (MWh or mTherms) | Achievable Economic UCT Potential | 0 | 0 | 0 | 0 | 0 | 0 | 0 | 0 | 0 | 0 | 0 | 0 | 0 | 0 | 0 | 0 | 0 | 0 | 0 | 0 | 0 | 0 | 0 | 0 | 0 | 0 | 0
F8_Commercial_Interruptible - College_New_Food Preparation_Natural Gas_Steamer_A_Achievable Economic UCT Potential | F8 | Commercial | Interruptible - College | New | Food Preparation | Natural Gas | Steamer | A | Cumulative Summer Peak Savings (MW) | Achievable Economic UCT Potential | 0 | 0 | 0 | 0 | 0 | 0 | 0 | 0 | 0 | 0 | 0 | 0 | 0 | 0 | 0 | 0 | 0 | 0 | 0 | 0 | 0 | 0 | 0 | 0 | 0 | 0 | 0
F9_Commercial_Interruptible - College_New_Food Preparation_Natural Gas_Steamer_A_Achievable Economic UCT Potential | F9 | Commercial | Interruptible - College | New | Food Preparation | Natural Gas | Steamer | A | Cumulative Winter Peak Savings (MW) | Achievable Economic UCT Potential | 0 | 0 | 0 | 0 | 0 | 0 | 0 | 0 | 0 | 0 | 0 | 0 | 0 | 0 | 0 | 0 | 0 | 0 | 0 | 0 | 0 | 0 | 0 | 0 | 0 | 0 | 0
F10_Commercial_Interruptible - College_New_Food Preparation_Natural Gas_Steamer_A_Achievable Economic UCT Potential | F10 | Commercial | Interruptible - College | New | Food Preparation | Natural Gas | Steamer | A | Purchases (Incremental) | Achievable Economic UCT Potential | 0 | 0 | 0 | 0 | 0 | 0 | 0 | 0 | 0 | 0 | 0 | 0 | 0 | 0 | 0 | 0 | 0 | 0 | 0 | 0 | 0 | 0 | 0 | 0 | 0 | 0 | 0
F11_Commercial_Interruptible - College_New_Food Preparation_Natural Gas_Steamer_A_Achievable Economic UCT Potential | F11 | Commercial | Interruptible - College | New | Food Preparation | Natural Gas | Steamer | A | Purchases (Cumulative) | Achievable Economic UCT Potential | 0 | 0 | 0 | 0 | 0 | 0 | 0 | 0 | 0 | 0 | 0 | 0 | 0 | 0 | 0 | 0 | 0 | 0 | 0 | 0 | 0 | 0 | 0 | 0 | 0 | 0 | 0
F1_Commercial_Interruptible - College_New_Food Preparation_Natural Gas_Commercial Food Prep Other_A_Achievable Economic UCT Potential | F1 | Commercial | Interruptible - College | New | Food Preparation | Natural Gas | Commercial Food Prep Other | A | Integrated Unit Energy Savings (kWh or therms) | Achievable Economic UCT Potential | 0 | 0 | 0 | 0 | 0 | 0 | 0 | 0 | 0 | 0 | 0 | 0 | 0 | 0 | 0 | 0 | 0 | 0 | 0 | 0 | 0 | 0 | 0 | 0 | 0 | 0 | 0
F2_Commercial_Interruptible - College_New_Food Preparation_Natural Gas_Commercial Food Prep Other_A_Achievable Economic UCT Potential | F2 | Commercial | Interruptible - College | New | Food Preparation | Natural Gas | Commercial Food Prep Other | A | Integrated Unit Summer Peak Savings (kW) | Achievable Economic UCT Potential | 0 | 0 | 0 | 0 | 0 | 0 | 0 | 0 | 0 | 0 | 0 | 0 | 0 | 0 | 0 | 0 | 0 | 0 | 0 | 0 | 0 | 0 | 0 | 0 | 0 | 0 | 0
F3_Commercial_Interruptible - College_New_Food Preparation_Natural Gas_Commercial Food Prep Other_A_Achievable Economic UCT Potential | F3 | Commercial | Interruptible - College | New | Food Preparation | Natural Gas | Commercial Food Prep Other | A | Integrated Unit Winter Peak Savings (kW) | Achievable Economic UCT Potential | 0 | 0 | 0 | 0 | 0 | 0 | 0 | 0 | 0 | 0 | 0 | 0 | 0 | 0 | 0 | 0 | 0 | 0 | 0 | 0 | 0 | 0 | 0 | 0 | 0 | 0 | 0
F4_Commercial_Interruptible - College_New_Food Preparation_Natural Gas_Commercial Food Prep Other_A_Achievable Economic UCT Potential | F4 | Commercial | Interruptible - College | New | Food Preparation | Natural Gas | Commercial Food Prep Other | A | Incremental Energy Savings (MWh or mTherms) | Achievable Economic UCT Potential | 0 | 0 | 0 | 0 | 0 | 0 | 0 | 0 | 0 | 0 | 0 | 0 | 0 | 0 | 0 | 0 | 0 | 0 | 0 | 0 | 0 | 0 | 0 | 0 | 0 | 0 | 0
F5_Commercial_Interruptible - College_New_Food Preparation_Natural Gas_Commercial Food Prep Other_A_Achievable Economic UCT Potential | F5 | Commercial | Interruptible - College | New | Food Preparation | Natural Gas | Commercial Food Prep Other | A | Incremental Summer Peak Savings (MW) | Achievable Economic UCT Potential | 0 | 0 | 0 | 0 | 0 | 0 | 0 | 0 | 0 | 0 | 0 | 0 | 0 | 0 | 0 | 0 | 0 | 0 | 0 | 0 | 0 | 0 | 0 | 0 | 0 | 0 | 0
F6_Commercial_Interruptible - College_New_Food Preparation_Natural Gas_Commercial Food Prep Other_A_Achievable Economic UCT Potential | F6 | Commercial | Interruptible - College | New | Food Preparation | Natural Gas | Commercial Food Prep Other | A | Incremental Winter Peak Savings (MW) | Achievable Economic UCT Potential | 0 | 0 | 0 | 0 | 0 | 0 | 0 | 0 | 0 | 0 | 0 | 0 | 0 | 0 | 0 | 0 | 0 | 0 | 0 | 0 | 0 | 0 | 0 | 0 | 0 | 0 | 0
F7_Commercial_Interruptible - College_New_Food Preparation_Natural Gas_Commercial Food Prep Other_A_Achievable Economic UCT Potential | F7 | Commercial | Interruptible - College | New | Food Preparation | Natural Gas | Commercial Food Prep Other | A | Cumulative Energy Savings (MWh or mTherms) | Achievable Economic UCT Potential | 0 | 0 | 0 | 0 | 0 | 0 | 0 | 0 | 0 | 0 | 0 | 0 | 0 | 0 | 0 | 0 | 0 | 0 | 0 | 0 | 0 | 0 | 0 | 0 | 0 | 0 | 0
F8_Commercial_Interruptible - College_New_Food Preparation_Natural Gas_Commercial Food Prep Other_A_Achievable Economic UCT Potential | F8 | Commercial | Interruptible - College | New | Food Preparation | Natural Gas | Commercial Food Prep Other | A | Cumulative Summer Peak Savings (MW) | Achievable Economic UCT Potential | 0 | 0 | 0 | 0 | 0 | 0 | 0 | 0 | 0 | 0 | 0 | 0 | 0 | 0 | 0 | 0 | 0 | 0 | 0 | 0 | 0 | 0 | 0 | 0 | 0 | 0 | 0
F9_Commercial_Interruptible - College_New_Food Preparation_Natural Gas_Commercial Food Prep Other_A_Achievable Economic UCT Potential | F9 | Commercial | Interruptible - College | New | Food Preparation | Natural Gas | Commercial Food Prep Other | A | Cumulative Winter Peak Savings (MW) | Achievable Economic UCT Potential | 0 | 0 | 0 | 0 | 0 | 0 | 0 | 0 | 0 | 0 | 0 | 0 | 0 | 0 | 0 | 0 | 0 | 0 | 0 | 0 | 0 | 0 | 0 | 0 | 0 | 0 | 0
F10_Commercial_Interruptible - College_New_Food Preparation_Natural Gas_Commercial Food Prep Other_A_Achievable Economic UCT Potential | F10 | Commercial | Interruptible - College | New | Food Preparation | Natural Gas | Commercial Food Prep Other | A | Purchases (Incremental) | Achievable Economic UCT Potential | 0 | 0 | 0 | 0 | 0 | 0 | 0 | 0 | 0 | 0 | 0 | 0 | 0 | 0 | 0 | 0 | 0 | 0 | 0 | 0 | 0 | 0 | 0 | 0 | 0 | 0 | 0
F11_Commercial_Interruptible - College_New_Food Preparation_Natural Gas_Commercial Food Prep Other_A_Achievable Economic UCT Potential | F11 | Commercial | Interruptible - College | New | Food Preparation | Natural Gas | Commercial Food Prep Other | A | Purchases (Cumulative) | Achievable Economic UCT Potential | 0 | 0 | 0 | 0 | 0 | 0 | 0 | 0 | 0 | 0 | 0 | 0 | 0 | 0 | 0 | 0 | 0 | 0 | 0 | 0 | 0 | 0 | 0 | 0 | 0 | 0 | 0
F1_Commercial_Interruptible - College_New_Miscellaneous_Natural Gas_Pool Heater_A_Achievable Economic UCT Potential | F1 | Commercial | Interruptible - College | New | Miscellaneous | Natural Gas | Pool Heater | A | Integrated Unit Energy Savings (kWh or therms) | Achievable Economic UCT Potential | 0 | 0 | 0 | 0 | 0 | 0 | 0 | 0 | 0 | 0 | 0 | 0 | 0 | 0 | 0 | 0 | 0 | 0 | 0 | 0 | 0 | 0 | 0 | 0 | 0 | 0 | 0
F2_Commercial_Interruptible - College_New_Miscellaneous_Natural Gas_Pool Heater_A_Achievable Economic UCT Potential | F2 | Commercial | Interruptible - College | New | Miscellaneous | Natural Gas | Pool Heater | A | Integrated Unit Summer Peak Savings (kW) | Achievable Economic UCT Potential | 0 | 0 | 0 | 0 | 0 | 0 | 0 | 0 | 0 | 0 | 0 | 0 | 0 | 0 | 0 | 0 | 0 | 0 | 0 | 0 | 0 | 0 | 0 | 0 | 0 | 0 | 0
F3_Commercial_Interruptible - College_New_Miscellaneous_Natural Gas_Pool Heater_A_Achievable Economic UCT Potential | F3 | Commercial | Interruptible - College | New | Miscellaneous | Natural Gas | Pool Heater | A | Integrated Unit Winter Peak Savings (kW) | Achievable Economic UCT Potential | 0 | 0 | 0 | 0 | 0 | 0 | 0 | 0 | 0 | 0 | 0 | 0 | 0 | 0 | 0 | 0 | 0 | 0 | 0 | 0 | 0 | 0 | 0 | 0 | 0 | 0 | 0
F4_Commercial_Interruptible - College_New_Miscellaneous_Natural Gas_Pool Heater_A_Achievable Economic UCT Potential | F4 | Commercial | Interruptible - College | New | Miscellaneous | Natural Gas | Pool Heater | A | Incremental Energy Savings (MWh or mTherms) | Achievable Economic UCT Potential | 0 | 0 | 0 | 0 | 0 | 0 | 0 | 0 | 0 | 0 | 0 | 0 | 0 | 0 | 0 | 0 | 0 | 0 | 0 | 0 | 0 | 0 | 0 | 0 | 0 | 0 | 0
F5_Commercial_Interruptible - College_New_Miscellaneous_Natural Gas_Pool Heater_A_Achievable Economic UCT Potential | F5 | Commercial | Interruptible - College | New | Miscellaneous | Natural Gas | Pool Heater | A | Incremental Summer Peak Savings (MW) | Achievable Economic UCT Potential | 0 | 0 | 0 | 0 | 0 | 0 | 0 | 0 | 0 | 0 | 0 | 0 | 0 | 0 | 0 | 0 | 0 | 0 | 0 | 0 | 0 | 0 | 0 | 0 | 0 | 0 | 0
F6_Commercial_Interruptible - College_New_Miscellaneous_Natural Gas_Pool Heater_A_Achievable Economic UCT Potential | F6 | Commercial | Interruptible - College | New | Miscellaneous | Natural Gas | Pool Heater | A | Incremental Winter Peak Savings (MW) | Achievable Economic UCT Potential | 0 | 0 | 0 | 0 | 0 | 0 | 0 | 0 | 0 | 0 | 0 | 0 | 0 | 0 | 0 | 0 | 0 | 0 | 0 | 0 | 0 | 0 | 0 | 0 | 0 | 0 | 0
F7_Commercial_Interruptible - College_New_Miscellaneous_Natural Gas_Pool Heater_A_Achievable Economic UCT Potential | F7 | Commercial | Interruptible - College | New | Miscellaneous | Natural Gas | Pool Heater | A | Cumulative Energy Savings (MWh or mTherms) | Achievable Economic UCT Potential | 0 | 0 | 0 | 0 | 0 | 0 | 0 | 0 | 0 | 0 | 0 | 0 | 0 | 0 | 0 | 0 | 0 | 0 | 0 | 0 | 0 | 0 | 0 | 0 | 0 | 0 | 0
F8_Commercial_Interruptible - College_New_Miscellaneous_Natural Gas_Pool Heater_A_Achievable Economic UCT Potential | F8 | Commercial | Interruptible - College | New | Miscellaneous | Natural Gas | Pool Heater | A | Cumulative Summer Peak Savings (MW) | Achievable Economic UCT Potential | 0 | 0 | 0 | 0 | 0 | 0 | 0 | 0 | 0 | 0 | 0 | 0 | 0 | 0 | 0 | 0 | 0 | 0 | 0 | 0 | 0 | 0 | 0 | 0 | 0 | 0 | 0
F9_Commercial_Interruptible - College_New_Miscellaneous_Natural Gas_Pool Heater_A_Achievable Economic UCT Potential | F9 | Commercial | Interruptible - College | New | Miscellaneous | Natural Gas | Pool Heater | A | Cumulative Winter Peak Savings (MW) | Achievable Economic UCT Potential | 0 | 0 | 0 | 0 | 0 | 0 | 0 | 0 | 0 | 0 | 0 | 0 | 0 | 0 | 0 | 0 | 0 | 0 | 0 | 0 | 0 | 0 | 0 | 0 | 0 | 0 | 0
F10_Commercial_Interruptible - College_New_Miscellaneous_Natural Gas_Pool Heater_A_Achievable Economic UCT Potential | F10 | Commercial | Interruptible - College | New | Miscellaneous | Natural Gas | Pool Heater | A | Purchases (Incremental) | Achievable Economic UCT Potential | 0 | 0 | 0 | 0 | 0 | 0 | 0 | 0 | 0 | 0 | 0 | 0 | 0 | 0 | 0 | 0 | 0 | 0 | 0 | 0 | 0 | 0 | 0 | 0 | 0 | 0 | 0
F11_Commercial_Interruptible - College_New_Miscellaneous_Natural Gas_Pool Heater_A_Achievable Economic UCT Potential | F11 | Commercial | Interruptible - College | New | Miscellaneous | Natural Gas | Pool Heater | A | Purchases (Cumulative) | Achievable Economic UCT Potential | 0 | 0 | 0 | 0 | 0 | 0 | 0 | 0 | 0 | 0 | 0 | 0 | 0 | 0 | 0 | 0 | 0 | 0 | 0 | 0 | 0 | 0 | 0 | 0 | 0 | 0 | 0
F1_Commercial_Interruptible - Health_Existing_Space Heating_Natural Gas_Furnace_A_Achievable Economic UCT Potential | F1 | Commercial | Interruptible - Health | Existing | Space Heating | Natural Gas | Furnace | A | Integrated Unit Energy Savings (kWh or therms) | Achievable Economic UCT Potential | 0 | 122.2515 | 121.7774 | 82.9831 | 82.9831 | 82.9831 | 82.9831 | 82.9831 | 82.9831 | 82.9831 | 82.9831 | 82.9831 | 82.9831 | 82.9831 | 82.9831 | 82.9831 | 82.9831 | 82.9831 | 82.9831 | 82.9831 | 82.9831 | 82.9831 | 82.9831 | 82.9831 | 82.9831 | 82.9831 | 82.9831
F2_Commercial_Interruptible - Health_Existing_Space Heating_Natural Gas_Furnace_A_Achievable Economic UCT Potential | F2 | Commercial | Interruptible - Health | Existing | Space Heating | Natural Gas | Furnace | A | Integrated Unit Summer Peak Savings (kW) | Achievable Economic UCT Potential | 0 | 0 | 0 | 0 | 0 | 0 | 0 | 0 | 0 | 0 | 0 | 0 | 0 | 0 | 0 | 0 | 0 | 0 | 0 | 0 | 0 | 0 | 0 | 0 | 0 | 0 | 0
F3_Commercial_Interruptible - Health_Existing_Space Heating_Natural Gas_Furnace_A_Achievable Economic UCT Potential | F3 | Commercial | Interruptible - Health | Existing | Space Heating | Natural Gas | Furnace | A | Integrated Unit Winter Peak Savings (kW) | Achievable Economic UCT Potential | 0 | 0 | 0 | 0 | 0 | 0 | 0 | 0 | 0 | 0 | 0 | 0 | 0 | 0 | 0 | 0 | 0 | 0 | 0 | 0 | 0 | 0 | 0 | 0 | 0 | 0 | 0
F4_Commercial_Interruptible - Health_Existing_Space Heating_Natural Gas_Furnace_A_Achievable Economic UCT Potential | F4 | Commercial | Interruptible - Health | Existing | Space Heating | Natural Gas | Furnace | A | Incremental Energy Savings (MWh or mTherms) | Achievable Economic UCT Potential | 0 | 0 | 0.00018558 | 0.00022106 | 0.00054445 | 0.0011472 | 0.0021836 | 0.0038504 | 0.0063793 | 0.010017 | 0.014865 | 0.020976 | 0.028265 | 0.036482 | 0.045224 | 0.053977 | 0.06221 | 0.069477 | 0.07551 | 0.074099 | 0.071731 | 0.069496 | 0.066635 | 0.064291 | 0.062439 | 0.06093 | 0.059898
F5_Commercial_Interruptible - Health_Existing_Space Heating_Natural Gas_Furnace_A_Achievable Economic UCT Potential | F5 | Commercial | Interruptible - Health | Existing | Space Heating | Natural Gas | Furnace | A | Incremental Summer Peak Savings (MW) | Achievable Economic UCT Potential | 0 | 0 | 0 | 0 | 0 | 0 | 0 | 0 | 0 | 0 | 0 | 0 | 0 | 0 | 0 | 0 | 0 | 0 | 0 | 0 | 0 | 0 | 0 | 0 | 0 | 0 | 0
F6_Commercial_Interruptible - Health_Existing_Space Heating_Natural Gas_Furnace_A_Achievable Economic UCT Potential | F6 | Commercial | Interruptible - Health | Existing | Space Heating | Natural Gas | Furnace | A | Incremental Winter Peak Savings (MW) | Achievable Economic UCT Potential | 0 | 0 | 0 | 0 | 0 | 0 | 0 | 0 | 0 | 0 | 0 | 0 | 0 | 0 | 0 | 0 | 0 | 0 | 0 | 0 | 0 | 0 | 0 | 0 | 0 | 0 | 0
F7_Commercial_Interruptible - Health_Existing_Space Heating_Natural Gas_Furnace_A_Achievable Economic UCT Potential | F7 | Commercial | Interruptible - Health | Existing | Space Heating | Natural Gas | Furnace | A | Cumulative Energy Savings (MWh or mTherms) | Achievable Economic UCT Potential | 0 | 0 | 0.00018558 | 0.00034753 | 0.00089197 | 0.0020392 | 0.0042228 | 0.0080733 | 0.014453 | 0.02447 | 0.039335 | 0.060311 | 0.088576 | 0.12506 | 0.17028 | 0.22426 | 0.28647 | 0.35595 | 0.43146 | 0.50555 | 0.57728 | 0.64678 | 0.71342 | 0.77771 | 0.84015 | 0.90108 | 0.96097
F8_Commercial_Interruptible - Health_Existing_Space Heating_Natural Gas_Furnace_A_Achievable Economic UCT Potential | F8 | Commercial | Interruptible - Health | Existing | Space Heating | Natural Gas | Furnace | A | Cumulative Summer Peak Savings (MW) | Achievable Economic UCT Potential | 0 | 0 | 0 | 0 | 0 | 0 | 0 | 0 | 0 | 0 | 0 | 0 | 0 | 0 | 0 | 0 | 0 | 0 | 0 | 0 | 0 | 0 | 0 | 0 | 0 | 0 | 0
F9_Commercial_Interruptible - Health_Existing_Space Heating_Natural Gas_Furnace_A_Achievable Economic UCT Potential | F9 | Commercial | Interruptible - Health | Existing | Space Heating | Natural Gas | Furnace | A | Cumulative Winter Peak Savings (MW) | Achievable Economic UCT Potential | 0 | 0 | 0 | 0 | 0 | 0 | 0 | 0 | 0 | 0 | 0 | 0 | 0 | 0 | 0 | 0 | 0 | 0 | 0 | 0 | 0 | 0 | 0 | 0 | 0 | 0 | 0
F10_Commercial_Interruptible - Health_Existing_Space Heating_Natural Gas_Furnace_A_Achievable Economic UCT Potential | F10 | Commercial | Interruptible - Health | Existing | Space Heating | Natural Gas | Furnace | A | Purchases (Incremental) | Achievable Economic UCT Potential | 0 | 0 | 0.001524 | 0.002664 | 0.0065609 | 0.013825 | 0.026314 | 0.0464 | 0.076874 | 0.12071 | 0.17914 | 0.25278 | 0.34061 | 0.43963 | 0.54497 | 0.65046 | 0.74967 | 0.83724 | 0.90994 | 0.89294 | 0.8644 | 0.83748 | 0.80299 | 0.77474 | 0.75244 | 0.73425 | 0.7218
F11_Commercial_Interruptible - Health_Existing_Space Heating_Natural Gas_Furnace_A_Achievable Economic UCT Potential | F11 | Commercial | Interruptible - Health | Existing | Space Heating | Natural Gas | Furnace | A | Purchases (Cumulative) | Achievable Economic UCT Potential | 0 | 0 | 0.001524 | 0.0041879 | 0.010749 | 0.024574 | 0.050888 | 0.097288 | 0.17416 | 0.29487 | 0.47401 | 0.72679 | 1.0674 | 1.507 | 2.052 | 2.7025 | 3.4521 | 4.2894 | 5.1993 | 6.0923 | 6.9567 | 7.7941 | 8.5971 | 9.3719 | 10.1243 | 10.8585 | 11.5804
F1_Commercial_Interruptible - Health_Existing_Space Heating_Natural Gas_Boiler_A_Achievable Economic UCT Potential | F1 | Commercial | Interruptible - Health | Existing | Space Heating | Natural Gas | Boiler | A | Integrated Unit Energy Savings (kWh or therms) | Achievable Economic UCT Potential | 0 | 431.2043 | 429.5322 | 429.5322 | 1202.4246 | 1202.4246 | 1202.4246 | 1202.4246 | 1202.4246 | 1202.4246 | 1202.4246 | 1202.4246 | 1202.4246 | 1202.4246 | 1202.4246 | 1202.4246 | 1202.4246 | 1202.4246 | 1202.4246 | 1202.4246 | 1202.4246 | 1202.4246 | 1202.4246 | 1202.4246 | 1202.4246 | 1202.4246 | 1202.4246
F2_Commercial_Interruptible - Health_Existing_Space Heating_Natural Gas_Boiler_A_Achievable Economic UCT Potential | F2 | Commercial | Interruptible - Health | Existing | Space Heating | Natural Gas | Boiler | A | Integrated Unit Summer Peak Savings (kW) | Achievable Economic UCT Potential | 0 | 0 | 0 | 0 | 0 | 0 | 0 | 0 | 0 | 0 | 0 | 0 | 0 | 0 | 0 | 0 | 0 | 0 | 0 | 0 | 0 | 0 | 0 | 0 | 0 | 0 | 0
F3_Commercial_Interruptible - Health_Existing_Space Heating_Natural Gas_Boiler_A_Achievable Economic UCT Potential | F3 | Commercial | Interruptible - Health | Existing | Space Heating | Natural Gas | Boiler | A | Integrated Unit Winter Peak Savings (kW) | Achievable Economic UCT Potential | 0 | 0 | 0 | 0 | 0 | 0 | 0 | 0 | 0 | 0 | 0 | 0 | 0 | 0 | 0 | 0 | 0 | 0 | 0 | 0 | 0 | 0 | 0 | 0 | 0 | 0 | 0
F4_Commercial_Interruptible - Health_Existing_Space Heating_Natural Gas_Boiler_A_Achievable Economic UCT Potential | F4 | Commercial | Interruptible - Health | Existing | Space Heating | Natural Gas | Boiler | A | Incremental Energy Savings (MWh or mTherms) | Achievable Economic UCT Potential | 0 | 0 | 0.15794 | 0.27084 | 1.1971 | 1.4134 | 1.6056 | 1.7741 | 1.9203 | 2.0462 | 2.1539 | 2.2454 | 2.3229 | 2.3846 | 2.4338 | 2.4731 | 2.5047 | 2.5301 | 2.5506 | 2.5719 | 2.5888 | 2.6107 | 2.5921 | 2.5772 | 2.5654 | 2.5563 | 2.5496
F5_Commercial_Interruptible - Health_Existing_Space Heating_Natural Gas_Boiler_A_Achievable Economic UCT Potential | F5 | Commercial | Interruptible - Health | Existing | Space Heating | Natural Gas | Boiler | A | Incremental Summer Peak Savings (MW) | Achievable Economic UCT Potential | 0 | 0 | 0 | 0 | 0 | 0 | 0 | 0 | 0 | 0 | 0 | 0 | 0 | 0 | 0 | 0 | 0 | 0 | 0 | 0 | 0 | 0 | 0 | 0 | 0 | 0 | 0
F6_Commercial_Interruptible - Health_Existing_Space Heating_Natural Gas_Boiler_A_Achievable Economic UCT Potential | F6 | Commercial | Interruptible - Health | Existing | Space Heating | Natural Gas | Boiler | A | Incremental Winter Peak Savings (MW) | Achievable Economic UCT Potential | 0 | 0 | 0 | 0 | 0 | 0 | 0 | 0 | 0 | 0 | 0 | 0 | 0 | 0 | 0 | 0 | 0 | 0 | 0 | 0 | 0 | 0 | 0 | 0 | 0 | 0 | 0
F7_Commercial_Interruptible - Health_Existing_Space Heating_Natural Gas_Boiler_A_Achievable Economic UCT Potential | F7 | Commercial | Interruptible - Health | Existing | Space Heating | Natural Gas | Boiler | A | Cumulative Energy Savings (MWh or mTherms) | Achievable Economic UCT Potential | 0 | 0 | 0.15794 | 0.42878 | 1.5487 | 2.9622 | 4.5678 | 6.3418 | 8.2621 | 10.3083 | 12.4622 | 14.7076 | 17.0305 | 19.4151 | 21.8488 | 24.3219 | 26.8266 | 29.3567 | 31.9073 | 34.4791 | 37.0679 | 39.6787 | 42.2708 | 44.8479 | 47.4133 | 49.9697 | 52.5192
F8_Commercial_Interruptible - Health_Existing_Space Heating_Natural Gas_Boiler_A_Achievable Economic UCT Potential | F8 | Commercial | Interruptible - Health | Existing | Space Heating | Natural Gas | Boiler | A | Cumulative Summer Peak Savings (MW) | Achievable Economic UCT Potential | 0 | 0 | 0 | 0 | 0 | 0 | 0 | 0 | 0 | 0 | 0 | 0 | 0 | 0 | 0 | 0 | 0 | 0 | 0 | 0 | 0 | 0 | 0 | 0 | 0 | 0 | 0
F9_Commercial_Interruptible - Health_Existing_Space Heating_Natural Gas_Boiler_A_Achievable Economic UCT Potential | F9 | Commercial | Interruptible - Health | Existing | Space Heating | Natural Gas | Boiler | A | Cumulative Winter Peak Savings (MW) | Achievable Economic UCT Potential | 0 | 0 | 0 | 0 | 0 | 0 | 0 | 0 | 0 | 0 | 0 | 0 | 0 | 0 | 0 | 0 | 0 | 0 | 0 | 0 | 0 | 0 | 0 | 0 | 0 | 0 | 0
F10_Commercial_Interruptible - Health_Existing_Space Heating_Natural Gas_Boiler_A_Achievable Economic UCT Potential | F10 | Commercial | Interruptible - Health | Existing | Space Heating | Natural Gas | Boiler | A | Purchases (Incremental) | Achievable Economic UCT Potential | 0 | 0 | 0.36769 | 0.63054 | 0.99561 | 1.1755 | 1.3353 | 1.4754 | 1.597 | 1.7017 | 1.7913 | 1.8674 | 1.9318 | 1.9831 | 2.0241 | 2.0568 | 2.083 | 2.1041 | 2.1212 | 2.1389 | 2.153 | 2.1712 | 2.1557 | 2.1433 | 2.1335 | 2.126 | 2.1204
F11_Commercial_Interruptible - Health_Existing_Space Heating_Natural Gas_Boiler_A_Achievable Economic UCT Potential | F11 | Commercial | Interruptible - Health | Existing | Space Heating | Natural Gas | Boiler | A | Purchases (Cumulative) | Achievable Economic UCT Potential | 0 | 0 | 0.36769 | 0.99824 | 1.9939 | 3.1693 | 4.5046 | 5.98 | 7.577 | 9.2788 | 11.0701 | 12.9375 | 14.8693 | 16.8524 | 18.8765 | 20.9333 | 23.0163 | 25.1204 | 27.2416 | 29.3805 | 31.5335 | 33.7047 | 35.8604 | 38.0037 | 40.1373 | 42.2632 | 44.3836
F1_Commercial_Interruptible - Health_Existing_Space Heating_Natural Gas_Unit Heater_A_Achievable Economic UCT Potential | F1 | Commercial | Interruptible - Health | Existing | Space Heating | Natural Gas | Unit Heater | A | Integrated Unit Energy Savings (kWh or therms) | Achievable Economic UCT Potential | 0 | 0 | 0 | 0 | 0 | 0 | 0 | 0 | 0 | 0 | 0 | 0 | 0 | 0 | 0 | 0 | 0 | 0 | 0 | 0 | 0 | 0 | 0 | 0 | 0 | 0 | 0
F2_Commercial_Interruptible - Health_Existing_Space Heating_Natural Gas_Unit Heater_A_Achievable Economic UCT Potential | F2 | Commercial | Interruptible - Health | Existing | Space Heating | Natural Gas | Unit Heater | A | Integrated Unit Summer Peak Savings (kW) | Achievable Economic UCT Potential | 0 | 0 | 0 | 0 | 0 | 0 | 0 | 0 | 0 | 0 | 0 | 0 | 0 | 0 | 0 | 0 | 0 | 0 | 0 | 0 | 0 | 0 | 0 | 0 | 0 | 0 | 0
F3_Commercial_Interruptible - Health_Existing_Space Heating_Natural Gas_Unit Heater_A_Achievable Economic UCT Potential | F3 | Commercial | Interruptible - Health | Existing | Space Heating | Natural Gas | Unit Heater | A | Integrated Unit Winter Peak Savings (kW) | Achievable Economic UCT Potential | 0 | 0 | 0 | 0 | 0 | 0 | 0 | 0 | 0 | 0 | 0 | 0 | 0 | 0 | 0 | 0 | 0 | 0 | 0 | 0 | 0 | 0 | 0 | 0 | 0 | 0 | 0
F4_Commercial_Interruptible - Health_Existing_Space Heating_Natural Gas_Unit Heater_A_Achievable Economic UCT Potential | F4 | Commercial | Interruptible - Health | Existing | Space Heating | Natural Gas | Unit Heater | A | Incremental Energy Savings (MWh or mTherms) | Achievable Economic UCT Potential | 0 | 0 | 0 | 0 | 0 | 0 | 0 | 0 | 0 | 0 | 0 | 0 | 0 | 0 | 0 | 0 | 0 | 0 | 0 | 0 | 0 | 0 | 0 | 0 | 0 | 0 | 0
F5_Commercial_Interruptible - Health_Existing_Space Heating_Natural Gas_Unit Heater_A_Achievable Economic UCT Potential | F5 | Commercial | Interruptible - Health | Existing | Space Heating | Natural Gas | Unit Heater | A | Incremental Summer Peak Savings (MW) | Achievable Economic UCT Potential | 0 | 0 | 0 | 0 | 0 | 0 | 0 | 0 | 0 | 0 | 0 | 0 | 0 | 0 | 0 | 0 | 0 | 0 | 0 | 0 | 0 | 0 | 0 | 0 | 0 | 0 | 0
F6_Commercial_Interruptible - Health_Existing_Space Heating_Natural Gas_Unit Heater_A_Achievable Economic UCT Potential | F6 | Commercial | Interruptible - Health | Existing | Space Heating | Natural Gas | Unit Heater | A | Incremental Winter Peak Savings (MW) | Achievable Economic UCT Potential | 0 | 0 | 0 | 0 | 0 | 0 | 0 | 0 | 0 | 0 | 0 | 0 | 0 | 0 | 0 | 0 | 0 | 0 | 0 | 0 | 0 | 0 | 0 | 0 | 0 | 0 | 0
F7_Commercial_Interruptible - Health_Existing_Space Heating_Natural Gas_Unit Heater_A_Achievable Economic UCT Potential | F7 | Commercial | Interruptible - Health | Existing | Space Heating | Natural Gas | Unit Heater | A | Cumulative Energy Savings (MWh or mTherms) | Achievable Economic UCT Potential | 0 | 0 | 0 | 0 | 0 | 0 | 0 | 0 | 0 | 0 | 0 | 0 | 0 | 0 | 0 | 0 | 0 | 0 | 0 | 0 | 0 | 0 | 0 | 0 | 0 | 0 | 0
F8_Commercial_Interruptible - Health_Existing_Space Heating_Natural Gas_Unit Heater_A_Achievable Economic UCT Potential | F8 | Commercial | Interruptible - Health | Existing | Space Heating | Natural Gas | Unit Heater | A | Cumulative Summer Peak Savings (MW) | Achievable Economic UCT Potential | 0 | 0 | 0 | 0 | 0 | 0 | 0 | 0 | 0 | 0 | 0 | 0 | 0 | 0 | 0 | 0 | 0 | 0 | 0 | 0 | 0 | 0 | 0 | 0 | 0 | 0 | 0
F9_Commercial_Interruptible - Health_Existing_Space Heating_Natural Gas_Unit Heater_A_Achievable Economic UCT Potential | F9 | Commercial | Interruptible - Health | Existing | Space Heating | Natural Gas | Unit Heater | A | Cumulative Winter Peak Savings (MW) | Achievable Economic UCT Potential | 0 | 0 | 0 | 0 | 0 | 0 | 0 | 0 | 0 | 0 | 0 | 0 | 0 | 0 | 0 | 0 | 0 | 0 | 0 | 0 | 0 | 0 | 0 | 0 | 0 | 0 | 0
F10_Commercial_Interruptible - Health_Existing_Space Heating_Natural Gas_Unit Heater_A_Achievable Economic UCT Potential | F10 | Commercial | Interruptible - Health | Existing | Space Heating | Natural Gas | Unit Heater | A | Purchases (Incremental) | Achievable Economic UCT Potential | 0 | 0 | 0 | 0 | 0 | 0 | 0 | 0 | 0 | 0 | 0 | 0 | 0 | 0 | 0 | 0 | 0 | 0 | 0 | 0 | 0 | 0 | 0 | 0 | 0 | 0 | 0
F11_Commercial_Interruptible - Health_Existing_Space Heating_Natural Gas_Unit Heater_A_Achievable Economic UCT Potential | F11 | Commercial | Interruptible - Health | Existing | Space Heating | Natural Gas | Unit Heater | A | Purchases (Cumulative) | Achievable Economic UCT Potential | 0 | 0 | 0 | 0 | 0 | 0 | 0 | 0 | 0 | 0 | 0 | 0 | 0 | 0 | 0 | 0 | 0 | 0 | 0 | 0 | 0 | 0 | 0 | 0 | 0 | 0 | 0
F1_Commercial_Interruptible - Health_Existing_Water Heating_Natural Gas_Water Heater_A_Achievable Economic UCT Potential | F1 | Commercial | Interruptible - Health | Existing | Water Heating | Natural Gas | Water Heater | A | Integrated Unit Energy Savings (kWh or therms) | Achievable Economic UCT Potential | 0 | 2.8505 | 2.8505 | 2.8505 | 2.8505 | 2.8505 | 2.8505 | 2.8505 | 2.8505 | 2.8505 | 2.8505 | 2.8505 | 2.8505 | 2.8505 | 2.8505 | 2.8505 | 2.8505 | 2.8505 | 2.8505 | 2.8505 | 2.8505 | 2.8505 | 2.8505 | 2.8505 | 2.8505 | 2.8505 | 2.8505
F2_Commercial_Interruptible - Health_Existing_Water Heating_Natural Gas_Water Heater_A_Achievable Economic UCT Potential | F2 | Commercial | Interruptible - Health | Existing | Water Heating | Natural Gas | Water Heater | A | Integrated Unit Summer Peak Savings (kW) | Achievable Economic UCT Potential | 0 | 0 | 0 | 0 | 0 | 0 | 0 | 0 | 0 | 0 | 0 | 0 | 0 | 0 | 0 | 0 | 0 | 0 | 0 | 0 | 0 | 0 | 0 | 0 | 0 | 0 | 0
F3_Commercial_Interruptible - Health_Existing_Water Heating_Natural Gas_Water Heater_A_Achievable Economic UCT Potential | F3 | Commercial | Interruptible - Health | Existing | Water Heating | Natural Gas | Water Heater | A | Integrated Unit Winter Peak Savings (kW) | Achievable Economic UCT Potential | 0 | 0 | 0 | 0 | 0 | 0 | 0 | 0 | 0 | 0 | 0 | 0 | 0 | 0 | 0 | 0 | 0 | 0 | 0 | 0 | 0 | 0 | 0 | 0 | 0 | 0 | 0
F4_Commercial_Interruptible - Health_Existing_Water Heating_Natural Gas_Water Heater_A_Achievable Economic UCT Potential | F4 | Commercial | Interruptible - Health | Existing | Water Heating | Natural Gas | Water Heater | A | Incremental Energy Savings (MWh or mTherms) | Achievable Economic UCT Potential | 0 | 0 | 0.2509 | 0.47746 | 0.687 | 0.88486 | 1.0749 | 1.239 | 1.3638 | 1.4596 | 1.6499 | 1.7862 | 1.6278 | 1.46 | 1.2841 | 1.7223 | 1.3819 | 1.0939 | 0.84914 | 0.68507 | 0.45663 | 0.29875 | 0.19248 | 0.12273 | 0.24156 | 0 | 0
F5_Commercial_Interruptible - Health_Existing_Water Heating_Natural Gas_Water Heater_A_Achievable Economic UCT Potential | F5 | Commercial | Interruptible - Health | Existing | Water Heating | Natural Gas | Water Heater | A | Incremental Summer Peak Savings (MW) | Achievable Economic UCT Potential | 0 | 0 | 0 | 0 | 0 | 0 | 0 | 0 | 0 | 0 | 0 | 0 | 0 | 0 | 0 | 0 | 0 | 0 | 0 | 0 | 0 | 0 | 0 | 0 | 0 | 0 | 0
F6_Commercial_Interruptible - Health_Existing_Water Heating_Natural Gas_Water Heater_A_Achievable Economic UCT Potential | F6 | Commercial | Interruptible - Health | Existing | Water Heating | Natural Gas | Water Heater | A | Incremental Winter Peak Savings (MW) | Achievable Economic UCT Potential | 0 | 0 | 0 | 0 | 0 | 0 | 0 | 0 | 0 | 0 | 0 | 0 | 0 | 0 | 0 | 0 | 0 | 0 | 0 | 0 | 0 | 0 | 0 | 0 | 0 | 0 | 0
F7_Commercial_Interruptible - Health_Existing_Water Heating_Natural Gas_Water Heater_A_Achievable Economic UCT Potential | F7 | Commercial | Interruptible - Health | Existing | Water Heating | Natural Gas | Water Heater | A | Cumulative Energy Savings (MWh or mTherms) | Achievable Economic UCT Potential | 0 | 0 | 0.2509 | 0.72836 | 1.4154 | 2.3002 | 3.3751 | 4.6142 | 5.978 | 7.4376 | 9.0875 | 10.8737 | 12.5015 | 13.9615 | 15.2456 | 16.9679 | 18.3498 | 19.4437 | 20.2928 | 20.9779 | 21.4345 | 21.7333 | 21.9258 | 22.0485 | 22.2901 | 22.2901 | 22.2901
F8_Commercial_Interruptible - Health_Existing_Water Heating_Natural Gas_Water Heater_A_Achievable Economic UCT Potential | F8 | Commercial | Interruptible - Health | Existing | Water Heating | Natural Gas | Water Heater | A | Cumulative Summer Peak Savings (MW) | Achievable Economic UCT Potential | 0 | 0 | 0 | 0 | 0 | 0 | 0 | 0 | 0 | 0 | 0 | 0 | 0 | 0 | 0 | 0 | 0 | 0 | 0 | 0 | 0 | 0 | 0 | 0 | 0 | 0 | 0
F9_Commercial_Interruptible - Health_Existing_Water Heating_Natural Gas_Water Heater_A_Achievable Economic UCT Potential | F9 | Commercial | Interruptible - Health | Existing | Water Heating | Natural Gas | Water Heater | A | Cumulative Winter Peak Savings (MW) | Achievable Economic UCT Potential | 0 | 0 | 0 | 0 | 0 | 0 | 0 | 0 | 0 | 0 | 0 | 0 | 0 | 0 | 0 | 0 | 0 | 0 | 0 | 0 | 0 | 0 | 0 | 0 | 0 | 0 | 0
F10_Commercial_Interruptible - Health_Existing_Water Heating_Natural Gas_Water Heater_A_Achievable Economic UCT Potential | F10 | Commercial | Interruptible - Health | Existing | Water Heating | Natural Gas | Water Heater | A | Purchases (Incremental) | Achievable Economic UCT Potential | 0 | 0 | 88.0194 | 167.5037 | 241.0132 | 310.4259 | 377.1073 | 434.6733 | 478.4607 | 512.0408 | 578.8222 | 626.6308 | 571.0757 | 512.2022 | 450.4805 | 604.216 | 484.7926 | 383.776 | 297.8944 | 240.335 | 160.195 | 104.8081 | 67.5241 | 43.0577 | 84.7444 | 0 | 0
F11_Commercial_Interruptible - Health_Existing_Water Heating_Natural Gas_Water Heater_A_Achievable Economic UCT Potential | F11 | Commercial | Interruptible - Health | Existing | Water Heating | Natural Gas | Water Heater | A | Purchases (Cumulative) | Achievable Economic UCT Potential | 0 | 0 | 88.0194 | 255.5231 | 496.5363 | 806.9623 | 1184.0696 | 1618.7429 | 2097.2036 | 2609.2444 | 3188.0666 | 3814.6975 | 4385.7732 | 4897.9754 | 5348.4559 | 5952.6719 | 6437.4645 | 6821.2406 | 7119.135 | 7359.47 | 7519.665 | 7624.4731 | 7691.9972 | 7735.0548 | 7819.7993 | 7819.7993 | 7819.7993
F1_Commercial_Interruptible - Health_Existing_Food Preparation_Natural Gas_Oven_A_Achievable Economic UCT Potential | F1 | Commercial | Interruptible - Health | Existing | Food Preparation | Natural Gas | Oven | A | Integrated Unit Energy Savings (kWh or therms) | Achievable Economic UCT Potential | 0 | 106.6752 | 106.6752 | 106.6752 | 106.6752 | 106.6752 | 106.6752 | 106.6752 | 106.6752 | 106.6752 | 106.6752 | 106.6752 | 106.6752 | 106.6752 | 106.6752 | 106.6752 | 106.6752 | 106.6752 | 106.6752 | 106.6752 | 106.6752 | 106.6752 | 106.6752 | 106.6752 | 106.6752 | 106.6752 | 106.6752
F2_Commercial_Interruptible - Health_Existing_Food Preparation_Natural Gas_Oven_A_Achievable Economic UCT Potential | F2 | Commercial | Interruptible - Health | Existing | Food Preparation | Natural Gas | Oven | A | Integrated Unit Summer Peak Savings (kW) | Achievable Economic UCT Potential | 0 | 0 | 0 | 0 | 0 | 0 | 0 | 0 | 0 | 0 | 0 | 0 | 0 | 0 | 0 | 0 | 0 | 0 | 0 | 0 | 0 | 0 | 0 | 0 | 0 | 0 | 0
F3_Commercial_Interruptible - Health_Existing_Food Preparation_Natural Gas_Oven_A_Achievable Economic UCT Potential | F3 | Commercial | Interruptible - Health | Existing | Food Preparation | Natural Gas | Oven | A | Integrated Unit Winter Peak Savings (kW) | Achievable Economic UCT Potential | 0 | 0 | 0 | 0 | 0 | 0 | 0 | 0 | 0 | 0 | 0 | 0 | 0 | 0 | 0 | 0 | 0 | 0 | 0 | 0 | 0 | 0 | 0 | 0 | 0 | 0 | 0
F4_Commercial_Interruptible - Health_Existing_Food Preparation_Natural Gas_Oven_A_Achievable Economic UCT Potential | F4 | Commercial | Interruptible - Health | Existing | Food Preparation | Natural Gas | Oven | A | Incremental Energy Savings (MWh or mTherms) | Achievable Economic UCT Potential | 0 | 0 | 0.00016271 | 0.00076529 | 0.0017931 | 0.0030896 | 0.0045681 | 0.0061658 | 0.0078377 | 0.0095521 | 0.011287 | 0.013027 | 0.01191 | 0.011204 | 0.010866 | 0.010708 | 0.010634 | 0.011445 | 0.012157 | 0.013079 | 0.014156 | 0.015021 | 0.014398 | 0.012486 | 0.012734 | 0.012299 | 0.011366
F5_Commercial_Interruptible - Health_Existing_Food Preparation_Natural Gas_Oven_A_Achievable Economic UCT Potential | F5 | Commercial | Interruptible - Health | Existing | Food Preparation | Natural Gas | Oven | A | Incremental Summer Peak Savings (MW) | Achievable Economic UCT Potential | 0 | 0 | 0 | 0 | 0 | 0 | 0 | 0 | 0 | 0 | 0 | 0 | 0 | 0 | 0 | 0 | 0 | 0 | 0 | 0 | 0 | 0 | 0 | 0 | 0 | 0 | 0
F6_Commercial_Interruptible - Health_Existing_Food Preparation_Natural Gas_Oven_A_Achievable Economic UCT Potential | F6 | Commercial | Interruptible - Health | Existing | Food Preparation | Natural Gas | Oven | A | Incremental Winter Peak Savings (MW) | Achievable Economic UCT Potential | 0 | 0 | 0 | 0 | 0 | 0 | 0 | 0 | 0 | 0 | 0 | 0 | 0 | 0 | 0 | 0 | 0 | 0 | 0 | 0 | 0 | 0 | 0 | 0 | 0 | 0 | 0
F7_Commercial_Interruptible - Health_Existing_Food Preparation_Natural Gas_Oven_A_Achievable Economic UCT Potential | F7 | Commercial | Interruptible - Health | Existing | Food Preparation | Natural Gas | Oven | A | Cumulative Energy Savings (MWh or mTherms) | Achievable Economic UCT Potential | 0 | 0 | 0.00016271 | 0.000928 | 0.0027211 | 0.0058106 | 0.010379 | 0.016545 | 0.024382 | 0.033934 | 0.045221 | 0.058249 | 0.070159 | 0.081362 | 0.092228 | 0.10294 | 0.11357 | 0.12501 | 0.13717 | 0.15025 | 0.16441 | 0.17943 | 0.19382 | 0.20631 | 0.21904 | 0.23134 | 0.24271
F8_Commercial_Interruptible - Health_Existing_Food Preparation_Natural Gas_Oven_A_Achievable Economic UCT Potential | F8 | Commercial | Interruptible - Health | Existing | Food Preparation | Natural Gas | Oven | A | Cumulative Summer Peak Savings (MW) | Achievable Economic UCT Potential | 0 | 0 | 0 | 0 | 0 | 0 | 0 | 0 | 0 | 0 | 0 | 0 | 0 | 0 | 0 | 0 | 0 | 0 | 0 | 0 | 0 | 0 | 0 | 0 | 0 | 0 | 0
F9_Commercial_Interruptible - Health_Existing_Food Preparation_Natural Gas_Oven_A_Achievable Economic UCT Potential | F9 | Commercial | Interruptible - Health | Existing | Food Preparation | Natural Gas | Oven | A | Cumulative Winter Peak Savings (MW) | Achievable Economic UCT Potential | 0 | 0 | 0 | 0 | 0 | 0 | 0 | 0 | 0 | 0 | 0 | 0 | 0 | 0 | 0 | 0 | 0 | 0 | 0 | 0 | 0 | 0 | 0 | 0 | 0 | 0 | 0
F10_Commercial_Interruptible - Health_Existing_Food Preparation_Natural Gas_Oven_A_Achievable Economic UCT Potential | F10 | Commercial | Interruptible - Health | Existing | Food Preparation | Natural Gas | Oven | A | Purchases (Incremental) | Achievable Economic UCT Potential | 0 | 0 | 0.0015253 | 0.007174 | 0.016809 | 0.028963 | 0.042823 | 0.0578 | 0.073473 | 0.089544 | 0.10581 | 0.12212 | 0.11164 | 0.10502 | 0.10186 | 0.10038 | 0.099682 | 0.10728 | 0.11396 | 0.12261 | 0.1327 | 0.14081 | 0.13497 | 0.11705 | 0.11937 | 0.11529 | 0.10654
F11_Commercial_Interruptible - Health_Existing_Food Preparation_Natural Gas_Oven_A_Achievable Economic UCT Potential | F11 | Commercial | Interruptible - Health | Existing | Food Preparation | Natural Gas | Oven | A | Purchases (Cumulative) | Achievable Economic UCT Potential | 0 | 0 | 0.0015253 | 0.0086993 | 0.025508 | 0.05447 | 0.097293 | 0.15509 | 0.22857 | 0.31811 | 0.42392 | 0.54604 | 0.65768 | 0.76271 | 0.86456 | 0.96495 | 1.0646 | 1.1719 | 1.2859 | 1.4085 | 1.5412 | 1.682 | 1.817 | 1.934 | 2.0534 | 2.1687 | 2.2752
F1_Commercial_Interruptible - Health_Existing_Food Preparation_Natural Gas_Conveyor Oven_A_Achievable Economic UCT Potential | F1 | Commercial | Interruptible - Health | Existing | Food Preparation | Natural Gas | Conveyor Oven | A | Integrated Unit Energy Savings (kWh or therms) | Achievable Economic UCT Potential | 0 | 0 | 0 | 0 | 0 | 692.0657 | 692.0657 | 692.0657 | 692.0657 | 692.0657 | 692.0657 | 692.0657 | 692.0657 | 692.0657 | 692.0657 | 692.0657 | 692.0657 | 692.0657 | 692.0657 | 692.0657 | 692.0657 | 692.0657 | 692.0657 | 692.0657 | 692.0657 | 692.0657 | 692.0657
F2_Commercial_Interruptible - Health_Existing_Food Preparation_Natural Gas_Conveyor Oven_A_Achievable Economic UCT Potential | F2 | Commercial | Interruptible - Health | Existing | Food Preparation | Natural Gas | Conveyor Oven | A | Integrated Unit Summer Peak Savings (kW) | Achievable Economic UCT Potential | 0 | 0 | 0 | 0 | 0 | 0 | 0 | 0 | 0 | 0 | 0 | 0 | 0 | 0 | 0 | 0 | 0 | 0 | 0 | 0 | 0 | 0 | 0 | 0 | 0 | 0 | 0
F3_Commercial_Interruptible - Health_Existing_Food Preparation_Natural Gas_Conveyor Oven_A_Achievable Economic UCT Potential | F3 | Commercial | Interruptible - Health | Existing | Food Preparation | Natural Gas | Conveyor Oven | A | Integrated Unit Winter Peak Savings (kW) | Achievable Economic UCT Potential | 0 | 0 | 0 | 0 | 0 | 0 | 0 | 0 | 0 | 0 | 0 | 0 | 0 | 0 | 0 | 0 | 0 | 0 | 0 | 0 | 0 | 0 | 0 | 0 | 0 | 0 | 0
F4_Commercial_Interruptible - Health_Existing_Food Preparation_Natural Gas_Conveyor Oven_A_Achievable Economic UCT Potential | F4 | Commercial | Interruptible - Health | Existing | Food Preparation | Natural Gas | Conveyor Oven | A | Incremental Energy Savings (MWh or mTherms) | Achievable Economic UCT Potential | 0 | 0 | 0 | 0 | 0 | 0.00036022 | 0.0012979 | 0.0029701 | 0.0054896 | 0.0089357 | 0.012487 | 0.016067 | 0.019625 | 0.02313 | 0.026564 | 0.029919 | 0.033193 | 0.028387 | 0.024176 | 0.020514 | 0.017349 | 0.015033 | 0.012793 | 0.011335 | 0.010434 | 0.0098852 | 0.009626
F5_Commercial_Interruptible - Health_Existing_Food Preparation_Natural Gas_Conveyor Oven_A_Achievable Economic UCT Potential | F5 | Commercial | Interruptible - Health | Existing | Food Preparation | Natural Gas | Conveyor Oven | A | Incremental Summer Peak Savings (MW) | Achievable Economic UCT Potential | 0 | 0 | 0 | 0 | 0 | 0 | 0 | 0 | 0 | 0 | 0 | 0 | 0 | 0 | 0 | 0 | 0 | 0 | 0 | 0 | 0 | 0 | 0 | 0 | 0 | 0 | 0
F6_Commercial_Interruptible - Health_Existing_Food Preparation_Natural Gas_Conveyor Oven_A_Achievable Economic UCT Potential | F6 | Commercial | Interruptible - Health | Existing | Food Preparation | Natural Gas | Conveyor Oven | A | Incremental Winter Peak Savings (MW) | Achievable Economic UCT Potential | 0 | 0 | 0 | 0 | 0 | 0 | 0 | 0 | 0 | 0 | 0 | 0 | 0 | 0 | 0 | 0 | 0 | 0 | 0 | 0 | 0 | 0 | 0 | 0 | 0 | 0 | 0
F7_Commercial_Interruptible - Health_Existing_Food Preparation_Natural Gas_Conveyor Oven_A_Achievable Economic UCT Potential | F7 | Commercial | Interruptible - Health | Existing | Food Preparation | Natural Gas | Conveyor Oven | A | Cumulative Energy Savings (MWh or mTherms) | Achievable Economic UCT Potential | 0 | 0 | 0 | 0 | 0 | 0.00036022 | 0.0016581 | 0.0046282 | 0.010118 | 0.019053 | 0.03154 | 0.047607 | 0.067232 | 0.090361 | 0.11693 | 0.14684 | 0.18004 | 0.20842 | 0.2326 | 0.25311 | 0.27046 | 0.2855 | 0.29829 | 0.30962 | 0.32006 | 0.32994 | 0.33957
F8_Commercial_Interruptible - Health_Existing_Food Preparation_Natural Gas_Conveyor Oven_A_Achievable Economic UCT Potential | F8 | Commercial | Interruptible - Health | Existing | Food Preparation | Natural Gas | Conveyor Oven | A | Cumulative Summer Peak Savings (MW) | Achievable Economic UCT Potential | 0 | 0 | 0 | 0 | 0 | 0 | 0 | 0 | 0 | 0 | 0 | 0 | 0 | 0 | 0 | 0 | 0 | 0 | 0 | 0 | 0 | 0 | 0 | 0 | 0 | 0 | 0
F9_Commercial_Interruptible - Health_Existing_Food Preparation_Natural Gas_Conveyor Oven_A_Achievable Economic UCT Potential | F9 | Commercial | Interruptible - Health | Existing | Food Preparation | Natural Gas | Conveyor Oven | A | Cumulative Winter Peak Savings (MW) | Achievable Economic UCT Potential | 0 | 0 | 0 | 0 | 0 | 0 | 0 | 0 | 0 | 0 | 0 | 0 | 0 | 0 | 0 | 0 | 0 | 0 | 0 | 0 | 0 | 0 | 0 | 0 | 0 | 0 | 0
F10_Commercial_Interruptible - Health_Existing_Food Preparation_Natural Gas_Conveyor Oven_A_Achievable Economic UCT Potential | F10 | Commercial | Interruptible - Health | Existing | Food Preparation | Natural Gas | Conveyor Oven | A | Purchases (Incremental) | Achievable Economic UCT Potential | 0 | 0 | 0 | 0 | 0 | 0.0005205 | 0.0018753 | 0.0042917 | 0.0079322 | 0.012912 | 0.018043 | 0.023215 | 0.028357 | 0.033421 | 0.038384 | 0.043232 | 0.047962 | 0.041018 | 0.034933 | 0.029641 | 0.025069 | 0.021722 | 0.018486 | 0.016378 | 0.015077 | 0.014284 | 0.013909
F11_Commercial_Interruptible - Health_Existing_Food Preparation_Natural Gas_Conveyor Oven_A_Achievable Economic UCT Potential | F11 | Commercial | Interruptible - Health | Existing | Food Preparation | Natural Gas | Conveyor Oven | A | Purchases (Cumulative) | Achievable Economic UCT Potential | 0 | 0 | 0 | 0 | 0 | 0.0005205 | 0.0023958 | 0.0066875 | 0.01462 | 0.027531 | 0.045574 | 0.06879 | 0.097146 | 0.13057 | 0.16895 | 0.21218 | 0.26014 | 0.30116 | 0.3361 | 0.36574 | 0.39081 | 0.41253 | 0.43101 | 0.44739 | 0.46247 | 0.47675 | 0.49066
F1_Commercial_Interruptible - Health_Existing_Food Preparation_Natural Gas_Double Rack Oven_A_Achievable Economic UCT Potential | F1 | Commercial | Interruptible - Health | Existing | Food Preparation | Natural Gas | Double Rack Oven | A | Integrated Unit Energy Savings (kWh or therms) | Achievable Economic UCT Potential | 0 | 1621.62 | 1621.62 | 1621.62 | 1621.62 | 1621.62 | 1621.62 | 1621.62 | 1621.62 | 1621.62 | 1621.62 | 1621.62 | 1621.62 | 1621.62 | 1621.62 | 1621.62 | 1621.62 | 1621.62 | 1621.62 | 1621.62 | 1621.62 | 1621.62 | 1621.62 | 1621.62 | 1621.62 | 1621.62 | 1621.62
F2_Commercial_Interruptible - Health_Existing_Food Preparation_Natural Gas_Double Rack Oven_A_Achievable Economic UCT Potential | F2 | Commercial | Interruptible - Health | Existing | Food Preparation | Natural Gas | Double Rack Oven | A | Integrated Unit Summer Peak Savings (kW) | Achievable Economic UCT Potential | 0 | 0 | 0 | 0 | 0 | 0 | 0 | 0 | 0 | 0 | 0 | 0 | 0 | 0 | 0 | 0 | 0 | 0 | 0 | 0 | 0 | 0 | 0 | 0 | 0 | 0 | 0
F3_Commercial_Interruptible - Health_Existing_Food Preparation_Natural Gas_Double Rack Oven_A_Achievable Economic UCT Potential | F3 | Commercial | Interruptible - Health | Existing | Food Preparation | Natural Gas | Double Rack Oven | A | Integrated Unit Winter Peak Savings (kW) | Achievable Economic UCT Potential | 0 | 0 | 0 | 0 | 0 | 0 | 0 | 0 | 0 | 0 | 0 | 0 | 0 | 0 | 0 | 0 | 0 | 0 | 0 | 0 | 0 | 0 | 0 | 0 | 0 | 0 | 0
F4_Commercial_Interruptible - Health_Existing_Food Preparation_Natural Gas_Double Rack Oven_A_Achievable Economic UCT Potential | F4 | Commercial | Interruptible - Health | Existing | Food Preparation | Natural Gas | Double Rack Oven | A | Incremental Energy Savings (MWh or mTherms) | Achievable Economic UCT Potential | 0 | 0 | 0.0011337 | 0.004322 | 0.0085086 | 0.013525 | 0.019229 | 0.025498 | 0.03223 | 0.039338 | 0.041217 | 0.043407 | 0.046037 | 0.049191 | 0.051779 | 0.0529 | 0.053607 | 0.054049 | 0.05434 | 0.062321 | 0.063403 | 0.063249 | 0.062333 | 0.060558 | 0.058003 | 0.054744 | 0.050849
F5_Commercial_Interruptible - Health_Existing_Food Preparation_Natural Gas_Double Rack Oven_A_Achievable Economic UCT Potential | F5 | Commercial | Interruptible - Health | Existing | Food Preparation | Natural Gas | Double Rack Oven | A | Incremental Summer Peak Savings (MW) | Achievable Economic UCT Potential | 0 | 0 | 0 | 0 | 0 | 0 | 0 | 0 | 0 | 0 | 0 | 0 | 0 | 0 | 0 | 0 | 0 | 0 | 0 | 0 | 0 | 0 | 0 | 0 | 0 | 0 | 0
F6_Commercial_Interruptible - Health_Existing_Food Preparation_Natural Gas_Double Rack Oven_A_Achievable Economic UCT Potential | F6 | Commercial | Interruptible - Health | Existing | Food Preparation | Natural Gas | Double Rack Oven | A | Incremental Winter Peak Savings (MW) | Achievable Economic UCT Potential | 0 | 0 | 0 | 0 | 0 | 0 | 0 | 0 | 0 | 0 | 0 | 0 | 0 | 0 | 0 | 0 | 0 | 0 | 0 | 0 | 0 | 0 | 0 | 0 | 0 | 0 | 0
F7_Commercial_Interruptible - Health_Existing_Food Preparation_Natural Gas_Double Rack Oven_A_Achievable Economic UCT Potential | F7 | Commercial | Interruptible - Health | Existing | Food Preparation | Natural Gas | Double Rack Oven | A | Cumulative Energy Savings (MWh or mTherms) | Achievable Economic UCT Potential | 0 | 0 | 0.0011337 | 0.0054556 | 0.013964 | 0.02749 | 0.046719 | 0.072217 | 0.10445 | 0.14378 | 0.185 | 0.22841 | 0.27445 | 0.32364 | 0.37542 | 0.42832 | 0.48192 | 0.53597 | 0.59031 | 0.65263 | 0.71604 | 0.77929 | 0.84162 | 0.90218 | 0.96018 | 1.0149 | 1.0658
F8_Commercial_Interruptible - Health_Existing_Food Preparation_Natural Gas_Double Rack Oven_A_Achievable Economic UCT Potential | F8 | Commercial | Interruptible - Health | Existing | Food Preparation | Natural Gas | Double Rack Oven | A | Cumulative Summer Peak Savings (MW) | Achievable Economic UCT Potential | 0 | 0 | 0 | 0 | 0 | 0 | 0 | 0 | 0 | 0 | 0 | 0 | 0 | 0 | 0 | 0 | 0 | 0 | 0 | 0 | 0 | 0 | 0 | 0 | 0 | 0 | 0
F9_Commercial_Interruptible - Health_Existing_Food Preparation_Natural Gas_Double Rack Oven_A_Achievable Economic UCT Potential | F9 | Commercial | Interruptible - Health | Existing | Food Preparation | Natural Gas | Double Rack Oven | A | Cumulative Winter Peak Savings (MW) | Achievable Economic UCT Potential | 0 | 0 | 0 | 0 | 0 | 0 | 0 | 0 | 0 | 0 | 0 | 0 | 0 | 0 | 0 | 0 | 0 | 0 | 0 | 0 | 0 | 0 | 0 | 0 | 0 | 0 | 0
F10_Commercial_Interruptible - Health_Existing_Food Preparation_Natural Gas_Double Rack Oven_A_Achievable Economic UCT Potential | F10 | Commercial | Interruptible - Health | Existing | Food Preparation | Natural Gas | Double Rack Oven | A | Purchases (Incremental) | Achievable Economic UCT Potential | 0 | 0 | 0.00069909 | 0.0026652 | 0.005247 | 0.0083406 | 0.011858 | 0.015724 | 0.019875 | 0.024258 | 0.025417 | 0.026768 | 0.02839 | 0.030334 | 0.03193 | 0.032622 | 0.033058 | 0.03333 | 0.03351 | 0.038432 | 0.039099 | 0.039004 | 0.038438 | 0.037344 | 0.035769 | 0.033759 | 0.031357
F11_Commercial_Interruptible - Health_Existing_Food Preparation_Natural Gas_Double Rack Oven_A_Achievable Economic UCT Potential | F11 | Commercial | Interruptible - Health | Existing | Food Preparation | Natural Gas | Double Rack Oven | A | Purchases (Cumulative) | Achievable Economic UCT Potential | 0 | 0 | 0.00069909 | 0.0033643 | 0.0086113 | 0.016952 | 0.02881 | 0.044534 | 0.064409 | 0.088667 | 0.11408 | 0.14085 | 0.16924 | 0.19958 | 0.23151 | 0.26413 | 0.29719 | 0.33052 | 0.36403 | 0.40246 | 0.44156 | 0.48056 | 0.519 | 0.55634 | 0.59211 | 0.62587 | 0.65723
F1_Commercial_Interruptible - Health_Existing_Food Preparation_Natural Gas_Fryer_A_Achievable Economic UCT Potential | F1 | Commercial | Interruptible - Health | Existing | Food Preparation | Natural Gas | Fryer | A | Integrated Unit Energy Savings (kWh or therms) | Achievable Economic UCT Potential | 0 | 395.2691 | 395.2691 | 395.2691 | 395.2691 | 395.2691 | 395.2691 | 395.2691 | 395.2691 | 395.2691 | 395.2691 | 395.2691 | 395.2691 | 395.2691 | 395.2691 | 395.2691 | 395.2691 | 395.2691 | 395.2691 | 395.2691 | 395.2691 | 395.2691 | 395.2691 | 395.2691 | 395.2691 | 395.2691 | 395.2691
F2_Commercial_Interruptible - Health_Existing_Food Preparation_Natural Gas_Fryer_A_Achievable Economic UCT Potential | F2 | Commercial | Interruptible - Health | Existing | Food Preparation | Natural Gas | Fryer | A | Integrated Unit Summer Peak Savings (kW) | Achievable Economic UCT Potential | 0 | 0 | 0 | 0 | 0 | 0 | 0 | 0 | 0 | 0 | 0 | 0 | 0 | 0 | 0 | 0 | 0 | 0 | 0 | 0 | 0 | 0 | 0 | 0 | 0 | 0 | 0
F3_Commercial_Interruptible - Health_Existing_Food Preparation_Natural Gas_Fryer_A_Achievable Economic UCT Potential | F3 | Commercial | Interruptible - Health | Existing | Food Preparation | Natural Gas | Fryer | A | Integrated Unit Winter Peak Savings (kW) | Achievable Economic UCT Potential | 0 | 0 | 0 | 0 | 0 | 0 | 0 | 0 | 0 | 0 | 0 | 0 | 0 | 0 | 0 | 0 | 0 | 0 | 0 | 0 | 0 | 0 | 0 | 0 | 0 | 0 | 0
F4_Commercial_Interruptible - Health_Existing_Food Preparation_Natural Gas_Fryer_A_Achievable Economic UCT Potential | F4 | Commercial | Interruptible - Health | Existing | Food Preparation | Natural Gas | Fryer | A | Incremental Energy Savings (MWh or mTherms) | Achievable Economic UCT Potential | 0 | 0 | 0.11182 | 0.23297 | 0.36844 | 0.5153 | 0.67484 | 0.85604 | 1.0498 | 1.3787 | 1.6734 | 1.7975 | 1.8402 | 1.7973 | 2.4114 | 2.0499 | 1.6752 | 1.3688 | 0.97511 | 0.64199 | 0.38081 | 0.19677 | 0.28723 | 0 | 0 | 0 | 0.061844
F5_Commercial_Interruptible - Health_Existing_Food Preparation_Natural Gas_Fryer_A_Achievable Economic UCT Potential | F5 | Commercial | Interruptible - Health | Existing | Food Preparation | Natural Gas | Fryer | A | Incremental Summer Peak Savings (MW) | Achievable Economic UCT Potential | 0 | 0 | 0 | 0 | 0 | 0 | 0 | 0 | 0 | 0 | 0 | 0 | 0 | 0 | 0 | 0 | 0 | 0 | 0 | 0 | 0 | 0 | 0 | 0 | 0 | 0 | 0
F6_Commercial_Interruptible - Health_Existing_Food Preparation_Natural Gas_Fryer_A_Achievable Economic UCT Potential | F6 | Commercial | Interruptible - Health | Existing | Food Preparation | Natural Gas | Fryer | A | Incremental Winter Peak Savings (MW) | Achievable Economic UCT Potential | 0 | 0 | 0 | 0 | 0 | 0 | 0 | 0 | 0 | 0 | 0 | 0 | 0 | 0 | 0 | 0 | 0 | 0 | 0 | 0 | 0 | 0 | 0 | 0 | 0 | 0 | 0
F7_Commercial_Interruptible - Health_Existing_Food Preparation_Natural Gas_Fryer_A_Achievable Economic UCT Potential | F7 | Commercial | Interruptible - Health | Existing | Food Preparation | Natural Gas | Fryer | A | Cumulative Energy Savings (MWh or mTherms) | Achievable Economic UCT Potential | 0 | 0 | 0.11182 | 0.34479 | 0.71323 | 1.2285 | 1.9034 | 2.7594 | 3.8092 | 5.1879 | 6.8613 | 8.6588 | 10.4989 | 12.2962 | 14.7076 | 16.7575 | 18.4327 | 19.8014 | 20.7766 | 21.4185 | 21.7994 | 21.9961 | 22.2834 | 22.2834 | 22.2834 | 22.2834 | 22.3452
F8_Commercial_Interruptible - Health_Existing_Food Preparation_Natural Gas_Fryer_A_Achievable Economic UCT Potential | F8 | Commercial | Interruptible - Health | Existing | Food Preparation | Natural Gas | Fryer | A | Cumulative Summer Peak Savings (MW) | Achievable Economic UCT Potential | 0 | 0 | 0 | 0 | 0 | 0 | 0 | 0 | 0 | 0 | 0 | 0 | 0 | 0 | 0 | 0 | 0 | 0 | 0 | 0 | 0 | 0 | 0 | 0 | 0 | 0 | 0
F9_Commercial_Interruptible - Health_Existing_Food Preparation_Natural Gas_Fryer_A_Achievable Economic UCT Potential | F9 | Commercial | Interruptible - Health | Existing | Food Preparation | Natural Gas | Fryer | A | Cumulative Winter Peak Savings (MW) | Achievable Economic UCT Potential | 0 | 0 | 0 | 0 | 0 | 0 | 0 | 0 | 0 | 0 | 0 | 0 | 0 | 0 | 0 | 0 | 0 | 0 | 0 | 0 | 0 | 0 | 0 | 0 | 0 | 0 | 0
F10_Commercial_Interruptible - Health_Existing_Food Preparation_Natural Gas_Fryer_A_Achievable Economic UCT Potential | F10 | Commercial | Interruptible - Health | Existing | Food Preparation | Natural Gas | Fryer | A | Purchases (Incremental) | Achievable Economic UCT Potential | 0 | 0 | 0.28291 | 0.58939 | 0.93212 | 1.3037 | 1.7073 | 2.1657 | 2.656 | 3.4879 | 4.2336 | 4.5475 | 4.6555 | 4.5469 | 6.1006 | 5.1861 | 4.2381 | 3.4629 | 2.4669 | 1.6242 | 0.96342 | 0.49781 | 0.72668 | 0 | 0 | 0 | 0.15646
F11_Commercial_Interruptible - Health_Existing_Food Preparation_Natural Gas_Fryer_A_Achievable Economic UCT Potential | F11 | Commercial | Interruptible - Health | Existing | Food Preparation | Natural Gas | Fryer | A | Purchases (Cumulative) | Achievable Economic UCT Potential | 0 | 0 | 0.28291 | 0.87229 | 1.8044 | 3.1081 | 4.8154 | 6.9811 | 9.637 | 13.1249 | 17.3586 | 21.9061 | 26.5615 | 31.1084 | 37.209 | 42.3952 | 46.6332 | 50.0961 | 52.5631 | 54.1872 | 55.1507 | 55.6485 | 56.3751 | 56.3751 | 56.3751 | 56.3751 | 56.5316
F1_Commercial_Interruptible - Health_Existing_Food Preparation_Natural Gas_Broiler_A_Achievable Economic UCT Potential | F1 | Commercial | Interruptible - Health | Existing | Food Preparation | Natural Gas | Broiler | A | Integrated Unit Energy Savings (kWh or therms) | Achievable Economic UCT Potential | 0 | 240.24 | 240.24 | 240.24 | 240.24 | 240.24 | 240.24 | 240.24 | 240.24 | 240.24 | 240.24 | 240.24 | 240.24 | 240.24 | 240.24 | 240.24 | 240.24 | 240.24 | 240.24 | 240.24 | 240.24 | 240.24 | 240.24 | 240.24 | 240.24 | 240.24 | 240.24
F2_Commercial_Interruptible - Health_Existing_Food Preparation_Natural Gas_Broiler_A_Achievable Economic UCT Potential | F2 | Commercial | Interruptible - Health | Existing | Food Preparation | Natural Gas | Broiler | A | Integrated Unit Summer Peak Savings (kW) | Achievable Economic UCT Potential | 0 | 0 | 0 | 0 | 0 | 0 | 0 | 0 | 0 | 0 | 0 | 0 | 0 | 0 | 0 | 0 | 0 | 0 | 0 | 0 | 0 | 0 | 0 | 0 | 0 | 0 | 0
F3_Commercial_Interruptible - Health_Existing_Food Preparation_Natural Gas_Broiler_A_Achievable Economic UCT Potential | F3 | Commercial | Interruptible - Health | Existing | Food Preparation | Natural Gas | Broiler | A | Integrated Unit Winter Peak Savings (kW) | Achievable Economic UCT Potential | 0 | 0 | 0 | 0 | 0 | 0 | 0 | 0 | 0 | 0 | 0 | 0 | 0 | 0 | 0 | 0 | 0 | 0 | 0 | 0 | 0 | 0 | 0 | 0 | 0 | 0 | 0
F4_Commercial_Interruptible - Health_Existing_Food Preparation_Natural Gas_Broiler_A_Achievable Economic UCT Potential | F4 | Commercial | Interruptible - Health | Existing | Food Preparation | Natural Gas | Broiler | A | Incremental Energy Savings (MWh or mTherms) | Achievable Economic UCT Potential | 0 | 0 | 0.0075417 | 0.025518 | 0.046386 | 0.06966 | 0.094924 | 0.12183 | 0.15007 | 0.1794 | 0.19358 | 0.20867 | 0.22503 | 0.2429 | 0.25488 | 0.25813 | 0.26018 | 0.26146 | 0.2623 | 0.33248 | 0.33278 | 0.32955 | 0.31355 | 0.29558 | 0.2758 | 0.25439 | 0.23149
F5_Commercial_Interruptible - Health_Existing_Food Preparation_Natural Gas_Broiler_A_Achievable Economic UCT Potential | F5 | Commercial | Interruptible - Health | Existing | Food Preparation | Natural Gas | Broiler | A | Incremental Summer Peak Savings (MW) | Achievable Economic UCT Potential | 0 | 0 | 0 | 0 | 0 | 0 | 0 | 0 | 0 | 0 | 0 | 0 | 0 | 0 | 0 | 0 | 0 | 0 | 0 | 0 | 0 | 0 | 0 | 0 | 0 | 0 | 0
F6_Commercial_Interruptible - Health_Existing_Food Preparation_Natural Gas_Broiler_A_Achievable Economic UCT Potential | F6 | Commercial | Interruptible - Health | Existing | Food Preparation | Natural Gas | Broiler | A | Incremental Winter Peak Savings (MW) | Achievable Economic UCT Potential | 0 | 0 | 0 | 0 | 0 | 0 | 0 | 0 | 0 | 0 | 0 | 0 | 0 | 0 | 0 | 0 | 0 | 0 | 0 | 0 | 0 | 0 | 0 | 0 | 0 | 0 | 0
F7_Commercial_Interruptible - Health_Existing_Food Preparation_Natural Gas_Broiler_A_Achievable Economic UCT Potential | F7 | Commercial | Interruptible - Health | Existing | Food Preparation | Natural Gas | Broiler | A | Cumulative Energy Savings (MWh or mTherms) | Achievable Economic UCT Potential | 0 | 0 | 0.0075417 | 0.033059 | 0.079446 | 0.14911 | 0.24403 | 0.36586 | 0.51593 | 0.69533 | 0.88891 | 1.0976 | 1.3226 | 1.5655 | 1.8204 | 2.0785 | 2.3387 | 2.6002 | 2.8625 | 3.195 | 3.5277 | 3.8573 | 4.1708 | 4.4664 | 4.7422 | 4.9966 | 5.2281
F8_Commercial_Interruptible - Health_Existing_Food Preparation_Natural Gas_Broiler_A_Achievable Economic UCT Potential | F8 | Commercial | Interruptible - Health | Existing | Food Preparation | Natural Gas | Broiler | A | Cumulative Summer Peak Savings (MW) | Achievable Economic UCT Potential | 0 | 0 | 0 | 0 | 0 | 0 | 0 | 0 | 0 | 0 | 0 | 0 | 0 | 0 | 0 | 0 | 0 | 0 | 0 | 0 | 0 | 0 | 0 | 0 | 0 | 0 | 0
F9_Commercial_Interruptible - Health_Existing_Food Preparation_Natural Gas_Broiler_A_Achievable Economic UCT Potential | F9 | Commercial | Interruptible - Health | Existing | Food Preparation | Natural Gas | Broiler | A | Cumulative Winter Peak Savings (MW) | Achievable Economic UCT Potential | 0 | 0 | 0 | 0 | 0 | 0 | 0 | 0 | 0 | 0 | 0 | 0 | 0 | 0 | 0 | 0 | 0 | 0 | 0 | 0 | 0 | 0 | 0 | 0 | 0 | 0 | 0
F10_Commercial_Interruptible - Health_Existing_Food Preparation_Natural Gas_Broiler_A_Achievable Economic UCT Potential | F10 | Commercial | Interruptible - Health | Existing | Food Preparation | Natural Gas | Broiler | A | Purchases (Incremental) | Achievable Economic UCT Potential | 0 | 0 | 0.031392 | 0.10622 | 0.19308 | 0.28996 | 0.39512 | 0.50711 | 0.62467 | 0.74676 | 0.8058 | 0.86858 | 0.93668 | 1.0111 | 1.061 | 1.0745 | 1.083 | 1.0883 | 1.0918 | 1.384 | 1.3852 | 1.3717 | 1.3052 | 1.2304 | 1.148 | 1.0589 | 0.96358
F11_Commercial_Interruptible - Health_Existing_Food Preparation_Natural Gas_Broiler_A_Achievable Economic UCT Potential | F11 | Commercial | Interruptible - Health | Existing | Food Preparation | Natural Gas | Broiler | A | Purchases (Cumulative) | Achievable Economic UCT Potential | 0 | 0 | 0.031392 | 0.13761 | 0.33069 | 0.62065 | 1.0158 | 1.5229 | 2.1476 | 2.8943 | 3.7001 | 4.5687 | 5.5054 | 6.5165 | 7.5774 | 8.6519 | 9.7349 | 10.8232 | 11.915 | 13.299 | 14.6842 | 16.056 | 17.3611 | 18.5915 | 19.7395 | 20.7984 | 21.762
F1_Commercial_Interruptible - Health_Existing_Food Preparation_Natural Gas_Griddle_A_Achievable Economic UCT Potential | F1 | Commercial | Interruptible - Health | Existing | Food Preparation | Natural Gas | Griddle | A | Integrated Unit Energy Savings (kWh or therms) | Achievable Economic UCT Potential | 0 | 167.9465 | 167.9465 | 167.9465 | 167.9465 | 167.9465 | 167.9465 | 167.9465 | 167.9465 | 167.9465 | 167.9465 | 167.9465 | 167.9465 | 167.9465 | 167.9465 | 167.9465 | 167.9465 | 167.9465 | 167.9465 | 167.9465 | 167.9465 | 167.9465 | 167.9465 | 167.9465 | 167.9465 | 167.9465 | 167.9465
F2_Commercial_Interruptible - Health_Existing_Food Preparation_Natural Gas_Griddle_A_Achievable Economic UCT Potential | F2 | Commercial | Interruptible - Health | Existing | Food Preparation | Natural Gas | Griddle | A | Integrated Unit Summer Peak Savings (kW) | Achievable Economic UCT Potential | 0 | 0 | 0 | 0 | 0 | 0 | 0 | 0 | 0 | 0 | 0 | 0 | 0 | 0 | 0 | 0 | 0 | 0 | 0 | 0 | 0 | 0 | 0 | 0 | 0 | 0 | 0
F3_Commercial_Interruptible - Health_Existing_Food Preparation_Natural Gas_Griddle_A_Achievable Economic UCT Potential | F3 | Commercial | Interruptible - Health | Existing | Food Preparation | Natural Gas | Griddle | A | Integrated Unit Winter Peak Savings (kW) | Achievable Economic UCT Potential | 0 | 0 | 0 | 0 | 0 | 0 | 0 | 0 | 0 | 0 | 0 | 0 | 0 | 0 | 0 | 0 | 0 | 0 | 0 | 0 | 0 | 0 | 0 | 0 | 0 | 0 | 0
F4_Commercial_Interruptible - Health_Existing_Food Preparation_Natural Gas_Griddle_A_Achievable Economic UCT Potential | F4 | Commercial | Interruptible - Health | Existing | Food Preparation | Natural Gas | Griddle | A | Incremental Energy Savings (MWh or mTherms) | Achievable Economic UCT Potential | 0 | 0 | 0.0016867 | 0.0057071 | 0.010374 | 0.01558 | 0.02123 | 0.027247 | 0.033564 | 0.040124 | 0.043296 | 0.046669 | 0.050328 | 0.054326 | 0.057006 | 0.057732 | 0.05819 | 0.058476 | 0.058665 | 0.074361 | 0.074428 | 0.073705 | 0.070127 | 0.066107 | 0.061684 | 0.056894 | 0.051774
F5_Commercial_Interruptible - Health_Existing_Food Preparation_Natural Gas_Griddle_A_Achievable Economic UCT Potential | F5 | Commercial | Interruptible - Health | Existing | Food Preparation | Natural Gas | Griddle | A | Incremental Summer Peak Savings (MW) | Achievable Economic UCT Potential | 0 | 0 | 0 | 0 | 0 | 0 | 0 | 0 | 0 | 0 | 0 | 0 | 0 | 0 | 0 | 0 | 0 | 0 | 0 | 0 | 0 | 0 | 0 | 0 | 0 | 0 | 0
F6_Commercial_Interruptible - Health_Existing_Food Preparation_Natural Gas_Griddle_A_Achievable Economic UCT Potential | F6 | Commercial | Interruptible - Health | Existing | Food Preparation | Natural Gas | Griddle | A | Incremental Winter Peak Savings (MW) | Achievable Economic UCT Potential | 0 | 0 | 0 | 0 | 0 | 0 | 0 | 0 | 0 | 0 | 0 | 0 | 0 | 0 | 0 | 0 | 0 | 0 | 0 | 0 | 0 | 0 | 0 | 0 | 0 | 0 | 0
F7_Commercial_Interruptible - Health_Existing_Food Preparation_Natural Gas_Griddle_A_Achievable Economic UCT Potential | F7 | Commercial | Interruptible - Health | Existing | Food Preparation | Natural Gas | Griddle | A | Cumulative Energy Savings (MWh or mTherms) | Achievable Economic UCT Potential | 0 | 0 | 0.0016867 | 0.0073939 | 0.017768 | 0.033348 | 0.054578 | 0.081825 | 0.11539 | 0.15551 | 0.19881 | 0.24548 | 0.29581 | 0.35013 | 0.40714 | 0.46487 | 0.52306 | 0.58154 | 0.6402 | 0.71456 | 0.78899 | 0.8627 | 0.93282 | 0.99893 | 1.0606 | 1.1175 | 1.1693
F8_Commercial_Interruptible - Health_Existing_Food Preparation_Natural Gas_Griddle_A_Achievable Economic UCT Potential | F8 | Commercial | Interruptible - Health | Existing | Food Preparation | Natural Gas | Griddle | A | Cumulative Summer Peak Savings (MW) | Achievable Economic UCT Potential | 0 | 0 | 0 | 0 | 0 | 0 | 0 | 0 | 0 | 0 | 0 | 0 | 0 | 0 | 0 | 0 | 0 | 0 | 0 | 0 | 0 | 0 | 0 | 0 | 0 | 0 | 0
F9_Commercial_Interruptible - Health_Existing_Food Preparation_Natural Gas_Griddle_A_Achievable Economic UCT Potential | F9 | Commercial | Interruptible - Health | Existing | Food Preparation | Natural Gas | Griddle | A | Cumulative Winter Peak Savings (MW) | Achievable Economic UCT Potential | 0 | 0 | 0 | 0 | 0 | 0 | 0 | 0 | 0 | 0 | 0 | 0 | 0 | 0 | 0 | 0 | 0 | 0 | 0 | 0 | 0 | 0 | 0 | 0 | 0 | 0 | 0
F10_Commercial_Interruptible - Health_Existing_Food Preparation_Natural Gas_Griddle_A_Achievable Economic UCT Potential | F10 | Commercial | Interruptible - Health | Existing | Food Preparation | Natural Gas | Griddle | A | Purchases (Incremental) | Achievable Economic UCT Potential | 0 | 0 | 0.010043 | 0.033982 | 0.061772 | 0.092766 | 0.12641 | 0.16224 | 0.19985 | 0.23891 | 0.2578 | 0.27788 | 0.29967 | 0.32347 | 0.33943 | 0.34375 | 0.34648 | 0.34819 | 0.34931 | 0.44277 | 0.44317 | 0.43886 | 0.41756 | 0.39362 | 0.36729 | 0.33877 | 0.30828
F11_Commercial_Interruptible - Health_Existing_Food Preparation_Natural Gas_Griddle_A_Achievable Economic UCT Potential | F11 | Commercial | Interruptible - Health | Existing | Food Preparation | Natural Gas | Griddle | A | Purchases (Cumulative) | Achievable Economic UCT Potential | 0 | 0 | 0.010043 | 0.044025 | 0.1058 | 0.19856 | 0.32497 | 0.48721 | 0.68706 | 0.92597 | 1.1838 | 1.4616 | 1.7613 | 2.0848 | 2.4242 | 2.768 | 3.1144 | 3.4626 | 3.8119 | 4.2547 | 4.6979 | 5.1367 | 5.5543 | 5.9479 | 6.3152 | 6.654 | 6.9622
F1_Commercial_Interruptible - Health_Existing_Food Preparation_Natural Gas_Range_A_Achievable Economic UCT Potential | F1 | Commercial | Interruptible - Health | Existing | Food Preparation | Natural Gas | Range | A | Integrated Unit Energy Savings (kWh or therms) | Achievable Economic UCT Potential | 0 | 171.4286 | 171.4286 | 171.4286 | 171.4286 | 171.4286 | 171.4286 | 171.4286 | 171.4286 | 171.4286 | 171.4286 | 171.4286 | 171.4286 | 171.4286 | 171.4286 | 171.4286 | 171.4286 | 171.4286 | 171.4286 | 171.4286 | 171.4286 | 171.4286 | 171.4286 | 171.4286 | 171.4286 | 171.4286 | 171.4286
F2_Commercial_Interruptible - Health_Existing_Food Preparation_Natural Gas_Range_A_Achievable Economic UCT Potential | F2 | Commercial | Interruptible - Health | Existing | Food Preparation | Natural Gas | Range | A | Integrated Unit Summer Peak Savings (kW) | Achievable Economic UCT Potential | 0 | 0 | 0 | 0 | 0 | 0 | 0 | 0 | 0 | 0 | 0 | 0 | 0 | 0 | 0 | 0 | 0 | 0 | 0 | 0 | 0 | 0 | 0 | 0 | 0 | 0 | 0
F3_Commercial_Interruptible - Health_Existing_Food Preparation_Natural Gas_Range_A_Achievable Economic UCT Potential | F3 | Commercial | Interruptible - Health | Existing | Food Preparation | Natural Gas | Range | A | Integrated Unit Winter Peak Savings (kW) | Achievable Economic UCT Potential | 0 | 0 | 0 | 0 | 0 | 0 | 0 | 0 | 0 | 0 | 0 | 0 | 0 | 0 | 0 | 0 | 0 | 0 | 0 | 0 | 0 | 0 | 0 | 0 | 0 | 0 | 0
F4_Commercial_Interruptible - Health_Existing_Food Preparation_Natural Gas_Range_A_Achievable Economic UCT Potential | F4 | Commercial | Interruptible - Health | Existing | Food Preparation | Natural Gas | Range | A | Incremental Energy Savings (MWh or mTherms) | Achievable Economic UCT Potential | 0 | 0 | 0.010825 | 0.039146 | 0.073631 | 0.11239 | 0.15404 | 0.19759 | 0.24232 | 0.28773 | 0.28994 | 0.30144 | 0.31096 | 0.31084 | 0.31122 | 0.37318 | 0.38703 | 0.3975 | 0.40539 | 0.39339 | 0.41377 | 0.42015 | 0.3811 | 0.33794 | 0.284 | 0.18287 | 0.13787
F5_Commercial_Interruptible - Health_Existing_Food Preparation_Natural Gas_Range_A_Achievable Economic UCT Potential | F5 | Commercial | Interruptible - Health | Existing | Food Preparation | Natural Gas | Range | A | Incremental Summer Peak Savings (MW) | Achievable Economic UCT Potential | 0 | 0 | 0 | 0 | 0 | 0 | 0 | 0 | 0 | 0 | 0 | 0 | 0 | 0 | 0 | 0 | 0 | 0 | 0 | 0 | 0 | 0 | 0 | 0 | 0 | 0 | 0
F6_Commercial_Interruptible - Health_Existing_Food Preparation_Natural Gas_Range_A_Achievable Economic UCT Potential | F6 | Commercial | Interruptible - Health | Existing | Food Preparation | Natural Gas | Range | A | Incremental Winter Peak Savings (MW) | Achievable Economic UCT Potential | 0 | 0 | 0 | 0 | 0 | 0 | 0 | 0 | 0 | 0 | 0 | 0 | 0 | 0 | 0 | 0 | 0 | 0 | 0 | 0 | 0 | 0 | 0 | 0 | 0 | 0 | 0
F7_Commercial_Interruptible - Health_Existing_Food Preparation_Natural Gas_Range_A_Achievable Economic UCT Potential | F7 | Commercial | Interruptible - Health | Existing | Food Preparation | Natural Gas | Range | A | Cumulative Energy Savings (MWh or mTherms) | Achievable Economic UCT Potential | 0 | 0 | 0.010825 | 0.049971 | 0.1236 | 0.23599 | 0.39004 | 0.58763 | 0.82995 | 1.1177 | 1.4076 | 1.7091 | 2.02 | 2.3309 | 2.6421 | 3.0153 | 3.4023 | 3.7998 | 4.2052 | 4.5986 | 5.0124 | 5.4325 | 5.8136 | 6.1515 | 6.4355 | 6.6184 | 6.7563
F8_Commercial_Interruptible - Health_Existing_Food Preparation_Natural Gas_Range_A_Achievable Economic UCT Potential | F8 | Commercial | Interruptible - Health | Existing | Food Preparation | Natural Gas | Range | A | Cumulative Summer Peak Savings (MW) | Achievable Economic UCT Potential | 0 | 0 | 0 | 0 | 0 | 0 | 0 | 0 | 0 | 0 | 0 | 0 | 0 | 0 | 0 | 0 | 0 | 0 | 0 | 0 | 0 | 0 | 0 | 0 | 0 | 0 | 0
F9_Commercial_Interruptible - Health_Existing_Food Preparation_Natural Gas_Range_A_Achievable Economic UCT Potential | F9 | Commercial | Interruptible - Health | Existing | Food Preparation | Natural Gas | Range | A | Cumulative Winter Peak Savings (MW) | Achievable Economic UCT Potential | 0 | 0 | 0 | 0 | 0 | 0 | 0 | 0 | 0 | 0 | 0 | 0 | 0 | 0 | 0 | 0 | 0 | 0 | 0 | 0 | 0 | 0 | 0 | 0 | 0 | 0 | 0
F10_Commercial_Interruptible - Health_Existing_Food Preparation_Natural Gas_Range_A_Achievable Economic UCT Potential | F10 | Commercial | Interruptible - Health | Existing | Food Preparation | Natural Gas | Range | A | Purchases (Incremental) | Achievable Economic UCT Potential | 0 | 0 | 0.063147 | 0.22835 | 0.42951 | 0.65561 | 0.89859 | 1.1526 | 1.4136 | 1.6784 | 1.6913 | 1.7584 | 1.8139 | 1.8132 | 1.8155 | 2.1769 | 2.2577 | 2.3187 | 2.3648 | 2.2948 | 2.4137 | 2.4509 | 2.2231 | 1.9713 | 1.6567 | 1.0668 | 0.80426
F11_Commercial_Interruptible - Health_Existing_Food Preparation_Natural Gas_Range_A_Achievable Economic UCT Potential | F11 | Commercial | Interruptible - Health | Existing | Food Preparation | Natural Gas | Range | A | Purchases (Cumulative) | Achievable Economic UCT Potential | 0 | 0 | 0.063147 | 0.2915 | 0.72101 | 1.3766 | 2.2752 | 3.4278 | 4.8414 | 6.5198 | 8.2111 | 9.9696 | 11.7835 | 13.5967 | 15.4122 | 17.5891 | 19.8467 | 22.1655 | 24.5303 | 26.825 | 29.2387 | 31.6896 | 33.9127 | 35.884 | 37.5407 | 38.6074 | 39.4117
F1_Commercial_Interruptible - Health_Existing_Food Preparation_Natural Gas_Steamer_A_Achievable Economic UCT Potential | F1 | Commercial | Interruptible - Health | Existing | Food Preparation | Natural Gas | Steamer | A | Integrated Unit Energy Savings (kWh or therms) | Achievable Economic UCT Potential | 0 | 1215.1419 | 1215.1419 | 1215.1419 | 1215.1419 | 1215.1419 | 1215.1419 | 1215.1419 | 1215.1419 | 1215.1419 | 1215.1419 | 1215.1419 | 1215.1419 | 1215.1419 | 1215.1419 | 1215.1419 | 1215.1419 | 1215.1419 | 1215.1419 | 1215.1419 | 1215.1419 | 1215.1419 | 1215.1419 | 1215.1419 | 1215.1419 | 1215.1419 | 1215.1419
F2_Commercial_Interruptible - Health_Existing_Food Preparation_Natural Gas_Steamer_A_Achievable Economic UCT Potential | F2 | Commercial | Interruptible - Health | Existing | Food Preparation | Natural Gas | Steamer | A | Integrated Unit Summer Peak Savings (kW) | Achievable Economic UCT Potential | 0 | 0 | 0 | 0 | 0 | 0 | 0 | 0 | 0 | 0 | 0 | 0 | 0 | 0 | 0 | 0 | 0 | 0 | 0 | 0 | 0 | 0 | 0 | 0 | 0 | 0 | 0
F3_Commercial_Interruptible - Health_Existing_Food Preparation_Natural Gas_Steamer_A_Achievable Economic UCT Potential | F3 | Commercial | Interruptible - Health | Existing | Food Preparation | Natural Gas | Steamer | A | Integrated Unit Winter Peak Savings (kW) | Achievable Economic UCT Potential | 0 | 0 | 0 | 0 | 0 | 0 | 0 | 0 | 0 | 0 | 0 | 0 | 0 | 0 | 0 | 0 | 0 | 0 | 0 | 0 | 0 | 0 | 0 | 0 | 0 | 0 | 0
F4_Commercial_Interruptible - Health_Existing_Food Preparation_Natural Gas_Steamer_A_Achievable Economic UCT Potential | F4 | Commercial | Interruptible - Health | Existing | Food Preparation | Natural Gas | Steamer | A | Incremental Energy Savings (MWh or mTherms) | Achievable Economic UCT Potential | 0 | 0 | 0.012834 | 0.038098 | 0.062269 | 0.085683 | 0.10858 | 0.13115 | 0.1594 | 0.18663 | 0.19989 | 0.19964 | 0.1995 | 0.28136 | 0.26733 | 0.25738 | 0.24448 | 0.23453 | 0.22698 | 0.2213 | 0.24784 | 0.18184 | 0.17617 | 0.16177 | 0.14184 | 0.15508 | 0.10132
F5_Commercial_Interruptible - Health_Existing_Food Preparation_Natural Gas_Steamer_A_Achievable Economic UCT Potential | F5 | Commercial | Interruptible - Health | Existing | Food Preparation | Natural Gas | Steamer | A | Incremental Summer Peak Savings (MW) | Achievable Economic UCT Potential | 0 | 0 | 0 | 0 | 0 | 0 | 0 | 0 | 0 | 0 | 0 | 0 | 0 | 0 | 0 | 0 | 0 | 0 | 0 | 0 | 0 | 0 | 0 | 0 | 0 | 0 | 0
F6_Commercial_Interruptible - Health_Existing_Food Preparation_Natural Gas_Steamer_A_Achievable Economic UCT Potential | F6 | Commercial | Interruptible - Health | Existing | Food Preparation | Natural Gas | Steamer | A | Incremental Winter Peak Savings (MW) | Achievable Economic UCT Potential | 0 | 0 | 0 | 0 | 0 | 0 | 0 | 0 | 0 | 0 | 0 | 0 | 0 | 0 | 0 | 0 | 0 | 0 | 0 | 0 | 0 | 0 | 0 | 0 | 0 | 0 | 0
F7_Commercial_Interruptible - Health_Existing_Food Preparation_Natural Gas_Steamer_A_Achievable Economic UCT Potential | F7 | Commercial | Interruptible - Health | Existing | Food Preparation | Natural Gas | Steamer | A | Cumulative Energy Savings (MWh or mTherms) | Achievable Economic UCT Potential | 0 | 0 | 0.012834 | 0.050932 | 0.1132 | 0.19888 | 0.30747 | 0.43862 | 0.59802 | 0.78464 | 0.98454 | 1.1842 | 1.3837 | 1.665 | 1.9324 | 2.1898 | 2.4342 | 2.6688 | 2.8957 | 3.117 | 3.3649 | 3.5467 | 3.7229 | 3.8847 | 4.0265 | 4.1816 | 4.2829
F8_Commercial_Interruptible - Health_Existing_Food Preparation_Natural Gas_Steamer_A_Achievable Economic UCT Potential | F8 | Commercial | Interruptible - Health | Existing | Food Preparation | Natural Gas | Steamer | A | Cumulative Summer Peak Savings (MW) | Achievable Economic UCT Potential | 0 | 0 | 0 | 0 | 0 | 0 | 0 | 0 | 0 | 0 | 0 | 0 | 0 | 0 | 0 | 0 | 0 | 0 | 0 | 0 | 0 | 0 | 0 | 0 | 0 | 0 | 0
F9_Commercial_Interruptible - Health_Existing_Food Preparation_Natural Gas_Steamer_A_Achievable Economic UCT Potential | F9 | Commercial | Interruptible - Health | Existing | Food Preparation | Natural Gas | Steamer | A | Cumulative Winter Peak Savings (MW) | Achievable Economic UCT Potential | 0 | 0 | 0 | 0 | 0 | 0 | 0 | 0 | 0 | 0 | 0 | 0 | 0 | 0 | 0 | 0 | 0 | 0 | 0 | 0 | 0 | 0 | 0 | 0 | 0 | 0 | 0
F10_Commercial_Interruptible - Health_Existing_Food Preparation_Natural Gas_Steamer_A_Achievable Economic UCT Potential | F10 | Commercial | Interruptible - Health | Existing | Food Preparation | Natural Gas | Steamer | A | Purchases (Incremental) | Achievable Economic UCT Potential | 0 | 0 | 0.010562 | 0.031353 | 0.051244 | 0.070513 | 0.08936 | 0.10793 | 0.13118 | 0.15358 | 0.1645 | 0.16429 | 0.16418 | 0.23155 | 0.22 | 0.21181 | 0.2012 | 0.19301 | 0.18679 | 0.18211 | 0.20396 | 0.14964 | 0.14498 | 0.13313 | 0.11673 | 0.12763 | 0.083381
F11_Commercial_Interruptible - Health_Existing_Food Preparation_Natural Gas_Steamer_A_Achievable Economic UCT Potential | F11 | Commercial | Interruptible - Health | Existing | Food Preparation | Natural Gas | Steamer | A | Purchases (Cumulative) | Achievable Economic UCT Potential | 0 | 0 | 0.010562 | 0.041915 | 0.093159 | 0.16367 | 0.25303 | 0.36096 | 0.49214 | 0.64572 | 0.81022 | 0.97451 | 1.1387 | 1.3702 | 1.5902 | 1.8021 | 2.0033 | 2.1963 | 2.383 | 2.5652 | 2.7691 | 2.9188 | 3.0637 | 3.1969 | 3.3136 | 3.4412 | 3.5246
F1_Commercial_Interruptible - Health_Existing_Food Preparation_Natural Gas_Commercial Food Prep Other_A_Achievable Economic UCT Potential | F1 | Commercial | Interruptible - Health | Existing | Food Preparation | Natural Gas | Commercial Food Prep Other | A | Integrated Unit Energy Savings (kWh or therms) | Achievable Economic UCT Potential | 0 | 0 | 0 | 0 | 0 | 0 | 0 | 0 | 0 | 0 | 0 | 0 | 0 | 0 | 0 | 0 | 0 | 0 | 0 | 0 | 0 | 0 | 0 | 0 | 0 | 0 | 0
F2_Commercial_Interruptible - Health_Existing_Food Preparation_Natural Gas_Commercial Food Prep Other_A_Achievable Economic UCT Potential | F2 | Commercial | Interruptible - Health | Existing | Food Preparation | Natural Gas | Commercial Food Prep Other | A | Integrated Unit Summer Peak Savings (kW) | Achievable Economic UCT Potential | 0 | 0 | 0 | 0 | 0 | 0 | 0 | 0 | 0 | 0 | 0 | 0 | 0 | 0 | 0 | 0 | 0 | 0 | 0 | 0 | 0 | 0 | 0 | 0 | 0 | 0 | 0
F3_Commercial_Interruptible - Health_Existing_Food Preparation_Natural Gas_Commercial Food Prep Other_A_Achievable Economic UCT Potential | F3 | Commercial | Interruptible - Health | Existing | Food Preparation | Natural Gas | Commercial Food Prep Other | A | Integrated Unit Winter Peak Savings (kW) | Achievable Economic UCT Potential | 0 | 0 | 0 | 0 | 0 | 0 | 0 | 0 | 0 | 0 | 0 | 0 | 0 | 0 | 0 | 0 | 0 | 0 | 0 | 0 | 0 | 0 | 0 | 0 | 0 | 0 | 0
F4_Commercial_Interruptible - Health_Existing_Food Preparation_Natural Gas_Commercial Food Prep Other_A_Achievable Economic UCT Potential | F4 | Commercial | Interruptible - Health | Existing | Food Preparation | Natural Gas | Commercial Food Prep Other | A | Incremental Energy Savings (MWh or mTherms) | Achievable Economic UCT Potential | 0 | 0 | 0 | 0 | 0 | 0 | 0 | 0 | 0 | 0 | 0 | 0 | 0 | 0 | 0 | 0 | 0 | 0 | 0 | 0 | 0 | 0 | 0 | 0 | 0 | 0 | 0
F5_Commercial_Interruptible - Health_Existing_Food Preparation_Natural Gas_Commercial Food Prep Other_A_Achievable Economic UCT Potential | F5 | Commercial | Interruptible - Health | Existing | Food Preparation | Natural Gas | Commercial Food Prep Other | A | Incremental Summer Peak Savings (MW) | Achievable Economic UCT Potential | 0 | 0 | 0 | 0 | 0 | 0 | 0 | 0 | 0 | 0 | 0 | 0 | 0 | 0 | 0 | 0 | 0 | 0 | 0 | 0 | 0 | 0 | 0 | 0 | 0 | 0 | 0
F6_Commercial_Interruptible - Health_Existing_Food Preparation_Natural Gas_Commercial Food Prep Other_A_Achievable Economic UCT Potential | F6 | Commercial | Interruptible - Health | Existing | Food Preparation | Natural Gas | Commercial Food Prep Other | A | Incremental Winter Peak Savings (MW) | Achievable Economic UCT Potential | 0 | 0 | 0 | 0 | 0 | 0 | 0 | 0 | 0 | 0 | 0 | 0 | 0 | 0 | 0 | 0 | 0 | 0 | 0 | 0 | 0 | 0 | 0 | 0 | 0 | 0 | 0
F7_Commercial_Interruptible - Health_Existing_Food Preparation_Natural Gas_Commercial Food Prep Other_A_Achievable Economic UCT Potential | F7 | Commercial | Interruptible - Health | Existing | Food Preparation | Natural Gas | Commercial Food Prep Other | A | Cumulative Energy Savings (MWh or mTherms) | Achievable Economic UCT Potential | 0 | 0 | 0 | 0 | 0 | 0 | 0 | 0 | 0 | 0 | 0 | 0 | 0 | 0 | 0 | 0 | 0 | 0 | 0 | 0 | 0 | 0 | 0 | 0 | 0 | 0 | 0
F8_Commercial_Interruptible - Health_Existing_Food Preparation_Natural Gas_Commercial Food Prep Other_A_Achievable Economic UCT Potential | F8 | Commercial | Interruptible - Health | Existing | Food Preparation | Natural Gas | Commercial Food Prep Other | A | Cumulative Summer Peak Savings (MW) | Achievable Economic UCT Potential | 0 | 0 | 0 | 0 | 0 | 0 | 0 | 0 | 0 | 0 | 0 | 0 | 0 | 0 | 0 | 0 | 0 | 0 | 0 | 0 | 0 | 0 | 0 | 0 | 0 | 0 | 0
F9_Commercial_Interruptible - Health_Existing_Food Preparation_Natural Gas_Commercial Food Prep Other_A_Achievable Economic UCT Potential | F9 | Commercial | Interruptible - Health | Existing | Food Preparation | Natural Gas | Commercial Food Prep Other | A | Cumulative Winter Peak Savings (MW) | Achievable Economic UCT Potential | 0 | 0 | 0 | 0 | 0 | 0 | 0 | 0 | 0 | 0 | 0 | 0 | 0 | 0 | 0 | 0 | 0 | 0 | 0 | 0 | 0 | 0 | 0 | 0 | 0 | 0 | 0
F10_Commercial_Interruptible - Health_Existing_Food Preparation_Natural Gas_Commercial Food Prep Other_A_Achievable Economic UCT Potential | F10 | Commercial | Interruptible - Health | Existing | Food Preparation | Natural Gas | Commercial Food Prep Other | A | Purchases (Incremental) | Achievable Economic UCT Potential | 0 | 0 | 0 | 0 | 0 | 0 | 0 | 0 | 0 | 0 | 0 | 0 | 0 | 0 | 0 | 0 | 0 | 0 | 0 | 0 | 0 | 0 | 0 | 0 | 0 | 0 | 0
F11_Commercial_Interruptible - Health_Existing_Food Preparation_Natural Gas_Commercial Food Prep Other_A_Achievable Economic UCT Potential | F11 | Commercial | Interruptible - Health | Existing | Food Preparation | Natural Gas | Commercial Food Prep Other | A | Purchases (Cumulative) | Achievable Economic UCT Potential | 0 | 0 | 0 | 0 | 0 | 0 | 0 | 0 | 0 | 0 | 0 | 0 | 0 | 0 | 0 | 0 | 0 | 0 | 0 | 0 | 0 | 0 | 0 | 0 | 0 | 0 | 0
F1_Commercial_Interruptible - Health_Existing_Miscellaneous_Natural Gas_Pool Heater_A_Achievable Economic UCT Potential | F1 | Commercial | Interruptible - Health | Existing | Miscellaneous | Natural Gas | Pool Heater | A | Integrated Unit Energy Savings (kWh or therms) | Achievable Economic UCT Potential | 0 | 0 | 0 | 0 | 0 | 0 | 0 | 0 | 0 | 0 | 0 | 0 | 0 | 0 | 0 | 0 | 0 | 0 | 0 | 0 | 0 | 0 | 0 | 0 | 0 | 0 | 0
F2_Commercial_Interruptible - Health_Existing_Miscellaneous_Natural Gas_Pool Heater_A_Achievable Economic UCT Potential | F2 | Commercial | Interruptible - Health | Existing | Miscellaneous | Natural Gas | Pool Heater | A | Integrated Unit Summer Peak Savings (kW) | Achievable Economic UCT Potential | 0 | 0 | 0 | 0 | 0 | 0 | 0 | 0 | 0 | 0 | 0 | 0 | 0 | 0 | 0 | 0 | 0 | 0 | 0 | 0 | 0 | 0 | 0 | 0 | 0 | 0 | 0
F3_Commercial_Interruptible - Health_Existing_Miscellaneous_Natural Gas_Pool Heater_A_Achievable Economic UCT Potential | F3 | Commercial | Interruptible - Health | Existing | Miscellaneous | Natural Gas | Pool Heater | A | Integrated Unit Winter Peak Savings (kW) | Achievable Economic UCT Potential | 0 | 0 | 0 | 0 | 0 | 0 | 0 | 0 | 0 | 0 | 0 | 0 | 0 | 0 | 0 | 0 | 0 | 0 | 0 | 0 | 0 | 0 | 0 | 0 | 0 | 0 | 0
F4_Commercial_Interruptible - Health_Existing_Miscellaneous_Natural Gas_Pool Heater_A_Achievable Economic UCT Potential | F4 | Commercial | Interruptible - Health | Existing | Miscellaneous | Natural Gas | Pool Heater | A | Incremental Energy Savings (MWh or mTherms) | Achievable Economic UCT Potential | 0 | 0 | 0 | 0 | 0 | 0 | 0 | 0 | 0 | 0 | 0 | 0 | 0 | 0 | 0 | 0 | 0 | 0 | 0 | 0 | 0 | 0 | 0 | 0 | 0 | 0 | 0
F5_Commercial_Interruptible - Health_Existing_Miscellaneous_Natural Gas_Pool Heater_A_Achievable Economic UCT Potential | F5 | Commercial | Interruptible - Health | Existing | Miscellaneous | Natural Gas | Pool Heater | A | Incremental Summer Peak Savings (MW) | Achievable Economic UCT Potential | 0 | 0 | 0 | 0 | 0 | 0 | 0 | 0 | 0 | 0 | 0 | 0 | 0 | 0 | 0 | 0 | 0 | 0 | 0 | 0 | 0 | 0 | 0 | 0 | 0 | 0 | 0
F6_Commercial_Interruptible - Health_Existing_Miscellaneous_Natural Gas_Pool Heater_A_Achievable Economic UCT Potential | F6 | Commercial | Interruptible - Health | Existing | Miscellaneous | Natural Gas | Pool Heater | A | Incremental Winter Peak Savings (MW) | Achievable Economic UCT Potential | 0 | 0 | 0 | 0 | 0 | 0 | 0 | 0 | 0 | 0 | 0 | 0 | 0 | 0 | 0 | 0 | 0 | 0 | 0 | 0 | 0 | 0 | 0 | 0 | 0 | 0 | 0
F7_Commercial_Interruptible - Health_Existing_Miscellaneous_Natural Gas_Pool Heater_A_Achievable Economic UCT Potential | F7 | Commercial | Interruptible - Health | Existing | Miscellaneous | Natural Gas | Pool Heater | A | Cumulative Energy Savings (MWh or mTherms) | Achievable Economic UCT Potential | 0 | 0 | 0 | 0 | 0 | 0 | 0 | 0 | 0 | 0 | 0 | 0 | 0 | 0 | 0 | 0 | 0 | 0 | 0 | 0 | 0 | 0 | 0 | 0 | 0 | 0 | 0
F8_Commercial_Interruptible - Health_Existing_Miscellaneous_Natural Gas_Pool Heater_A_Achievable Economic UCT Potential | F8 | Commercial | Interruptible - Health | Existing | Miscellaneous | Natural Gas | Pool Heater | A | Cumulative Summer Peak Savings (MW) | Achievable Economic UCT Potential | 0 | 0 | 0 | 0 | 0 | 0 | 0 | 0 | 0 | 0 | 0 | 0 | 0 | 0 | 0 | 0 | 0 | 0 | 0 | 0 | 0 | 0 | 0 | 0 | 0 | 0 | 0
F9_Commercial_Interruptible - Health_Existing_Miscellaneous_Natural Gas_Pool Heater_A_Achievable Economic UCT Potential | F9 | Commercial | Interruptible - Health | Existing | Miscellaneous | Natural Gas | Pool Heater | A | Cumulative Winter Peak Savings (MW) | Achievable Economic UCT Potential | 0 | 0 | 0 | 0 | 0 | 0 | 0 | 0 | 0 | 0 | 0 | 0 | 0 | 0 | 0 | 0 | 0 | 0 | 0 | 0 | 0 | 0 | 0 | 0 | 0 | 0 | 0
F10_Commercial_Interruptible - Health_Existing_Miscellaneous_Natural Gas_Pool Heater_A_Achievable Economic UCT Potential | F10 | Commercial | Interruptible - Health | Existing | Miscellaneous | Natural Gas | Pool Heater | A | Purchases (Incremental) | Achievable Economic UCT Potential | 0 | 0 | 0 | 0 | 0 | 0 | 0 | 0 | 0 | 0 | 0 | 0 | 0 | 0 | 0 | 0 | 0 | 0 | 0 | 0 | 0 | 0 | 0 | 0 | 0 | 0 | 0
F11_Commercial_Interruptible - Health_Existing_Miscellaneous_Natural Gas_Pool Heater_A_Achievable Economic UCT Potential | F11 | Commercial | Interruptible - Health | Existing | Miscellaneous | Natural Gas | Pool Heater | A | Purchases (Cumulative) | Achievable Economic UCT Potential | 0 | 0 | 0 | 0 | 0 | 0 | 0 | 0 | 0 | 0 | 0 | 0 | 0 | 0 | 0 | 0 | 0 | 0 | 0 | 0 | 0 | 0 | 0 | 0 | 0 | 0 | 0
F1_Commercial_Interruptible - Health_New_Space Heating_Natural Gas_Furnace_A_Achievable Economic UCT Potential | F1 | Commercial | Interruptible - Health | New | Space Heating | Natural Gas | Furnace | A | Integrated Unit Energy Savings (kWh or therms) | Achievable Economic UCT Potential | 0 | 0 | 0 | 0 | 0 | 0 | 0 | 0 | 0 | 0 | 0 | 0 | 0 | 0 | 0 | 0 | 0 | 0 | 0 | 0 | 0 | 0 | 0 | 0 | 0 | 0 | 0
F2_Commercial_Interruptible - Health_New_Space Heating_Natural Gas_Furnace_A_Achievable Economic UCT Potential | F2 | Commercial | Interruptible - Health | New | Space Heating | Natural Gas | Furnace | A | Integrated Unit Summer Peak Savings (kW) | Achievable Economic UCT Potential | 0 | 0 | 0 | 0 | 0 | 0 | 0 | 0 | 0 | 0 | 0 | 0 | 0 | 0 | 0 | 0 | 0 | 0 | 0 | 0 | 0 | 0 | 0 | 0 | 0 | 0 | 0
F3_Commercial_Interruptible - Health_New_Space Heating_Natural Gas_Furnace_A_Achievable Economic UCT Potential | F3 | Commercial | Interruptible - Health | New | Space Heating | Natural Gas | Furnace | A | Integrated Unit Winter Peak Savings (kW) | Achievable Economic UCT Potential | 0 | 0 | 0 | 0 | 0 | 0 | 0 | 0 | 0 | 0 | 0 | 0 | 0 | 0 | 0 | 0 | 0 | 0 | 0 | 0 | 0 | 0 | 0 | 0 | 0 | 0 | 0
F4_Commercial_Interruptible - Health_New_Space Heating_Natural Gas_Furnace_A_Achievable Economic UCT Potential | F4 | Commercial | Interruptible - Health | New | Space Heating | Natural Gas | Furnace | A | Incremental Energy Savings (MWh or mTherms) | Achievable Economic UCT Potential | 0 | 0 | 0 | 0 | 0 | 0 | 0 | 0 | 0 | 0 | 0 | 0 | 0 | 0 | 0 | 0 | 0 | 0 | 0 | 0 | 0 | 0 | 0 | 0 | 0 | 0 | 0
F5_Commercial_Interruptible - Health_New_Space Heating_Natural Gas_Furnace_A_Achievable Economic UCT Potential | F5 | Commercial | Interruptible - Health | New | Space Heating | Natural Gas | Furnace | A | Incremental Summer Peak Savings (MW) | Achievable Economic UCT Potential | 0 | 0 | 0 | 0 | 0 | 0 | 0 | 0 | 0 | 0 | 0 | 0 | 0 | 0 | 0 | 0 | 0 | 0 | 0 | 0 | 0 | 0 | 0 | 0 | 0 | 0 | 0
F6_Commercial_Interruptible - Health_New_Space Heating_Natural Gas_Furnace_A_Achievable Economic UCT Potential | F6 | Commercial | Interruptible - Health | New | Space Heating | Natural Gas | Furnace | A | Incremental Winter Peak Savings (MW) | Achievable Economic UCT Potential | 0 | 0 | 0 | 0 | 0 | 0 | 0 | 0 | 0 | 0 | 0 | 0 | 0 | 0 | 0 | 0 | 0 | 0 | 0 | 0 | 0 | 0 | 0 | 0 | 0 | 0 | 0
F7_Commercial_Interruptible - Health_New_Space Heating_Natural Gas_Furnace_A_Achievable Economic UCT Potential | F7 | Commercial | Interruptible - Health | New | Space Heating | Natural Gas | Furnace | A | Cumulative Energy Savings (MWh or mTherms) | Achievable Economic UCT Potential | 0 | 0 | 0 | 0 | 0 | 0 | 0 | 0 | 0 | 0 | 0 | 0 | 0 | 0 | 0 | 0 | 0 | 0 | 0 | 0 | 0 | 0 | 0 | 0 | 0 | 0 | 0
F8_Commercial_Interruptible - Health_New_Space Heating_Natural Gas_Furnace_A_Achievable Economic UCT Potential | F8 | Commercial | Interruptible - Health | New | Space Heating | Natural Gas | Furnace | A | Cumulative Summer Peak Savings (MW) | Achievable Economic UCT Potential | 0 | 0 | 0 | 0 | 0 | 0 | 0 | 0 | 0 | 0 | 0 | 0 | 0 | 0 | 0 | 0 | 0 | 0 | 0 | 0 | 0 | 0 | 0 | 0 | 0 | 0 | 0
F9_Commercial_Interruptible - Health_New_Space Heating_Natural Gas_Furnace_A_Achievable Economic UCT Potential | F9 | Commercial | Interruptible - Health | New | Space Heating | Natural Gas | Furnace | A | Cumulative Winter Peak Savings (MW) | Achievable Economic UCT Potential | 0 | 0 | 0 | 0 | 0 | 0 | 0 | 0 | 0 | 0 | 0 | 0 | 0 | 0 | 0 | 0 | 0 | 0 | 0 | 0 | 0 | 0 | 0 | 0 | 0 | 0 | 0
F10_Commercial_Interruptible - Health_New_Space Heating_Natural Gas_Furnace_A_Achievable Economic UCT Potential | F10 | Commercial | Interruptible - Health | New | Space Heating | Natural Gas | Furnace | A | Purchases (Incremental) | Achievable Economic UCT Potential | 0 | 0 | 0 | 0 | 0 | 0 | 0 | 0 | 0 | 0 | 0 | 0 | 0 | 0 | 0 | 0 | 0 | 0 | 0 | 0 | 0 | 0 | 0 | 0 | 0 | 0 | 0
F11_Commercial_Interruptible - Health_New_Space Heating_Natural Gas_Furnace_A_Achievable Economic UCT Potential | F11 | Commercial | Interruptible - Health | New | Space Heating | Natural Gas | Furnace | A | Purchases (Cumulative) | Achievable Economic UCT Potential | 0 | 0 | 0 | 0 | 0 | 0 | 0 | 0 | 0 | 0 | 0 | 0 | 0 | 0 | 0 | 0 | 0 | 0 | 0 | 0 | 0 | 0 | 0 | 0 | 0 | 0 | 0
F1_Commercial_Interruptible - Health_New_Space Heating_Natural Gas_Boiler_A_Achievable Economic UCT Potential | F1 | Commercial | Interruptible - Health | New | Space Heating | Natural Gas | Boiler | A | Integrated Unit Energy Savings (kWh or therms) | Achievable Economic UCT Potential | 0 | 0 | 0 | 0 | 0 | 0 | 0 | 0 | 0 | 0 | 0 | 0 | 0 | 0 | 0 | 0 | 0 | 0 | 0 | 0 | 0 | 0 | 0 | 0 | 0 | 0 | 0
F2_Commercial_Interruptible - Health_New_Space Heating_Natural Gas_Boiler_A_Achievable Economic UCT Potential | F2 | Commercial | Interruptible - Health | New | Space Heating | Natural Gas | Boiler | A | Integrated Unit Summer Peak Savings (kW) | Achievable Economic UCT Potential | 0 | 0 | 0 | 0 | 0 | 0 | 0 | 0 | 0 | 0 | 0 | 0 | 0 | 0 | 0 | 0 | 0 | 0 | 0 | 0 | 0 | 0 | 0 | 0 | 0 | 0 | 0
F3_Commercial_Interruptible - Health_New_Space Heating_Natural Gas_Boiler_A_Achievable Economic UCT Potential | F3 | Commercial | Interruptible - Health | New | Space Heating | Natural Gas | Boiler | A | Integrated Unit Winter Peak Savings (kW) | Achievable Economic UCT Potential | 0 | 0 | 0 | 0 | 0 | 0 | 0 | 0 | 0 | 0 | 0 | 0 | 0 | 0 | 0 | 0 | 0 | 0 | 0 | 0 | 0 | 0 | 0 | 0 | 0 | 0 | 0
F4_Commercial_Interruptible - Health_New_Space Heating_Natural Gas_Boiler_A_Achievable Economic UCT Potential | F4 | Commercial | Interruptible - Health | New | Space Heating | Natural Gas | Boiler | A | Incremental Energy Savings (MWh or mTherms) | Achievable Economic UCT Potential | 0 | 0 | 0 | 0 | 0 | 0 | 0 | 0 | 0 | 0 | 0 | 0 | 0 | 0 | 0 | 0 | 0 | 0 | 0 | 0 | 0 | 0 | 0 | 0 | 0 | 0 | 0
F5_Commercial_Interruptible - Health_New_Space Heating_Natural Gas_Boiler_A_Achievable Economic UCT Potential | F5 | Commercial | Interruptible - Health | New | Space Heating | Natural Gas | Boiler | A | Incremental Summer Peak Savings (MW) | Achievable Economic UCT Potential | 0 | 0 | 0 | 0 | 0 | 0 | 0 | 0 | 0 | 0 | 0 | 0 | 0 | 0 | 0 | 0 | 0 | 0 | 0 | 0 | 0 | 0 | 0 | 0 | 0 | 0 | 0
F6_Commercial_Interruptible - Health_New_Space Heating_Natural Gas_Boiler_A_Achievable Economic UCT Potential | F6 | Commercial | Interruptible - Health | New | Space Heating | Natural Gas | Boiler | A | Incremental Winter Peak Savings (MW) | Achievable Economic UCT Potential | 0 | 0 | 0 | 0 | 0 | 0 | 0 | 0 | 0 | 0 | 0 | 0 | 0 | 0 | 0 | 0 | 0 | 0 | 0 | 0 | 0 | 0 | 0 | 0 | 0 | 0 | 0
F7_Commercial_Interruptible - Health_New_Space Heating_Natural Gas_Boiler_A_Achievable Economic UCT Potential | F7 | Commercial | Interruptible - Health | New | Space Heating | Natural Gas | Boiler | A | Cumulative Energy Savings (MWh or mTherms) | Achievable Economic UCT Potential | 0 | 0 | 0 | 0 | 0 | 0 | 0 | 0 | 0 | 0 | 0 | 0 | 0 | 0 | 0 | 0 | 0 | 0 | 0 | 0 | 0 | 0 | 0 | 0 | 0 | 0 | 0
F8_Commercial_Interruptible - Health_New_Space Heating_Natural Gas_Boiler_A_Achievable Economic UCT Potential | F8 | Commercial | Interruptible - Health | New | Space Heating | Natural Gas | Boiler | A | Cumulative Summer Peak Savings (MW) | Achievable Economic UCT Potential | 0 | 0 | 0 | 0 | 0 | 0 | 0 | 0 | 0 | 0 | 0 | 0 | 0 | 0 | 0 | 0 | 0 | 0 | 0 | 0 | 0 | 0 | 0 | 0 | 0 | 0 | 0
F9_Commercial_Interruptible - Health_New_Space Heating_Natural Gas_Boiler_A_Achievable Economic UCT Potential | F9 | Commercial | Interruptible - Health | New | Space Heating | Natural Gas | Boiler | A | Cumulative Winter Peak Savings (MW) | Achievable Economic UCT Potential | 0 | 0 | 0 | 0 | 0 | 0 | 0 | 0 | 0 | 0 | 0 | 0 | 0 | 0 | 0 | 0 | 0 | 0 | 0 | 0 | 0 | 0 | 0 | 0 | 0 | 0 | 0
F10_Commercial_Interruptible - Health_New_Space Heating_Natural Gas_Boiler_A_Achievable Economic UCT Potential | F10 | Commercial | Interruptible - Health | New | Space Heating | Natural Gas | Boiler | A | Purchases (Incremental) | Achievable Economic UCT Potential | 0 | 0 | 0 | 0 | 0 | 0 | 0 | 0 | 0 | 0 | 0 | 0 | 0 | 0 | 0 | 0 | 0 | 0 | 0 | 0 | 0 | 0 | 0 | 0 | 0 | 0 | 0
F11_Commercial_Interruptible - Health_New_Space Heating_Natural Gas_Boiler_A_Achievable Economic UCT Potential | F11 | Commercial | Interruptible - Health | New | Space Heating | Natural Gas | Boiler | A | Purchases (Cumulative) | Achievable Economic UCT Potential | 0 | 0 | 0 | 0 | 0 | 0 | 0 | 0 | 0 | 0 | 0 | 0 | 0 | 0 | 0 | 0 | 0 | 0 | 0 | 0 | 0 | 0 | 0 | 0 | 0 | 0 | 0
F1_Commercial_Interruptible - Health_New_Space Heating_Natural Gas_Unit Heater_A_Achievable Economic UCT Potential | F1 | Commercial | Interruptible - Health | New | Space Heating | Natural Gas | Unit Heater | A | Integrated Unit Energy Savings (kWh or therms) | Achievable Economic UCT Potential | 0 | 0 | 0 | 0 | 0 | 0 | 0 | 0 | 0 | 0 | 0 | 0 | 0 | 0 | 0 | 0 | 0 | 0 | 0 | 0 | 0 | 0 | 0 | 0 | 0 | 0 | 0
F2_Commercial_Interruptible - Health_New_Space Heating_Natural Gas_Unit Heater_A_Achievable Economic UCT Potential | F2 | Commercial | Interruptible - Health | New | Space Heating | Natural Gas | Unit Heater | A | Integrated Unit Summer Peak Savings (kW) | Achievable Economic UCT Potential | 0 | 0 | 0 | 0 | 0 | 0 | 0 | 0 | 0 | 0 | 0 | 0 | 0 | 0 | 0 | 0 | 0 | 0 | 0 | 0 | 0 | 0 | 0 | 0 | 0 | 0 | 0
F3_Commercial_Interruptible - Health_New_Space Heating_Natural Gas_Unit Heater_A_Achievable Economic UCT Potential | F3 | Commercial | Interruptible - Health | New | Space Heating | Natural Gas | Unit Heater | A | Integrated Unit Winter Peak Savings (kW) | Achievable Economic UCT Potential | 0 | 0 | 0 | 0 | 0 | 0 | 0 | 0 | 0 | 0 | 0 | 0 | 0 | 0 | 0 | 0 | 0 | 0 | 0 | 0 | 0 | 0 | 0 | 0 | 0 | 0 | 0
F4_Commercial_Interruptible - Health_New_Space Heating_Natural Gas_Unit Heater_A_Achievable Economic UCT Potential | F4 | Commercial | Interruptible - Health | New | Space Heating | Natural Gas | Unit Heater | A | Incremental Energy Savings (MWh or mTherms) | Achievable Economic UCT Potential | 0 | 0 | 0 | 0 | 0 | 0 | 0 | 0 | 0 | 0 | 0 | 0 | 0 | 0 | 0 | 0 | 0 | 0 | 0 | 0 | 0 | 0 | 0 | 0 | 0 | 0 | 0
F5_Commercial_Interruptible - Health_New_Space Heating_Natural Gas_Unit Heater_A_Achievable Economic UCT Potential | F5 | Commercial | Interruptible - Health | New | Space Heating | Natural Gas | Unit Heater | A | Incremental Summer Peak Savings (MW) | Achievable Economic UCT Potential | 0 | 0 | 0 | 0 | 0 | 0 | 0 | 0 | 0 | 0 | 0 | 0 | 0 | 0 | 0 | 0 | 0 | 0 | 0 | 0 | 0 | 0 | 0 | 0 | 0 | 0 | 0
F6_Commercial_Interruptible - Health_New_Space Heating_Natural Gas_Unit Heater_A_Achievable Economic UCT Potential | F6 | Commercial | Interruptible - Health | New | Space Heating | Natural Gas | Unit Heater | A | Incremental Winter Peak Savings (MW) | Achievable Economic UCT Potential | 0 | 0 | 0 | 0 | 0 | 0 | 0 | 0 | 0 | 0 | 0 | 0 | 0 | 0 | 0 | 0 | 0 | 0 | 0 | 0 | 0 | 0 | 0 | 0 | 0 | 0 | 0
F7_Commercial_Interruptible - Health_New_Space Heating_Natural Gas_Unit Heater_A_Achievable Economic UCT Potential | F7 | Commercial | Interruptible - Health | New | Space Heating | Natural Gas | Unit Heater | A | Cumulative Energy Savings (MWh or mTherms) | Achievable Economic UCT Potential | 0 | 0 | 0 | 0 | 0 | 0 | 0 | 0 | 0 | 0 | 0 | 0 | 0 | 0 | 0 | 0 | 0 | 0 | 0 | 0 | 0 | 0 | 0 | 0 | 0 | 0 | 0
F8_Commercial_Interruptible - Health_New_Space Heating_Natural Gas_Unit Heater_A_Achievable Economic UCT Potential | F8 | Commercial | Interruptible - Health | New | Space Heating | Natural Gas | Unit Heater | A | Cumulative Summer Peak Savings (MW) | Achievable Economic UCT Potential | 0 | 0 | 0 | 0 | 0 | 0 | 0 | 0 | 0 | 0 | 0 | 0 | 0 | 0 | 0 | 0 | 0 | 0 | 0 | 0 | 0 | 0 | 0 | 0 | 0 | 0 | 0
F9_Commercial_Interruptible - Health_New_Space Heating_Natural Gas_Unit Heater_A_Achievable Economic UCT Potential | F9 | Commercial | Interruptible - Health | New | Space Heating | Natural Gas | Unit Heater | A | Cumulative Winter Peak Savings (MW) | Achievable Economic UCT Potential | 0 | 0 | 0 | 0 | 0 | 0 | 0 | 0 | 0 | 0 | 0 | 0 | 0 | 0 | 0 | 0 | 0 | 0 | 0 | 0 | 0 | 0 | 0 | 0 | 0 | 0 | 0
F10_Commercial_Interruptible - Health_New_Space Heating_Natural Gas_Unit Heater_A_Achievable Economic UCT Potential | F10 | Commercial | Interruptible - Health | New | Space Heating | Natural Gas | Unit Heater | A | Purchases (Incremental) | Achievable Economic UCT Potential | 0 | 0 | 0 | 0 | 0 | 0 | 0 | 0 | 0 | 0 | 0 | 0 | 0 | 0 | 0 | 0 | 0 | 0 | 0 | 0 | 0 | 0 | 0 | 0 | 0 | 0 | 0
F11_Commercial_Interruptible - Health_New_Space Heating_Natural Gas_Unit Heater_A_Achievable Economic UCT Potential | F11 | Commercial | Interruptible - Health | New | Space Heating | Natural Gas | Unit Heater | A | Purchases (Cumulative) | Achievable Economic UCT Potential | 0 | 0 | 0 | 0 | 0 | 0 | 0 | 0 | 0 | 0 | 0 | 0 | 0 | 0 | 0 | 0 | 0 | 0 | 0 | 0 | 0 | 0 | 0 | 0 | 0 | 0 | 0
F1_Commercial_Interruptible - Health_New_Water Heating_Natural Gas_Water Heater_A_Achievable Economic UCT Potential | F1 | Commercial | Interruptible - Health | New | Water Heating | Natural Gas | Water Heater | A | Integrated Unit Energy Savings (kWh or therms) | Achievable Economic UCT Potential | 0 | 0 | 0 | 0 | 0 | 0 | 0 | 0 | 0 | 0 | 0 | 0 | 0 | 0 | 0 | 0 | 0 | 0 | 0 | 0 | 0 | 0 | 0 | 0 | 0 | 0 | 0
F2_Commercial_Interruptible - Health_New_Water Heating_Natural Gas_Water Heater_A_Achievable Economic UCT Potential | F2 | Commercial | Interruptible - Health | New | Water Heating | Natural Gas | Water Heater | A | Integrated Unit Summer Peak Savings (kW) | Achievable Economic UCT Potential | 0 | 0 | 0 | 0 | 0 | 0 | 0 | 0 | 0 | 0 | 0 | 0 | 0 | 0 | 0 | 0 | 0 | 0 | 0 | 0 | 0 | 0 | 0 | 0 | 0 | 0 | 0
F3_Commercial_Interruptible - Health_New_Water Heating_Natural Gas_Water Heater_A_Achievable Economic UCT Potential | F3 | Commercial | Interruptible - Health | New | Water Heating | Natural Gas | Water Heater | A | Integrated Unit Winter Peak Savings (kW) | Achievable Economic UCT Potential | 0 | 0 | 0 | 0 | 0 | 0 | 0 | 0 | 0 | 0 | 0 | 0 | 0 | 0 | 0 | 0 | 0 | 0 | 0 | 0 | 0 | 0 | 0 | 0 | 0 | 0 | 0
F4_Commercial_Interruptible - Health_New_Water Heating_Natural Gas_Water Heater_A_Achievable Economic UCT Potential | F4 | Commercial | Interruptible - Health | New | Water Heating | Natural Gas | Water Heater | A | Incremental Energy Savings (MWh or mTherms) | Achievable Economic UCT Potential | 0 | 0 | 0 | 0 | 0 | 0 | 0 | 0 | 0 | 0 | 0 | 0 | 0 | 0 | 0 | 0 | 0 | 0 | 0 | 0 | 0 | 0 | 0 | 0 | 0 | 0 | 0
F5_Commercial_Interruptible - Health_New_Water Heating_Natural Gas_Water Heater_A_Achievable Economic UCT Potential | F5 | Commercial | Interruptible - Health | New | Water Heating | Natural Gas | Water Heater | A | Incremental Summer Peak Savings (MW) | Achievable Economic UCT Potential | 0 | 0 | 0 | 0 | 0 | 0 | 0 | 0 | 0 | 0 | 0 | 0 | 0 | 0 | 0 | 0 | 0 | 0 | 0 | 0 | 0 | 0 | 0 | 0 | 0 | 0 | 0
F6_Commercial_Interruptible - Health_New_Water Heating_Natural Gas_Water Heater_A_Achievable Economic UCT Potential | F6 | Commercial | Interruptible - Health | New | Water Heating | Natural Gas | Water Heater | A | Incremental Winter Peak Savings (MW) | Achievable Economic UCT Potential | 0 | 0 | 0 | 0 | 0 | 0 | 0 | 0 | 0 | 0 | 0 | 0 | 0 | 0 | 0 | 0 | 0 | 0 | 0 | 0 | 0 | 0 | 0 | 0 | 0 | 0 | 0
F7_Commercial_Interruptible - Health_New_Water Heating_Natural Gas_Water Heater_A_Achievable Economic UCT Potential | F7 | Commercial | Interruptible - Health | New | Water Heating | Natural Gas | Water Heater | A | Cumulative Energy Savings (MWh or mTherms) | Achievable Economic UCT Potential | 0 | 0 | 0 | 0 | 0 | 0 | 0 | 0 | 0 | 0 | 0 | 0 | 0 | 0 | 0 | 0 | 0 | 0 | 0 | 0 | 0 | 0 | 0 | 0 | 0 | 0 | 0
F8_Commercial_Interruptible - Health_New_Water Heating_Natural Gas_Water Heater_A_Achievable Economic UCT Potential | F8 | Commercial | Interruptible - Health | New | Water Heating | Natural Gas | Water Heater | A | Cumulative Summer Peak Savings (MW) | Achievable Economic UCT Potential | 0 | 0 | 0 | 0 | 0 | 0 | 0 | 0 | 0 | 0 | 0 | 0 | 0 | 0 | 0 | 0 | 0 | 0 | 0 | 0 | 0 | 0 | 0 | 0 | 0 | 0 | 0
F9_Commercial_Interruptible - Health_New_Water Heating_Natural Gas_Water Heater_A_Achievable Economic UCT Potential | F9 | Commercial | Interruptible - Health | New | Water Heating | Natural Gas | Water Heater | A | Cumulative Winter Peak Savings (MW) | Achievable Economic UCT Potential | 0 | 0 | 0 | 0 | 0 | 0 | 0 | 0 | 0 | 0 | 0 | 0 | 0 | 0 | 0 | 0 | 0 | 0 | 0 | 0 | 0 | 0 | 0 | 0 | 0 | 0 | 0
F10_Commercial_Interruptible - Health_New_Water Heating_Natural Gas_Water Heater_A_Achievable Economic UCT Potential | F10 | Commercial | Interruptible - Health | New | Water Heating | Natural Gas | Water Heater | A | Purchases (Incremental) | Achievable Economic UCT Potential | 0 | 0 | 0 | 0 | 0 | 0 | 0 | 0 | 0 | 0 | 0 | 0 | 0 | 0 | 0 | 0 | 0 | 0 | 0 | 0 | 0 | 0 | 0 | 0 | 0 | 0 | 0
F11_Commercial_Interruptible - Health_New_Water Heating_Natural Gas_Water Heater_A_Achievable Economic UCT Potential | F11 | Commercial | Interruptible - Health | New | Water Heating | Natural Gas | Water Heater | A | Purchases (Cumulative) | Achievable Economic UCT Potential | 0 | 0 | 0 | 0 | 0 | 0 | 0 | 0 | 0 | 0 | 0 | 0 | 0 | 0 | 0 | 0 | 0 | 0 | 0 | 0 | 0 | 0 | 0 | 0 | 0 | 0 | 0
F1_Commercial_Interruptible - Health_New_Food Preparation_Natural Gas_Oven_A_Achievable Economic UCT Potential | F1 | Commercial | Interruptible - Health | New | Food Preparation | Natural Gas | Oven | A | Integrated Unit Energy Savings (kWh or therms) | Achievable Economic UCT Potential | 0 | 0 | 0 | 0 | 0 | 0 | 0 | 0 | 0 | 0 | 0 | 0 | 0 | 0 | 0 | 0 | 0 | 0 | 0 | 0 | 0 | 0 | 0 | 0 | 0 | 0 | 0
F2_Commercial_Interruptible - Health_New_Food Preparation_Natural Gas_Oven_A_Achievable Economic UCT Potential | F2 | Commercial | Interruptible - Health | New | Food Preparation | Natural Gas | Oven | A | Integrated Unit Summer Peak Savings (kW) | Achievable Economic UCT Potential | 0 | 0 | 0 | 0 | 0 | 0 | 0 | 0 | 0 | 0 | 0 | 0 | 0 | 0 | 0 | 0 | 0 | 0 | 0 | 0 | 0 | 0 | 0 | 0 | 0 | 0 | 0
F3_Commercial_Interruptible - Health_New_Food Preparation_Natural Gas_Oven_A_Achievable Economic UCT Potential | F3 | Commercial | Interruptible - Health | New | Food Preparation | Natural Gas | Oven | A | Integrated Unit Winter Peak Savings (kW) | Achievable Economic UCT Potential | 0 | 0 | 0 | 0 | 0 | 0 | 0 | 0 | 0 | 0 | 0 | 0 | 0 | 0 | 0 | 0 | 0 | 0 | 0 | 0 | 0 | 0 | 0 | 0 | 0 | 0 | 0
F4_Commercial_Interruptible - Health_New_Food Preparation_Natural Gas_Oven_A_Achievable Economic UCT Potential | F4 | Commercial | Interruptible - Health | New | Food Preparation | Natural Gas | Oven | A | Incremental Energy Savings (MWh or mTherms) | Achievable Economic UCT Potential | 0 | 0 | 0 | 0 | 0 | 0 | 0 | 0 | 0 | 0 | 0 | 0 | 0 | 0 | 0 | 0 | 0 | 0 | 0 | 0 | 0 | 0 | 0 | 0 | 0 | 0 | 0
F5_Commercial_Interruptible - Health_New_Food Preparation_Natural Gas_Oven_A_Achievable Economic UCT Potential | F5 | Commercial | Interruptible - Health | New | Food Preparation | Natural Gas | Oven | A | Incremental Summer Peak Savings (MW) | Achievable Economic UCT Potential | 0 | 0 | 0 | 0 | 0 | 0 | 0 | 0 | 0 | 0 | 0 | 0 | 0 | 0 | 0 | 0 | 0 | 0 | 0 | 0 | 0 | 0 | 0 | 0 | 0 | 0 | 0
F6_Commercial_Interruptible - Health_New_Food Preparation_Natural Gas_Oven_A_Achievable Economic UCT Potential | F6 | Commercial | Interruptible - Health | New | Food Preparation | Natural Gas | Oven | A | Incremental Winter Peak Savings (MW) | Achievable Economic UCT Potential | 0 | 0 | 0 | 0 | 0 | 0 | 0 | 0 | 0 | 0 | 0 | 0 | 0 | 0 | 0 | 0 | 0 | 0 | 0 | 0 | 0 | 0 | 0 | 0 | 0 | 0 | 0
F7_Commercial_Interruptible - Health_New_Food Preparation_Natural Gas_Oven_A_Achievable Economic UCT Potential | F7 | Commercial | Interruptible - Health | New | Food Preparation | Natural Gas | Oven | A | Cumulative Energy Savings (MWh or mTherms) | Achievable Economic UCT Potential | 0 | 0 | 0 | 0 | 0 | 0 | 0 | 0 | 0 | 0 | 0 | 0 | 0 | 0 | 0 | 0 | 0 | 0 | 0 | 0 | 0 | 0 | 0 | 0 | 0 | 0 | 0
F8_Commercial_Interruptible - Health_New_Food Preparation_Natural Gas_Oven_A_Achievable Economic UCT Potential | F8 | Commercial | Interruptible - Health | New | Food Preparation | Natural Gas | Oven | A | Cumulative Summer Peak Savings (MW) | Achievable Economic UCT Potential | 0 | 0 | 0 | 0 | 0 | 0 | 0 | 0 | 0 | 0 | 0 | 0 | 0 | 0 | 0 | 0 | 0 | 0 | 0 | 0 | 0 | 0 | 0 | 0 | 0 | 0 | 0
F9_Commercial_Interruptible - Health_New_Food Preparation_Natural Gas_Oven_A_Achievable Economic UCT Potential | F9 | Commercial | Interruptible - Health | New | Food Preparation | Natural Gas | Oven | A | Cumulative Winter Peak Savings (MW) | Achievable Economic UCT Potential | 0 | 0 | 0 | 0 | 0 | 0 | 0 | 0 | 0 | 0 | 0 | 0 | 0 | 0 | 0 | 0 | 0 | 0 | 0 | 0 | 0 | 0 | 0 | 0 | 0 | 0 | 0
F10_Commercial_Interruptible - Health_New_Food Preparation_Natural Gas_Oven_A_Achievable Economic UCT Potential | F10 | Commercial | Interruptible - Health | New | Food Preparation | Natural Gas | Oven | A | Purchases (Incremental) | Achievable Economic UCT Potential | 0 | 0 | 0 | 0 | 0 | 0 | 0 | 0 | 0 | 0 | 0 | 0 | 0 | 0 | 0 | 0 | 0 | 0 | 0 | 0 | 0 | 0 | 0 | 0 | 0 | 0 | 0
F11_Commercial_Interruptible - Health_New_Food Preparation_Natural Gas_Oven_A_Achievable Economic UCT Potential | F11 | Commercial | Interruptible - Health | New | Food Preparation | Natural Gas | Oven | A | Purchases (Cumulative) | Achievable Economic UCT Potential | 0 | 0 | 0 | 0 | 0 | 0 | 0 | 0 | 0 | 0 | 0 | 0 | 0 | 0 | 0 | 0 | 0 | 0 | 0 | 0 | 0 | 0 | 0 | 0 | 0 | 0 | 0
F1_Commercial_Interruptible - Health_New_Food Preparation_Natural Gas_Conveyor Oven_A_Achievable Economic UCT Potential | F1 | Commercial | Interruptible - Health | New | Food Preparation | Natural Gas | Conveyor Oven | A | Integrated Unit Energy Savings (kWh or therms) | Achievable Economic UCT Potential | 0 | 0 | 0 | 0 | 0 | 0 | 0 | 0 | 0 | 0 | 0 | 0 | 0 | 0 | 0 | 0 | 0 | 0 | 0 | 0 | 0 | 0 | 0 | 0 | 0 | 0 | 0
F2_Commercial_Interruptible - Health_New_Food Preparation_Natural Gas_Conveyor Oven_A_Achievable Economic UCT Potential | F2 | Commercial | Interruptible - Health | New | Food Preparation | Natural Gas | Conveyor Oven | A | Integrated Unit Summer Peak Savings (kW) | Achievable Economic UCT Potential | 0 | 0 | 0 | 0 | 0 | 0 | 0 | 0 | 0 | 0 | 0 | 0 | 0 | 0 | 0 | 0 | 0 | 0 | 0 | 0 | 0 | 0 | 0 | 0 | 0 | 0 | 0
F3_Commercial_Interruptible - Health_New_Food Preparation_Natural Gas_Conveyor Oven_A_Achievable Economic UCT Potential | F3 | Commercial | Interruptible - Health | New | Food Preparation | Natural Gas | Conveyor Oven | A | Integrated Unit Winter Peak Savings (kW) | Achievable Economic UCT Potential | 0 | 0 | 0 | 0 | 0 | 0 | 0 | 0 | 0 | 0 | 0 | 0 | 0 | 0 | 0 | 0 | 0 | 0 | 0 | 0 | 0 | 0 | 0 | 0 | 0 | 0 | 0
F4_Commercial_Interruptible - Health_New_Food Preparation_Natural Gas_Conveyor Oven_A_Achievable Economic UCT Potential | F4 | Commercial | Interruptible - Health | New | Food Preparation | Natural Gas | Conveyor Oven | A | Incremental Energy Savings (MWh or mTherms) | Achievable Economic UCT Potential | 0 | 0 | 0 | 0 | 0 | 0 | 0 | 0 | 0 | 0 | 0 | 0 | 0 | 0 | 0 | 0 | 0 | 0 | 0 | 0 | 0 | 0 | 0 | 0 | 0 | 0 | 0
F5_Commercial_Interruptible - Health_New_Food Preparation_Natural Gas_Conveyor Oven_A_Achievable Economic UCT Potential | F5 | Commercial | Interruptible - Health | New | Food Preparation | Natural Gas | Conveyor Oven | A | Incremental Summer Peak Savings (MW) | Achievable Economic UCT Potential | 0 | 0 | 0 | 0 | 0 | 0 | 0 | 0 | 0 | 0 | 0 | 0 | 0 | 0 | 0 | 0 | 0 | 0 | 0 | 0 | 0 | 0 | 0 | 0 | 0 | 0 | 0
F6_Commercial_Interruptible - Health_New_Food Preparation_Natural Gas_Conveyor Oven_A_Achievable Economic UCT Potential | F6 | Commercial | Interruptible - Health | New | Food Preparation | Natural Gas | Conveyor Oven | A | Incremental Winter Peak Savings (MW) | Achievable Economic UCT Potential | 0 | 0 | 0 | 0 | 0 | 0 | 0 | 0 | 0 | 0 | 0 | 0 | 0 | 0 | 0 | 0 | 0 | 0 | 0 | 0 | 0 | 0 | 0 | 0 | 0 | 0 | 0
F7_Commercial_Interruptible - Health_New_Food Preparation_Natural Gas_Conveyor Oven_A_Achievable Economic UCT Potential | F7 | Commercial | Interruptible - Health | New | Food Preparation | Natural Gas | Conveyor Oven | A | Cumulative Energy Savings (MWh or mTherms) | Achievable Economic UCT Potential | 0 | 0 | 0 | 0 | 0 | 0 | 0 | 0 | 0 | 0 | 0 | 0 | 0 | 0 | 0 | 0 | 0 | 0 | 0 | 0 | 0 | 0 | 0 | 0 | 0 | 0 | 0
F8_Commercial_Interruptible - Health_New_Food Preparation_Natural Gas_Conveyor Oven_A_Achievable Economic UCT Potential | F8 | Commercial | Interruptible - Health | New | Food Preparation | Natural Gas | Conveyor Oven | A | Cumulative Summer Peak Savings (MW) | Achievable Economic UCT Potential | 0 | 0 | 0 | 0 | 0 | 0 | 0 | 0 | 0 | 0 | 0 | 0 | 0 | 0 | 0 | 0 | 0 | 0 | 0 | 0 | 0 | 0 | 0 | 0 | 0 | 0 | 0
F9_Commercial_Interruptible - Health_New_Food Preparation_Natural Gas_Conveyor Oven_A_Achievable Economic UCT Potential | F9 | Commercial | Interruptible - Health | New | Food Preparation | Natural Gas | Conveyor Oven | A | Cumulative Winter Peak Savings (MW) | Achievable Economic UCT Potential | 0 | 0 | 0 | 0 | 0 | 0 | 0 | 0 | 0 | 0 | 0 | 0 | 0 | 0 | 0 | 0 | 0 | 0 | 0 | 0 | 0 | 0 | 0 | 0 | 0 | 0 | 0
F10_Commercial_Interruptible - Health_New_Food Preparation_Natural Gas_Conveyor Oven_A_Achievable Economic UCT Potential | F10 | Commercial | Interruptible - Health | New | Food Preparation | Natural Gas | Conveyor Oven | A | Purchases (Incremental) | Achievable Economic UCT Potential | 0 | 0 | 0 | 0 | 0 | 0 | 0 | 0 | 0 | 0 | 0 | 0 | 0 | 0 | 0 | 0 | 0 | 0 | 0 | 0 | 0 | 0 | 0 | 0 | 0 | 0 | 0
F11_Commercial_Interruptible - Health_New_Food Preparation_Natural Gas_Conveyor Oven_A_Achievable Economic UCT Potential | F11 | Commercial | Interruptible - Health | New | Food Preparation | Natural Gas | Conveyor Oven | A | Purchases (Cumulative) | Achievable Economic UCT Potential | 0 | 0 | 0 | 0 | 0 | 0 | 0 | 0 | 0 | 0 | 0 | 0 | 0 | 0 | 0 | 0 | 0 | 0 | 0 | 0 | 0 | 0 | 0 | 0 | 0 | 0 | 0
F1_Commercial_Interruptible - Health_New_Food Preparation_Natural Gas_Double Rack Oven_A_Achievable Economic UCT Potential | F1 | Commercial | Interruptible - Health | New | Food Preparation | Natural Gas | Double Rack Oven | A | Integrated Unit Energy Savings (kWh or therms) | Achievable Economic UCT Potential | 0 | 0 | 0 | 0 | 0 | 0 | 0 | 0 | 0 | 0 | 0 | 0 | 0 | 0 | 0 | 0 | 0 | 0 | 0 | 0 | 0 | 0 | 0 | 0 | 0 | 0 | 0
F2_Commercial_Interruptible - Health_New_Food Preparation_Natural Gas_Double Rack Oven_A_Achievable Economic UCT Potential | F2 | Commercial | Interruptible - Health | New | Food Preparation | Natural Gas | Double Rack Oven | A | Integrated Unit Summer Peak Savings (kW) | Achievable Economic UCT Potential | 0 | 0 | 0 | 0 | 0 | 0 | 0 | 0 | 0 | 0 | 0 | 0 | 0 | 0 | 0 | 0 | 0 | 0 | 0 | 0 | 0 | 0 | 0 | 0 | 0 | 0 | 0
F3_Commercial_Interruptible - Health_New_Food Preparation_Natural Gas_Double Rack Oven_A_Achievable Economic UCT Potential | F3 | Commercial | Interruptible - Health | New | Food Preparation | Natural Gas | Double Rack Oven | A | Integrated Unit Winter Peak Savings (kW) | Achievable Economic UCT Potential | 0 | 0 | 0 | 0 | 0 | 0 | 0 | 0 | 0 | 0 | 0 | 0 | 0 | 0 | 0 | 0 | 0 | 0 | 0 | 0 | 0 | 0 | 0 | 0 | 0 | 0 | 0
F4_Commercial_Interruptible - Health_New_Food Preparation_Natural Gas_Double Rack Oven_A_Achievable Economic UCT Potential | F4 | Commercial | Interruptible - Health | New | Food Preparation | Natural Gas | Double Rack Oven | A | Incremental Energy Savings (MWh or mTherms) | Achievable Economic UCT Potential | 0 | 0 | 0 | 0 | 0 | 0 | 0 | 0 | 0 | 0 | 0 | 0 | 0 | 0 | 0 | 0 | 0 | 0 | 0 | 0 | 0 | 0 | 0 | 0 | 0 | 0 | 0
F5_Commercial_Interruptible - Health_New_Food Preparation_Natural Gas_Double Rack Oven_A_Achievable Economic UCT Potential | F5 | Commercial | Interruptible - Health | New | Food Preparation | Natural Gas | Double Rack Oven | A | Incremental Summer Peak Savings (MW) | Achievable Economic UCT Potential | 0 | 0 | 0 | 0 | 0 | 0 | 0 | 0 | 0 | 0 | 0 | 0 | 0 | 0 | 0 | 0 | 0 | 0 | 0 | 0 | 0 | 0 | 0 | 0 | 0 | 0 | 0
F6_Commercial_Interruptible - Health_New_Food Preparation_Natural Gas_Double Rack Oven_A_Achievable Economic UCT Potential | F6 | Commercial | Interruptible - Health | New | Food Preparation | Natural Gas | Double Rack Oven | A | Incremental Winter Peak Savings (MW) | Achievable Economic UCT Potential | 0 | 0 | 0 | 0 | 0 | 0 | 0 | 0 | 0 | 0 | 0 | 0 | 0 | 0 | 0 | 0 | 0 | 0 | 0 | 0 | 0 | 0 | 0 | 0 | 0 | 0 | 0
F7_Commercial_Interruptible - Health_New_Food Preparation_Natural Gas_Double Rack Oven_A_Achievable Economic UCT Potential | F7 | Commercial | Interruptible - Health | New | Food Preparation | Natural Gas | Double Rack Oven | A | Cumulative Energy Savings (MWh or mTherms) | Achievable Economic UCT Potential | 0 | 0 | 0 | 0 | 0 | 0 | 0 | 0 | 0 | 0 | 0 | 0 | 0 | 0 | 0 | 0 | 0 | 0 | 0 | 0 | 0 | 0 | 0 | 0 | 0 | 0 | 0
F8_Commercial_Interruptible - Health_New_Food Preparation_Natural Gas_Double Rack Oven_A_Achievable Economic UCT Potential | F8 | Commercial | Interruptible - Health | New | Food Preparation | Natural Gas | Double Rack Oven | A | Cumulative Summer Peak Savings (MW) | Achievable Economic UCT Potential | 0 | 0 | 0 | 0 | 0 | 0 | 0 | 0 | 0 | 0 | 0 | 0 | 0 | 0 | 0 | 0 | 0 | 0 | 0 | 0 | 0 | 0 | 0 | 0 | 0 | 0 | 0
F9_Commercial_Interruptible - Health_New_Food Preparation_Natural Gas_Double Rack Oven_A_Achievable Economic UCT Potential | F9 | Commercial | Interruptible - Health | New | Food Preparation | Natural Gas | Double Rack Oven | A | Cumulative Winter Peak Savings (MW) | Achievable Economic UCT Potential | 0 | 0 | 0 | 0 | 0 | 0 | 0 | 0 | 0 | 0 | 0 | 0 | 0 | 0 | 0 | 0 | 0 | 0 | 0 | 0 | 0 | 0 | 0 | 0 | 0 | 0 | 0
F10_Commercial_Interruptible - Health_New_Food Preparation_Natural Gas_Double Rack Oven_A_Achievable Economic UCT Potential | F10 | Commercial | Interruptible - Health | New | Food Preparation | Natural Gas | Double Rack Oven | A | Purchases (Incremental) | Achievable Economic UCT Potential | 0 | 0 | 0 | 0 | 0 | 0 | 0 | 0 | 0 | 0 | 0 | 0 | 0 | 0 | 0 | 0 | 0 | 0 | 0 | 0 | 0 | 0 | 0 | 0 | 0 | 0 | 0
F11_Commercial_Interruptible - Health_New_Food Preparation_Natural Gas_Double Rack Oven_A_Achievable Economic UCT Potential | F11 | Commercial | Interruptible - Health | New | Food Preparation | Natural Gas | Double Rack Oven | A | Purchases (Cumulative) | Achievable Economic UCT Potential | 0 | 0 | 0 | 0 | 0 | 0 | 0 | 0 | 0 | 0 | 0 | 0 | 0 | 0 | 0 | 0 | 0 | 0 | 0 | 0 | 0 | 0 | 0 | 0 | 0 | 0 | 0
F1_Commercial_Interruptible - Health_New_Food Preparation_Natural Gas_Fryer_A_Achievable Economic UCT Potential | F1 | Commercial | Interruptible - Health | New | Food Preparation | Natural Gas | Fryer | A | Integrated Unit Energy Savings (kWh or therms) | Achievable Economic UCT Potential | 0 | 0 | 0 | 0 | 0 | 0 | 0 | 0 | 0 | 0 | 0 | 0 | 0 | 0 | 0 | 0 | 0 | 0 | 0 | 0 | 0 | 0 | 0 | 0 | 0 | 0 | 0
F2_Commercial_Interruptible - Health_New_Food Preparation_Natural Gas_Fryer_A_Achievable Economic UCT Potential | F2 | Commercial | Interruptible - Health | New | Food Preparation | Natural Gas | Fryer | A | Integrated Unit Summer Peak Savings (kW) | Achievable Economic UCT Potential | 0 | 0 | 0 | 0 | 0 | 0 | 0 | 0 | 0 | 0 | 0 | 0 | 0 | 0 | 0 | 0 | 0 | 0 | 0 | 0 | 0 | 0 | 0 | 0 | 0 | 0 | 0
F3_Commercial_Interruptible - Health_New_Food Preparation_Natural Gas_Fryer_A_Achievable Economic UCT Potential | F3 | Commercial | Interruptible - Health | New | Food Preparation | Natural Gas | Fryer | A | Integrated Unit Winter Peak Savings (kW) | Achievable Economic UCT Potential | 0 | 0 | 0 | 0 | 0 | 0 | 0 | 0 | 0 | 0 | 0 | 0 | 0 | 0 | 0 | 0 | 0 | 0 | 0 | 0 | 0 | 0 | 0 | 0 | 0 | 0 | 0
F4_Commercial_Interruptible - Health_New_Food Preparation_Natural Gas_Fryer_A_Achievable Economic UCT Potential | F4 | Commercial | Interruptible - Health | New | Food Preparation | Natural Gas | Fryer | A | Incremental Energy Savings (MWh or mTherms) | Achievable Economic UCT Potential | 0 | 0 | 0 | 0 | 0 | 0 | 0 | 0 | 0 | 0 | 0 | 0 | 0 | 0 | 0 | 0 | 0 | 0 | 0 | 0 | 0 | 0 | 0 | 0 | 0 | 0 | 0
F5_Commercial_Interruptible - Health_New_Food Preparation_Natural Gas_Fryer_A_Achievable Economic UCT Potential | F5 | Commercial | Interruptible - Health | New | Food Preparation | Natural Gas | Fryer | A | Incremental Summer Peak Savings (MW) | Achievable Economic UCT Potential | 0 | 0 | 0 | 0 | 0 | 0 | 0 | 0 | 0 | 0 | 0 | 0 | 0 | 0 | 0 | 0 | 0 | 0 | 0 | 0 | 0 | 0 | 0 | 0 | 0 | 0 | 0
F6_Commercial_Interruptible - Health_New_Food Preparation_Natural Gas_Fryer_A_Achievable Economic UCT Potential | F6 | Commercial | Interruptible - Health | New | Food Preparation | Natural Gas | Fryer | A | Incremental Winter Peak Savings (MW) | Achievable Economic UCT Potential | 0 | 0 | 0 | 0 | 0 | 0 | 0 | 0 | 0 | 0 | 0 | 0 | 0 | 0 | 0 | 0 | 0 | 0 | 0 | 0 | 0 | 0 | 0 | 0 | 0 | 0 | 0
F7_Commercial_Interruptible - Health_New_Food Preparation_Natural Gas_Fryer_A_Achievable Economic UCT Potential | F7 | Commercial | Interruptible - Health | New | Food Preparation | Natural Gas | Fryer | A | Cumulative Energy Savings (MWh or mTherms) | Achievable Economic UCT Potential | 0 | 0 | 0 | 0 | 0 | 0 | 0 | 0 | 0 | 0 | 0 | 0 | 0 | 0 | 0 | 0 | 0 | 0 | 0 | 0 | 0 | 0 | 0 | 0 | 0 | 0 | 0
F8_Commercial_Interruptible - Health_New_Food Preparation_Natural Gas_Fryer_A_Achievable Economic UCT Potential | F8 | Commercial | Interruptible - Health | New | Food Preparation | Natural Gas | Fryer | A | Cumulative Summer Peak Savings (MW) | Achievable Economic UCT Potential | 0 | 0 | 0 | 0 | 0 | 0 | 0 | 0 | 0 | 0 | 0 | 0 | 0 | 0 | 0 | 0 | 0 | 0 | 0 | 0 | 0 | 0 | 0 | 0 | 0 | 0 | 0
F9_Commercial_Interruptible - Health_New_Food Preparation_Natural Gas_Fryer_A_Achievable Economic UCT Potential | F9 | Commercial | Interruptible - Health | New | Food Preparation | Natural Gas | Fryer | A | Cumulative Winter Peak Savings (MW) | Achievable Economic UCT Potential | 0 | 0 | 0 | 0 | 0 | 0 | 0 | 0 | 0 | 0 | 0 | 0 | 0 | 0 | 0 | 0 | 0 | 0 | 0 | 0 | 0 | 0 | 0 | 0 | 0 | 0 | 0
F10_Commercial_Interruptible - Health_New_Food Preparation_Natural Gas_Fryer_A_Achievable Economic UCT Potential | F10 | Commercial | Interruptible - Health | New | Food Preparation | Natural Gas | Fryer | A | Purchases (Incremental) | Achievable Economic UCT Potential | 0 | 0 | 0 | 0 | 0 | 0 | 0 | 0 | 0 | 0 | 0 | 0 | 0 | 0 | 0 | 0 | 0 | 0 | 0 | 0 | 0 | 0 | 0 | 0 | 0 | 0 | 0
F11_Commercial_Interruptible - Health_New_Food Preparation_Natural Gas_Fryer_A_Achievable Economic UCT Potential | F11 | Commercial | Interruptible - Health | New | Food Preparation | Natural Gas | Fryer | A | Purchases (Cumulative) | Achievable Economic UCT Potential | 0 | 0 | 0 | 0 | 0 | 0 | 0 | 0 | 0 | 0 | 0 | 0 | 0 | 0 | 0 | 0 | 0 | 0 | 0 | 0 | 0 | 0 | 0 | 0 | 0 | 0 | 0
F1_Commercial_Interruptible - Health_New_Food Preparation_Natural Gas_Broiler_A_Achievable Economic UCT Potential | F1 | Commercial | Interruptible - Health | New | Food Preparation | Natural Gas | Broiler | A | Integrated Unit Energy Savings (kWh or therms) | Achievable Economic UCT Potential | 0 | 0 | 0 | 0 | 0 | 0 | 0 | 0 | 0 | 0 | 0 | 0 | 0 | 0 | 0 | 0 | 0 | 0 | 0 | 0 | 0 | 0 | 0 | 0 | 0 | 0 | 0
F2_Commercial_Interruptible - Health_New_Food Preparation_Natural Gas_Broiler_A_Achievable Economic UCT Potential | F2 | Commercial | Interruptible - Health | New | Food Preparation | Natural Gas | Broiler | A | Integrated Unit Summer Peak Savings (kW) | Achievable Economic UCT Potential | 0 | 0 | 0 | 0 | 0 | 0 | 0 | 0 | 0 | 0 | 0 | 0 | 0 | 0 | 0 | 0 | 0 | 0 | 0 | 0 | 0 | 0 | 0 | 0 | 0 | 0 | 0
F3_Commercial_Interruptible - Health_New_Food Preparation_Natural Gas_Broiler_A_Achievable Economic UCT Potential | F3 | Commercial | Interruptible - Health | New | Food Preparation | Natural Gas | Broiler | A | Integrated Unit Winter Peak Savings (kW) | Achievable Economic UCT Potential | 0 | 0 | 0 | 0 | 0 | 0 | 0 | 0 | 0 | 0 | 0 | 0 | 0 | 0 | 0 | 0 | 0 | 0 | 0 | 0 | 0 | 0 | 0 | 0 | 0 | 0 | 0
F4_Commercial_Interruptible - Health_New_Food Preparation_Natural Gas_Broiler_A_Achievable Economic UCT Potential | F4 | Commercial | Interruptible - Health | New | Food Preparation | Natural Gas | Broiler | A | Incremental Energy Savings (MWh or mTherms) | Achievable Economic UCT Potential | 0 | 0 | 0 | 0 | 0 | 0 | 0 | 0 | 0 | 0 | 0 | 0 | 0 | 0 | 0 | 0 | 0 | 0 | 0 | 0 | 0 | 0 | 0 | 0 | 0 | 0 | 0
F5_Commercial_Interruptible - Health_New_Food Preparation_Natural Gas_Broiler_A_Achievable Economic UCT Potential | F5 | Commercial | Interruptible - Health | New | Food Preparation | Natural Gas | Broiler | A | Incremental Summer Peak Savings (MW) | Achievable Economic UCT Potential | 0 | 0 | 0 | 0 | 0 | 0 | 0 | 0 | 0 | 0 | 0 | 0 | 0 | 0 | 0 | 0 | 0 | 0 | 0 | 0 | 0 | 0 | 0 | 0 | 0 | 0 | 0
F6_Commercial_Interruptible - Health_New_Food Preparation_Natural Gas_Broiler_A_Achievable Economic UCT Potential | F6 | Commercial | Interruptible - Health | New | Food Preparation | Natural Gas | Broiler | A | Incremental Winter Peak Savings (MW) | Achievable Economic UCT Potential | 0 | 0 | 0 | 0 | 0 | 0 | 0 | 0 | 0 | 0 | 0 | 0 | 0 | 0 | 0 | 0 | 0 | 0 | 0 | 0 | 0 | 0 | 0 | 0 | 0 | 0 | 0
F7_Commercial_Interruptible - Health_New_Food Preparation_Natural Gas_Broiler_A_Achievable Economic UCT Potential | F7 | Commercial | Interruptible - Health | New | Food Preparation | Natural Gas | Broiler | A | Cumulative Energy Savings (MWh or mTherms) | Achievable Economic UCT Potential | 0 | 0 | 0 | 0 | 0 | 0 | 0 | 0 | 0 | 0 | 0 | 0 | 0 | 0 | 0 | 0 | 0 | 0 | 0 | 0 | 0 | 0 | 0 | 0 | 0 | 0 | 0
F8_Commercial_Interruptible - Health_New_Food Preparation_Natural Gas_Broiler_A_Achievable Economic UCT Potential | F8 | Commercial | Interruptible - Health | New | Food Preparation | Natural Gas | Broiler | A | Cumulative Summer Peak Savings (MW) | Achievable Economic UCT Potential | 0 | 0 | 0 | 0 | 0 | 0 | 0 | 0 | 0 | 0 | 0 | 0 | 0 | 0 | 0 | 0 | 0 | 0 | 0 | 0 | 0 | 0 | 0 | 0 | 0 | 0 | 0
F9_Commercial_Interruptible - Health_New_Food Preparation_Natural Gas_Broiler_A_Achievable Economic UCT Potential | F9 | Commercial | Interruptible - Health | New | Food Preparation | Natural Gas | Broiler | A | Cumulative Winter Peak Savings (MW) | Achievable Economic UCT Potential | 0 | 0 | 0 | 0 | 0 | 0 | 0 | 0 | 0 | 0 | 0 | 0 | 0 | 0 | 0 | 0 | 0 | 0 | 0 | 0 | 0 | 0 | 0 | 0 | 0 | 0 | 0
F10_Commercial_Interruptible - Health_New_Food Preparation_Natural Gas_Broiler_A_Achievable Economic UCT Potential | F10 | Commercial | Interruptible - Health | New | Food Preparation | Natural Gas | Broiler | A | Purchases (Incremental) | Achievable Economic UCT Potential | 0 | 0 | 0 | 0 | 0 | 0 | 0 | 0 | 0 | 0 | 0 | 0 | 0 | 0 | 0 | 0 | 0 | 0 | 0 | 0 | 0 | 0 | 0 | 0 | 0 | 0 | 0
F11_Commercial_Interruptible - Health_New_Food Preparation_Natural Gas_Broiler_A_Achievable Economic UCT Potential | F11 | Commercial | Interruptible - Health | New | Food Preparation | Natural Gas | Broiler | A | Purchases (Cumulative) | Achievable Economic UCT Potential | 0 | 0 | 0 | 0 | 0 | 0 | 0 | 0 | 0 | 0 | 0 | 0 | 0 | 0 | 0 | 0 | 0 | 0 | 0 | 0 | 0 | 0 | 0 | 0 | 0 | 0 | 0
F1_Commercial_Interruptible - Health_New_Food Preparation_Natural Gas_Griddle_A_Achievable Economic UCT Potential | F1 | Commercial | Interruptible - Health | New | Food Preparation | Natural Gas | Griddle | A | Integrated Unit Energy Savings (kWh or therms) | Achievable Economic UCT Potential | 0 | 0 | 0 | 0 | 0 | 0 | 0 | 0 | 0 | 0 | 0 | 0 | 0 | 0 | 0 | 0 | 0 | 0 | 0 | 0 | 0 | 0 | 0 | 0 | 0 | 0 | 0
F2_Commercial_Interruptible - Health_New_Food Preparation_Natural Gas_Griddle_A_Achievable Economic UCT Potential | F2 | Commercial | Interruptible - Health | New | Food Preparation | Natural Gas | Griddle | A | Integrated Unit Summer Peak Savings (kW) | Achievable Economic UCT Potential | 0 | 0 | 0 | 0 | 0 | 0 | 0 | 0 | 0 | 0 | 0 | 0 | 0 | 0 | 0 | 0 | 0 | 0 | 0 | 0 | 0 | 0 | 0 | 0 | 0 | 0 | 0
F3_Commercial_Interruptible - Health_New_Food Preparation_Natural Gas_Griddle_A_Achievable Economic UCT Potential | F3 | Commercial | Interruptible - Health | New | Food Preparation | Natural Gas | Griddle | A | Integrated Unit Winter Peak Savings (kW) | Achievable Economic UCT Potential | 0 | 0 | 0 | 0 | 0 | 0 | 0 | 0 | 0 | 0 | 0 | 0 | 0 | 0 | 0 | 0 | 0 | 0 | 0 | 0 | 0 | 0 | 0 | 0 | 0 | 0 | 0
F4_Commercial_Interruptible - Health_New_Food Preparation_Natural Gas_Griddle_A_Achievable Economic UCT Potential | F4 | Commercial | Interruptible - Health | New | Food Preparation | Natural Gas | Griddle | A | Incremental Energy Savings (MWh or mTherms) | Achievable Economic UCT Potential | 0 | 0 | 0 | 0 | 0 | 0 | 0 | 0 | 0 | 0 | 0 | 0 | 0 | 0 | 0 | 0 | 0 | 0 | 0 | 0 | 0 | 0 | 0 | 0 | 0 | 0 | 0
F5_Commercial_Interruptible - Health_New_Food Preparation_Natural Gas_Griddle_A_Achievable Economic UCT Potential | F5 | Commercial | Interruptible - Health | New | Food Preparation | Natural Gas | Griddle | A | Incremental Summer Peak Savings (MW) | Achievable Economic UCT Potential | 0 | 0 | 0 | 0 | 0 | 0 | 0 | 0 | 0 | 0 | 0 | 0 | 0 | 0 | 0 | 0 | 0 | 0 | 0 | 0 | 0 | 0 | 0 | 0 | 0 | 0 | 0
F6_Commercial_Interruptible - Health_New_Food Preparation_Natural Gas_Griddle_A_Achievable Economic UCT Potential | F6 | Commercial | Interruptible - Health | New | Food Preparation | Natural Gas | Griddle | A | Incremental Winter Peak Savings (MW) | Achievable Economic UCT Potential | 0 | 0 | 0 | 0 | 0 | 0 | 0 | 0 | 0 | 0 | 0 | 0 | 0 | 0 | 0 | 0 | 0 | 0 | 0 | 0 | 0 | 0 | 0 | 0 | 0 | 0 | 0
F7_Commercial_Interruptible - Health_New_Food Preparation_Natural Gas_Griddle_A_Achievable Economic UCT Potential | F7 | Commercial | Interruptible - Health | New | Food Preparation | Natural Gas | Griddle | A | Cumulative Energy Savings (MWh or mTherms) | Achievable Economic UCT Potential | 0 | 0 | 0 | 0 | 0 | 0 | 0 | 0 | 0 | 0 | 0 | 0 | 0 | 0 | 0 | 0 | 0 | 0 | 0 | 0 | 0 | 0 | 0 | 0 | 0 | 0 | 0
F8_Commercial_Interruptible - Health_New_Food Preparation_Natural Gas_Griddle_A_Achievable Economic UCT Potential | F8 | Commercial | Interruptible - Health | New | Food Preparation | Natural Gas | Griddle | A | Cumulative Summer Peak Savings (MW) | Achievable Economic UCT Potential | 0 | 0 | 0 | 0 | 0 | 0 | 0 | 0 | 0 | 0 | 0 | 0 | 0 | 0 | 0 | 0 | 0 | 0 | 0 | 0 | 0 | 0 | 0 | 0 | 0 | 0 | 0
F9_Commercial_Interruptible - Health_New_Food Preparation_Natural Gas_Griddle_A_Achievable Economic UCT Potential | F9 | Commercial | Interruptible - Health | New | Food Preparation | Natural Gas | Griddle | A | Cumulative Winter Peak Savings (MW) | Achievable Economic UCT Potential | 0 | 0 | 0 | 0 | 0 | 0 | 0 | 0 | 0 | 0 | 0 | 0 | 0 | 0 | 0 | 0 | 0 | 0 | 0 | 0 | 0 | 0 | 0 | 0 | 0 | 0 | 0
F10_Commercial_Interruptible - Health_New_Food Preparation_Natural Gas_Griddle_A_Achievable Economic UCT Potential | F10 | Commercial | Interruptible - Health | New | Food Preparation | Natural Gas | Griddle | A | Purchases (Incremental) | Achievable Economic UCT Potential | 0 | 0 | 0 | 0 | 0 | 0 | 0 | 0 | 0 | 0 | 0 | 0 | 0 | 0 | 0 | 0 | 0 | 0 | 0 | 0 | 0 | 0 | 0 | 0 | 0 | 0 | 0
F11_Commercial_Interruptible - Health_New_Food Preparation_Natural Gas_Griddle_A_Achievable Economic UCT Potential | F11 | Commercial | Interruptible - Health | New | Food Preparation | Natural Gas | Griddle | A | Purchases (Cumulative) | Achievable Economic UCT Potential | 0 | 0 | 0 | 0 | 0 | 0 | 0 | 0 | 0 | 0 | 0 | 0 | 0 | 0 | 0 | 0 | 0 | 0 | 0 | 0 | 0 | 0 | 0 | 0 | 0 | 0 | 0
F1_Commercial_Interruptible - Health_New_Food Preparation_Natural Gas_Range_A_Achievable Economic UCT Potential | F1 | Commercial | Interruptible - Health | New | Food Preparation | Natural Gas | Range | A | Integrated Unit Energy Savings (kWh or therms) | Achievable Economic UCT Potential | 0 | 0 | 0 | 0 | 0 | 0 | 0 | 0 | 0 | 0 | 0 | 0 | 0 | 0 | 0 | 0 | 0 | 0 | 0 | 0 | 0 | 0 | 0 | 0 | 0 | 0 | 0
F2_Commercial_Interruptible - Health_New_Food Preparation_Natural Gas_Range_A_Achievable Economic UCT Potential | F2 | Commercial | Interruptible - Health | New | Food Preparation | Natural Gas | Range | A | Integrated Unit Summer Peak Savings (kW) | Achievable Economic UCT Potential | 0 | 0 | 0 | 0 | 0 | 0 | 0 | 0 | 0 | 0 | 0 | 0 | 0 | 0 | 0 | 0 | 0 | 0 | 0 | 0 | 0 | 0 | 0 | 0 | 0 | 0 | 0
F3_Commercial_Interruptible - Health_New_Food Preparation_Natural Gas_Range_A_Achievable Economic UCT Potential | F3 | Commercial | Interruptible - Health | New | Food Preparation | Natural Gas | Range | A | Integrated Unit Winter Peak Savings (kW) | Achievable Economic UCT Potential | 0 | 0 | 0 | 0 | 0 | 0 | 0 | 0 | 0 | 0 | 0 | 0 | 0 | 0 | 0 | 0 | 0 | 0 | 0 | 0 | 0 | 0 | 0 | 0 | 0 | 0 | 0
F4_Commercial_Interruptible - Health_New_Food Preparation_Natural Gas_Range_A_Achievable Economic UCT Potential | F4 | Commercial | Interruptible - Health | New | Food Preparation | Natural Gas | Range | A | Incremental Energy Savings (MWh or mTherms) | Achievable Economic UCT Potential | 0 | 0 | 0 | 0 | 0 | 0 | 0 | 0 | 0 | 0 | 0 | 0 | 0 | 0 | 0 | 0 | 0 | 0 | 0 | 0 | 0 | 0 | 0 | 0 | 0 | 0 | 0
F5_Commercial_Interruptible - Health_New_Food Preparation_Natural Gas_Range_A_Achievable Economic UCT Potential | F5 | Commercial | Interruptible - Health | New | Food Preparation | Natural Gas | Range | A | Incremental Summer Peak Savings (MW) | Achievable Economic UCT Potential | 0 | 0 | 0 | 0 | 0 | 0 | 0 | 0 | 0 | 0 | 0 | 0 | 0 | 0 | 0 | 0 | 0 | 0 | 0 | 0 | 0 | 0 | 0 | 0 | 0 | 0 | 0
F6_Commercial_Interruptible - Health_New_Food Preparation_Natural Gas_Range_A_Achievable Economic UCT Potential | F6 | Commercial | Interruptible - Health | New | Food Preparation | Natural Gas | Range | A | Incremental Winter Peak Savings (MW) | Achievable Economic UCT Potential | 0 | 0 | 0 | 0 | 0 | 0 | 0 | 0 | 0 | 0 | 0 | 0 | 0 | 0 | 0 | 0 | 0 | 0 | 0 | 0 | 0 | 0 | 0 | 0 | 0 | 0 | 0
F7_Commercial_Interruptible - Health_New_Food Preparation_Natural Gas_Range_A_Achievable Economic UCT Potential | F7 | Commercial | Interruptible - Health | New | Food Preparation | Natural Gas | Range | A | Cumulative Energy Savings (MWh or mTherms) | Achievable Economic UCT Potential | 0 | 0 | 0 | 0 | 0 | 0 | 0 | 0 | 0 | 0 | 0 | 0 | 0 | 0 | 0 | 0 | 0 | 0 | 0 | 0 | 0 | 0 | 0 | 0 | 0 | 0 | 0
F8_Commercial_Interruptible - Health_New_Food Preparation_Natural Gas_Range_A_Achievable Economic UCT Potential | F8 | Commercial | Interruptible - Health | New | Food Preparation | Natural Gas | Range | A | Cumulative Summer Peak Savings (MW) | Achievable Economic UCT Potential | 0 | 0 | 0 | 0 | 0 | 0 | 0 | 0 | 0 | 0 | 0 | 0 | 0 | 0 | 0 | 0 | 0 | 0 | 0 | 0 | 0 | 0 | 0 | 0 | 0 | 0 | 0
F9_Commercial_Interruptible - Health_New_Food Preparation_Natural Gas_Range_A_Achievable Economic UCT Potential | F9 | Commercial | Interruptible - Health | New | Food Preparation | Natural Gas | Range | A | Cumulative Winter Peak Savings (MW) | Achievable Economic UCT Potential | 0 | 0 | 0 | 0 | 0 | 0 | 0 | 0 | 0 | 0 | 0 | 0 | 0 | 0 | 0 | 0 | 0 | 0 | 0 | 0 | 0 | 0 | 0 | 0 | 0 | 0 | 0
F10_Commercial_Interruptible - Health_New_Food Preparation_Natural Gas_Range_A_Achievable Economic UCT Potential | F10 | Commercial | Interruptible - Health | New | Food Preparation | Natural Gas | Range | A | Purchases (Incremental) | Achievable Economic UCT Potential | 0 | 0 | 0 | 0 | 0 | 0 | 0 | 0 | 0 | 0 | 0 | 0 | 0 | 0 | 0 | 0 | 0 | 0 | 0 | 0 | 0 | 0 | 0 | 0 | 0 | 0 | 0
F11_Commercial_Interruptible - Health_New_Food Preparation_Natural Gas_Range_A_Achievable Economic UCT Potential | F11 | Commercial | Interruptible - Health | New | Food Preparation | Natural Gas | Range | A | Purchases (Cumulative) | Achievable Economic UCT Potential | 0 | 0 | 0 | 0 | 0 | 0 | 0 | 0 | 0 | 0 | 0 | 0 | 0 | 0 | 0 | 0 | 0 | 0 | 0 | 0 | 0 | 0 | 0 | 0 | 0 | 0 | 0
F1_Commercial_Interruptible - Health_New_Food Preparation_Natural Gas_Steamer_A_Achievable Economic UCT Potential | F1 | Commercial | Interruptible - Health | New | Food Preparation | Natural Gas | Steamer | A | Integrated Unit Energy Savings (kWh or therms) | Achievable Economic UCT Potential | 0 | 0 | 0 | 0 | 0 | 0 | 0 | 0 | 0 | 0 | 0 | 0 | 0 | 0 | 0 | 0 | 0 | 0 | 0 | 0 | 0 | 0 | 0 | 0 | 0 | 0 | 0
F2_Commercial_Interruptible - Health_New_Food Preparation_Natural Gas_Steamer_A_Achievable Economic UCT Potential | F2 | Commercial | Interruptible - Health | New | Food Preparation | Natural Gas | Steamer | A | Integrated Unit Summer Peak Savings (kW) | Achievable Economic UCT Potential | 0 | 0 | 0 | 0 | 0 | 0 | 0 | 0 | 0 | 0 | 0 | 0 | 0 | 0 | 0 | 0 | 0 | 0 | 0 | 0 | 0 | 0 | 0 | 0 | 0 | 0 | 0
F3_Commercial_Interruptible - Health_New_Food Preparation_Natural Gas_Steamer_A_Achievable Economic UCT Potential | F3 | Commercial | Interruptible - Health | New | Food Preparation | Natural Gas | Steamer | A | Integrated Unit Winter Peak Savings (kW) | Achievable Economic UCT Potential | 0 | 0 | 0 | 0 | 0 | 0 | 0 | 0 | 0 | 0 | 0 | 0 | 0 | 0 | 0 | 0 | 0 | 0 | 0 | 0 | 0 | 0 | 0 | 0 | 0 | 0 | 0
F4_Commercial_Interruptible - Health_New_Food Preparation_Natural Gas_Steamer_A_Achievable Economic UCT Potential | F4 | Commercial | Interruptible - Health | New | Food Preparation | Natural Gas | Steamer | A | Incremental Energy Savings (MWh or mTherms) | Achievable Economic UCT Potential | 0 | 0 | 0 | 0 | 0 | 0 | 0 | 0 | 0 | 0 | 0 | 0 | 0 | 0 | 0 | 0 | 0 | 0 | 0 | 0 | 0 | 0 | 0 | 0 | 0 | 0 | 0
F5_Commercial_Interruptible - Health_New_Food Preparation_Natural Gas_Steamer_A_Achievable Economic UCT Potential | F5 | Commercial | Interruptible - Health | New | Food Preparation | Natural Gas | Steamer | A | Incremental Summer Peak Savings (MW) | Achievable Economic UCT Potential | 0 | 0 | 0 | 0 | 0 | 0 | 0 | 0 | 0 | 0 | 0 | 0 | 0 | 0 | 0 | 0 | 0 | 0 | 0 | 0 | 0 | 0 | 0 | 0 | 0 | 0 | 0
F6_Commercial_Interruptible - Health_New_Food Preparation_Natural Gas_Steamer_A_Achievable Economic UCT Potential | F6 | Commercial | Interruptible - Health | New | Food Preparation | Natural Gas | Steamer | A | Incremental Winter Peak Savings (MW) | Achievable Economic UCT Potential | 0 | 0 | 0 | 0 | 0 | 0 | 0 | 0 | 0 | 0 | 0 | 0 | 0 | 0 | 0 | 0 | 0 | 0 | 0 | 0 | 0 | 0 | 0 | 0 | 0 | 0 | 0
F7_Commercial_Interruptible - Health_New_Food Preparation_Natural Gas_Steamer_A_Achievable Economic UCT Potential | F7 | Commercial | Interruptible - Health | New | Food Preparation | Natural Gas | Steamer | A | Cumulative Energy Savings (MWh or mTherms) | Achievable Economic UCT Potential | 0 | 0 | 0 | 0 | 0 | 0 | 0 | 0 | 0 | 0 | 0 | 0 | 0 | 0 | 0 | 0 | 0 | 0 | 0 | 0 | 0 | 0 | 0 | 0 | 0 | 0 | 0
F8_Commercial_Interruptible - Health_New_Food Preparation_Natural Gas_Steamer_A_Achievable Economic UCT Potential | F8 | Commercial | Interruptible - Health | New | Food Preparation | Natural Gas | Steamer | A | Cumulative Summer Peak Savings (MW) | Achievable Economic UCT Potential | 0 | 0 | 0 | 0 | 0 | 0 | 0 | 0 | 0 | 0 | 0 | 0 | 0 | 0 | 0 | 0 | 0 | 0 | 0 | 0 | 0 | 0 | 0 | 0 | 0 | 0 | 0
F9_Commercial_Interruptible - Health_New_Food Preparation_Natural Gas_Steamer_A_Achievable Economic UCT Potential | F9 | Commercial | Interruptible - Health | New | Food Preparation | Natural Gas | Steamer | A | Cumulative Winter Peak Savings (MW) | Achievable Economic UCT Potential | 0 | 0 | 0 | 0 | 0 | 0 | 0 | 0 | 0 | 0 | 0 | 0 | 0 | 0 | 0 | 0 | 0 | 0 | 0 | 0 | 0 | 0 | 0 | 0 | 0 | 0 | 0
F10_Commercial_Interruptible - Health_New_Food Preparation_Natural Gas_Steamer_A_Achievable Economic UCT Potential | F10 | Commercial | Interruptible - Health | New | Food Preparation | Natural Gas | Steamer | A | Purchases (Incremental) | Achievable Economic UCT Potential | 0 | 0 | 0 | 0 | 0 | 0 | 0 | 0 | 0 | 0 | 0 | 0 | 0 | 0 | 0 | 0 | 0 | 0 | 0 | 0 | 0 | 0 | 0 | 0 | 0 | 0 | 0
F11_Commercial_Interruptible - Health_New_Food Preparation_Natural Gas_Steamer_A_Achievable Economic UCT Potential | F11 | Commercial | Interruptible - Health | New | Food Preparation | Natural Gas | Steamer | A | Purchases (Cumulative) | Achievable Economic UCT Potential | 0 | 0 | 0 | 0 | 0 | 0 | 0 | 0 | 0 | 0 | 0 | 0 | 0 | 0 | 0 | 0 | 0 | 0 | 0 | 0 | 0 | 0 | 0 | 0 | 0 | 0 | 0
F1_Commercial_Interruptible - Health_New_Food Preparation_Natural Gas_Commercial Food Prep Other_A_Achievable Economic UCT Potential | F1 | Commercial | Interruptible - Health | New | Food Preparation | Natural Gas | Commercial Food Prep Other | A | Integrated Unit Energy Savings (kWh or therms) | Achievable Economic UCT Potential | 0 | 0 | 0 | 0 | 0 | 0 | 0 | 0 | 0 | 0 | 0 | 0 | 0 | 0 | 0 | 0 | 0 | 0 | 0 | 0 | 0 | 0 | 0 | 0 | 0 | 0 | 0
F2_Commercial_Interruptible - Health_New_Food Preparation_Natural Gas_Commercial Food Prep Other_A_Achievable Economic UCT Potential | F2 | Commercial | Interruptible - Health | New | Food Preparation | Natural Gas | Commercial Food Prep Other | A | Integrated Unit Summer Peak Savings (kW) | Achievable Economic UCT Potential | 0 | 0 | 0 | 0 | 0 | 0 | 0 | 0 | 0 | 0 | 0 | 0 | 0 | 0 | 0 | 0 | 0 | 0 | 0 | 0 | 0 | 0 | 0 | 0 | 0 | 0 | 0
F3_Commercial_Interruptible - Health_New_Food Preparation_Natural Gas_Commercial Food Prep Other_A_Achievable Economic UCT Potential | F3 | Commercial | Interruptible - Health | New | Food Preparation | Natural Gas | Commercial Food Prep Other | A | Integrated Unit Winter Peak Savings (kW) | Achievable Economic UCT Potential | 0 | 0 | 0 | 0 | 0 | 0 | 0 | 0 | 0 | 0 | 0 | 0 | 0 | 0 | 0 | 0 | 0 | 0 | 0 | 0 | 0 | 0 | 0 | 0 | 0 | 0 | 0
F4_Commercial_Interruptible - Health_New_Food Preparation_Natural Gas_Commercial Food Prep Other_A_Achievable Economic UCT Potential | F4 | Commercial | Interruptible - Health | New | Food Preparation | Natural Gas | Commercial Food Prep Other | A | Incremental Energy Savings (MWh or mTherms) | Achievable Economic UCT Potential | 0 | 0 | 0 | 0 | 0 | 0 | 0 | 0 | 0 | 0 | 0 | 0 | 0 | 0 | 0 | 0 | 0 | 0 | 0 | 0 | 0 | 0 | 0 | 0 | 0 | 0 | 0
F5_Commercial_Interruptible - Health_New_Food Preparation_Natural Gas_Commercial Food Prep Other_A_Achievable Economic UCT Potential | F5 | Commercial | Interruptible - Health | New | Food Preparation | Natural Gas | Commercial Food Prep Other | A | Incremental Summer Peak Savings (MW) | Achievable Economic UCT Potential | 0 | 0 | 0 | 0 | 0 | 0 | 0 | 0 | 0 | 0 | 0 | 0 | 0 | 0 | 0 | 0 | 0 | 0 | 0 | 0 | 0 | 0 | 0 | 0 | 0 | 0 | 0
F6_Commercial_Interruptible - Health_New_Food Preparation_Natural Gas_Commercial Food Prep Other_A_Achievable Economic UCT Potential | F6 | Commercial | Interruptible - Health | New | Food Preparation | Natural Gas | Commercial Food Prep Other | A | Incremental Winter Peak Savings (MW) | Achievable Economic UCT Potential | 0 | 0 | 0 | 0 | 0 | 0 | 0 | 0 | 0 | 0 | 0 | 0 | 0 | 0 | 0 | 0 | 0 | 0 | 0 | 0 | 0 | 0 | 0 | 0 | 0 | 0 | 0
F7_Commercial_Interruptible - Health_New_Food Preparation_Natural Gas_Commercial Food Prep Other_A_Achievable Economic UCT Potential | F7 | Commercial | Interruptible - Health | New | Food Preparation | Natural Gas | Commercial Food Prep Other | A | Cumulative Energy Savings (MWh or mTherms) | Achievable Economic UCT Potential | 0 | 0 | 0 | 0 | 0 | 0 | 0 | 0 | 0 | 0 | 0 | 0 | 0 | 0 | 0 | 0 | 0 | 0 | 0 | 0 | 0 | 0 | 0 | 0 | 0 | 0 | 0
F8_Commercial_Interruptible - Health_New_Food Preparation_Natural Gas_Commercial Food Prep Other_A_Achievable Economic UCT Potential | F8 | Commercial | Interruptible - Health | New | Food Preparation | Natural Gas | Commercial Food Prep Other | A | Cumulative Summer Peak Savings (MW) | Achievable Economic UCT Potential | 0 | 0 | 0 | 0 | 0 | 0 | 0 | 0 | 0 | 0 | 0 | 0 | 0 | 0 | 0 | 0 | 0 | 0 | 0 | 0 | 0 | 0 | 0 | 0 | 0 | 0 | 0
F9_Commercial_Interruptible - Health_New_Food Preparation_Natural Gas_Commercial Food Prep Other_A_Achievable Economic UCT Potential | F9 | Commercial | Interruptible - Health | New | Food Preparation | Natural Gas | Commercial Food Prep Other | A | Cumulative Winter Peak Savings (MW) | Achievable Economic UCT Potential | 0 | 0 | 0 | 0 | 0 | 0 | 0 | 0 | 0 | 0 | 0 | 0 | 0 | 0 | 0 | 0 | 0 | 0 | 0 | 0 | 0 | 0 | 0 | 0 | 0 | 0 | 0
F10_Commercial_Interruptible - Health_New_Food Preparation_Natural Gas_Commercial Food Prep Other_A_Achievable Economic UCT Potential | F10 | Commercial | Interruptible - Health | New | Food Preparation | Natural Gas | Commercial Food Prep Other | A | Purchases (Incremental) | Achievable Economic UCT Potential | 0 | 0 | 0 | 0 | 0 | 0 | 0 | 0 | 0 | 0 | 0 | 0 | 0 | 0 | 0 | 0 | 0 | 0 | 0 | 0 | 0 | 0 | 0 | 0 | 0 | 0 | 0
F11_Commercial_Interruptible - Health_New_Food Preparation_Natural Gas_Commercial Food Prep Other_A_Achievable Economic UCT Potential | F11 | Commercial | Interruptible - Health | New | Food Preparation | Natural Gas | Commercial Food Prep Other | A | Purchases (Cumulative) | Achievable Economic UCT Potential | 0 | 0 | 0 | 0 | 0 | 0 | 0 | 0 | 0 | 0 | 0 | 0 | 0 | 0 | 0 | 0 | 0 | 0 | 0 | 0 | 0 | 0 | 0 | 0 | 0 | 0 | 0
F1_Commercial_Interruptible - Health_New_Miscellaneous_Natural Gas_Pool Heater_A_Achievable Economic UCT Potential | F1 | Commercial | Interruptible - Health | New | Miscellaneous | Natural Gas | Pool Heater | A | Integrated Unit Energy Savings (kWh or therms) | Achievable Economic UCT Potential | 0 | 0 | 0 | 0 | 0 | 0 | 0 | 0 | 0 | 0 | 0 | 0 | 0 | 0 | 0 | 0 | 0 | 0 | 0 | 0 | 0 | 0 | 0 | 0 | 0 | 0 | 0
F2_Commercial_Interruptible - Health_New_Miscellaneous_Natural Gas_Pool Heater_A_Achievable Economic UCT Potential | F2 | Commercial | Interruptible - Health | New | Miscellaneous | Natural Gas | Pool Heater | A | Integrated Unit Summer Peak Savings (kW) | Achievable Economic UCT Potential | 0 | 0 | 0 | 0 | 0 | 0 | 0 | 0 | 0 | 0 | 0 | 0 | 0 | 0 | 0 | 0 | 0 | 0 | 0 | 0 | 0 | 0 | 0 | 0 | 0 | 0 | 0
F3_Commercial_Interruptible - Health_New_Miscellaneous_Natural Gas_Pool Heater_A_Achievable Economic UCT Potential | F3 | Commercial | Interruptible - Health | New | Miscellaneous | Natural Gas | Pool Heater | A | Integrated Unit Winter Peak Savings (kW) | Achievable Economic UCT Potential | 0 | 0 | 0 | 0 | 0 | 0 | 0 | 0 | 0 | 0 | 0 | 0 | 0 | 0 | 0 | 0 | 0 | 0 | 0 | 0 | 0 | 0 | 0 | 0 | 0 | 0 | 0
F4_Commercial_Interruptible - Health_New_Miscellaneous_Natural Gas_Pool Heater_A_Achievable Economic UCT Potential | F4 | Commercial | Interruptible - Health | New | Miscellaneous | Natural Gas | Pool Heater | A | Incremental Energy Savings (MWh or mTherms) | Achievable Economic UCT Potential | 0 | 0 | 0 | 0 | 0 | 0 | 0 | 0 | 0 | 0 | 0 | 0 | 0 | 0 | 0 | 0 | 0 | 0 | 0 | 0 | 0 | 0 | 0 | 0 | 0 | 0 | 0
F5_Commercial_Interruptible - Health_New_Miscellaneous_Natural Gas_Pool Heater_A_Achievable Economic UCT Potential | F5 | Commercial | Interruptible - Health | New | Miscellaneous | Natural Gas | Pool Heater | A | Incremental Summer Peak Savings (MW) | Achievable Economic UCT Potential | 0 | 0 | 0 | 0 | 0 | 0 | 0 | 0 | 0 | 0 | 0 | 0 | 0 | 0 | 0 | 0 | 0 | 0 | 0 | 0 | 0 | 0 | 0 | 0 | 0 | 0 | 0
F6_Commercial_Interruptible - Health_New_Miscellaneous_Natural Gas_Pool Heater_A_Achievable Economic UCT Potential | F6 | Commercial | Interruptible - Health | New | Miscellaneous | Natural Gas | Pool Heater | A | Incremental Winter Peak Savings (MW) | Achievable Economic UCT Potential | 0 | 0 | 0 | 0 | 0 | 0 | 0 | 0 | 0 | 0 | 0 | 0 | 0 | 0 | 0 | 0 | 0 | 0 | 0 | 0 | 0 | 0 | 0 | 0 | 0 | 0 | 0
F7_Commercial_Interruptible - Health_New_Miscellaneous_Natural Gas_Pool Heater_A_Achievable Economic UCT Potential | F7 | Commercial | Interruptible - Health | New | Miscellaneous | Natural Gas | Pool Heater | A | Cumulative Energy Savings (MWh or mTherms) | Achievable Economic UCT Potential | 0 | 0 | 0 | 0 | 0 | 0 | 0 | 0 | 0 | 0 | 0 | 0 | 0 | 0 | 0 | 0 | 0 | 0 | 0 | 0 | 0 | 0 | 0 | 0 | 0 | 0 | 0
F8_Commercial_Interruptible - Health_New_Miscellaneous_Natural Gas_Pool Heater_A_Achievable Economic UCT Potential | F8 | Commercial | Interruptible - Health | New | Miscellaneous | Natural Gas | Pool Heater | A | Cumulative Summer Peak Savings (MW) | Achievable Economic UCT Potential | 0 | 0 | 0 | 0 | 0 | 0 | 0 | 0 | 0 | 0 | 0 | 0 | 0 | 0 | 0 | 0 | 0 | 0 | 0 | 0 | 0 | 0 | 0 | 0 | 0 | 0 | 0
F9_Commercial_Interruptible - Health_New_Miscellaneous_Natural Gas_Pool Heater_A_Achievable Economic UCT Potential | F9 | Commercial | Interruptible - Health | New | Miscellaneous | Natural Gas | Pool Heater | A | Cumulative Winter Peak Savings (MW) | Achievable Economic UCT Potential | 0 | 0 | 0 | 0 | 0 | 0 | 0 | 0 | 0 | 0 | 0 | 0 | 0 | 0 | 0 | 0 | 0 | 0 | 0 | 0 | 0 | 0 | 0 | 0 | 0 | 0 | 0
F10_Commercial_Interruptible - Health_New_Miscellaneous_Natural Gas_Pool Heater_A_Achievable Economic UCT Potential | F10 | Commercial | Interruptible - Health | New | Miscellaneous | Natural Gas | Pool Heater | A | Purchases (Incremental) | Achievable Economic UCT Potential | 0 | 0 | 0 | 0 | 0 | 0 | 0 | 0 | 0 | 0 | 0 | 0 | 0 | 0 | 0 | 0 | 0 | 0 | 0 | 0 | 0 | 0 | 0 | 0 | 0 | 0 | 0
F11_Commercial_Interruptible - Health_New_Miscellaneous_Natural Gas_Pool Heater_A_Achievable Economic UCT Potential | F11 | Commercial | Interruptible - Health | New | Miscellaneous | Natural Gas | Pool Heater | A | Purchases (Cumulative) | Achievable Economic UCT Potential | 0 | 0 | 0 | 0 | 0 | 0 | 0 | 0 | 0 | 0 | 0 | 0 | 0 | 0 | 0 | 0 | 0 | 0 | 0 | 0 | 0 | 0 | 0 | 0 | 0 | 0 | 0
F1_Commercial_Interruptible - Miscellaneous_Existing_Space Heating_Natural Gas_Furnace_A_Achievable Economic UCT Potential | F1 | Commercial | Interruptible - Miscellaneous | Existing | Space Heating | Natural Gas | Furnace | A | Integrated Unit Energy Savings (kWh or therms) | Achievable Economic UCT Potential | 0 | 638.6601 | 636.1836 | 212.0612 | 212.0612 | 212.0612 | 212.0612 | 212.0612 | 212.0612 | 212.0612 | 212.0612 | 212.0612 | 212.0612 | 212.0612 | 212.0612 | 212.0612 | 212.0612 | 212.0612 | 212.0612 | 212.0612 | 212.0612 | 212.0612 | 212.0612 | 212.0612 | 212.0612 | 212.0612 | 212.0612
F2_Commercial_Interruptible - Miscellaneous_Existing_Space Heating_Natural Gas_Furnace_A_Achievable Economic UCT Potential | F2 | Commercial | Interruptible - Miscellaneous | Existing | Space Heating | Natural Gas | Furnace | A | Integrated Unit Summer Peak Savings (kW) | Achievable Economic UCT Potential | 0 | 0 | 0 | 0 | 0 | 0 | 0 | 0 | 0 | 0 | 0 | 0 | 0 | 0 | 0 | 0 | 0 | 0 | 0 | 0 | 0 | 0 | 0 | 0 | 0 | 0 | 0
F3_Commercial_Interruptible - Miscellaneous_Existing_Space Heating_Natural Gas_Furnace_A_Achievable Economic UCT Potential | F3 | Commercial | Interruptible - Miscellaneous | Existing | Space Heating | Natural Gas | Furnace | A | Integrated Unit Winter Peak Savings (kW) | Achievable Economic UCT Potential | 0 | 0 | 0 | 0 | 0 | 0 | 0 | 0 | 0 | 0 | 0 | 0 | 0 | 0 | 0 | 0 | 0 | 0 | 0 | 0 | 0 | 0 | 0 | 0 | 0 | 0 | 0
F4_Commercial_Interruptible - Miscellaneous_Existing_Space Heating_Natural Gas_Furnace_A_Achievable Economic UCT Potential | F4 | Commercial | Interruptible - Miscellaneous | Existing | Space Heating | Natural Gas | Furnace | A | Incremental Energy Savings (MWh or mTherms) | Achievable Economic UCT Potential | 0 | 0 | 0.0002956 | 0.00017224 | 0.0004242 | 0.00089386 | 0.0017014 | 0.003 | 0.0049704 | 0.0078047 | 0.011582 | 0.016343 | 0.022022 | 0.028425 | 0.035236 | 0.042056 | 0.04847 | 0.054132 | 0.058833 | 0.057734 | 0.055888 | 0.054148 | 0.051918 | 0.050092 | 0.048649 | 0.047473 | 0.046669
F5_Commercial_Interruptible - Miscellaneous_Existing_Space Heating_Natural Gas_Furnace_A_Achievable Economic UCT Potential | F5 | Commercial | Interruptible - Miscellaneous | Existing | Space Heating | Natural Gas | Furnace | A | Incremental Summer Peak Savings (MW) | Achievable Economic UCT Potential | 0 | 0 | 0 | 0 | 0 | 0 | 0 | 0 | 0 | 0 | 0 | 0 | 0 | 0 | 0 | 0 | 0 | 0 | 0 | 0 | 0 | 0 | 0 | 0 | 0 | 0 | 0
F6_Commercial_Interruptible - Miscellaneous_Existing_Space Heating_Natural Gas_Furnace_A_Achievable Economic UCT Potential | F6 | Commercial | Interruptible - Miscellaneous | Existing | Space Heating | Natural Gas | Furnace | A | Incremental Winter Peak Savings (MW) | Achievable Economic UCT Potential | 0 | 0 | 0 | 0 | 0 | 0 | 0 | 0 | 0 | 0 | 0 | 0 | 0 | 0 | 0 | 0 | 0 | 0 | 0 | 0 | 0 | 0 | 0 | 0 | 0 | 0 | 0
F7_Commercial_Interruptible - Miscellaneous_Existing_Space Heating_Natural Gas_Furnace_A_Achievable Economic UCT Potential | F7 | Commercial | Interruptible - Miscellaneous | Existing | Space Heating | Natural Gas | Furnace | A | Cumulative Energy Savings (MWh or mTherms) | Achievable Economic UCT Potential | 0 | 0 | 0.0002956 | 0.00027077 | 0.00069497 | 0.0015888 | 0.0032902 | 0.0062902 | 0.011261 | 0.019065 | 0.030647 | 0.046991 | 0.069013 | 0.097438 | 0.13267 | 0.17473 | 0.2232 | 0.27733 | 0.33616 | 0.3939 | 0.44979 | 0.50393 | 0.55585 | 0.60594 | 0.65459 | 0.70207 | 0.74873
F8_Commercial_Interruptible - Miscellaneous_Existing_Space Heating_Natural Gas_Furnace_A_Achievable Economic UCT Potential | F8 | Commercial | Interruptible - Miscellaneous | Existing | Space Heating | Natural Gas | Furnace | A | Cumulative Summer Peak Savings (MW) | Achievable Economic UCT Potential | 0 | 0 | 0 | 0 | 0 | 0 | 0 | 0 | 0 | 0 | 0 | 0 | 0 | 0 | 0 | 0 | 0 | 0 | 0 | 0 | 0 | 0 | 0 | 0 | 0 | 0 | 0
F9_Commercial_Interruptible - Miscellaneous_Existing_Space Heating_Natural Gas_Furnace_A_Achievable Economic UCT Potential | F9 | Commercial | Interruptible - Miscellaneous | Existing | Space Heating | Natural Gas | Furnace | A | Cumulative Winter Peak Savings (MW) | Achievable Economic UCT Potential | 0 | 0 | 0 | 0 | 0 | 0 | 0 | 0 | 0 | 0 | 0 | 0 | 0 | 0 | 0 | 0 | 0 | 0 | 0 | 0 | 0 | 0 | 0 | 0 | 0 | 0 | 0
F10_Commercial_Interruptible - Miscellaneous_Existing_Space Heating_Natural Gas_Furnace_A_Achievable Economic UCT Potential | F10 | Commercial | Interruptible - Miscellaneous | Existing | Space Heating | Natural Gas | Furnace | A | Purchases (Incremental) | Achievable Economic UCT Potential | 0 | 0 | 0.00046464 | 0.00081222 | 0.0020004 | 0.0042151 | 0.008023 | 0.014147 | 0.023438 | 0.036804 | 0.054617 | 0.07707 | 0.10385 | 0.13404 | 0.16616 | 0.19832 | 0.22857 | 0.25527 | 0.27743 | 0.27225 | 0.26355 | 0.25534 | 0.24482 | 0.23621 | 0.22941 | 0.22387 | 0.22007
F11_Commercial_Interruptible - Miscellaneous_Existing_Space Heating_Natural Gas_Furnace_A_Achievable Economic UCT Potential | F11 | Commercial | Interruptible - Miscellaneous | Existing | Space Heating | Natural Gas | Furnace | A | Purchases (Cumulative) | Achievable Economic UCT Potential | 0 | 0 | 0.00046464 | 0.0012769 | 0.0032772 | 0.0074924 | 0.015515 | 0.029662 | 0.053101 | 0.089904 | 0.14452 | 0.22159 | 0.32544 | 0.45948 | 0.62564 | 0.82396 | 1.0525 | 1.3078 | 1.5852 | 1.8575 | 2.121 | 2.3764 | 2.6212 | 2.8574 | 3.0868 | 3.3107 | 3.5307
F1_Commercial_Interruptible - Miscellaneous_Existing_Space Heating_Natural Gas_Boiler_A_Achievable Economic UCT Potential | F1 | Commercial | Interruptible - Miscellaneous | Existing | Space Heating | Natural Gas | Boiler | A | Integrated Unit Energy Savings (kWh or therms) | Achievable Economic UCT Potential | 0 | 1962.3855 | 1954.7759 | 1954.7759 | 1954.7759 | 1954.7759 | 1954.7759 | 1954.7759 | 1954.7759 | 1954.7759 | 1954.7759 | 1954.7759 | 1954.7759 | 1954.7759 | 1954.7759 | 1954.7759 | 1954.7759 | 1954.7759 | 1954.7759 | 1954.7759 | 1954.7759 | 1954.7759 | 1954.7759 | 1954.7759 | 1954.7759 | 1954.7759 | 1954.7759
F2_Commercial_Interruptible - Miscellaneous_Existing_Space Heating_Natural Gas_Boiler_A_Achievable Economic UCT Potential | F2 | Commercial | Interruptible - Miscellaneous | Existing | Space Heating | Natural Gas | Boiler | A | Integrated Unit Summer Peak Savings (kW) | Achievable Economic UCT Potential | 0 | 0 | 0 | 0 | 0 | 0 | 0 | 0 | 0 | 0 | 0 | 0 | 0 | 0 | 0 | 0 | 0 | 0 | 0 | 0 | 0 | 0 | 0 | 0 | 0 | 0 | 0
F3_Commercial_Interruptible - Miscellaneous_Existing_Space Heating_Natural Gas_Boiler_A_Achievable Economic UCT Potential | F3 | Commercial | Interruptible - Miscellaneous | Existing | Space Heating | Natural Gas | Boiler | A | Integrated Unit Winter Peak Savings (kW) | Achievable Economic UCT Potential | 0 | 0 | 0 | 0 | 0 | 0 | 0 | 0 | 0 | 0 | 0 | 0 | 0 | 0 | 0 | 0 | 0 | 0 | 0 | 0 | 0 | 0 | 0 | 0 | 0 | 0 | 0
F4_Commercial_Interruptible - Miscellaneous_Existing_Space Heating_Natural Gas_Boiler_A_Achievable Economic UCT Potential | F4 | Commercial | Interruptible - Miscellaneous | Existing | Space Heating | Natural Gas | Boiler | A | Incremental Energy Savings (MWh or mTherms) | Achievable Economic UCT Potential | 0 | 0 | 0.022388 | 0.038393 | 0.049709 | 0.058691 | 0.066668 | 0.073664 | 0.079737 | 0.084965 | 0.089435 | 0.093236 | 0.096454 | 0.099015 | 0.10106 | 0.10269 | 0.104 | 0.10506 | 0.10591 | 0.10679 | 0.1075 | 0.10841 | 0.10763 | 0.10701 | 0.10652 | 0.10615 | 0.10587
F5_Commercial_Interruptible - Miscellaneous_Existing_Space Heating_Natural Gas_Boiler_A_Achievable Economic UCT Potential | F5 | Commercial | Interruptible - Miscellaneous | Existing | Space Heating | Natural Gas | Boiler | A | Incremental Summer Peak Savings (MW) | Achievable Economic UCT Potential | 0 | 0 | 0 | 0 | 0 | 0 | 0 | 0 | 0 | 0 | 0 | 0 | 0 | 0 | 0 | 0 | 0 | 0 | 0 | 0 | 0 | 0 | 0 | 0 | 0 | 0 | 0
F6_Commercial_Interruptible - Miscellaneous_Existing_Space Heating_Natural Gas_Boiler_A_Achievable Economic UCT Potential | F6 | Commercial | Interruptible - Miscellaneous | Existing | Space Heating | Natural Gas | Boiler | A | Incremental Winter Peak Savings (MW) | Achievable Economic UCT Potential | 0 | 0 | 0 | 0 | 0 | 0 | 0 | 0 | 0 | 0 | 0 | 0 | 0 | 0 | 0 | 0 | 0 | 0 | 0 | 0 | 0 | 0 | 0 | 0 | 0 | 0 | 0
F7_Commercial_Interruptible - Miscellaneous_Existing_Space Heating_Natural Gas_Boiler_A_Achievable Economic UCT Potential | F7 | Commercial | Interruptible - Miscellaneous | Existing | Space Heating | Natural Gas | Boiler | A | Cumulative Energy Savings (MWh or mTherms) | Achievable Economic UCT Potential | 0 | 0 | 0.022388 | 0.060781 | 0.11049 | 0.16918 | 0.23585 | 0.30951 | 0.38925 | 0.47422 | 0.56365 | 0.65689 | 0.75334 | 0.85236 | 0.95341 | 1.0561 | 1.1601 | 1.2652 | 1.3711 | 1.4779 | 1.5854 | 1.6938 | 1.8014 | 1.9084 | 2.0149 | 2.1211 | 2.2269
F8_Commercial_Interruptible - Miscellaneous_Existing_Space Heating_Natural Gas_Boiler_A_Achievable Economic UCT Potential | F8 | Commercial | Interruptible - Miscellaneous | Existing | Space Heating | Natural Gas | Boiler | A | Cumulative Summer Peak Savings (MW) | Achievable Economic UCT Potential | 0 | 0 | 0 | 0 | 0 | 0 | 0 | 0 | 0 | 0 | 0 | 0 | 0 | 0 | 0 | 0 | 0 | 0 | 0 | 0 | 0 | 0 | 0 | 0 | 0 | 0 | 0
F9_Commercial_Interruptible - Miscellaneous_Existing_Space Heating_Natural Gas_Boiler_A_Achievable Economic UCT Potential | F9 | Commercial | Interruptible - Miscellaneous | Existing | Space Heating | Natural Gas | Boiler | A | Cumulative Winter Peak Savings (MW) | Achievable Economic UCT Potential | 0 | 0 | 0 | 0 | 0 | 0 | 0 | 0 | 0 | 0 | 0 | 0 | 0 | 0 | 0 | 0 | 0 | 0 | 0 | 0 | 0 | 0 | 0 | 0 | 0 | 0 | 0
F10_Commercial_Interruptible - Miscellaneous_Existing_Space Heating_Natural Gas_Boiler_A_Achievable Economic UCT Potential | F10 | Commercial | Interruptible - Miscellaneous | Existing | Space Heating | Natural Gas | Boiler | A | Purchases (Incremental) | Achievable Economic UCT Potential | 0 | 0 | 0.011453 | 0.01964 | 0.02543 | 0.030024 | 0.034105 | 0.037684 | 0.040791 | 0.043465 | 0.045752 | 0.047697 | 0.049342 | 0.050653 | 0.051698 | 0.052534 | 0.053204 | 0.053743 | 0.054179 | 0.054631 | 0.054992 | 0.055457 | 0.055061 | 0.054744 | 0.054494 | 0.054301 | 0.054158
F11_Commercial_Interruptible - Miscellaneous_Existing_Space Heating_Natural Gas_Boiler_A_Achievable Economic UCT Potential | F11 | Commercial | Interruptible - Miscellaneous | Existing | Space Heating | Natural Gas | Boiler | A | Purchases (Cumulative) | Achievable Economic UCT Potential | 0 | 0 | 0.011453 | 0.031094 | 0.056523 | 0.086548 | 0.12065 | 0.15834 | 0.19913 | 0.24259 | 0.28835 | 0.33604 | 0.38538 | 0.43604 | 0.48774 | 0.54027 | 0.59347 | 0.64722 | 0.7014 | 0.75603 | 0.81102 | 0.86647 | 0.92154 | 0.97628 | 1.0308 | 1.0851 | 1.1392
F1_Commercial_Interruptible - Miscellaneous_Existing_Space Heating_Natural Gas_Unit Heater_A_Achievable Economic UCT Potential | F1 | Commercial | Interruptible - Miscellaneous | Existing | Space Heating | Natural Gas | Unit Heater | A | Integrated Unit Energy Savings (kWh or therms) | Achievable Economic UCT Potential | 0 | 30983.2092 | 30863.0652 | 30863.0652 | 30863.0652 | 30863.0652 | 30863.0652 | 30863.0652 | 30863.0652 | 30863.0652 | 30863.0652 | 30863.0652 | 30863.0652 | 30863.0652 | 30863.0652 | 30863.0652 | 30863.0652 | 30863.0652 | 30863.0652 | 30863.0652 | 30863.0652 | 30863.0652 | 30863.0652 | 30863.0652 | 30863.0652 | 30863.0652 | 30863.0652
F2_Commercial_Interruptible - Miscellaneous_Existing_Space Heating_Natural Gas_Unit Heater_A_Achievable Economic UCT Potential | F2 | Commercial | Interruptible - Miscellaneous | Existing | Space Heating | Natural Gas | Unit Heater | A | Integrated Unit Summer Peak Savings (kW) | Achievable Economic UCT Potential | 0 | 0 | 0 | 0 | 0 | 0 | 0 | 0 | 0 | 0 | 0 | 0 | 0 | 0 | 0 | 0 | 0 | 0 | 0 | 0 | 0 | 0 | 0 | 0 | 0 | 0 | 0
F3_Commercial_Interruptible - Miscellaneous_Existing_Space Heating_Natural Gas_Unit Heater_A_Achievable Economic UCT Potential | F3 | Commercial | Interruptible - Miscellaneous | Existing | Space Heating | Natural Gas | Unit Heater | A | Integrated Unit Winter Peak Savings (kW) | Achievable Economic UCT Potential | 0 | 0 | 0 | 0 | 0 | 0 | 0 | 0 | 0 | 0 | 0 | 0 | 0 | 0 | 0 | 0 | 0 | 0 | 0 | 0 | 0 | 0 | 0 | 0 | 0 | 0 | 0
F4_Commercial_Interruptible - Miscellaneous_Existing_Space Heating_Natural Gas_Unit Heater_A_Achievable Economic UCT Potential | F4 | Commercial | Interruptible - Miscellaneous | Existing | Space Heating | Natural Gas | Unit Heater | A | Incremental Energy Savings (MWh or mTherms) | Achievable Economic UCT Potential | 0 | 0 | 1.5112e-06 | 6.5328e-06 | 1.7696e-05 | 3.7829e-05 | 7.0152e-05 | 0.00011925 | 0.00018795 | 0.00027684 | 0.00037441 | 0.00047291 | 0.0005648 | 0.0006448 | 0.00071111 | 0.00076402 | 0.0008033 | 0.00072986 | 0.00066154 | 0.00059585 | 0.00052997 | 0.00046063 | 0.00038315 | 0.00029453 | 0.00019397 | 9.2764e-05 | 0
F5_Commercial_Interruptible - Miscellaneous_Existing_Space Heating_Natural Gas_Unit Heater_A_Achievable Economic UCT Potential | F5 | Commercial | Interruptible - Miscellaneous | Existing | Space Heating | Natural Gas | Unit Heater | A | Incremental Summer Peak Savings (MW) | Achievable Economic UCT Potential | 0 | 0 | 0 | 0 | 0 | 0 | 0 | 0 | 0 | 0 | 0 | 0 | 0 | 0 | 0 | 0 | 0 | 0 | 0 | 0 | 0 | 0 | 0 | 0 | 0 | 0 | 0
F6_Commercial_Interruptible - Miscellaneous_Existing_Space Heating_Natural Gas_Unit Heater_A_Achievable Economic UCT Potential | F6 | Commercial | Interruptible - Miscellaneous | Existing | Space Heating | Natural Gas | Unit Heater | A | Incremental Winter Peak Savings (MW) | Achievable Economic UCT Potential | 0 | 0 | 0 | 0 | 0 | 0 | 0 | 0 | 0 | 0 | 0 | 0 | 0 | 0 | 0 | 0 | 0 | 0 | 0 | 0 | 0 | 0 | 0 | 0 | 0 | 0 | 0
F7_Commercial_Interruptible - Miscellaneous_Existing_Space Heating_Natural Gas_Unit Heater_A_Achievable Economic UCT Potential | F7 | Commercial | Interruptible - Miscellaneous | Existing | Space Heating | Natural Gas | Unit Heater | A | Cumulative Energy Savings (MWh or mTherms) | Achievable Economic UCT Potential | 0 | 0 | 1.5112e-06 | 8.044e-06 | 2.574e-05 | 6.3568e-05 | 0.00013372 | 0.00025297 | 0.00044092 | 0.00071776 | 0.0010922 | 0.0015651 | 0.0021299 | 0.0027747 | 0.0034858 | 0.0042498 | 0.0050531 | 0.005783 | 0.0064445 | 0.0070403 | 0.0075703 | 0.0080309 | 0.0084141 | 0.0087086 | 0.0089026 | 0.0089954 | 0.0089954
F8_Commercial_Interruptible - Miscellaneous_Existing_Space Heating_Natural Gas_Unit Heater_A_Achievable Economic UCT Potential | F8 | Commercial | Interruptible - Miscellaneous | Existing | Space Heating | Natural Gas | Unit Heater | A | Cumulative Summer Peak Savings (MW) | Achievable Economic UCT Potential | 0 | 0 | 0 | 0 | 0 | 0 | 0 | 0 | 0 | 0 | 0 | 0 | 0 | 0 | 0 | 0 | 0 | 0 | 0 | 0 | 0 | 0 | 0 | 0 | 0 | 0 | 0
F9_Commercial_Interruptible - Miscellaneous_Existing_Space Heating_Natural Gas_Unit Heater_A_Achievable Economic UCT Potential | F9 | Commercial | Interruptible - Miscellaneous | Existing | Space Heating | Natural Gas | Unit Heater | A | Cumulative Winter Peak Savings (MW) | Achievable Economic UCT Potential | 0 | 0 | 0 | 0 | 0 | 0 | 0 | 0 | 0 | 0 | 0 | 0 | 0 | 0 | 0 | 0 | 0 | 0 | 0 | 0 | 0 | 0 | 0 | 0 | 0 | 0 | 0
F10_Commercial_Interruptible - Miscellaneous_Existing_Space Heating_Natural Gas_Unit Heater_A_Achievable Economic UCT Potential | F10 | Commercial | Interruptible - Miscellaneous | Existing | Space Heating | Natural Gas | Unit Heater | A | Purchases (Incremental) | Achievable Economic UCT Potential | 0 | 0 | 4.8966e-08 | 2.1167e-07 | 5.7336e-07 | 1.2257e-06 | 2.273e-06 | 3.8638e-06 | 6.0899e-06 | 8.97e-06 | 1.2131e-05 | 1.5323e-05 | 1.83e-05 | 2.0892e-05 | 2.3041e-05 | 2.4755e-05 | 2.6028e-05 | 2.3648e-05 | 2.1435e-05 | 1.9306e-05 | 1.7172e-05 | 1.4925e-05 | 1.2415e-05 | 9.5431e-06 | 6.285e-06 | 3.0057e-06 | 0
F11_Commercial_Interruptible - Miscellaneous_Existing_Space Heating_Natural Gas_Unit Heater_A_Achievable Economic UCT Potential | F11 | Commercial | Interruptible - Miscellaneous | Existing | Space Heating | Natural Gas | Unit Heater | A | Purchases (Cumulative) | Achievable Economic UCT Potential | 0 | 0 | 4.8966e-08 | 2.6064e-07 | 8.34e-07 | 2.0597e-06 | 4.3327e-06 | 8.1965e-06 | 1.4286e-05 | 2.3256e-05 | 3.5388e-05 | 5.071e-05 | 6.901e-05 | 8.9903e-05 | 0.00011294 | 0.0001377 | 0.00016373 | 0.00018737 | 0.00020881 | 0.00022812 | 0.00024529 | 0.00026021 | 0.00027263 | 0.00028217 | 0.00028845 | 0.00029146 | 0.00029146
F1_Commercial_Interruptible - Miscellaneous_Existing_Water Heating_Natural Gas_Water Heater_A_Achievable Economic UCT Potential | F1 | Commercial | Interruptible - Miscellaneous | Existing | Water Heating | Natural Gas | Water Heater | A | Integrated Unit Energy Savings (kWh or therms) | Achievable Economic UCT Potential | 0 | 2.8505 | 2.8505 | 2.8505 | 2.8505 | 2.8505 | 2.8505 | 2.8505 | 2.8505 | 2.8505 | 2.8505 | 2.8505 | 2.8505 | 2.8505 | 2.8505 | 2.8505 | 2.8505 | 2.8505 | 2.8505 | 2.8505 | 2.8505 | 2.8505 | 2.8505 | 2.8505 | 2.8505 | 2.8505 | 2.8505
F2_Commercial_Interruptible - Miscellaneous_Existing_Water Heating_Natural Gas_Water Heater_A_Achievable Economic UCT Potential | F2 | Commercial | Interruptible - Miscellaneous | Existing | Water Heating | Natural Gas | Water Heater | A | Integrated Unit Summer Peak Savings (kW) | Achievable Economic UCT Potential | 0 | 0 | 0 | 0 | 0 | 0 | 0 | 0 | 0 | 0 | 0 | 0 | 0 | 0 | 0 | 0 | 0 | 0 | 0 | 0 | 0 | 0 | 0 | 0 | 0 | 0 | 0
F3_Commercial_Interruptible - Miscellaneous_Existing_Water Heating_Natural Gas_Water Heater_A_Achievable Economic UCT Potential | F3 | Commercial | Interruptible - Miscellaneous | Existing | Water Heating | Natural Gas | Water Heater | A | Integrated Unit Winter Peak Savings (kW) | Achievable Economic UCT Potential | 0 | 0 | 0 | 0 | 0 | 0 | 0 | 0 | 0 | 0 | 0 | 0 | 0 | 0 | 0 | 0 | 0 | 0 | 0 | 0 | 0 | 0 | 0 | 0 | 0 | 0 | 0
F4_Commercial_Interruptible - Miscellaneous_Existing_Water Heating_Natural Gas_Water Heater_A_Achievable Economic UCT Potential | F4 | Commercial | Interruptible - Miscellaneous | Existing | Water Heating | Natural Gas | Water Heater | A | Incremental Energy Savings (MWh or mTherms) | Achievable Economic UCT Potential | 0 | 0 | 0.0092594 | 0.017621 | 0.025354 | 0.032656 | 0.03967 | 0.045726 | 0.050333 | 0.053865 | 0.06089 | 0.06592 | 0.060075 | 0.053882 | 0.047389 | 0.063562 | 0.050999 | 0.040372 | 0.031338 | 0.025282 | 0.016852 | 0.011025 | 0.0071033 | 0.0045295 | 0.0089148 | 0 | 0
F5_Commercial_Interruptible - Miscellaneous_Existing_Water Heating_Natural Gas_Water Heater_A_Achievable Economic UCT Potential | F5 | Commercial | Interruptible - Miscellaneous | Existing | Water Heating | Natural Gas | Water Heater | A | Incremental Summer Peak Savings (MW) | Achievable Economic UCT Potential | 0 | 0 | 0 | 0 | 0 | 0 | 0 | 0 | 0 | 0 | 0 | 0 | 0 | 0 | 0 | 0 | 0 | 0 | 0 | 0 | 0 | 0 | 0 | 0 | 0 | 0 | 0
F6_Commercial_Interruptible - Miscellaneous_Existing_Water Heating_Natural Gas_Water Heater_A_Achievable Economic UCT Potential | F6 | Commercial | Interruptible - Miscellaneous | Existing | Water Heating | Natural Gas | Water Heater | A | Incremental Winter Peak Savings (MW) | Achievable Economic UCT Potential | 0 | 0 | 0 | 0 | 0 | 0 | 0 | 0 | 0 | 0 | 0 | 0 | 0 | 0 | 0 | 0 | 0 | 0 | 0 | 0 | 0 | 0 | 0 | 0 | 0 | 0 | 0
F7_Commercial_Interruptible - Miscellaneous_Existing_Water Heating_Natural Gas_Water Heater_A_Achievable Economic UCT Potential | F7 | Commercial | Interruptible - Miscellaneous | Existing | Water Heating | Natural Gas | Water Heater | A | Cumulative Energy Savings (MWh or mTherms) | Achievable Economic UCT Potential | 0 | 0 | 0.0092594 | 0.02688 | 0.052234 | 0.08489 | 0.12456 | 0.17029 | 0.22062 | 0.27448 | 0.33537 | 0.40129 | 0.46137 | 0.51525 | 0.56264 | 0.6262 | 0.6772 | 0.71757 | 0.74891 | 0.77419 | 0.79105 | 0.80207 | 0.80917 | 0.8137 | 0.82262 | 0.82262 | 0.82262
F8_Commercial_Interruptible - Miscellaneous_Existing_Water Heating_Natural Gas_Water Heater_A_Achievable Economic UCT Potential | F8 | Commercial | Interruptible - Miscellaneous | Existing | Water Heating | Natural Gas | Water Heater | A | Cumulative Summer Peak Savings (MW) | Achievable Economic UCT Potential | 0 | 0 | 0 | 0 | 0 | 0 | 0 | 0 | 0 | 0 | 0 | 0 | 0 | 0 | 0 | 0 | 0 | 0 | 0 | 0 | 0 | 0 | 0 | 0 | 0 | 0 | 0
F9_Commercial_Interruptible - Miscellaneous_Existing_Water Heating_Natural Gas_Water Heater_A_Achievable Economic UCT Potential | F9 | Commercial | Interruptible - Miscellaneous | Existing | Water Heating | Natural Gas | Water Heater | A | Cumulative Winter Peak Savings (MW) | Achievable Economic UCT Potential | 0 | 0 | 0 | 0 | 0 | 0 | 0 | 0 | 0 | 0 | 0 | 0 | 0 | 0 | 0 | 0 | 0 | 0 | 0 | 0 | 0 | 0 | 0 | 0 | 0 | 0 | 0
F10_Commercial_Interruptible - Miscellaneous_Existing_Water Heating_Natural Gas_Water Heater_A_Achievable Economic UCT Potential | F10 | Commercial | Interruptible - Miscellaneous | Existing | Water Heating | Natural Gas | Water Heater | A | Purchases (Incremental) | Achievable Economic UCT Potential | 0 | 0 | 3.2484 | 6.1817 | 8.8946 | 11.4563 | 13.9172 | 16.0417 | 17.6577 | 18.8969 | 21.3615 | 23.1259 | 21.0756 | 18.9029 | 16.6251 | 22.2987 | 17.8913 | 14.1633 | 10.9938 | 8.8696 | 5.912 | 3.868 | 2.492 | 1.589 | 3.1275 | 0 | 0
F11_Commercial_Interruptible - Miscellaneous_Existing_Water Heating_Natural Gas_Water Heater_A_Achievable Economic UCT Potential | F11 | Commercial | Interruptible - Miscellaneous | Existing | Water Heating | Natural Gas | Water Heater | A | Purchases (Cumulative) | Achievable Economic UCT Potential | 0 | 0 | 3.2484 | 9.4301 | 18.3248 | 29.7811 | 43.6983 | 59.74 | 77.3976 | 96.2946 | 117.6561 | 140.782 | 161.8577 | 180.7606 | 197.3856 | 219.6843 | 237.5756 | 251.739 | 262.7328 | 271.6024 | 277.5144 | 281.3824 | 283.8744 | 285.4634 | 288.5909 | 288.5909 | 288.5909
F1_Commercial_Interruptible - Miscellaneous_Existing_Food Preparation_Natural Gas_Oven_A_Achievable Economic UCT Potential | F1 | Commercial | Interruptible - Miscellaneous | Existing | Food Preparation | Natural Gas | Oven | A | Integrated Unit Energy Savings (kWh or therms) | Achievable Economic UCT Potential | 0 | 106.6752 | 106.6752 | 106.6752 | 106.6752 | 106.6752 | 106.6752 | 106.6752 | 106.6752 | 106.6752 | 106.6752 | 106.6752 | 106.6752 | 106.6752 | 106.6752 | 106.6752 | 106.6752 | 106.6752 | 106.6752 | 106.6752 | 106.6752 | 106.6752 | 106.6752 | 106.6752 | 106.6752 | 106.6752 | 106.6752
F2_Commercial_Interruptible - Miscellaneous_Existing_Food Preparation_Natural Gas_Oven_A_Achievable Economic UCT Potential | F2 | Commercial | Interruptible - Miscellaneous | Existing | Food Preparation | Natural Gas | Oven | A | Integrated Unit Summer Peak Savings (kW) | Achievable Economic UCT Potential | 0 | 0 | 0 | 0 | 0 | 0 | 0 | 0 | 0 | 0 | 0 | 0 | 0 | 0 | 0 | 0 | 0 | 0 | 0 | 0 | 0 | 0 | 0 | 0 | 0 | 0 | 0
F3_Commercial_Interruptible - Miscellaneous_Existing_Food Preparation_Natural Gas_Oven_A_Achievable Economic UCT Potential | F3 | Commercial | Interruptible - Miscellaneous | Existing | Food Preparation | Natural Gas | Oven | A | Integrated Unit Winter Peak Savings (kW) | Achievable Economic UCT Potential | 0 | 0 | 0 | 0 | 0 | 0 | 0 | 0 | 0 | 0 | 0 | 0 | 0 | 0 | 0 | 0 | 0 | 0 | 0 | 0 | 0 | 0 | 0 | 0 | 0 | 0 | 0
F4_Commercial_Interruptible - Miscellaneous_Existing_Food Preparation_Natural Gas_Oven_A_Achievable Economic UCT Potential | F4 | Commercial | Interruptible - Miscellaneous | Existing | Food Preparation | Natural Gas | Oven | A | Incremental Energy Savings (MWh or mTherms) | Achievable Economic UCT Potential | 0 | 0 | 1.1212e-05 | 5.2734e-05 | 0.00012356 | 0.0002129 | 0.00031478 | 0.00042487 | 0.00054008 | 0.00065822 | 0.00077776 | 0.00089769 | 0.00082067 | 0.00077201 | 0.00074872 | 0.0007379 | 0.00073274 | 0.00078862 | 0.0008377 | 0.00090125 | 0.00097544 | 0.001035 | 0.00099211 | 0.00086039 | 0.00087748 | 0.00084749 | 0.00078318
F5_Commercial_Interruptible - Miscellaneous_Existing_Food Preparation_Natural Gas_Oven_A_Achievable Economic UCT Potential | F5 | Commercial | Interruptible - Miscellaneous | Existing | Food Preparation | Natural Gas | Oven | A | Incremental Summer Peak Savings (MW) | Achievable Economic UCT Potential | 0 | 0 | 0 | 0 | 0 | 0 | 0 | 0 | 0 | 0 | 0 | 0 | 0 | 0 | 0 | 0 | 0 | 0 | 0 | 0 | 0 | 0 | 0 | 0 | 0 | 0 | 0
F6_Commercial_Interruptible - Miscellaneous_Existing_Food Preparation_Natural Gas_Oven_A_Achievable Economic UCT Potential | F6 | Commercial | Interruptible - Miscellaneous | Existing | Food Preparation | Natural Gas | Oven | A | Incremental Winter Peak Savings (MW) | Achievable Economic UCT Potential | 0 | 0 | 0 | 0 | 0 | 0 | 0 | 0 | 0 | 0 | 0 | 0 | 0 | 0 | 0 | 0 | 0 | 0 | 0 | 0 | 0 | 0 | 0 | 0 | 0 | 0 | 0
F7_Commercial_Interruptible - Miscellaneous_Existing_Food Preparation_Natural Gas_Oven_A_Achievable Economic UCT Potential | F7 | Commercial | Interruptible - Miscellaneous | Existing | Food Preparation | Natural Gas | Oven | A | Cumulative Energy Savings (MWh or mTherms) | Achievable Economic UCT Potential | 0 | 0 | 1.1212e-05 | 6.3946e-05 | 0.0001875 | 0.0004004 | 0.00071518 | 0.0011401 | 0.0016801 | 0.0023384 | 0.0031161 | 0.0040138 | 0.0048345 | 0.0056065 | 0.0063552 | 0.0070931 | 0.0078258 | 0.0086145 | 0.0094522 | 0.010353 | 0.011329 | 0.012364 | 0.013356 | 0.014216 | 0.015094 | 0.015941 | 0.016725
F8_Commercial_Interruptible - Miscellaneous_Existing_Food Preparation_Natural Gas_Oven_A_Achievable Economic UCT Potential | F8 | Commercial | Interruptible - Miscellaneous | Existing | Food Preparation | Natural Gas | Oven | A | Cumulative Summer Peak Savings (MW) | Achievable Economic UCT Potential | 0 | 0 | 0 | 0 | 0 | 0 | 0 | 0 | 0 | 0 | 0 | 0 | 0 | 0 | 0 | 0 | 0 | 0 | 0 | 0 | 0 | 0 | 0 | 0 | 0 | 0 | 0
F9_Commercial_Interruptible - Miscellaneous_Existing_Food Preparation_Natural Gas_Oven_A_Achievable Economic UCT Potential | F9 | Commercial | Interruptible - Miscellaneous | Existing | Food Preparation | Natural Gas | Oven | A | Cumulative Winter Peak Savings (MW) | Achievable Economic UCT Potential | 0 | 0 | 0 | 0 | 0 | 0 | 0 | 0 | 0 | 0 | 0 | 0 | 0 | 0 | 0 | 0 | 0 | 0 | 0 | 0 | 0 | 0 | 0 | 0 | 0 | 0 | 0
F10_Commercial_Interruptible - Miscellaneous_Existing_Food Preparation_Natural Gas_Oven_A_Achievable Economic UCT Potential | F10 | Commercial | Interruptible - Miscellaneous | Existing | Food Preparation | Natural Gas | Oven | A | Purchases (Incremental) | Achievable Economic UCT Potential | 0 | 0 | 0.00010511 | 0.00049434 | 0.0011582 | 0.0019957 | 0.0029508 | 0.0039829 | 0.0050629 | 0.0061703 | 0.0072909 | 0.0084152 | 0.0076931 | 0.007237 | 0.0070187 | 0.0069172 | 0.0068689 | 0.0073927 | 0.0078528 | 0.0084486 | 0.009144 | 0.0097028 | 0.0093003 | 0.0080655 | 0.0082257 | 0.0079446 | 0.0073417
F11_Commercial_Interruptible - Miscellaneous_Existing_Food Preparation_Natural Gas_Oven_A_Achievable Economic UCT Potential | F11 | Commercial | Interruptible - Miscellaneous | Existing | Food Preparation | Natural Gas | Oven | A | Purchases (Cumulative) | Achievable Economic UCT Potential | 0 | 0 | 0.00010511 | 0.00059945 | 0.0017577 | 0.0037534 | 0.0067043 | 0.010687 | 0.01575 | 0.02192 | 0.029211 | 0.037626 | 0.04532 | 0.052557 | 0.059575 | 0.066492 | 0.073361 | 0.080754 | 0.088607 | 0.097055 | 0.1062 | 0.1159 | 0.1252 | 0.13327 | 0.14149 | 0.14944 | 0.15678
F1_Commercial_Interruptible - Miscellaneous_Existing_Food Preparation_Natural Gas_Conveyor Oven_A_Achievable Economic UCT Potential | F1 | Commercial | Interruptible - Miscellaneous | Existing | Food Preparation | Natural Gas | Conveyor Oven | A | Integrated Unit Energy Savings (kWh or therms) | Achievable Economic UCT Potential | 0 | 0 | 0 | 0 | 0 | 692.0657 | 692.0657 | 692.0657 | 692.0657 | 692.0657 | 692.0657 | 692.0657 | 692.0657 | 692.0657 | 692.0657 | 692.0657 | 692.0657 | 692.0657 | 692.0657 | 692.0657 | 692.0657 | 692.0657 | 692.0657 | 692.0657 | 692.0657 | 692.0657 | 692.0657
F2_Commercial_Interruptible - Miscellaneous_Existing_Food Preparation_Natural Gas_Conveyor Oven_A_Achievable Economic UCT Potential | F2 | Commercial | Interruptible - Miscellaneous | Existing | Food Preparation | Natural Gas | Conveyor Oven | A | Integrated Unit Summer Peak Savings (kW) | Achievable Economic UCT Potential | 0 | 0 | 0 | 0 | 0 | 0 | 0 | 0 | 0 | 0 | 0 | 0 | 0 | 0 | 0 | 0 | 0 | 0 | 0 | 0 | 0 | 0 | 0 | 0 | 0 | 0 | 0
F3_Commercial_Interruptible - Miscellaneous_Existing_Food Preparation_Natural Gas_Conveyor Oven_A_Achievable Economic UCT Potential | F3 | Commercial | Interruptible - Miscellaneous | Existing | Food Preparation | Natural Gas | Conveyor Oven | A | Integrated Unit Winter Peak Savings (kW) | Achievable Economic UCT Potential | 0 | 0 | 0 | 0 | 0 | 0 | 0 | 0 | 0 | 0 | 0 | 0 | 0 | 0 | 0 | 0 | 0 | 0 | 0 | 0 | 0 | 0 | 0 | 0 | 0 | 0 | 0
F4_Commercial_Interruptible - Miscellaneous_Existing_Food Preparation_Natural Gas_Conveyor Oven_A_Achievable Economic UCT Potential | F4 | Commercial | Interruptible - Miscellaneous | Existing | Food Preparation | Natural Gas | Conveyor Oven | A | Incremental Energy Savings (MWh or mTherms) | Achievable Economic UCT Potential | 0 | 0 | 0 | 0 | 0 | 2.4822e-05 | 8.9432e-05 | 0.00020466 | 0.00037828 | 0.00061574 | 0.00086044 | 0.0011071 | 0.0013523 | 0.0015938 | 0.0018305 | 0.0020617 | 0.0022872 | 0.0019561 | 0.0016659 | 0.0014136 | 0.0011955 | 0.0010359 | 0.00088157 | 0.00078105 | 0.00071898 | 0.00068117 | 0.0006633
F5_Commercial_Interruptible - Miscellaneous_Existing_Food Preparation_Natural Gas_Conveyor Oven_A_Achievable Economic UCT Potential | F5 | Commercial | Interruptible - Miscellaneous | Existing | Food Preparation | Natural Gas | Conveyor Oven | A | Incremental Summer Peak Savings (MW) | Achievable Economic UCT Potential | 0 | 0 | 0 | 0 | 0 | 0 | 0 | 0 | 0 | 0 | 0 | 0 | 0 | 0 | 0 | 0 | 0 | 0 | 0 | 0 | 0 | 0 | 0 | 0 | 0 | 0 | 0
F6_Commercial_Interruptible - Miscellaneous_Existing_Food Preparation_Natural Gas_Conveyor Oven_A_Achievable Economic UCT Potential | F6 | Commercial | Interruptible - Miscellaneous | Existing | Food Preparation | Natural Gas | Conveyor Oven | A | Incremental Winter Peak Savings (MW) | Achievable Economic UCT Potential | 0 | 0 | 0 | 0 | 0 | 0 | 0 | 0 | 0 | 0 | 0 | 0 | 0 | 0 | 0 | 0 | 0 | 0 | 0 | 0 | 0 | 0 | 0 | 0 | 0 | 0 | 0
F7_Commercial_Interruptible - Miscellaneous_Existing_Food Preparation_Natural Gas_Conveyor Oven_A_Achievable Economic UCT Potential | F7 | Commercial | Interruptible - Miscellaneous | Existing | Food Preparation | Natural Gas | Conveyor Oven | A | Cumulative Energy Savings (MWh or mTherms) | Achievable Economic UCT Potential | 0 | 0 | 0 | 0 | 0 | 2.4822e-05 | 0.00011425 | 0.00031892 | 0.00069719 | 0.0013129 | 0.0021734 | 0.0032805 | 0.0046328 | 0.0062266 | 0.0080571 | 0.010119 | 0.012406 | 0.014362 | 0.016028 | 0.017442 | 0.018637 | 0.019673 | 0.020554 | 0.021336 | 0.022055 | 0.022736 | 0.023399
F8_Commercial_Interruptible - Miscellaneous_Existing_Food Preparation_Natural Gas_Conveyor Oven_A_Achievable Economic UCT Potential | F8 | Commercial | Interruptible - Miscellaneous | Existing | Food Preparation | Natural Gas | Conveyor Oven | A | Cumulative Summer Peak Savings (MW) | Achievable Economic UCT Potential | 0 | 0 | 0 | 0 | 0 | 0 | 0 | 0 | 0 | 0 | 0 | 0 | 0 | 0 | 0 | 0 | 0 | 0 | 0 | 0 | 0 | 0 | 0 | 0 | 0 | 0 | 0
F9_Commercial_Interruptible - Miscellaneous_Existing_Food Preparation_Natural Gas_Conveyor Oven_A_Achievable Economic UCT Potential | F9 | Commercial | Interruptible - Miscellaneous | Existing | Food Preparation | Natural Gas | Conveyor Oven | A | Cumulative Winter Peak Savings (MW) | Achievable Economic UCT Potential | 0 | 0 | 0 | 0 | 0 | 0 | 0 | 0 | 0 | 0 | 0 | 0 | 0 | 0 | 0 | 0 | 0 | 0 | 0 | 0 | 0 | 0 | 0 | 0 | 0 | 0 | 0
F10_Commercial_Interruptible - Miscellaneous_Existing_Food Preparation_Natural Gas_Conveyor Oven_A_Achievable Economic UCT Potential | F10 | Commercial | Interruptible - Miscellaneous | Existing | Food Preparation | Natural Gas | Conveyor Oven | A | Purchases (Incremental) | Achievable Economic UCT Potential | 0 | 0 | 0 | 0 | 0 | 3.5866e-05 | 0.00012922 | 0.00029573 | 0.00054659 | 0.00088971 | 0.0012433 | 0.0015997 | 0.001954 | 0.002303 | 0.0026449 | 0.002979 | 0.0033049 | 0.0028264 | 0.0024072 | 0.0020425 | 0.0017275 | 0.0014968 | 0.0012738 | 0.0011286 | 0.0010389 | 0.00098425 | 0.00095844
F11_Commercial_Interruptible - Miscellaneous_Existing_Food Preparation_Natural Gas_Conveyor Oven_A_Achievable Economic UCT Potential | F11 | Commercial | Interruptible - Miscellaneous | Existing | Food Preparation | Natural Gas | Conveyor Oven | A | Purchases (Cumulative) | Achievable Economic UCT Potential | 0 | 0 | 0 | 0 | 0 | 3.5866e-05 | 0.00016509 | 0.00046082 | 0.0010074 | 0.0018971 | 0.0031404 | 0.0047401 | 0.0066941 | 0.0089971 | 0.011642 | 0.014621 | 0.017926 | 0.020752 | 0.02316 | 0.025202 | 0.02693 | 0.028426 | 0.0297 | 0.030829 | 0.031868 | 0.032852 | 0.03381
F1_Commercial_Interruptible - Miscellaneous_Existing_Food Preparation_Natural Gas_Double Rack Oven_A_Achievable Economic UCT Potential | F1 | Commercial | Interruptible - Miscellaneous | Existing | Food Preparation | Natural Gas | Double Rack Oven | A | Integrated Unit Energy Savings (kWh or therms) | Achievable Economic UCT Potential | 0 | 1621.62 | 1621.62 | 1621.62 | 1621.62 | 1621.62 | 1621.62 | 1621.62 | 1621.62 | 1621.62 | 1621.62 | 1621.62 | 1621.62 | 1621.62 | 1621.62 | 1621.62 | 1621.62 | 1621.62 | 1621.62 | 1621.62 | 1621.62 | 1621.62 | 1621.62 | 1621.62 | 1621.62 | 1621.62 | 1621.62
F2_Commercial_Interruptible - Miscellaneous_Existing_Food Preparation_Natural Gas_Double Rack Oven_A_Achievable Economic UCT Potential | F2 | Commercial | Interruptible - Miscellaneous | Existing | Food Preparation | Natural Gas | Double Rack Oven | A | Integrated Unit Summer Peak Savings (kW) | Achievable Economic UCT Potential | 0 | 0 | 0 | 0 | 0 | 0 | 0 | 0 | 0 | 0 | 0 | 0 | 0 | 0 | 0 | 0 | 0 | 0 | 0 | 0 | 0 | 0 | 0 | 0 | 0 | 0 | 0
F3_Commercial_Interruptible - Miscellaneous_Existing_Food Preparation_Natural Gas_Double Rack Oven_A_Achievable Economic UCT Potential | F3 | Commercial | Interruptible - Miscellaneous | Existing | Food Preparation | Natural Gas | Double Rack Oven | A | Integrated Unit Winter Peak Savings (kW) | Achievable Economic UCT Potential | 0 | 0 | 0 | 0 | 0 | 0 | 0 | 0 | 0 | 0 | 0 | 0 | 0 | 0 | 0 | 0 | 0 | 0 | 0 | 0 | 0 | 0 | 0 | 0 | 0 | 0 | 0
F4_Commercial_Interruptible - Miscellaneous_Existing_Food Preparation_Natural Gas_Double Rack Oven_A_Achievable Economic UCT Potential | F4 | Commercial | Interruptible - Miscellaneous | Existing | Food Preparation | Natural Gas | Double Rack Oven | A | Incremental Energy Savings (MWh or mTherms) | Achievable Economic UCT Potential | 0 | 0 | 7.8118e-05 | 0.00029782 | 0.00058631 | 0.000932 | 0.001325 | 0.001757 | 0.0022209 | 0.0027107 | 0.0028402 | 0.0029911 | 0.0031723 | 0.0033896 | 0.003568 | 0.0036452 | 0.0036939 | 0.0037244 | 0.0037445 | 0.0042944 | 0.004369 | 0.0043584 | 0.0042952 | 0.0041729 | 0.0039969 | 0.0037723 | 0.0035039
F5_Commercial_Interruptible - Miscellaneous_Existing_Food Preparation_Natural Gas_Double Rack Oven_A_Achievable Economic UCT Potential | F5 | Commercial | Interruptible - Miscellaneous | Existing | Food Preparation | Natural Gas | Double Rack Oven | A | Incremental Summer Peak Savings (MW) | Achievable Economic UCT Potential | 0 | 0 | 0 | 0 | 0 | 0 | 0 | 0 | 0 | 0 | 0 | 0 | 0 | 0 | 0 | 0 | 0 | 0 | 0 | 0 | 0 | 0 | 0 | 0 | 0 | 0 | 0
F6_Commercial_Interruptible - Miscellaneous_Existing_Food Preparation_Natural Gas_Double Rack Oven_A_Achievable Economic UCT Potential | F6 | Commercial | Interruptible - Miscellaneous | Existing | Food Preparation | Natural Gas | Double Rack Oven | A | Incremental Winter Peak Savings (MW) | Achievable Economic UCT Potential | 0 | 0 | 0 | 0 | 0 | 0 | 0 | 0 | 0 | 0 | 0 | 0 | 0 | 0 | 0 | 0 | 0 | 0 | 0 | 0 | 0 | 0 | 0 | 0 | 0 | 0 | 0
F7_Commercial_Interruptible - Miscellaneous_Existing_Food Preparation_Natural Gas_Double Rack Oven_A_Achievable Economic UCT Potential | F7 | Commercial | Interruptible - Miscellaneous | Existing | Food Preparation | Natural Gas | Double Rack Oven | A | Cumulative Energy Savings (MWh or mTherms) | Achievable Economic UCT Potential | 0 | 0 | 7.8118e-05 | 0.00037594 | 0.00096224 | 0.0018942 | 0.0032193 | 0.0049763 | 0.0071972 | 0.0099079 | 0.012748 | 0.015739 | 0.018911 | 0.022301 | 0.025869 | 0.029514 | 0.033208 | 0.036933 | 0.040677 | 0.044972 | 0.049341 | 0.053699 | 0.057994 | 0.062167 | 0.066164 | 0.069936 | 0.07344
F8_Commercial_Interruptible - Miscellaneous_Existing_Food Preparation_Natural Gas_Double Rack Oven_A_Achievable Economic UCT Potential | F8 | Commercial | Interruptible - Miscellaneous | Existing | Food Preparation | Natural Gas | Double Rack Oven | A | Cumulative Summer Peak Savings (MW) | Achievable Economic UCT Potential | 0 | 0 | 0 | 0 | 0 | 0 | 0 | 0 | 0 | 0 | 0 | 0 | 0 | 0 | 0 | 0 | 0 | 0 | 0 | 0 | 0 | 0 | 0 | 0 | 0 | 0 | 0
F9_Commercial_Interruptible - Miscellaneous_Existing_Food Preparation_Natural Gas_Double Rack Oven_A_Achievable Economic UCT Potential | F9 | Commercial | Interruptible - Miscellaneous | Existing | Food Preparation | Natural Gas | Double Rack Oven | A | Cumulative Winter Peak Savings (MW) | Achievable Economic UCT Potential | 0 | 0 | 0 | 0 | 0 | 0 | 0 | 0 | 0 | 0 | 0 | 0 | 0 | 0 | 0 | 0 | 0 | 0 | 0 | 0 | 0 | 0 | 0 | 0 | 0 | 0 | 0
F10_Commercial_Interruptible - Miscellaneous_Existing_Food Preparation_Natural Gas_Double Rack Oven_A_Achievable Economic UCT Potential | F10 | Commercial | Interruptible - Miscellaneous | Existing | Food Preparation | Natural Gas | Double Rack Oven | A | Purchases (Incremental) | Achievable Economic UCT Potential | 0 | 0 | 4.8173e-05 | 0.00018365 | 0.00036156 | 0.00057473 | 0.00081711 | 0.0010835 | 0.0013696 | 0.0016716 | 0.0017514 | 0.0018445 | 0.0019563 | 0.0020903 | 0.0022003 | 0.0022479 | 0.0022779 | 0.0022967 | 0.0023091 | 0.0026482 | 0.0026942 | 0.0026877 | 0.0026487 | 0.0025733 | 0.0024648 | 0.0023262 | 0.0021608
F11_Commercial_Interruptible - Miscellaneous_Existing_Food Preparation_Natural Gas_Double Rack Oven_A_Achievable Economic UCT Potential | F11 | Commercial | Interruptible - Miscellaneous | Existing | Food Preparation | Natural Gas | Double Rack Oven | A | Purchases (Cumulative) | Achievable Economic UCT Potential | 0 | 0 | 4.8173e-05 | 0.00023183 | 0.00059338 | 0.0011681 | 0.0019852 | 0.0030687 | 0.0044383 | 0.0061099 | 0.0078613 | 0.0097058 | 0.011662 | 0.013752 | 0.015953 | 0.018201 | 0.020478 | 0.022775 | 0.025084 | 0.027732 | 0.030427 | 0.033114 | 0.035763 | 0.038336 | 0.040801 | 0.043127 | 0.045288
F1_Commercial_Interruptible - Miscellaneous_Existing_Food Preparation_Natural Gas_Fryer_A_Achievable Economic UCT Potential | F1 | Commercial | Interruptible - Miscellaneous | Existing | Food Preparation | Natural Gas | Fryer | A | Integrated Unit Energy Savings (kWh or therms) | Achievable Economic UCT Potential | 0 | 395.2691 | 395.2691 | 395.2691 | 395.2691 | 395.2691 | 395.2691 | 395.2691 | 395.2691 | 395.2691 | 395.2691 | 395.2691 | 395.2691 | 395.2691 | 395.2691 | 395.2691 | 395.2691 | 395.2691 | 395.2691 | 395.2691 | 395.2691 | 395.2691 | 395.2691 | 395.2691 | 395.2691 | 395.2691 | 395.2691
F2_Commercial_Interruptible - Miscellaneous_Existing_Food Preparation_Natural Gas_Fryer_A_Achievable Economic UCT Potential | F2 | Commercial | Interruptible - Miscellaneous | Existing | Food Preparation | Natural Gas | Fryer | A | Integrated Unit Summer Peak Savings (kW) | Achievable Economic UCT Potential | 0 | 0 | 0 | 0 | 0 | 0 | 0 | 0 | 0 | 0 | 0 | 0 | 0 | 0 | 0 | 0 | 0 | 0 | 0 | 0 | 0 | 0 | 0 | 0 | 0 | 0 | 0
F3_Commercial_Interruptible - Miscellaneous_Existing_Food Preparation_Natural Gas_Fryer_A_Achievable Economic UCT Potential | F3 | Commercial | Interruptible - Miscellaneous | Existing | Food Preparation | Natural Gas | Fryer | A | Integrated Unit Winter Peak Savings (kW) | Achievable Economic UCT Potential | 0 | 0 | 0 | 0 | 0 | 0 | 0 | 0 | 0 | 0 | 0 | 0 | 0 | 0 | 0 | 0 | 0 | 0 | 0 | 0 | 0 | 0 | 0 | 0 | 0 | 0 | 0
F4_Commercial_Interruptible - Miscellaneous_Existing_Food Preparation_Natural Gas_Fryer_A_Achievable Economic UCT Potential | F4 | Commercial | Interruptible - Miscellaneous | Existing | Food Preparation | Natural Gas | Fryer | A | Incremental Energy Savings (MWh or mTherms) | Achievable Economic UCT Potential | 0 | 0 | 5.716e-05 | 0.00011908 | 0.00018833 | 0.0002634 | 0.00034495 | 0.00043758 | 0.00053663 | 0.00070472 | 0.00085539 | 0.00091881 | 0.00094062 | 0.00091869 | 0.0012326 | 0.0010478 | 0.00085629 | 0.00069966 | 0.00049844 | 0.00032816 | 0.00019466 | 0.00010058 | 0.00014682 | 0 | 0 | 0 | 3.1612e-05
F5_Commercial_Interruptible - Miscellaneous_Existing_Food Preparation_Natural Gas_Fryer_A_Achievable Economic UCT Potential | F5 | Commercial | Interruptible - Miscellaneous | Existing | Food Preparation | Natural Gas | Fryer | A | Incremental Summer Peak Savings (MW) | Achievable Economic UCT Potential | 0 | 0 | 0 | 0 | 0 | 0 | 0 | 0 | 0 | 0 | 0 | 0 | 0 | 0 | 0 | 0 | 0 | 0 | 0 | 0 | 0 | 0 | 0 | 0 | 0 | 0 | 0
F6_Commercial_Interruptible - Miscellaneous_Existing_Food Preparation_Natural Gas_Fryer_A_Achievable Economic UCT Potential | F6 | Commercial | Interruptible - Miscellaneous | Existing | Food Preparation | Natural Gas | Fryer | A | Incremental Winter Peak Savings (MW) | Achievable Economic UCT Potential | 0 | 0 | 0 | 0 | 0 | 0 | 0 | 0 | 0 | 0 | 0 | 0 | 0 | 0 | 0 | 0 | 0 | 0 | 0 | 0 | 0 | 0 | 0 | 0 | 0 | 0 | 0
F7_Commercial_Interruptible - Miscellaneous_Existing_Food Preparation_Natural Gas_Fryer_A_Achievable Economic UCT Potential | F7 | Commercial | Interruptible - Miscellaneous | Existing | Food Preparation | Natural Gas | Fryer | A | Cumulative Energy Savings (MWh or mTherms) | Achievable Economic UCT Potential | 0 | 0 | 5.716e-05 | 0.00017624 | 0.00036458 | 0.00062798 | 0.00097293 | 0.0014105 | 0.0019471 | 0.0026519 | 0.0035072 | 0.0044261 | 0.0053667 | 0.0062854 | 0.007518 | 0.0085658 | 0.0094221 | 0.010122 | 0.01062 | 0.010948 | 0.011143 | 0.011244 | 0.01139 | 0.01139 | 0.01139 | 0.01139 | 0.011422
F8_Commercial_Interruptible - Miscellaneous_Existing_Food Preparation_Natural Gas_Fryer_A_Achievable Economic UCT Potential | F8 | Commercial | Interruptible - Miscellaneous | Existing | Food Preparation | Natural Gas | Fryer | A | Cumulative Summer Peak Savings (MW) | Achievable Economic UCT Potential | 0 | 0 | 0 | 0 | 0 | 0 | 0 | 0 | 0 | 0 | 0 | 0 | 0 | 0 | 0 | 0 | 0 | 0 | 0 | 0 | 0 | 0 | 0 | 0 | 0 | 0 | 0
F9_Commercial_Interruptible - Miscellaneous_Existing_Food Preparation_Natural Gas_Fryer_A_Achievable Economic UCT Potential | F9 | Commercial | Interruptible - Miscellaneous | Existing | Food Preparation | Natural Gas | Fryer | A | Cumulative Winter Peak Savings (MW) | Achievable Economic UCT Potential | 0 | 0 | 0 | 0 | 0 | 0 | 0 | 0 | 0 | 0 | 0 | 0 | 0 | 0 | 0 | 0 | 0 | 0 | 0 | 0 | 0 | 0 | 0 | 0 | 0 | 0 | 0
F10_Commercial_Interruptible - Miscellaneous_Existing_Food Preparation_Natural Gas_Fryer_A_Achievable Economic UCT Potential | F10 | Commercial | Interruptible - Miscellaneous | Existing | Food Preparation | Natural Gas | Fryer | A | Purchases (Incremental) | Achievable Economic UCT Potential | 0 | 0 | 0.00014461 | 0.00030127 | 0.00047647 | 0.00066638 | 0.0008727 | 0.001107 | 0.0013576 | 0.0017829 | 0.0021641 | 0.0023245 | 0.0023797 | 0.0023242 | 0.0031184 | 0.002651 | 0.0021664 | 0.0017701 | 0.001261 | 0.00083022 | 0.00049246 | 0.00025446 | 0.00037145 | 0 | 0 | 0 | 7.9977e-05
F11_Commercial_Interruptible - Miscellaneous_Existing_Food Preparation_Natural Gas_Fryer_A_Achievable Economic UCT Potential | F11 | Commercial | Interruptible - Miscellaneous | Existing | Food Preparation | Natural Gas | Fryer | A | Purchases (Cumulative) | Achievable Economic UCT Potential | 0 | 0 | 0.00014461 | 0.00044588 | 0.00092235 | 0.0015887 | 0.0024614 | 0.0035685 | 0.0049261 | 0.006709 | 0.008873 | 0.011198 | 0.013577 | 0.015901 | 0.01902 | 0.021671 | 0.023837 | 0.025607 | 0.026868 | 0.027698 | 0.028191 | 0.028445 | 0.028817 | 0.028817 | 0.028817 | 0.028817 | 0.028897
F1_Commercial_Interruptible - Miscellaneous_Existing_Food Preparation_Natural Gas_Broiler_A_Achievable Economic UCT Potential | F1 | Commercial | Interruptible - Miscellaneous | Existing | Food Preparation | Natural Gas | Broiler | A | Integrated Unit Energy Savings (kWh or therms) | Achievable Economic UCT Potential | 0 | 240.24 | 240.24 | 240.24 | 240.24 | 240.24 | 240.24 | 240.24 | 240.24 | 240.24 | 240.24 | 240.24 | 240.24 | 240.24 | 240.24 | 240.24 | 240.24 | 240.24 | 240.24 | 240.24 | 240.24 | 240.24 | 240.24 | 240.24 | 240.24 | 240.24 | 240.24
F2_Commercial_Interruptible - Miscellaneous_Existing_Food Preparation_Natural Gas_Broiler_A_Achievable Economic UCT Potential | F2 | Commercial | Interruptible - Miscellaneous | Existing | Food Preparation | Natural Gas | Broiler | A | Integrated Unit Summer Peak Savings (kW) | Achievable Economic UCT Potential | 0 | 0 | 0 | 0 | 0 | 0 | 0 | 0 | 0 | 0 | 0 | 0 | 0 | 0 | 0 | 0 | 0 | 0 | 0 | 0 | 0 | 0 | 0 | 0 | 0 | 0 | 0
F3_Commercial_Interruptible - Miscellaneous_Existing_Food Preparation_Natural Gas_Broiler_A_Achievable Economic UCT Potential | F3 | Commercial | Interruptible - Miscellaneous | Existing | Food Preparation | Natural Gas | Broiler | A | Integrated Unit Winter Peak Savings (kW) | Achievable Economic UCT Potential | 0 | 0 | 0 | 0 | 0 | 0 | 0 | 0 | 0 | 0 | 0 | 0 | 0 | 0 | 0 | 0 | 0 | 0 | 0 | 0 | 0 | 0 | 0 | 0 | 0 | 0 | 0
F4_Commercial_Interruptible - Miscellaneous_Existing_Food Preparation_Natural Gas_Broiler_A_Achievable Economic UCT Potential | F4 | Commercial | Interruptible - Miscellaneous | Existing | Food Preparation | Natural Gas | Broiler | A | Incremental Energy Savings (MWh or mTherms) | Achievable Economic UCT Potential | 0 | 0 | 0.00019517 | 0.00066037 | 0.0012004 | 0.0018027 | 0.0024565 | 0.0031527 | 0.0038836 | 0.0046427 | 0.0050097 | 0.0054001 | 0.0058235 | 0.006286 | 0.0065961 | 0.0066801 | 0.0067331 | 0.0067663 | 0.0067881 | 0.0086043 | 0.008612 | 0.0085283 | 0.0081143 | 0.0076493 | 0.0071374 | 0.0065832 | 0.0059907
F5_Commercial_Interruptible - Miscellaneous_Existing_Food Preparation_Natural Gas_Broiler_A_Achievable Economic UCT Potential | F5 | Commercial | Interruptible - Miscellaneous | Existing | Food Preparation | Natural Gas | Broiler | A | Incremental Summer Peak Savings (MW) | Achievable Economic UCT Potential | 0 | 0 | 0 | 0 | 0 | 0 | 0 | 0 | 0 | 0 | 0 | 0 | 0 | 0 | 0 | 0 | 0 | 0 | 0 | 0 | 0 | 0 | 0 | 0 | 0 | 0 | 0
F6_Commercial_Interruptible - Miscellaneous_Existing_Food Preparation_Natural Gas_Broiler_A_Achievable Economic UCT Potential | F6 | Commercial | Interruptible - Miscellaneous | Existing | Food Preparation | Natural Gas | Broiler | A | Incremental Winter Peak Savings (MW) | Achievable Economic UCT Potential | 0 | 0 | 0 | 0 | 0 | 0 | 0 | 0 | 0 | 0 | 0 | 0 | 0 | 0 | 0 | 0 | 0 | 0 | 0 | 0 | 0 | 0 | 0 | 0 | 0 | 0 | 0
F7_Commercial_Interruptible - Miscellaneous_Existing_Food Preparation_Natural Gas_Broiler_A_Achievable Economic UCT Potential | F7 | Commercial | Interruptible - Miscellaneous | Existing | Food Preparation | Natural Gas | Broiler | A | Cumulative Energy Savings (MWh or mTherms) | Achievable Economic UCT Potential | 0 | 0 | 0.00019517 | 0.00085554 | 0.002056 | 0.0038587 | 0.0063152 | 0.0094679 | 0.013352 | 0.017994 | 0.023004 | 0.028404 | 0.034228 | 0.040514 | 0.04711 | 0.05379 | 0.060523 | 0.067289 | 0.074077 | 0.082682 | 0.091294 | 0.099822 | 0.10794 | 0.11559 | 0.12272 | 0.12931 | 0.1353
F8_Commercial_Interruptible - Miscellaneous_Existing_Food Preparation_Natural Gas_Broiler_A_Achievable Economic UCT Potential | F8 | Commercial | Interruptible - Miscellaneous | Existing | Food Preparation | Natural Gas | Broiler | A | Cumulative Summer Peak Savings (MW) | Achievable Economic UCT Potential | 0 | 0 | 0 | 0 | 0 | 0 | 0 | 0 | 0 | 0 | 0 | 0 | 0 | 0 | 0 | 0 | 0 | 0 | 0 | 0 | 0 | 0 | 0 | 0 | 0 | 0 | 0
F9_Commercial_Interruptible - Miscellaneous_Existing_Food Preparation_Natural Gas_Broiler_A_Achievable Economic UCT Potential | F9 | Commercial | Interruptible - Miscellaneous | Existing | Food Preparation | Natural Gas | Broiler | A | Cumulative Winter Peak Savings (MW) | Achievable Economic UCT Potential | 0 | 0 | 0 | 0 | 0 | 0 | 0 | 0 | 0 | 0 | 0 | 0 | 0 | 0 | 0 | 0 | 0 | 0 | 0 | 0 | 0 | 0 | 0 | 0 | 0 | 0 | 0
F10_Commercial_Interruptible - Miscellaneous_Existing_Food Preparation_Natural Gas_Broiler_A_Achievable Economic UCT Potential | F10 | Commercial | Interruptible - Miscellaneous | Existing | Food Preparation | Natural Gas | Broiler | A | Purchases (Incremental) | Achievable Economic UCT Potential | 0 | 0 | 0.0008124 | 0.0027488 | 0.0049967 | 0.0075038 | 0.010225 | 0.013123 | 0.016166 | 0.019325 | 0.020853 | 0.022478 | 0.02424 | 0.026166 | 0.027456 | 0.027806 | 0.028027 | 0.028165 | 0.028256 | 0.035815 | 0.035848 | 0.035499 | 0.033776 | 0.03184 | 0.02971 | 0.027403 | 0.024936
F11_Commercial_Interruptible - Miscellaneous_Existing_Food Preparation_Natural Gas_Broiler_A_Achievable Economic UCT Potential | F11 | Commercial | Interruptible - Miscellaneous | Existing | Food Preparation | Natural Gas | Broiler | A | Purchases (Cumulative) | Achievable Economic UCT Potential | 0 | 0 | 0.0008124 | 0.0035612 | 0.0085579 | 0.016062 | 0.026287 | 0.03941 | 0.055576 | 0.074901 | 0.095754 | 0.11823 | 0.14247 | 0.16864 | 0.19609 | 0.2239 | 0.25193 | 0.28009 | 0.30835 | 0.34416 | 0.38001 | 0.41551 | 0.44929 | 0.48113 | 0.51084 | 0.53824 | 0.56317
F1_Commercial_Interruptible - Miscellaneous_Existing_Food Preparation_Natural Gas_Griddle_A_Achievable Economic UCT Potential | F1 | Commercial | Interruptible - Miscellaneous | Existing | Food Preparation | Natural Gas | Griddle | A | Integrated Unit Energy Savings (kWh or therms) | Achievable Economic UCT Potential | 0 | 167.9465 | 167.9465 | 167.9465 | 167.9465 | 167.9465 | 167.9465 | 167.9465 | 167.9465 | 167.9465 | 167.9465 | 167.9465 | 167.9465 | 167.9465 | 167.9465 | 167.9465 | 167.9465 | 167.9465 | 167.9465 | 167.9465 | 167.9465 | 167.9465 | 167.9465 | 167.9465 | 167.9465 | 167.9465 | 167.9465
F2_Commercial_Interruptible - Miscellaneous_Existing_Food Preparation_Natural Gas_Griddle_A_Achievable Economic UCT Potential | F2 | Commercial | Interruptible - Miscellaneous | Existing | Food Preparation | Natural Gas | Griddle | A | Integrated Unit Summer Peak Savings (kW) | Achievable Economic UCT Potential | 0 | 0 | 0 | 0 | 0 | 0 | 0 | 0 | 0 | 0 | 0 | 0 | 0 | 0 | 0 | 0 | 0 | 0 | 0 | 0 | 0 | 0 | 0 | 0 | 0 | 0 | 0
F3_Commercial_Interruptible - Miscellaneous_Existing_Food Preparation_Natural Gas_Griddle_A_Achievable Economic UCT Potential | F3 | Commercial | Interruptible - Miscellaneous | Existing | Food Preparation | Natural Gas | Griddle | A | Integrated Unit Winter Peak Savings (kW) | Achievable Economic UCT Potential | 0 | 0 | 0 | 0 | 0 | 0 | 0 | 0 | 0 | 0 | 0 | 0 | 0 | 0 | 0 | 0 | 0 | 0 | 0 | 0 | 0 | 0 | 0 | 0 | 0 | 0 | 0
F4_Commercial_Interruptible - Miscellaneous_Existing_Food Preparation_Natural Gas_Griddle_A_Achievable Economic UCT Potential | F4 | Commercial | Interruptible - Miscellaneous | Existing | Food Preparation | Natural Gas | Griddle | A | Incremental Energy Savings (MWh or mTherms) | Achievable Economic UCT Potential | 0 | 0 | 4.8417e-05 | 0.00016382 | 0.00029779 | 0.0004472 | 0.0006094 | 0.00078211 | 0.00096343 | 0.0011517 | 0.0012428 | 0.0013396 | 0.0014446 | 0.0015594 | 0.0016363 | 0.0016572 | 0.0016703 | 0.0016785 | 0.0016839 | 0.0021345 | 0.0021364 | 0.0021156 | 0.0020129 | 0.0018976 | 0.0017706 | 0.0016331 | 0.0014861
F5_Commercial_Interruptible - Miscellaneous_Existing_Food Preparation_Natural Gas_Griddle_A_Achievable Economic UCT Potential | F5 | Commercial | Interruptible - Miscellaneous | Existing | Food Preparation | Natural Gas | Griddle | A | Incremental Summer Peak Savings (MW) | Achievable Economic UCT Potential | 0 | 0 | 0 | 0 | 0 | 0 | 0 | 0 | 0 | 0 | 0 | 0 | 0 | 0 | 0 | 0 | 0 | 0 | 0 | 0 | 0 | 0 | 0 | 0 | 0 | 0 | 0
F6_Commercial_Interruptible - Miscellaneous_Existing_Food Preparation_Natural Gas_Griddle_A_Achievable Economic UCT Potential | F6 | Commercial | Interruptible - Miscellaneous | Existing | Food Preparation | Natural Gas | Griddle | A | Incremental Winter Peak Savings (MW) | Achievable Economic UCT Potential | 0 | 0 | 0 | 0 | 0 | 0 | 0 | 0 | 0 | 0 | 0 | 0 | 0 | 0 | 0 | 0 | 0 | 0 | 0 | 0 | 0 | 0 | 0 | 0 | 0 | 0 | 0
F7_Commercial_Interruptible - Miscellaneous_Existing_Food Preparation_Natural Gas_Griddle_A_Achievable Economic UCT Potential | F7 | Commercial | Interruptible - Miscellaneous | Existing | Food Preparation | Natural Gas | Griddle | A | Cumulative Energy Savings (MWh or mTherms) | Achievable Economic UCT Potential | 0 | 0 | 4.8417e-05 | 0.00021224 | 0.00051003 | 0.00095723 | 0.0015666 | 0.0023487 | 0.0033122 | 0.0044639 | 0.0057067 | 0.0070463 | 0.0084909 | 0.01005 | 0.011687 | 0.013344 | 0.015014 | 0.016693 | 0.018377 | 0.020511 | 0.022647 | 0.024763 | 0.026776 | 0.028674 | 0.030444 | 0.032077 | 0.033563
F8_Commercial_Interruptible - Miscellaneous_Existing_Food Preparation_Natural Gas_Griddle_A_Achievable Economic UCT Potential | F8 | Commercial | Interruptible - Miscellaneous | Existing | Food Preparation | Natural Gas | Griddle | A | Cumulative Summer Peak Savings (MW) | Achievable Economic UCT Potential | 0 | 0 | 0 | 0 | 0 | 0 | 0 | 0 | 0 | 0 | 0 | 0 | 0 | 0 | 0 | 0 | 0 | 0 | 0 | 0 | 0 | 0 | 0 | 0 | 0 | 0 | 0
F9_Commercial_Interruptible - Miscellaneous_Existing_Food Preparation_Natural Gas_Griddle_A_Achievable Economic UCT Potential | F9 | Commercial | Interruptible - Miscellaneous | Existing | Food Preparation | Natural Gas | Griddle | A | Cumulative Winter Peak Savings (MW) | Achievable Economic UCT Potential | 0 | 0 | 0 | 0 | 0 | 0 | 0 | 0 | 0 | 0 | 0 | 0 | 0 | 0 | 0 | 0 | 0 | 0 | 0 | 0 | 0 | 0 | 0 | 0 | 0 | 0 | 0
F10_Commercial_Interruptible - Miscellaneous_Existing_Food Preparation_Natural Gas_Griddle_A_Achievable Economic UCT Potential | F10 | Commercial | Interruptible - Miscellaneous | Existing | Food Preparation | Natural Gas | Griddle | A | Purchases (Incremental) | Achievable Economic UCT Potential | 0 | 0 | 0.00028829 | 0.00097543 | 0.0017731 | 0.0026628 | 0.0036285 | 0.0046569 | 0.0057365 | 0.0068577 | 0.0073999 | 0.0079764 | 0.0086018 | 0.009285 | 0.009743 | 0.0098672 | 0.0099454 | 0.0099944 | 0.010027 | 0.012709 | 0.012721 | 0.012597 | 0.011986 | 0.011299 | 0.010543 | 0.009724 | 0.0088488
F11_Commercial_Interruptible - Miscellaneous_Existing_Food Preparation_Natural Gas_Griddle_A_Achievable Economic UCT Potential | F11 | Commercial | Interruptible - Miscellaneous | Existing | Food Preparation | Natural Gas | Griddle | A | Purchases (Cumulative) | Achievable Economic UCT Potential | 0 | 0 | 0.00028829 | 0.0012637 | 0.0030368 | 0.0056996 | 0.0093281 | 0.013985 | 0.019722 | 0.026579 | 0.033979 | 0.041956 | 0.050557 | 0.059842 | 0.069585 | 0.079453 | 0.089398 | 0.099392 | 0.10942 | 0.12213 | 0.13485 | 0.14745 | 0.15943 | 0.17073 | 0.18127 | 0.191 | 0.19985
F1_Commercial_Interruptible - Miscellaneous_Existing_Food Preparation_Natural Gas_Range_A_Achievable Economic UCT Potential | F1 | Commercial | Interruptible - Miscellaneous | Existing | Food Preparation | Natural Gas | Range | A | Integrated Unit Energy Savings (kWh or therms) | Achievable Economic UCT Potential | 0 | 171.4286 | 171.4286 | 171.4286 | 171.4286 | 171.4286 | 171.4286 | 171.4286 | 171.4286 | 171.4286 | 171.4286 | 171.4286 | 171.4286 | 171.4286 | 171.4286 | 171.4286 | 171.4286 | 171.4286 | 171.4286 | 171.4286 | 171.4286 | 171.4286 | 171.4286 | 171.4286 | 171.4286 | 171.4286 | 171.4286
F2_Commercial_Interruptible - Miscellaneous_Existing_Food Preparation_Natural Gas_Range_A_Achievable Economic UCT Potential | F2 | Commercial | Interruptible - Miscellaneous | Existing | Food Preparation | Natural Gas | Range | A | Integrated Unit Summer Peak Savings (kW) | Achievable Economic UCT Potential | 0 | 0 | 0 | 0 | 0 | 0 | 0 | 0 | 0 | 0 | 0 | 0 | 0 | 0 | 0 | 0 | 0 | 0 | 0 | 0 | 0 | 0 | 0 | 0 | 0 | 0 | 0
F3_Commercial_Interruptible - Miscellaneous_Existing_Food Preparation_Natural Gas_Range_A_Achievable Economic UCT Potential | F3 | Commercial | Interruptible - Miscellaneous | Existing | Food Preparation | Natural Gas | Range | A | Integrated Unit Winter Peak Savings (kW) | Achievable Economic UCT Potential | 0 | 0 | 0 | 0 | 0 | 0 | 0 | 0 | 0 | 0 | 0 | 0 | 0 | 0 | 0 | 0 | 0 | 0 | 0 | 0 | 0 | 0 | 0 | 0 | 0 | 0 | 0
F4_Commercial_Interruptible - Miscellaneous_Existing_Food Preparation_Natural Gas_Range_A_Achievable Economic UCT Potential | F4 | Commercial | Interruptible - Miscellaneous | Existing | Food Preparation | Natural Gas | Range | A | Incremental Energy Savings (MWh or mTherms) | Achievable Economic UCT Potential | 0 | 0 | 8.1712e-05 | 0.00029548 | 0.00055578 | 0.00084835 | 0.0011628 | 0.0014915 | 0.0018291 | 0.0021719 | 0.0021886 | 0.0022754 | 0.0023472 | 0.0023463 | 0.0023492 | 0.0028169 | 0.0029214 | 0.0030004 | 0.00306 | 0.0029694 | 0.0031233 | 0.0031714 | 0.0028767 | 0.0025508 | 0.0021437 | 0.0013804 | 0.0010407
F5_Commercial_Interruptible - Miscellaneous_Existing_Food Preparation_Natural Gas_Range_A_Achievable Economic UCT Potential | F5 | Commercial | Interruptible - Miscellaneous | Existing | Food Preparation | Natural Gas | Range | A | Incremental Summer Peak Savings (MW) | Achievable Economic UCT Potential | 0 | 0 | 0 | 0 | 0 | 0 | 0 | 0 | 0 | 0 | 0 | 0 | 0 | 0 | 0 | 0 | 0 | 0 | 0 | 0 | 0 | 0 | 0 | 0 | 0 | 0 | 0
F6_Commercial_Interruptible - Miscellaneous_Existing_Food Preparation_Natural Gas_Range_A_Achievable Economic UCT Potential | F6 | Commercial | Interruptible - Miscellaneous | Existing | Food Preparation | Natural Gas | Range | A | Incremental Winter Peak Savings (MW) | Achievable Economic UCT Potential | 0 | 0 | 0 | 0 | 0 | 0 | 0 | 0 | 0 | 0 | 0 | 0 | 0 | 0 | 0 | 0 | 0 | 0 | 0 | 0 | 0 | 0 | 0 | 0 | 0 | 0 | 0
F7_Commercial_Interruptible - Miscellaneous_Existing_Food Preparation_Natural Gas_Range_A_Achievable Economic UCT Potential | F7 | Commercial | Interruptible - Miscellaneous | Existing | Food Preparation | Natural Gas | Range | A | Cumulative Energy Savings (MWh or mTherms) | Achievable Economic UCT Potential | 0 | 0 | 8.1712e-05 | 0.0003772 | 0.00093298 | 0.0017813 | 0.0029441 | 0.0044356 | 0.0062647 | 0.0084366 | 0.010625 | 0.012901 | 0.015248 | 0.017594 | 0.019943 | 0.02276 | 0.025681 | 0.028682 | 0.031742 | 0.034711 | 0.037835 | 0.041006 | 0.043883 | 0.046434 | 0.048577 | 0.049958 | 0.050998
F8_Commercial_Interruptible - Miscellaneous_Existing_Food Preparation_Natural Gas_Range_A_Achievable Economic UCT Potential | F8 | Commercial | Interruptible - Miscellaneous | Existing | Food Preparation | Natural Gas | Range | A | Cumulative Summer Peak Savings (MW) | Achievable Economic UCT Potential | 0 | 0 | 0 | 0 | 0 | 0 | 0 | 0 | 0 | 0 | 0 | 0 | 0 | 0 | 0 | 0 | 0 | 0 | 0 | 0 | 0 | 0 | 0 | 0 | 0 | 0 | 0
F9_Commercial_Interruptible - Miscellaneous_Existing_Food Preparation_Natural Gas_Range_A_Achievable Economic UCT Potential | F9 | Commercial | Interruptible - Miscellaneous | Existing | Food Preparation | Natural Gas | Range | A | Cumulative Winter Peak Savings (MW) | Achievable Economic UCT Potential | 0 | 0 | 0 | 0 | 0 | 0 | 0 | 0 | 0 | 0 | 0 | 0 | 0 | 0 | 0 | 0 | 0 | 0 | 0 | 0 | 0 | 0 | 0 | 0 | 0 | 0 | 0
F10_Commercial_Interruptible - Miscellaneous_Existing_Food Preparation_Natural Gas_Range_A_Achievable Economic UCT Potential | F10 | Commercial | Interruptible - Miscellaneous | Existing | Food Preparation | Natural Gas | Range | A | Purchases (Incremental) | Achievable Economic UCT Potential | 0 | 0 | 0.00047665 | 0.0017237 | 0.0032421 | 0.0049487 | 0.0067828 | 0.0087004 | 0.01067 | 0.012669 | 0.012767 | 0.013273 | 0.013692 | 0.013687 | 0.013704 | 0.016432 | 0.017041 | 0.017503 | 0.01785 | 0.017322 | 0.018219 | 0.0185 | 0.016781 | 0.01488 | 0.012505 | 0.0080522 | 0.0060708
F11_Commercial_Interruptible - Miscellaneous_Existing_Food Preparation_Natural Gas_Range_A_Achievable Economic UCT Potential | F11 | Commercial | Interruptible - Miscellaneous | Existing | Food Preparation | Natural Gas | Range | A | Purchases (Cumulative) | Achievable Economic UCT Potential | 0 | 0 | 0.00047665 | 0.0022003 | 0.0054424 | 0.010391 | 0.017174 | 0.025874 | 0.036544 | 0.049213 | 0.06198 | 0.075253 | 0.088945 | 0.10263 | 0.11634 | 0.13277 | 0.14981 | 0.16731 | 0.18516 | 0.20248 | 0.2207 | 0.2392 | 0.25598 | 0.27086 | 0.28337 | 0.29142 | 0.29749
F1_Commercial_Interruptible - Miscellaneous_Existing_Food Preparation_Natural Gas_Steamer_A_Achievable Economic UCT Potential | F1 | Commercial | Interruptible - Miscellaneous | Existing | Food Preparation | Natural Gas | Steamer | A | Integrated Unit Energy Savings (kWh or therms) | Achievable Economic UCT Potential | 0 | 1215.1419 | 1215.1419 | 1215.1419 | 1215.1419 | 1215.1419 | 1215.1419 | 1215.1419 | 1215.1419 | 1215.1419 | 1215.1419 | 1215.1419 | 1215.1419 | 1215.1419 | 1215.1419 | 1215.1419 | 1215.1419 | 1215.1419 | 1215.1419 | 1215.1419 | 1215.1419 | 1215.1419 | 1215.1419 | 1215.1419 | 1215.1419 | 1215.1419 | 1215.1419
F2_Commercial_Interruptible - Miscellaneous_Existing_Food Preparation_Natural Gas_Steamer_A_Achievable Economic UCT Potential | F2 | Commercial | Interruptible - Miscellaneous | Existing | Food Preparation | Natural Gas | Steamer | A | Integrated Unit Summer Peak Savings (kW) | Achievable Economic UCT Potential | 0 | 0 | 0 | 0 | 0 | 0 | 0 | 0 | 0 | 0 | 0 | 0 | 0 | 0 | 0 | 0 | 0 | 0 | 0 | 0 | 0 | 0 | 0 | 0 | 0 | 0 | 0
F3_Commercial_Interruptible - Miscellaneous_Existing_Food Preparation_Natural Gas_Steamer_A_Achievable Economic UCT Potential | F3 | Commercial | Interruptible - Miscellaneous | Existing | Food Preparation | Natural Gas | Steamer | A | Integrated Unit Winter Peak Savings (kW) | Achievable Economic UCT Potential | 0 | 0 | 0 | 0 | 0 | 0 | 0 | 0 | 0 | 0 | 0 | 0 | 0 | 0 | 0 | 0 | 0 | 0 | 0 | 0 | 0 | 0 | 0 | 0 | 0 | 0 | 0
F4_Commercial_Interruptible - Miscellaneous_Existing_Food Preparation_Natural Gas_Steamer_A_Achievable Economic UCT Potential | F4 | Commercial | Interruptible - Miscellaneous | Existing | Food Preparation | Natural Gas | Steamer | A | Incremental Energy Savings (MWh or mTherms) | Achievable Economic UCT Potential | 0 | 0 | 3.1066e-05 | 9.2217e-05 | 0.00015072 | 0.0002074 | 0.00026283 | 0.00031745 | 0.00038583 | 0.00045173 | 0.00048384 | 0.00048323 | 0.0004829 | 0.00068105 | 0.00064709 | 0.00062299 | 0.00059178 | 0.00056769 | 0.0005494 | 0.00053565 | 0.00059992 | 0.00044015 | 0.00042643 | 0.00039157 | 0.00034334 | 0.00037539 | 0.00024525
F5_Commercial_Interruptible - Miscellaneous_Existing_Food Preparation_Natural Gas_Steamer_A_Achievable Economic UCT Potential | F5 | Commercial | Interruptible - Miscellaneous | Existing | Food Preparation | Natural Gas | Steamer | A | Incremental Summer Peak Savings (MW) | Achievable Economic UCT Potential | 0 | 0 | 0 | 0 | 0 | 0 | 0 | 0 | 0 | 0 | 0 | 0 | 0 | 0 | 0 | 0 | 0 | 0 | 0 | 0 | 0 | 0 | 0 | 0 | 0 | 0 | 0
F6_Commercial_Interruptible - Miscellaneous_Existing_Food Preparation_Natural Gas_Steamer_A_Achievable Economic UCT Potential | F6 | Commercial | Interruptible - Miscellaneous | Existing | Food Preparation | Natural Gas | Steamer | A | Incremental Winter Peak Savings (MW) | Achievable Economic UCT Potential | 0 | 0 | 0 | 0 | 0 | 0 | 0 | 0 | 0 | 0 | 0 | 0 | 0 | 0 | 0 | 0 | 0 | 0 | 0 | 0 | 0 | 0 | 0 | 0 | 0 | 0 | 0
F7_Commercial_Interruptible - Miscellaneous_Existing_Food Preparation_Natural Gas_Steamer_A_Achievable Economic UCT Potential | F7 | Commercial | Interruptible - Miscellaneous | Existing | Food Preparation | Natural Gas | Steamer | A | Cumulative Energy Savings (MWh or mTherms) | Achievable Economic UCT Potential | 0 | 0 | 3.1066e-05 | 0.00012328 | 0.00027401 | 0.00048141 | 0.00074424 | 0.0010617 | 0.0014475 | 0.0018993 | 0.0023831 | 0.0028663 | 0.0033492 | 0.0040303 | 0.0046774 | 0.0053004 | 0.0058921 | 0.0064598 | 0.0070092 | 0.0075449 | 0.0081448 | 0.0085849 | 0.0090114 | 0.0094029 | 0.0097463 | 0.010122 | 0.010367
F8_Commercial_Interruptible - Miscellaneous_Existing_Food Preparation_Natural Gas_Steamer_A_Achievable Economic UCT Potential | F8 | Commercial | Interruptible - Miscellaneous | Existing | Food Preparation | Natural Gas | Steamer | A | Cumulative Summer Peak Savings (MW) | Achievable Economic UCT Potential | 0 | 0 | 0 | 0 | 0 | 0 | 0 | 0 | 0 | 0 | 0 | 0 | 0 | 0 | 0 | 0 | 0 | 0 | 0 | 0 | 0 | 0 | 0 | 0 | 0 | 0 | 0
F9_Commercial_Interruptible - Miscellaneous_Existing_Food Preparation_Natural Gas_Steamer_A_Achievable Economic UCT Potential | F9 | Commercial | Interruptible - Miscellaneous | Existing | Food Preparation | Natural Gas | Steamer | A | Cumulative Winter Peak Savings (MW) | Achievable Economic UCT Potential | 0 | 0 | 0 | 0 | 0 | 0 | 0 | 0 | 0 | 0 | 0 | 0 | 0 | 0 | 0 | 0 | 0 | 0 | 0 | 0 | 0 | 0 | 0 | 0 | 0 | 0 | 0
F10_Commercial_Interruptible - Miscellaneous_Existing_Food Preparation_Natural Gas_Steamer_A_Achievable Economic UCT Potential | F10 | Commercial | Interruptible - Miscellaneous | Existing | Food Preparation | Natural Gas | Steamer | A | Purchases (Incremental) | Achievable Economic UCT Potential | 0 | 0 | 2.5566e-05 | 7.589e-05 | 0.00012404 | 0.00017068 | 0.0002163 | 0.00026125 | 0.00031752 | 0.00037175 | 0.00039818 | 0.00039767 | 0.0003974 | 0.00056047 | 0.00053252 | 0.00051269 | 0.000487 | 0.00046718 | 0.00045213 | 0.00044081 | 0.0004937 | 0.00036222 | 0.00035093 | 0.00032224 | 0.00028255 | 0.00030892 | 0.00020183
F11_Commercial_Interruptible - Miscellaneous_Existing_Food Preparation_Natural Gas_Steamer_A_Achievable Economic UCT Potential | F11 | Commercial | Interruptible - Miscellaneous | Existing | Food Preparation | Natural Gas | Steamer | A | Purchases (Cumulative) | Achievable Economic UCT Potential | 0 | 0 | 2.5566e-05 | 0.00010146 | 0.00022549 | 0.00039617 | 0.00061247 | 0.00087372 | 0.0011912 | 0.001563 | 0.0019612 | 0.0023588 | 0.0027562 | 0.0033167 | 0.0038492 | 0.0043619 | 0.0048489 | 0.0053161 | 0.0057682 | 0.0062091 | 0.0067028 | 0.007065 | 0.0074159 | 0.0077381 | 0.0080207 | 0.0083296 | 0.0085314
F1_Commercial_Interruptible - Miscellaneous_Existing_Food Preparation_Natural Gas_Commercial Food Prep Other_A_Achievable Economic UCT Potential | F1 | Commercial | Interruptible - Miscellaneous | Existing | Food Preparation | Natural Gas | Commercial Food Prep Other | A | Integrated Unit Energy Savings (kWh or therms) | Achievable Economic UCT Potential | 0 | 0 | 0 | 0 | 0 | 0 | 0 | 0 | 0 | 0 | 0 | 0 | 0 | 0 | 0 | 0 | 0 | 0 | 0 | 0 | 0 | 0 | 0 | 0 | 0 | 0 | 0
F2_Commercial_Interruptible - Miscellaneous_Existing_Food Preparation_Natural Gas_Commercial Food Prep Other_A_Achievable Economic UCT Potential | F2 | Commercial | Interruptible - Miscellaneous | Existing | Food Preparation | Natural Gas | Commercial Food Prep Other | A | Integrated Unit Summer Peak Savings (kW) | Achievable Economic UCT Potential | 0 | 0 | 0 | 0 | 0 | 0 | 0 | 0 | 0 | 0 | 0 | 0 | 0 | 0 | 0 | 0 | 0 | 0 | 0 | 0 | 0 | 0 | 0 | 0 | 0 | 0 | 0
F3_Commercial_Interruptible - Miscellaneous_Existing_Food Preparation_Natural Gas_Commercial Food Prep Other_A_Achievable Economic UCT Potential | F3 | Commercial | Interruptible - Miscellaneous | Existing | Food Preparation | Natural Gas | Commercial Food Prep Other | A | Integrated Unit Winter Peak Savings (kW) | Achievable Economic UCT Potential | 0 | 0 | 0 | 0 | 0 | 0 | 0 | 0 | 0 | 0 | 0 | 0 | 0 | 0 | 0 | 0 | 0 | 0 | 0 | 0 | 0 | 0 | 0 | 0 | 0 | 0 | 0
F4_Commercial_Interruptible - Miscellaneous_Existing_Food Preparation_Natural Gas_Commercial Food Prep Other_A_Achievable Economic UCT Potential | F4 | Commercial | Interruptible - Miscellaneous | Existing | Food Preparation | Natural Gas | Commercial Food Prep Other | A | Incremental Energy Savings (MWh or mTherms) | Achievable Economic UCT Potential | 0 | 0 | 0 | 0 | 0 | 0 | 0 | 0 | 0 | 0 | 0 | 0 | 0 | 0 | 0 | 0 | 0 | 0 | 0 | 0 | 0 | 0 | 0 | 0 | 0 | 0 | 0
F5_Commercial_Interruptible - Miscellaneous_Existing_Food Preparation_Natural Gas_Commercial Food Prep Other_A_Achievable Economic UCT Potential | F5 | Commercial | Interruptible - Miscellaneous | Existing | Food Preparation | Natural Gas | Commercial Food Prep Other | A | Incremental Summer Peak Savings (MW) | Achievable Economic UCT Potential | 0 | 0 | 0 | 0 | 0 | 0 | 0 | 0 | 0 | 0 | 0 | 0 | 0 | 0 | 0 | 0 | 0 | 0 | 0 | 0 | 0 | 0 | 0 | 0 | 0 | 0 | 0
F6_Commercial_Interruptible - Miscellaneous_Existing_Food Preparation_Natural Gas_Commercial Food Prep Other_A_Achievable Economic UCT Potential | F6 | Commercial | Interruptible - Miscellaneous | Existing | Food Preparation | Natural Gas | Commercial Food Prep Other | A | Incremental Winter Peak Savings (MW) | Achievable Economic UCT Potential | 0 | 0 | 0 | 0 | 0 | 0 | 0 | 0 | 0 | 0 | 0 | 0 | 0 | 0 | 0 | 0 | 0 | 0 | 0 | 0 | 0 | 0 | 0 | 0 | 0 | 0 | 0
F7_Commercial_Interruptible - Miscellaneous_Existing_Food Preparation_Natural Gas_Commercial Food Prep Other_A_Achievable Economic UCT Potential | F7 | Commercial | Interruptible - Miscellaneous | Existing | Food Preparation | Natural Gas | Commercial Food Prep Other | A | Cumulative Energy Savings (MWh or mTherms) | Achievable Economic UCT Potential | 0 | 0 | 0 | 0 | 0 | 0 | 0 | 0 | 0 | 0 | 0 | 0 | 0 | 0 | 0 | 0 | 0 | 0 | 0 | 0 | 0 | 0 | 0 | 0 | 0 | 0 | 0
F8_Commercial_Interruptible - Miscellaneous_Existing_Food Preparation_Natural Gas_Commercial Food Prep Other_A_Achievable Economic UCT Potential | F8 | Commercial | Interruptible - Miscellaneous | Existing | Food Preparation | Natural Gas | Commercial Food Prep Other | A | Cumulative Summer Peak Savings (MW) | Achievable Economic UCT Potential | 0 | 0 | 0 | 0 | 0 | 0 | 0 | 0 | 0 | 0 | 0 | 0 | 0 | 0 | 0 | 0 | 0 | 0 | 0 | 0 | 0 | 0 | 0 | 0 | 0 | 0 | 0
F9_Commercial_Interruptible - Miscellaneous_Existing_Food Preparation_Natural Gas_Commercial Food Prep Other_A_Achievable Economic UCT Potential | F9 | Commercial | Interruptible - Miscellaneous | Existing | Food Preparation | Natural Gas | Commercial Food Prep Other | A | Cumulative Winter Peak Savings (MW) | Achievable Economic UCT Potential | 0 | 0 | 0 | 0 | 0 | 0 | 0 | 0 | 0 | 0 | 0 | 0 | 0 | 0 | 0 | 0 | 0 | 0 | 0 | 0 | 0 | 0 | 0 | 0 | 0 | 0 | 0
F10_Commercial_Interruptible - Miscellaneous_Existing_Food Preparation_Natural Gas_Commercial Food Prep Other_A_Achievable Economic UCT Potential | F10 | Commercial | Interruptible - Miscellaneous | Existing | Food Preparation | Natural Gas | Commercial Food Prep Other | A | Purchases (Incremental) | Achievable Economic UCT Potential | 0 | 0 | 0 | 0 | 0 | 0 | 0 | 0 | 0 | 0 | 0 | 0 | 0 | 0 | 0 | 0 | 0 | 0 | 0 | 0 | 0 | 0 | 0 | 0 | 0 | 0 | 0
F11_Commercial_Interruptible - Miscellaneous_Existing_Food Preparation_Natural Gas_Commercial Food Prep Other_A_Achievable Economic UCT Potential | F11 | Commercial | Interruptible - Miscellaneous | Existing | Food Preparation | Natural Gas | Commercial Food Prep Other | A | Purchases (Cumulative) | Achievable Economic UCT Potential | 0 | 0 | 0 | 0 | 0 | 0 | 0 | 0 | 0 | 0 | 0 | 0 | 0 | 0 | 0 | 0 | 0 | 0 | 0 | 0 | 0 | 0 | 0 | 0 | 0 | 0 | 0
F1_Commercial_Interruptible - Miscellaneous_Existing_Miscellaneous_Natural Gas_Pool Heater_A_Achievable Economic UCT Potential | F1 | Commercial | Interruptible - Miscellaneous | Existing | Miscellaneous | Natural Gas | Pool Heater | A | Integrated Unit Energy Savings (kWh or therms) | Achievable Economic UCT Potential | 0 | 2233.5 | 2233.5 | 2233.5 | 2233.5 | 2233.5 | 2233.5 | 2233.5 | 2233.5 | 2233.5 | 2233.5 | 2233.5 | 2233.5 | 2233.5 | 2233.5 | 2233.5 | 2233.5 | 2233.5 | 2233.5 | 2233.5 | 2233.5 | 2233.5 | 2233.5 | 2233.5 | 2233.5 | 2233.5 | 2233.5
F2_Commercial_Interruptible - Miscellaneous_Existing_Miscellaneous_Natural Gas_Pool Heater_A_Achievable Economic UCT Potential | F2 | Commercial | Interruptible - Miscellaneous | Existing | Miscellaneous | Natural Gas | Pool Heater | A | Integrated Unit Summer Peak Savings (kW) | Achievable Economic UCT Potential | 0 | 0 | 0 | 0 | 0 | 0 | 0 | 0 | 0 | 0 | 0 | 0 | 0 | 0 | 0 | 0 | 0 | 0 | 0 | 0 | 0 | 0 | 0 | 0 | 0 | 0 | 0
F3_Commercial_Interruptible - Miscellaneous_Existing_Miscellaneous_Natural Gas_Pool Heater_A_Achievable Economic UCT Potential | F3 | Commercial | Interruptible - Miscellaneous | Existing | Miscellaneous | Natural Gas | Pool Heater | A | Integrated Unit Winter Peak Savings (kW) | Achievable Economic UCT Potential | 0 | 0 | 0 | 0 | 0 | 0 | 0 | 0 | 0 | 0 | 0 | 0 | 0 | 0 | 0 | 0 | 0 | 0 | 0 | 0 | 0 | 0 | 0 | 0 | 0 | 0 | 0
F4_Commercial_Interruptible - Miscellaneous_Existing_Miscellaneous_Natural Gas_Pool Heater_A_Achievable Economic UCT Potential | F4 | Commercial | Interruptible - Miscellaneous | Existing | Miscellaneous | Natural Gas | Pool Heater | A | Incremental Energy Savings (MWh or mTherms) | Achievable Economic UCT Potential | 0 | 0 | 1.6796e-05 | 2.5122e-05 | 5.3608e-05 | 9.8998e-05 | 0.0001731 | 0.00027886 | 0.00040448 | 0.00057826 | 0.00077153 | 0.0013008 | 0.0015194 | 0.0017158 | 0.0018675 | 0.001953 | 0.0021311 | 0.001852 | 0.0017527 | 0.0015654 | 0.0012887 | 0.0013085 | 0.00078969 | 0.0003906 | 8.1104e-05 | 0 | 0
F5_Commercial_Interruptible - Miscellaneous_Existing_Miscellaneous_Natural Gas_Pool Heater_A_Achievable Economic UCT Potential | F5 | Commercial | Interruptible - Miscellaneous | Existing | Miscellaneous | Natural Gas | Pool Heater | A | Incremental Summer Peak Savings (MW) | Achievable Economic UCT Potential | 0 | 0 | 0 | 0 | 0 | 0 | 0 | 0 | 0 | 0 | 0 | 0 | 0 | 0 | 0 | 0 | 0 | 0 | 0 | 0 | 0 | 0 | 0 | 0 | 0 | 0 | 0
F6_Commercial_Interruptible - Miscellaneous_Existing_Miscellaneous_Natural Gas_Pool Heater_A_Achievable Economic UCT Potential | F6 | Commercial | Interruptible - Miscellaneous | Existing | Miscellaneous | Natural Gas | Pool Heater | A | Incremental Winter Peak Savings (MW) | Achievable Economic UCT Potential | 0 | 0 | 0 | 0 | 0 | 0 | 0 | 0 | 0 | 0 | 0 | 0 | 0 | 0 | 0 | 0 | 0 | 0 | 0 | 0 | 0 | 0 | 0 | 0 | 0 | 0 | 0
F7_Commercial_Interruptible - Miscellaneous_Existing_Miscellaneous_Natural Gas_Pool Heater_A_Achievable Economic UCT Potential | F7 | Commercial | Interruptible - Miscellaneous | Existing | Miscellaneous | Natural Gas | Pool Heater | A | Cumulative Energy Savings (MWh or mTherms) | Achievable Economic UCT Potential | 0 | 0 | 1.6796e-05 | 4.1918e-05 | 9.5525e-05 | 0.00019452 | 0.00036763 | 0.00064649 | 0.001051 | 0.0016292 | 0.0024008 | 0.0037016 | 0.005221 | 0.0069368 | 0.0088044 | 0.010757 | 0.012888 | 0.01474 | 0.016493 | 0.018059 | 0.019347 | 0.020656 | 0.021446 | 0.021836 | 0.021917 | 0.021917 | 0.021917
F8_Commercial_Interruptible - Miscellaneous_Existing_Miscellaneous_Natural Gas_Pool Heater_A_Achievable Economic UCT Potential | F8 | Commercial | Interruptible - Miscellaneous | Existing | Miscellaneous | Natural Gas | Pool Heater | A | Cumulative Summer Peak Savings (MW) | Achievable Economic UCT Potential | 0 | 0 | 0 | 0 | 0 | 0 | 0 | 0 | 0 | 0 | 0 | 0 | 0 | 0 | 0 | 0 | 0 | 0 | 0 | 0 | 0 | 0 | 0 | 0 | 0 | 0 | 0
F9_Commercial_Interruptible - Miscellaneous_Existing_Miscellaneous_Natural Gas_Pool Heater_A_Achievable Economic UCT Potential | F9 | Commercial | Interruptible - Miscellaneous | Existing | Miscellaneous | Natural Gas | Pool Heater | A | Cumulative Winter Peak Savings (MW) | Achievable Economic UCT Potential | 0 | 0 | 0 | 0 | 0 | 0 | 0 | 0 | 0 | 0 | 0 | 0 | 0 | 0 | 0 | 0 | 0 | 0 | 0 | 0 | 0 | 0 | 0 | 0 | 0 | 0 | 0
F10_Commercial_Interruptible - Miscellaneous_Existing_Miscellaneous_Natural Gas_Pool Heater_A_Achievable Economic UCT Potential | F10 | Commercial | Interruptible - Miscellaneous | Existing | Miscellaneous | Natural Gas | Pool Heater | A | Purchases (Incremental) | Achievable Economic UCT Potential | 0 | 0 | 7.5201e-06 | 1.1248e-05 | 2.4002e-05 | 4.4324e-05 | 7.7503e-05 | 0.00012485 | 0.0001811 | 0.0002589 | 0.00034544 | 0.00058241 | 0.0006803 | 0.00076822 | 0.00083615 | 0.00087441 | 0.00095415 | 0.0008292 | 0.00078474 | 0.00070087 | 0.00057699 | 0.00058587 | 0.00035356 | 0.00017488 | 3.6312e-05 | 0 | 0
F11_Commercial_Interruptible - Miscellaneous_Existing_Miscellaneous_Natural Gas_Pool Heater_A_Achievable Economic UCT Potential | F11 | Commercial | Interruptible - Miscellaneous | Existing | Miscellaneous | Natural Gas | Pool Heater | A | Purchases (Cumulative) | Achievable Economic UCT Potential | 0 | 0 | 7.5201e-06 | 1.8768e-05 | 4.2769e-05 | 8.7093e-05 | 0.0001646 | 0.00028945 | 0.00047055 | 0.00072945 | 0.0010749 | 0.0016573 | 0.0023376 | 0.0031058 | 0.003942 | 0.0048164 | 0.0057705 | 0.0065997 | 0.0073845 | 0.0080853 | 0.0086623 | 0.0092482 | 0.0096018 | 0.0097766 | 0.0098129 | 0.0098129 | 0.0098129
F1_Commercial_Interruptible - Miscellaneous_New_Space Heating_Natural Gas_Furnace_A_Achievable Economic UCT Potential | F1 | Commercial | Interruptible - Miscellaneous | New | Space Heating | Natural Gas | Furnace | A | Integrated Unit Energy Savings (kWh or therms) | Achievable Economic UCT Potential | 0 | 0 | 0 | 0 | 0 | 0 | 0 | 0 | 0 | 0 | 0 | 0 | 0 | 0 | 0 | 0 | 0 | 0 | 0 | 0 | 0 | 0 | 0 | 0 | 0 | 0 | 0
F2_Commercial_Interruptible - Miscellaneous_New_Space Heating_Natural Gas_Furnace_A_Achievable Economic UCT Potential | F2 | Commercial | Interruptible - Miscellaneous | New | Space Heating | Natural Gas | Furnace | A | Integrated Unit Summer Peak Savings (kW) | Achievable Economic UCT Potential | 0 | 0 | 0 | 0 | 0 | 0 | 0 | 0 | 0 | 0 | 0 | 0 | 0 | 0 | 0 | 0 | 0 | 0 | 0 | 0 | 0 | 0 | 0 | 0 | 0 | 0 | 0
F3_Commercial_Interruptible - Miscellaneous_New_Space Heating_Natural Gas_Furnace_A_Achievable Economic UCT Potential | F3 | Commercial | Interruptible - Miscellaneous | New | Space Heating | Natural Gas | Furnace | A | Integrated Unit Winter Peak Savings (kW) | Achievable Economic UCT Potential | 0 | 0 | 0 | 0 | 0 | 0 | 0 | 0 | 0 | 0 | 0 | 0 | 0 | 0 | 0 | 0 | 0 | 0 | 0 | 0 | 0 | 0 | 0 | 0 | 0 | 0 | 0
F4_Commercial_Interruptible - Miscellaneous_New_Space Heating_Natural Gas_Furnace_A_Achievable Economic UCT Potential | F4 | Commercial | Interruptible - Miscellaneous | New | Space Heating | Natural Gas | Furnace | A | Incremental Energy Savings (MWh or mTherms) | Achievable Economic UCT Potential | 0 | 0 | 0 | 0 | 0 | 0 | 0 | 0 | 0 | 0 | 0 | 0 | 0 | 0 | 0 | 0 | 0 | 0 | 0 | 0 | 0 | 0 | 0 | 0 | 0 | 0 | 0
F5_Commercial_Interruptible - Miscellaneous_New_Space Heating_Natural Gas_Furnace_A_Achievable Economic UCT Potential | F5 | Commercial | Interruptible - Miscellaneous | New | Space Heating | Natural Gas | Furnace | A | Incremental Summer Peak Savings (MW) | Achievable Economic UCT Potential | 0 | 0 | 0 | 0 | 0 | 0 | 0 | 0 | 0 | 0 | 0 | 0 | 0 | 0 | 0 | 0 | 0 | 0 | 0 | 0 | 0 | 0 | 0 | 0 | 0 | 0 | 0
F6_Commercial_Interruptible - Miscellaneous_New_Space Heating_Natural Gas_Furnace_A_Achievable Economic UCT Potential | F6 | Commercial | Interruptible - Miscellaneous | New | Space Heating | Natural Gas | Furnace | A | Incremental Winter Peak Savings (MW) | Achievable Economic UCT Potential | 0 | 0 | 0 | 0 | 0 | 0 | 0 | 0 | 0 | 0 | 0 | 0 | 0 | 0 | 0 | 0 | 0 | 0 | 0 | 0 | 0 | 0 | 0 | 0 | 0 | 0 | 0
F7_Commercial_Interruptible - Miscellaneous_New_Space Heating_Natural Gas_Furnace_A_Achievable Economic UCT Potential | F7 | Commercial | Interruptible - Miscellaneous | New | Space Heating | Natural Gas | Furnace | A | Cumulative Energy Savings (MWh or mTherms) | Achievable Economic UCT Potential | 0 | 0 | 0 | 0 | 0 | 0 | 0 | 0 | 0 | 0 | 0 | 0 | 0 | 0 | 0 | 0 | 0 | 0 | 0 | 0 | 0 | 0 | 0 | 0 | 0 | 0 | 0
F8_Commercial_Interruptible - Miscellaneous_New_Space Heating_Natural Gas_Furnace_A_Achievable Economic UCT Potential | F8 | Commercial | Interruptible - Miscellaneous | New | Space Heating | Natural Gas | Furnace | A | Cumulative Summer Peak Savings (MW) | Achievable Economic UCT Potential | 0 | 0 | 0 | 0 | 0 | 0 | 0 | 0 | 0 | 0 | 0 | 0 | 0 | 0 | 0 | 0 | 0 | 0 | 0 | 0 | 0 | 0 | 0 | 0 | 0 | 0 | 0
F9_Commercial_Interruptible - Miscellaneous_New_Space Heating_Natural Gas_Furnace_A_Achievable Economic UCT Potential | F9 | Commercial | Interruptible - Miscellaneous | New | Space Heating | Natural Gas | Furnace | A | Cumulative Winter Peak Savings (MW) | Achievable Economic UCT Potential | 0 | 0 | 0 | 0 | 0 | 0 | 0 | 0 | 0 | 0 | 0 | 0 | 0 | 0 | 0 | 0 | 0 | 0 | 0 | 0 | 0 | 0 | 0 | 0 | 0 | 0 | 0
F10_Commercial_Interruptible - Miscellaneous_New_Space Heating_Natural Gas_Furnace_A_Achievable Economic UCT Potential | F10 | Commercial | Interruptible - Miscellaneous | New | Space Heating | Natural Gas | Furnace | A | Purchases (Incremental) | Achievable Economic UCT Potential | 0 | 0 | 0 | 0 | 0 | 0 | 0 | 0 | 0 | 0 | 0 | 0 | 0 | 0 | 0 | 0 | 0 | 0 | 0 | 0 | 0 | 0 | 0 | 0 | 0 | 0 | 0
F11_Commercial_Interruptible - Miscellaneous_New_Space Heating_Natural Gas_Furnace_A_Achievable Economic UCT Potential | F11 | Commercial | Interruptible - Miscellaneous | New | Space Heating | Natural Gas | Furnace | A | Purchases (Cumulative) | Achievable Economic UCT Potential | 0 | 0 | 0 | 0 | 0 | 0 | 0 | 0 | 0 | 0 | 0 | 0 | 0 | 0 | 0 | 0 | 0 | 0 | 0 | 0 | 0 | 0 | 0 | 0 | 0 | 0 | 0
F1_Commercial_Interruptible - Miscellaneous_New_Space Heating_Natural Gas_Boiler_A_Achievable Economic UCT Potential | F1 | Commercial | Interruptible - Miscellaneous | New | Space Heating | Natural Gas | Boiler | A | Integrated Unit Energy Savings (kWh or therms) | Achievable Economic UCT Potential | 0 | 0 | 0 | 0 | 0 | 0 | 0 | 0 | 0 | 0 | 0 | 0 | 0 | 0 | 0 | 0 | 0 | 0 | 0 | 0 | 0 | 0 | 0 | 0 | 0 | 0 | 0
F2_Commercial_Interruptible - Miscellaneous_New_Space Heating_Natural Gas_Boiler_A_Achievable Economic UCT Potential | F2 | Commercial | Interruptible - Miscellaneous | New | Space Heating | Natural Gas | Boiler | A | Integrated Unit Summer Peak Savings (kW) | Achievable Economic UCT Potential | 0 | 0 | 0 | 0 | 0 | 0 | 0 | 0 | 0 | 0 | 0 | 0 | 0 | 0 | 0 | 0 | 0 | 0 | 0 | 0 | 0 | 0 | 0 | 0 | 0 | 0 | 0
F3_Commercial_Interruptible - Miscellaneous_New_Space Heating_Natural Gas_Boiler_A_Achievable Economic UCT Potential | F3 | Commercial | Interruptible - Miscellaneous | New | Space Heating | Natural Gas | Boiler | A | Integrated Unit Winter Peak Savings (kW) | Achievable Economic UCT Potential | 0 | 0 | 0 | 0 | 0 | 0 | 0 | 0 | 0 | 0 | 0 | 0 | 0 | 0 | 0 | 0 | 0 | 0 | 0 | 0 | 0 | 0 | 0 | 0 | 0 | 0 | 0
F4_Commercial_Interruptible - Miscellaneous_New_Space Heating_Natural Gas_Boiler_A_Achievable Economic UCT Potential | F4 | Commercial | Interruptible - Miscellaneous | New | Space Heating | Natural Gas | Boiler | A | Incremental Energy Savings (MWh or mTherms) | Achievable Economic UCT Potential | 0 | 0 | 0 | 0 | 0 | 0 | 0 | 0 | 0 | 0 | 0 | 0 | 0 | 0 | 0 | 0 | 0 | 0 | 0 | 0 | 0 | 0 | 0 | 0 | 0 | 0 | 0
F5_Commercial_Interruptible - Miscellaneous_New_Space Heating_Natural Gas_Boiler_A_Achievable Economic UCT Potential | F5 | Commercial | Interruptible - Miscellaneous | New | Space Heating | Natural Gas | Boiler | A | Incremental Summer Peak Savings (MW) | Achievable Economic UCT Potential | 0 | 0 | 0 | 0 | 0 | 0 | 0 | 0 | 0 | 0 | 0 | 0 | 0 | 0 | 0 | 0 | 0 | 0 | 0 | 0 | 0 | 0 | 0 | 0 | 0 | 0 | 0
F6_Commercial_Interruptible - Miscellaneous_New_Space Heating_Natural Gas_Boiler_A_Achievable Economic UCT Potential | F6 | Commercial | Interruptible - Miscellaneous | New | Space Heating | Natural Gas | Boiler | A | Incremental Winter Peak Savings (MW) | Achievable Economic UCT Potential | 0 | 0 | 0 | 0 | 0 | 0 | 0 | 0 | 0 | 0 | 0 | 0 | 0 | 0 | 0 | 0 | 0 | 0 | 0 | 0 | 0 | 0 | 0 | 0 | 0 | 0 | 0
F7_Commercial_Interruptible - Miscellaneous_New_Space Heating_Natural Gas_Boiler_A_Achievable Economic UCT Potential | F7 | Commercial | Interruptible - Miscellaneous | New | Space Heating | Natural Gas | Boiler | A | Cumulative Energy Savings (MWh or mTherms) | Achievable Economic UCT Potential | 0 | 0 | 0 | 0 | 0 | 0 | 0 | 0 | 0 | 0 | 0 | 0 | 0 | 0 | 0 | 0 | 0 | 0 | 0 | 0 | 0 | 0 | 0 | 0 | 0 | 0 | 0
F8_Commercial_Interruptible - Miscellaneous_New_Space Heating_Natural Gas_Boiler_A_Achievable Economic UCT Potential | F8 | Commercial | Interruptible - Miscellaneous | New | Space Heating | Natural Gas | Boiler | A | Cumulative Summer Peak Savings (MW) | Achievable Economic UCT Potential | 0 | 0 | 0 | 0 | 0 | 0 | 0 | 0 | 0 | 0 | 0 | 0 | 0 | 0 | 0 | 0 | 0 | 0 | 0 | 0 | 0 | 0 | 0 | 0 | 0 | 0 | 0
F9_Commercial_Interruptible - Miscellaneous_New_Space Heating_Natural Gas_Boiler_A_Achievable Economic UCT Potential | F9 | Commercial | Interruptible - Miscellaneous | New | Space Heating | Natural Gas | Boiler | A | Cumulative Winter Peak Savings (MW) | Achievable Economic UCT Potential | 0 | 0 | 0 | 0 | 0 | 0 | 0 | 0 | 0 | 0 | 0 | 0 | 0 | 0 | 0 | 0 | 0 | 0 | 0 | 0 | 0 | 0 | 0 | 0 | 0 | 0 | 0
F10_Commercial_Interruptible - Miscellaneous_New_Space Heating_Natural Gas_Boiler_A_Achievable Economic UCT Potential | F10 | Commercial | Interruptible - Miscellaneous | New | Space Heating | Natural Gas | Boiler | A | Purchases (Incremental) | Achievable Economic UCT Potential | 0 | 0 | 0 | 0 | 0 | 0 | 0 | 0 | 0 | 0 | 0 | 0 | 0 | 0 | 0 | 0 | 0 | 0 | 0 | 0 | 0 | 0 | 0 | 0 | 0 | 0 | 0
F11_Commercial_Interruptible - Miscellaneous_New_Space Heating_Natural Gas_Boiler_A_Achievable Economic UCT Potential | F11 | Commercial | Interruptible - Miscellaneous | New | Space Heating | Natural Gas | Boiler | A | Purchases (Cumulative) | Achievable Economic UCT Potential | 0 | 0 | 0 | 0 | 0 | 0 | 0 | 0 | 0 | 0 | 0 | 0 | 0 | 0 | 0 | 0 | 0 | 0 | 0 | 0 | 0 | 0 | 0 | 0 | 0 | 0 | 0
F1_Commercial_Interruptible - Miscellaneous_New_Space Heating_Natural Gas_Unit Heater_A_Achievable Economic UCT Potential | F1 | Commercial | Interruptible - Miscellaneous | New | Space Heating | Natural Gas | Unit Heater | A | Integrated Unit Energy Savings (kWh or therms) | Achievable Economic UCT Potential | 0 | 0 | 0 | 0 | 0 | 0 | 0 | 0 | 0 | 0 | 0 | 0 | 0 | 0 | 0 | 0 | 0 | 0 | 0 | 0 | 0 | 0 | 0 | 0 | 0 | 0 | 0
F2_Commercial_Interruptible - Miscellaneous_New_Space Heating_Natural Gas_Unit Heater_A_Achievable Economic UCT Potential | F2 | Commercial | Interruptible - Miscellaneous | New | Space Heating | Natural Gas | Unit Heater | A | Integrated Unit Summer Peak Savings (kW) | Achievable Economic UCT Potential | 0 | 0 | 0 | 0 | 0 | 0 | 0 | 0 | 0 | 0 | 0 | 0 | 0 | 0 | 0 | 0 | 0 | 0 | 0 | 0 | 0 | 0 | 0 | 0 | 0 | 0 | 0
F3_Commercial_Interruptible - Miscellaneous_New_Space Heating_Natural Gas_Unit Heater_A_Achievable Economic UCT Potential | F3 | Commercial | Interruptible - Miscellaneous | New | Space Heating | Natural Gas | Unit Heater | A | Integrated Unit Winter Peak Savings (kW) | Achievable Economic UCT Potential | 0 | 0 | 0 | 0 | 0 | 0 | 0 | 0 | 0 | 0 | 0 | 0 | 0 | 0 | 0 | 0 | 0 | 0 | 0 | 0 | 0 | 0 | 0 | 0 | 0 | 0 | 0
F4_Commercial_Interruptible - Miscellaneous_New_Space Heating_Natural Gas_Unit Heater_A_Achievable Economic UCT Potential | F4 | Commercial | Interruptible - Miscellaneous | New | Space Heating | Natural Gas | Unit Heater | A | Incremental Energy Savings (MWh or mTherms) | Achievable Economic UCT Potential | 0 | 0 | 0 | 0 | 0 | 0 | 0 | 0 | 0 | 0 | 0 | 0 | 0 | 0 | 0 | 0 | 0 | 0 | 0 | 0 | 0 | 0 | 0 | 0 | 0 | 0 | 0
F5_Commercial_Interruptible - Miscellaneous_New_Space Heating_Natural Gas_Unit Heater_A_Achievable Economic UCT Potential | F5 | Commercial | Interruptible - Miscellaneous | New | Space Heating | Natural Gas | Unit Heater | A | Incremental Summer Peak Savings (MW) | Achievable Economic UCT Potential | 0 | 0 | 0 | 0 | 0 | 0 | 0 | 0 | 0 | 0 | 0 | 0 | 0 | 0 | 0 | 0 | 0 | 0 | 0 | 0 | 0 | 0 | 0 | 0 | 0 | 0 | 0
F6_Commercial_Interruptible - Miscellaneous_New_Space Heating_Natural Gas_Unit Heater_A_Achievable Economic UCT Potential | F6 | Commercial | Interruptible - Miscellaneous | New | Space Heating | Natural Gas | Unit Heater | A | Incremental Winter Peak Savings (MW) | Achievable Economic UCT Potential | 0 | 0 | 0 | 0 | 0 | 0 | 0 | 0 | 0 | 0 | 0 | 0 | 0 | 0 | 0 | 0 | 0 | 0 | 0 | 0 | 0 | 0 | 0 | 0 | 0 | 0 | 0
F7_Commercial_Interruptible - Miscellaneous_New_Space Heating_Natural Gas_Unit Heater_A_Achievable Economic UCT Potential | F7 | Commercial | Interruptible - Miscellaneous | New | Space Heating | Natural Gas | Unit Heater | A | Cumulative Energy Savings (MWh or mTherms) | Achievable Economic UCT Potential | 0 | 0 | 0 | 0 | 0 | 0 | 0 | 0 | 0 | 0 | 0 | 0 | 0 | 0 | 0 | 0 | 0 | 0 | 0 | 0 | 0 | 0 | 0 | 0 | 0 | 0 | 0
F8_Commercial_Interruptible - Miscellaneous_New_Space Heating_Natural Gas_Unit Heater_A_Achievable Economic UCT Potential | F8 | Commercial | Interruptible - Miscellaneous | New | Space Heating | Natural Gas | Unit Heater | A | Cumulative Summer Peak Savings (MW) | Achievable Economic UCT Potential | 0 | 0 | 0 | 0 | 0 | 0 | 0 | 0 | 0 | 0 | 0 | 0 | 0 | 0 | 0 | 0 | 0 | 0 | 0 | 0 | 0 | 0 | 0 | 0 | 0 | 0 | 0
F9_Commercial_Interruptible - Miscellaneous_New_Space Heating_Natural Gas_Unit Heater_A_Achievable Economic UCT Potential | F9 | Commercial | Interruptible - Miscellaneous | New | Space Heating | Natural Gas | Unit Heater | A | Cumulative Winter Peak Savings (MW) | Achievable Economic UCT Potential | 0 | 0 | 0 | 0 | 0 | 0 | 0 | 0 | 0 | 0 | 0 | 0 | 0 | 0 | 0 | 0 | 0 | 0 | 0 | 0 | 0 | 0 | 0 | 0 | 0 | 0 | 0
F10_Commercial_Interruptible - Miscellaneous_New_Space Heating_Natural Gas_Unit Heater_A_Achievable Economic UCT Potential | F10 | Commercial | Interruptible - Miscellaneous | New | Space Heating | Natural Gas | Unit Heater | A | Purchases (Incremental) | Achievable Economic UCT Potential | 0 | 0 | 0 | 0 | 0 | 0 | 0 | 0 | 0 | 0 | 0 | 0 | 0 | 0 | 0 | 0 | 0 | 0 | 0 | 0 | 0 | 0 | 0 | 0 | 0 | 0 | 0
F11_Commercial_Interruptible - Miscellaneous_New_Space Heating_Natural Gas_Unit Heater_A_Achievable Economic UCT Potential | F11 | Commercial | Interruptible - Miscellaneous | New | Space Heating | Natural Gas | Unit Heater | A | Purchases (Cumulative) | Achievable Economic UCT Potential | 0 | 0 | 0 | 0 | 0 | 0 | 0 | 0 | 0 | 0 | 0 | 0 | 0 | 0 | 0 | 0 | 0 | 0 | 0 | 0 | 0 | 0 | 0 | 0 | 0 | 0 | 0
F1_Commercial_Interruptible - Miscellaneous_New_Water Heating_Natural Gas_Water Heater_A_Achievable Economic UCT Potential | F1 | Commercial | Interruptible - Miscellaneous | New | Water Heating | Natural Gas | Water Heater | A | Integrated Unit Energy Savings (kWh or therms) | Achievable Economic UCT Potential | 0 | 0 | 0 | 0 | 0 | 0 | 0 | 0 | 0 | 0 | 0 | 0 | 0 | 0 | 0 | 0 | 0 | 0 | 0 | 0 | 0 | 0 | 0 | 0 | 0 | 0 | 0
F2_Commercial_Interruptible - Miscellaneous_New_Water Heating_Natural Gas_Water Heater_A_Achievable Economic UCT Potential | F2 | Commercial | Interruptible - Miscellaneous | New | Water Heating | Natural Gas | Water Heater | A | Integrated Unit Summer Peak Savings (kW) | Achievable Economic UCT Potential | 0 | 0 | 0 | 0 | 0 | 0 | 0 | 0 | 0 | 0 | 0 | 0 | 0 | 0 | 0 | 0 | 0 | 0 | 0 | 0 | 0 | 0 | 0 | 0 | 0 | 0 | 0
F3_Commercial_Interruptible - Miscellaneous_New_Water Heating_Natural Gas_Water Heater_A_Achievable Economic UCT Potential | F3 | Commercial | Interruptible - Miscellaneous | New | Water Heating | Natural Gas | Water Heater | A | Integrated Unit Winter Peak Savings (kW) | Achievable Economic UCT Potential | 0 | 0 | 0 | 0 | 0 | 0 | 0 | 0 | 0 | 0 | 0 | 0 | 0 | 0 | 0 | 0 | 0 | 0 | 0 | 0 | 0 | 0 | 0 | 0 | 0 | 0 | 0
F4_Commercial_Interruptible - Miscellaneous_New_Water Heating_Natural Gas_Water Heater_A_Achievable Economic UCT Potential | F4 | Commercial | Interruptible - Miscellaneous | New | Water Heating | Natural Gas | Water Heater | A | Incremental Energy Savings (MWh or mTherms) | Achievable Economic UCT Potential | 0 | 0 | 0 | 0 | 0 | 0 | 0 | 0 | 0 | 0 | 0 | 0 | 0 | 0 | 0 | 0 | 0 | 0 | 0 | 0 | 0 | 0 | 0 | 0 | 0 | 0 | 0
F5_Commercial_Interruptible - Miscellaneous_New_Water Heating_Natural Gas_Water Heater_A_Achievable Economic UCT Potential | F5 | Commercial | Interruptible - Miscellaneous | New | Water Heating | Natural Gas | Water Heater | A | Incremental Summer Peak Savings (MW) | Achievable Economic UCT Potential | 0 | 0 | 0 | 0 | 0 | 0 | 0 | 0 | 0 | 0 | 0 | 0 | 0 | 0 | 0 | 0 | 0 | 0 | 0 | 0 | 0 | 0 | 0 | 0 | 0 | 0 | 0
F6_Commercial_Interruptible - Miscellaneous_New_Water Heating_Natural Gas_Water Heater_A_Achievable Economic UCT Potential | F6 | Commercial | Interruptible - Miscellaneous | New | Water Heating | Natural Gas | Water Heater | A | Incremental Winter Peak Savings (MW) | Achievable Economic UCT Potential | 0 | 0 | 0 | 0 | 0 | 0 | 0 | 0 | 0 | 0 | 0 | 0 | 0 | 0 | 0 | 0 | 0 | 0 | 0 | 0 | 0 | 0 | 0 | 0 | 0 | 0 | 0
F7_Commercial_Interruptible - Miscellaneous_New_Water Heating_Natural Gas_Water Heater_A_Achievable Economic UCT Potential | F7 | Commercial | Interruptible - Miscellaneous | New | Water Heating | Natural Gas | Water Heater | A | Cumulative Energy Savings (MWh or mTherms) | Achievable Economic UCT Potential | 0 | 0 | 0 | 0 | 0 | 0 | 0 | 0 | 0 | 0 | 0 | 0 | 0 | 0 | 0 | 0 | 0 | 0 | 0 | 0 | 0 | 0 | 0 | 0 | 0 | 0 | 0
F8_Commercial_Interruptible - Miscellaneous_New_Water Heating_Natural Gas_Water Heater_A_Achievable Economic UCT Potential | F8 | Commercial | Interruptible - Miscellaneous | New | Water Heating | Natural Gas | Water Heater | A | Cumulative Summer Peak Savings (MW) | Achievable Economic UCT Potential | 0 | 0 | 0 | 0 | 0 | 0 | 0 | 0 | 0 | 0 | 0 | 0 | 0 | 0 | 0 | 0 | 0 | 0 | 0 | 0 | 0 | 0 | 0 | 0 | 0 | 0 | 0
F9_Commercial_Interruptible - Miscellaneous_New_Water Heating_Natural Gas_Water Heater_A_Achievable Economic UCT Potential | F9 | Commercial | Interruptible - Miscellaneous | New | Water Heating | Natural Gas | Water Heater | A | Cumulative Winter Peak Savings (MW) | Achievable Economic UCT Potential | 0 | 0 | 0 | 0 | 0 | 0 | 0 | 0 | 0 | 0 | 0 | 0 | 0 | 0 | 0 | 0 | 0 | 0 | 0 | 0 | 0 | 0 | 0 | 0 | 0 | 0 | 0
F10_Commercial_Interruptible - Miscellaneous_New_Water Heating_Natural Gas_Water Heater_A_Achievable Economic UCT Potential | F10 | Commercial | Interruptible - Miscellaneous | New | Water Heating | Natural Gas | Water Heater | A | Purchases (Incremental) | Achievable Economic UCT Potential | 0 | 0 | 0 | 0 | 0 | 0 | 0 | 0 | 0 | 0 | 0 | 0 | 0 | 0 | 0 | 0 | 0 | 0 | 0 | 0 | 0 | 0 | 0 | 0 | 0 | 0 | 0
F11_Commercial_Interruptible - Miscellaneous_New_Water Heating_Natural Gas_Water Heater_A_Achievable Economic UCT Potential | F11 | Commercial | Interruptible - Miscellaneous | New | Water Heating | Natural Gas | Water Heater | A | Purchases (Cumulative) | Achievable Economic UCT Potential | 0 | 0 | 0 | 0 | 0 | 0 | 0 | 0 | 0 | 0 | 0 | 0 | 0 | 0 | 0 | 0 | 0 | 0 | 0 | 0 | 0 | 0 | 0 | 0 | 0 | 0 | 0
F1_Commercial_Interruptible - Miscellaneous_New_Food Preparation_Natural Gas_Oven_A_Achievable Economic UCT Potential | F1 | Commercial | Interruptible - Miscellaneous | New | Food Preparation | Natural Gas | Oven | A | Integrated Unit Energy Savings (kWh or therms) | Achievable Economic UCT Potential | 0 | 0 | 0 | 0 | 0 | 0 | 0 | 0 | 0 | 0 | 0 | 0 | 0 | 0 | 0 | 0 | 0 | 0 | 0 | 0 | 0 | 0 | 0 | 0 | 0 | 0 | 0
F2_Commercial_Interruptible - Miscellaneous_New_Food Preparation_Natural Gas_Oven_A_Achievable Economic UCT Potential | F2 | Commercial | Interruptible - Miscellaneous | New | Food Preparation | Natural Gas | Oven | A | Integrated Unit Summer Peak Savings (kW) | Achievable Economic UCT Potential | 0 | 0 | 0 | 0 | 0 | 0 | 0 | 0 | 0 | 0 | 0 | 0 | 0 | 0 | 0 | 0 | 0 | 0 | 0 | 0 | 0 | 0 | 0 | 0 | 0 | 0 | 0
F3_Commercial_Interruptible - Miscellaneous_New_Food Preparation_Natural Gas_Oven_A_Achievable Economic UCT Potential | F3 | Commercial | Interruptible - Miscellaneous | New | Food Preparation | Natural Gas | Oven | A | Integrated Unit Winter Peak Savings (kW) | Achievable Economic UCT Potential | 0 | 0 | 0 | 0 | 0 | 0 | 0 | 0 | 0 | 0 | 0 | 0 | 0 | 0 | 0 | 0 | 0 | 0 | 0 | 0 | 0 | 0 | 0 | 0 | 0 | 0 | 0
F4_Commercial_Interruptible - Miscellaneous_New_Food Preparation_Natural Gas_Oven_A_Achievable Economic UCT Potential | F4 | Commercial | Interruptible - Miscellaneous | New | Food Preparation | Natural Gas | Oven | A | Incremental Energy Savings (MWh or mTherms) | Achievable Economic UCT Potential | 0 | 0 | 0 | 0 | 0 | 0 | 0 | 0 | 0 | 0 | 0 | 0 | 0 | 0 | 0 | 0 | 0 | 0 | 0 | 0 | 0 | 0 | 0 | 0 | 0 | 0 | 0
F5_Commercial_Interruptible - Miscellaneous_New_Food Preparation_Natural Gas_Oven_A_Achievable Economic UCT Potential | F5 | Commercial | Interruptible - Miscellaneous | New | Food Preparation | Natural Gas | Oven | A | Incremental Summer Peak Savings (MW) | Achievable Economic UCT Potential | 0 | 0 | 0 | 0 | 0 | 0 | 0 | 0 | 0 | 0 | 0 | 0 | 0 | 0 | 0 | 0 | 0 | 0 | 0 | 0 | 0 | 0 | 0 | 0 | 0 | 0 | 0
F6_Commercial_Interruptible - Miscellaneous_New_Food Preparation_Natural Gas_Oven_A_Achievable Economic UCT Potential | F6 | Commercial | Interruptible - Miscellaneous | New | Food Preparation | Natural Gas | Oven | A | Incremental Winter Peak Savings (MW) | Achievable Economic UCT Potential | 0 | 0 | 0 | 0 | 0 | 0 | 0 | 0 | 0 | 0 | 0 | 0 | 0 | 0 | 0 | 0 | 0 | 0 | 0 | 0 | 0 | 0 | 0 | 0 | 0 | 0 | 0
F7_Commercial_Interruptible - Miscellaneous_New_Food Preparation_Natural Gas_Oven_A_Achievable Economic UCT Potential | F7 | Commercial | Interruptible - Miscellaneous | New | Food Preparation | Natural Gas | Oven | A | Cumulative Energy Savings (MWh or mTherms) | Achievable Economic UCT Potential | 0 | 0 | 0 | 0 | 0 | 0 | 0 | 0 | 0 | 0 | 0 | 0 | 0 | 0 | 0 | 0 | 0 | 0 | 0 | 0 | 0 | 0 | 0 | 0 | 0 | 0 | 0
F8_Commercial_Interruptible - Miscellaneous_New_Food Preparation_Natural Gas_Oven_A_Achievable Economic UCT Potential | F8 | Commercial | Interruptible - Miscellaneous | New | Food Preparation | Natural Gas | Oven | A | Cumulative Summer Peak Savings (MW) | Achievable Economic UCT Potential | 0 | 0 | 0 | 0 | 0 | 0 | 0 | 0 | 0 | 0 | 0 | 0 | 0 | 0 | 0 | 0 | 0 | 0 | 0 | 0 | 0 | 0 | 0 | 0 | 0 | 0 | 0
F9_Commercial_Interruptible - Miscellaneous_New_Food Preparation_Natural Gas_Oven_A_Achievable Economic UCT Potential | F9 | Commercial | Interruptible - Miscellaneous | New | Food Preparation | Natural Gas | Oven | A | Cumulative Winter Peak Savings (MW) | Achievable Economic UCT Potential | 0 | 0 | 0 | 0 | 0 | 0 | 0 | 0 | 0 | 0 | 0 | 0 | 0 | 0 | 0 | 0 | 0 | 0 | 0 | 0 | 0 | 0 | 0 | 0 | 0 | 0 | 0
F10_Commercial_Interruptible - Miscellaneous_New_Food Preparation_Natural Gas_Oven_A_Achievable Economic UCT Potential | F10 | Commercial | Interruptible - Miscellaneous | New | Food Preparation | Natural Gas | Oven | A | Purchases (Incremental) | Achievable Economic UCT Potential | 0 | 0 | 0 | 0 | 0 | 0 | 0 | 0 | 0 | 0 | 0 | 0 | 0 | 0 | 0 | 0 | 0 | 0 | 0 | 0 | 0 | 0 | 0 | 0 | 0 | 0 | 0
F11_Commercial_Interruptible - Miscellaneous_New_Food Preparation_Natural Gas_Oven_A_Achievable Economic UCT Potential | F11 | Commercial | Interruptible - Miscellaneous | New | Food Preparation | Natural Gas | Oven | A | Purchases (Cumulative) | Achievable Economic UCT Potential | 0 | 0 | 0 | 0 | 0 | 0 | 0 | 0 | 0 | 0 | 0 | 0 | 0 | 0 | 0 | 0 | 0 | 0 | 0 | 0 | 0 | 0 | 0 | 0 | 0 | 0 | 0
F1_Commercial_Interruptible - Miscellaneous_New_Food Preparation_Natural Gas_Conveyor Oven_A_Achievable Economic UCT Potential | F1 | Commercial | Interruptible - Miscellaneous | New | Food Preparation | Natural Gas | Conveyor Oven | A | Integrated Unit Energy Savings (kWh or therms) | Achievable Economic UCT Potential | 0 | 0 | 0 | 0 | 0 | 0 | 0 | 0 | 0 | 0 | 0 | 0 | 0 | 0 | 0 | 0 | 0 | 0 | 0 | 0 | 0 | 0 | 0 | 0 | 0 | 0 | 0
F2_Commercial_Interruptible - Miscellaneous_New_Food Preparation_Natural Gas_Conveyor Oven_A_Achievable Economic UCT Potential | F2 | Commercial | Interruptible - Miscellaneous | New | Food Preparation | Natural Gas | Conveyor Oven | A | Integrated Unit Summer Peak Savings (kW) | Achievable Economic UCT Potential | 0 | 0 | 0 | 0 | 0 | 0 | 0 | 0 | 0 | 0 | 0 | 0 | 0 | 0 | 0 | 0 | 0 | 0 | 0 | 0 | 0 | 0 | 0 | 0 | 0 | 0 | 0
F3_Commercial_Interruptible - Miscellaneous_New_Food Preparation_Natural Gas_Conveyor Oven_A_Achievable Economic UCT Potential | F3 | Commercial | Interruptible - Miscellaneous | New | Food Preparation | Natural Gas | Conveyor Oven | A | Integrated Unit Winter Peak Savings (kW) | Achievable Economic UCT Potential | 0 | 0 | 0 | 0 | 0 | 0 | 0 | 0 | 0 | 0 | 0 | 0 | 0 | 0 | 0 | 0 | 0 | 0 | 0 | 0 | 0 | 0 | 0 | 0 | 0 | 0 | 0
F4_Commercial_Interruptible - Miscellaneous_New_Food Preparation_Natural Gas_Conveyor Oven_A_Achievable Economic UCT Potential | F4 | Commercial | Interruptible - Miscellaneous | New | Food Preparation | Natural Gas | Conveyor Oven | A | Incremental Energy Savings (MWh or mTherms) | Achievable Economic UCT Potential | 0 | 0 | 0 | 0 | 0 | 0 | 0 | 0 | 0 | 0 | 0 | 0 | 0 | 0 | 0 | 0 | 0 | 0 | 0 | 0 | 0 | 0 | 0 | 0 | 0 | 0 | 0
F5_Commercial_Interruptible - Miscellaneous_New_Food Preparation_Natural Gas_Conveyor Oven_A_Achievable Economic UCT Potential | F5 | Commercial | Interruptible - Miscellaneous | New | Food Preparation | Natural Gas | Conveyor Oven | A | Incremental Summer Peak Savings (MW) | Achievable Economic UCT Potential | 0 | 0 | 0 | 0 | 0 | 0 | 0 | 0 | 0 | 0 | 0 | 0 | 0 | 0 | 0 | 0 | 0 | 0 | 0 | 0 | 0 | 0 | 0 | 0 | 0 | 0 | 0
F6_Commercial_Interruptible - Miscellaneous_New_Food Preparation_Natural Gas_Conveyor Oven_A_Achievable Economic UCT Potential | F6 | Commercial | Interruptible - Miscellaneous | New | Food Preparation | Natural Gas | Conveyor Oven | A | Incremental Winter Peak Savings (MW) | Achievable Economic UCT Potential | 0 | 0 | 0 | 0 | 0 | 0 | 0 | 0 | 0 | 0 | 0 | 0 | 0 | 0 | 0 | 0 | 0 | 0 | 0 | 0 | 0 | 0 | 0 | 0 | 0 | 0 | 0
F7_Commercial_Interruptible - Miscellaneous_New_Food Preparation_Natural Gas_Conveyor Oven_A_Achievable Economic UCT Potential | F7 | Commercial | Interruptible - Miscellaneous | New | Food Preparation | Natural Gas | Conveyor Oven | A | Cumulative Energy Savings (MWh or mTherms) | Achievable Economic UCT Potential | 0 | 0 | 0 | 0 | 0 | 0 | 0 | 0 | 0 | 0 | 0 | 0 | 0 | 0 | 0 | 0 | 0 | 0 | 0 | 0 | 0 | 0 | 0 | 0 | 0 | 0 | 0
F8_Commercial_Interruptible - Miscellaneous_New_Food Preparation_Natural Gas_Conveyor Oven_A_Achievable Economic UCT Potential | F8 | Commercial | Interruptible - Miscellaneous | New | Food Preparation | Natural Gas | Conveyor Oven | A | Cumulative Summer Peak Savings (MW) | Achievable Economic UCT Potential | 0 | 0 | 0 | 0 | 0 | 0 | 0 | 0 | 0 | 0 | 0 | 0 | 0 | 0 | 0 | 0 | 0 | 0 | 0 | 0 | 0 | 0 | 0 | 0 | 0 | 0 | 0
F9_Commercial_Interruptible - Miscellaneous_New_Food Preparation_Natural Gas_Conveyor Oven_A_Achievable Economic UCT Potential | F9 | Commercial | Interruptible - Miscellaneous | New | Food Preparation | Natural Gas | Conveyor Oven | A | Cumulative Winter Peak Savings (MW) | Achievable Economic UCT Potential | 0 | 0 | 0 | 0 | 0 | 0 | 0 | 0 | 0 | 0 | 0 | 0 | 0 | 0 | 0 | 0 | 0 | 0 | 0 | 0 | 0 | 0 | 0 | 0 | 0 | 0 | 0
F10_Commercial_Interruptible - Miscellaneous_New_Food Preparation_Natural Gas_Conveyor Oven_A_Achievable Economic UCT Potential | F10 | Commercial | Interruptible - Miscellaneous | New | Food Preparation | Natural Gas | Conveyor Oven | A | Purchases (Incremental) | Achievable Economic UCT Potential | 0 | 0 | 0 | 0 | 0 | 0 | 0 | 0 | 0 | 0 | 0 | 0 | 0 | 0 | 0 | 0 | 0 | 0 | 0 | 0 | 0 | 0 | 0 | 0 | 0 | 0 | 0
F11_Commercial_Interruptible - Miscellaneous_New_Food Preparation_Natural Gas_Conveyor Oven_A_Achievable Economic UCT Potential | F11 | Commercial | Interruptible - Miscellaneous | New | Food Preparation | Natural Gas | Conveyor Oven | A | Purchases (Cumulative) | Achievable Economic UCT Potential | 0 | 0 | 0 | 0 | 0 | 0 | 0 | 0 | 0 | 0 | 0 | 0 | 0 | 0 | 0 | 0 | 0 | 0 | 0 | 0 | 0 | 0 | 0 | 0 | 0 | 0 | 0
F1_Commercial_Interruptible - Miscellaneous_New_Food Preparation_Natural Gas_Double Rack Oven_A_Achievable Economic UCT Potential | F1 | Commercial | Interruptible - Miscellaneous | New | Food Preparation | Natural Gas | Double Rack Oven | A | Integrated Unit Energy Savings (kWh or therms) | Achievable Economic UCT Potential | 0 | 0 | 0 | 0 | 0 | 0 | 0 | 0 | 0 | 0 | 0 | 0 | 0 | 0 | 0 | 0 | 0 | 0 | 0 | 0 | 0 | 0 | 0 | 0 | 0 | 0 | 0
F2_Commercial_Interruptible - Miscellaneous_New_Food Preparation_Natural Gas_Double Rack Oven_A_Achievable Economic UCT Potential | F2 | Commercial | Interruptible - Miscellaneous | New | Food Preparation | Natural Gas | Double Rack Oven | A | Integrated Unit Summer Peak Savings (kW) | Achievable Economic UCT Potential | 0 | 0 | 0 | 0 | 0 | 0 | 0 | 0 | 0 | 0 | 0 | 0 | 0 | 0 | 0 | 0 | 0 | 0 | 0 | 0 | 0 | 0 | 0 | 0 | 0 | 0 | 0
F3_Commercial_Interruptible - Miscellaneous_New_Food Preparation_Natural Gas_Double Rack Oven_A_Achievable Economic UCT Potential | F3 | Commercial | Interruptible - Miscellaneous | New | Food Preparation | Natural Gas | Double Rack Oven | A | Integrated Unit Winter Peak Savings (kW) | Achievable Economic UCT Potential | 0 | 0 | 0 | 0 | 0 | 0 | 0 | 0 | 0 | 0 | 0 | 0 | 0 | 0 | 0 | 0 | 0 | 0 | 0 | 0 | 0 | 0 | 0 | 0 | 0 | 0 | 0
F4_Commercial_Interruptible - Miscellaneous_New_Food Preparation_Natural Gas_Double Rack Oven_A_Achievable Economic UCT Potential | F4 | Commercial | Interruptible - Miscellaneous | New | Food Preparation | Natural Gas | Double Rack Oven | A | Incremental Energy Savings (MWh or mTherms) | Achievable Economic UCT Potential | 0 | 0 | 0 | 0 | 0 | 0 | 0 | 0 | 0 | 0 | 0 | 0 | 0 | 0 | 0 | 0 | 0 | 0 | 0 | 0 | 0 | 0 | 0 | 0 | 0 | 0 | 0
F5_Commercial_Interruptible - Miscellaneous_New_Food Preparation_Natural Gas_Double Rack Oven_A_Achievable Economic UCT Potential | F5 | Commercial | Interruptible - Miscellaneous | New | Food Preparation | Natural Gas | Double Rack Oven | A | Incremental Summer Peak Savings (MW) | Achievable Economic UCT Potential | 0 | 0 | 0 | 0 | 0 | 0 | 0 | 0 | 0 | 0 | 0 | 0 | 0 | 0 | 0 | 0 | 0 | 0 | 0 | 0 | 0 | 0 | 0 | 0 | 0 | 0 | 0
F6_Commercial_Interruptible - Miscellaneous_New_Food Preparation_Natural Gas_Double Rack Oven_A_Achievable Economic UCT Potential | F6 | Commercial | Interruptible - Miscellaneous | New | Food Preparation | Natural Gas | Double Rack Oven | A | Incremental Winter Peak Savings (MW) | Achievable Economic UCT Potential | 0 | 0 | 0 | 0 | 0 | 0 | 0 | 0 | 0 | 0 | 0 | 0 | 0 | 0 | 0 | 0 | 0 | 0 | 0 | 0 | 0 | 0 | 0 | 0 | 0 | 0 | 0
F7_Commercial_Interruptible - Miscellaneous_New_Food Preparation_Natural Gas_Double Rack Oven_A_Achievable Economic UCT Potential | F7 | Commercial | Interruptible - Miscellaneous | New | Food Preparation | Natural Gas | Double Rack Oven | A | Cumulative Energy Savings (MWh or mTherms) | Achievable Economic UCT Potential | 0 | 0 | 0 | 0 | 0 | 0 | 0 | 0 | 0 | 0 | 0 | 0 | 0 | 0 | 0 | 0 | 0 | 0 | 0 | 0 | 0 | 0 | 0 | 0 | 0 | 0 | 0
F8_Commercial_Interruptible - Miscellaneous_New_Food Preparation_Natural Gas_Double Rack Oven_A_Achievable Economic UCT Potential | F8 | Commercial | Interruptible - Miscellaneous | New | Food Preparation | Natural Gas | Double Rack Oven | A | Cumulative Summer Peak Savings (MW) | Achievable Economic UCT Potential | 0 | 0 | 0 | 0 | 0 | 0 | 0 | 0 | 0 | 0 | 0 | 0 | 0 | 0 | 0 | 0 | 0 | 0 | 0 | 0 | 0 | 0 | 0 | 0 | 0 | 0 | 0
F9_Commercial_Interruptible - Miscellaneous_New_Food Preparation_Natural Gas_Double Rack Oven_A_Achievable Economic UCT Potential | F9 | Commercial | Interruptible - Miscellaneous | New | Food Preparation | Natural Gas | Double Rack Oven | A | Cumulative Winter Peak Savings (MW) | Achievable Economic UCT Potential | 0 | 0 | 0 | 0 | 0 | 0 | 0 | 0 | 0 | 0 | 0 | 0 | 0 | 0 | 0 | 0 | 0 | 0 | 0 | 0 | 0 | 0 | 0 | 0 | 0 | 0 | 0
F10_Commercial_Interruptible - Miscellaneous_New_Food Preparation_Natural Gas_Double Rack Oven_A_Achievable Economic UCT Potential | F10 | Commercial | Interruptible - Miscellaneous | New | Food Preparation | Natural Gas | Double Rack Oven | A | Purchases (Incremental) | Achievable Economic UCT Potential | 0 | 0 | 0 | 0 | 0 | 0 | 0 | 0 | 0 | 0 | 0 | 0 | 0 | 0 | 0 | 0 | 0 | 0 | 0 | 0 | 0 | 0 | 0 | 0 | 0 | 0 | 0
F11_Commercial_Interruptible - Miscellaneous_New_Food Preparation_Natural Gas_Double Rack Oven_A_Achievable Economic UCT Potential | F11 | Commercial | Interruptible - Miscellaneous | New | Food Preparation | Natural Gas | Double Rack Oven | A | Purchases (Cumulative) | Achievable Economic UCT Potential | 0 | 0 | 0 | 0 | 0 | 0 | 0 | 0 | 0 | 0 | 0 | 0 | 0 | 0 | 0 | 0 | 0 | 0 | 0 | 0 | 0 | 0 | 0 | 0 | 0 | 0 | 0
F1_Commercial_Interruptible - Miscellaneous_New_Food Preparation_Natural Gas_Fryer_A_Achievable Economic UCT Potential | F1 | Commercial | Interruptible - Miscellaneous | New | Food Preparation | Natural Gas | Fryer | A | Integrated Unit Energy Savings (kWh or therms) | Achievable Economic UCT Potential | 0 | 0 | 0 | 0 | 0 | 0 | 0 | 0 | 0 | 0 | 0 | 0 | 0 | 0 | 0 | 0 | 0 | 0 | 0 | 0 | 0 | 0 | 0 | 0 | 0 | 0 | 0
F2_Commercial_Interruptible - Miscellaneous_New_Food Preparation_Natural Gas_Fryer_A_Achievable Economic UCT Potential | F2 | Commercial | Interruptible - Miscellaneous | New | Food Preparation | Natural Gas | Fryer | A | Integrated Unit Summer Peak Savings (kW) | Achievable Economic UCT Potential | 0 | 0 | 0 | 0 | 0 | 0 | 0 | 0 | 0 | 0 | 0 | 0 | 0 | 0 | 0 | 0 | 0 | 0 | 0 | 0 | 0 | 0 | 0 | 0 | 0 | 0 | 0
F3_Commercial_Interruptible - Miscellaneous_New_Food Preparation_Natural Gas_Fryer_A_Achievable Economic UCT Potential | F3 | Commercial | Interruptible - Miscellaneous | New | Food Preparation | Natural Gas | Fryer | A | Integrated Unit Winter Peak Savings (kW) | Achievable Economic UCT Potential | 0 | 0 | 0 | 0 | 0 | 0 | 0 | 0 | 0 | 0 | 0 | 0 | 0 | 0 | 0 | 0 | 0 | 0 | 0 | 0 | 0 | 0 | 0 | 0 | 0 | 0 | 0
F4_Commercial_Interruptible - Miscellaneous_New_Food Preparation_Natural Gas_Fryer_A_Achievable Economic UCT Potential | F4 | Commercial | Interruptible - Miscellaneous | New | Food Preparation | Natural Gas | Fryer | A | Incremental Energy Savings (MWh or mTherms) | Achievable Economic UCT Potential | 0 | 0 | 0 | 0 | 0 | 0 | 0 | 0 | 0 | 0 | 0 | 0 | 0 | 0 | 0 | 0 | 0 | 0 | 0 | 0 | 0 | 0 | 0 | 0 | 0 | 0 | 0
F5_Commercial_Interruptible - Miscellaneous_New_Food Preparation_Natural Gas_Fryer_A_Achievable Economic UCT Potential | F5 | Commercial | Interruptible - Miscellaneous | New | Food Preparation | Natural Gas | Fryer | A | Incremental Summer Peak Savings (MW) | Achievable Economic UCT Potential | 0 | 0 | 0 | 0 | 0 | 0 | 0 | 0 | 0 | 0 | 0 | 0 | 0 | 0 | 0 | 0 | 0 | 0 | 0 | 0 | 0 | 0 | 0 | 0 | 0 | 0 | 0
F6_Commercial_Interruptible - Miscellaneous_New_Food Preparation_Natural Gas_Fryer_A_Achievable Economic UCT Potential | F6 | Commercial | Interruptible - Miscellaneous | New | Food Preparation | Natural Gas | Fryer | A | Incremental Winter Peak Savings (MW) | Achievable Economic UCT Potential | 0 | 0 | 0 | 0 | 0 | 0 | 0 | 0 | 0 | 0 | 0 | 0 | 0 | 0 | 0 | 0 | 0 | 0 | 0 | 0 | 0 | 0 | 0 | 0 | 0 | 0 | 0
F7_Commercial_Interruptible - Miscellaneous_New_Food Preparation_Natural Gas_Fryer_A_Achievable Economic UCT Potential | F7 | Commercial | Interruptible - Miscellaneous | New | Food Preparation | Natural Gas | Fryer | A | Cumulative Energy Savings (MWh or mTherms) | Achievable Economic UCT Potential | 0 | 0 | 0 | 0 | 0 | 0 | 0 | 0 | 0 | 0 | 0 | 0 | 0 | 0 | 0 | 0 | 0 | 0 | 0 | 0 | 0 | 0 | 0 | 0 | 0 | 0 | 0
F8_Commercial_Interruptible - Miscellaneous_New_Food Preparation_Natural Gas_Fryer_A_Achievable Economic UCT Potential | F8 | Commercial | Interruptible - Miscellaneous | New | Food Preparation | Natural Gas | Fryer | A | Cumulative Summer Peak Savings (MW) | Achievable Economic UCT Potential | 0 | 0 | 0 | 0 | 0 | 0 | 0 | 0 | 0 | 0 | 0 | 0 | 0 | 0 | 0 | 0 | 0 | 0 | 0 | 0 | 0 | 0 | 0 | 0 | 0 | 0 | 0
F9_Commercial_Interruptible - Miscellaneous_New_Food Preparation_Natural Gas_Fryer_A_Achievable Economic UCT Potential | F9 | Commercial | Interruptible - Miscellaneous | New | Food Preparation | Natural Gas | Fryer | A | Cumulative Winter Peak Savings (MW) | Achievable Economic UCT Potential | 0 | 0 | 0 | 0 | 0 | 0 | 0 | 0 | 0 | 0 | 0 | 0 | 0 | 0 | 0 | 0 | 0 | 0 | 0 | 0 | 0 | 0 | 0 | 0 | 0 | 0 | 0
F10_Commercial_Interruptible - Miscellaneous_New_Food Preparation_Natural Gas_Fryer_A_Achievable Economic UCT Potential | F10 | Commercial | Interruptible - Miscellaneous | New | Food Preparation | Natural Gas | Fryer | A | Purchases (Incremental) | Achievable Economic UCT Potential | 0 | 0 | 0 | 0 | 0 | 0 | 0 | 0 | 0 | 0 | 0 | 0 | 0 | 0 | 0 | 0 | 0 | 0 | 0 | 0 | 0 | 0 | 0 | 0 | 0 | 0 | 0
F11_Commercial_Interruptible - Miscellaneous_New_Food Preparation_Natural Gas_Fryer_A_Achievable Economic UCT Potential | F11 | Commercial | Interruptible - Miscellaneous | New | Food Preparation | Natural Gas | Fryer | A | Purchases (Cumulative) | Achievable Economic UCT Potential | 0 | 0 | 0 | 0 | 0 | 0 | 0 | 0 | 0 | 0 | 0 | 0 | 0 | 0 | 0 | 0 | 0 | 0 | 0 | 0 | 0 | 0 | 0 | 0 | 0 | 0 | 0
F1_Commercial_Interruptible - Miscellaneous_New_Food Preparation_Natural Gas_Broiler_A_Achievable Economic UCT Potential | F1 | Commercial | Interruptible - Miscellaneous | New | Food Preparation | Natural Gas | Broiler | A | Integrated Unit Energy Savings (kWh or therms) | Achievable Economic UCT Potential | 0 | 0 | 0 | 0 | 0 | 0 | 0 | 0 | 0 | 0 | 0 | 0 | 0 | 0 | 0 | 0 | 0 | 0 | 0 | 0 | 0 | 0 | 0 | 0 | 0 | 0 | 0
F2_Commercial_Interruptible - Miscellaneous_New_Food Preparation_Natural Gas_Broiler_A_Achievable Economic UCT Potential | F2 | Commercial | Interruptible - Miscellaneous | New | Food Preparation | Natural Gas | Broiler | A | Integrated Unit Summer Peak Savings (kW) | Achievable Economic UCT Potential | 0 | 0 | 0 | 0 | 0 | 0 | 0 | 0 | 0 | 0 | 0 | 0 | 0 | 0 | 0 | 0 | 0 | 0 | 0 | 0 | 0 | 0 | 0 | 0 | 0 | 0 | 0
F3_Commercial_Interruptible - Miscellaneous_New_Food Preparation_Natural Gas_Broiler_A_Achievable Economic UCT Potential | F3 | Commercial | Interruptible - Miscellaneous | New | Food Preparation | Natural Gas | Broiler | A | Integrated Unit Winter Peak Savings (kW) | Achievable Economic UCT Potential | 0 | 0 | 0 | 0 | 0 | 0 | 0 | 0 | 0 | 0 | 0 | 0 | 0 | 0 | 0 | 0 | 0 | 0 | 0 | 0 | 0 | 0 | 0 | 0 | 0 | 0 | 0
F4_Commercial_Interruptible - Miscellaneous_New_Food Preparation_Natural Gas_Broiler_A_Achievable Economic UCT Potential | F4 | Commercial | Interruptible - Miscellaneous | New | Food Preparation | Natural Gas | Broiler | A | Incremental Energy Savings (MWh or mTherms) | Achievable Economic UCT Potential | 0 | 0 | 0 | 0 | 0 | 0 | 0 | 0 | 0 | 0 | 0 | 0 | 0 | 0 | 0 | 0 | 0 | 0 | 0 | 0 | 0 | 0 | 0 | 0 | 0 | 0 | 0
F5_Commercial_Interruptible - Miscellaneous_New_Food Preparation_Natural Gas_Broiler_A_Achievable Economic UCT Potential | F5 | Commercial | Interruptible - Miscellaneous | New | Food Preparation | Natural Gas | Broiler | A | Incremental Summer Peak Savings (MW) | Achievable Economic UCT Potential | 0 | 0 | 0 | 0 | 0 | 0 | 0 | 0 | 0 | 0 | 0 | 0 | 0 | 0 | 0 | 0 | 0 | 0 | 0 | 0 | 0 | 0 | 0 | 0 | 0 | 0 | 0
F6_Commercial_Interruptible - Miscellaneous_New_Food Preparation_Natural Gas_Broiler_A_Achievable Economic UCT Potential | F6 | Commercial | Interruptible - Miscellaneous | New | Food Preparation | Natural Gas | Broiler | A | Incremental Winter Peak Savings (MW) | Achievable Economic UCT Potential | 0 | 0 | 0 | 0 | 0 | 0 | 0 | 0 | 0 | 0 | 0 | 0 | 0 | 0 | 0 | 0 | 0 | 0 | 0 | 0 | 0 | 0 | 0 | 0 | 0 | 0 | 0
F7_Commercial_Interruptible - Miscellaneous_New_Food Preparation_Natural Gas_Broiler_A_Achievable Economic UCT Potential | F7 | Commercial | Interruptible - Miscellaneous | New | Food Preparation | Natural Gas | Broiler | A | Cumulative Energy Savings (MWh or mTherms) | Achievable Economic UCT Potential | 0 | 0 | 0 | 0 | 0 | 0 | 0 | 0 | 0 | 0 | 0 | 0 | 0 | 0 | 0 | 0 | 0 | 0 | 0 | 0 | 0 | 0 | 0 | 0 | 0 | 0 | 0
F8_Commercial_Interruptible - Miscellaneous_New_Food Preparation_Natural Gas_Broiler_A_Achievable Economic UCT Potential | F8 | Commercial | Interruptible - Miscellaneous | New | Food Preparation | Natural Gas | Broiler | A | Cumulative Summer Peak Savings (MW) | Achievable Economic UCT Potential | 0 | 0 | 0 | 0 | 0 | 0 | 0 | 0 | 0 | 0 | 0 | 0 | 0 | 0 | 0 | 0 | 0 | 0 | 0 | 0 | 0 | 0 | 0 | 0 | 0 | 0 | 0
F9_Commercial_Interruptible - Miscellaneous_New_Food Preparation_Natural Gas_Broiler_A_Achievable Economic UCT Potential | F9 | Commercial | Interruptible - Miscellaneous | New | Food Preparation | Natural Gas | Broiler | A | Cumulative Winter Peak Savings (MW) | Achievable Economic UCT Potential | 0 | 0 | 0 | 0 | 0 | 0 | 0 | 0 | 0 | 0 | 0 | 0 | 0 | 0 | 0 | 0 | 0 | 0 | 0 | 0 | 0 | 0 | 0 | 0 | 0 | 0 | 0
F10_Commercial_Interruptible - Miscellaneous_New_Food Preparation_Natural Gas_Broiler_A_Achievable Economic UCT Potential | F10 | Commercial | Interruptible - Miscellaneous | New | Food Preparation | Natural Gas | Broiler | A | Purchases (Incremental) | Achievable Economic UCT Potential | 0 | 0 | 0 | 0 | 0 | 0 | 0 | 0 | 0 | 0 | 0 | 0 | 0 | 0 | 0 | 0 | 0 | 0 | 0 | 0 | 0 | 0 | 0 | 0 | 0 | 0 | 0
F11_Commercial_Interruptible - Miscellaneous_New_Food Preparation_Natural Gas_Broiler_A_Achievable Economic UCT Potential | F11 | Commercial | Interruptible - Miscellaneous | New | Food Preparation | Natural Gas | Broiler | A | Purchases (Cumulative) | Achievable Economic UCT Potential | 0 | 0 | 0 | 0 | 0 | 0 | 0 | 0 | 0 | 0 | 0 | 0 | 0 | 0 | 0 | 0 | 0 | 0 | 0 | 0 | 0 | 0 | 0 | 0 | 0 | 0 | 0
F1_Commercial_Interruptible - Miscellaneous_New_Food Preparation_Natural Gas_Griddle_A_Achievable Economic UCT Potential | F1 | Commercial | Interruptible - Miscellaneous | New | Food Preparation | Natural Gas | Griddle | A | Integrated Unit Energy Savings (kWh or therms) | Achievable Economic UCT Potential | 0 | 0 | 0 | 0 | 0 | 0 | 0 | 0 | 0 | 0 | 0 | 0 | 0 | 0 | 0 | 0 | 0 | 0 | 0 | 0 | 0 | 0 | 0 | 0 | 0 | 0 | 0
F2_Commercial_Interruptible - Miscellaneous_New_Food Preparation_Natural Gas_Griddle_A_Achievable Economic UCT Potential | F2 | Commercial | Interruptible - Miscellaneous | New | Food Preparation | Natural Gas | Griddle | A | Integrated Unit Summer Peak Savings (kW) | Achievable Economic UCT Potential | 0 | 0 | 0 | 0 | 0 | 0 | 0 | 0 | 0 | 0 | 0 | 0 | 0 | 0 | 0 | 0 | 0 | 0 | 0 | 0 | 0 | 0 | 0 | 0 | 0 | 0 | 0
F3_Commercial_Interruptible - Miscellaneous_New_Food Preparation_Natural Gas_Griddle_A_Achievable Economic UCT Potential | F3 | Commercial | Interruptible - Miscellaneous | New | Food Preparation | Natural Gas | Griddle | A | Integrated Unit Winter Peak Savings (kW) | Achievable Economic UCT Potential | 0 | 0 | 0 | 0 | 0 | 0 | 0 | 0 | 0 | 0 | 0 | 0 | 0 | 0 | 0 | 0 | 0 | 0 | 0 | 0 | 0 | 0 | 0 | 0 | 0 | 0 | 0
F4_Commercial_Interruptible - Miscellaneous_New_Food Preparation_Natural Gas_Griddle_A_Achievable Economic UCT Potential | F4 | Commercial | Interruptible - Miscellaneous | New | Food Preparation | Natural Gas | Griddle | A | Incremental Energy Savings (MWh or mTherms) | Achievable Economic UCT Potential | 0 | 0 | 0 | 0 | 0 | 0 | 0 | 0 | 0 | 0 | 0 | 0 | 0 | 0 | 0 | 0 | 0 | 0 | 0 | 0 | 0 | 0 | 0 | 0 | 0 | 0 | 0
F5_Commercial_Interruptible - Miscellaneous_New_Food Preparation_Natural Gas_Griddle_A_Achievable Economic UCT Potential | F5 | Commercial | Interruptible - Miscellaneous | New | Food Preparation | Natural Gas | Griddle | A | Incremental Summer Peak Savings (MW) | Achievable Economic UCT Potential | 0 | 0 | 0 | 0 | 0 | 0 | 0 | 0 | 0 | 0 | 0 | 0 | 0 | 0 | 0 | 0 | 0 | 0 | 0 | 0 | 0 | 0 | 0 | 0 | 0 | 0 | 0
F6_Commercial_Interruptible - Miscellaneous_New_Food Preparation_Natural Gas_Griddle_A_Achievable Economic UCT Potential | F6 | Commercial | Interruptible - Miscellaneous | New | Food Preparation | Natural Gas | Griddle | A | Incremental Winter Peak Savings (MW) | Achievable Economic UCT Potential | 0 | 0 | 0 | 0 | 0 | 0 | 0 | 0 | 0 | 0 | 0 | 0 | 0 | 0 | 0 | 0 | 0 | 0 | 0 | 0 | 0 | 0 | 0 | 0 | 0 | 0 | 0
F7_Commercial_Interruptible - Miscellaneous_New_Food Preparation_Natural Gas_Griddle_A_Achievable Economic UCT Potential | F7 | Commercial | Interruptible - Miscellaneous | New | Food Preparation | Natural Gas | Griddle | A | Cumulative Energy Savings (MWh or mTherms) | Achievable Economic UCT Potential | 0 | 0 | 0 | 0 | 0 | 0 | 0 | 0 | 0 | 0 | 0 | 0 | 0 | 0 | 0 | 0 | 0 | 0 | 0 | 0 | 0 | 0 | 0 | 0 | 0 | 0 | 0
F8_Commercial_Interruptible - Miscellaneous_New_Food Preparation_Natural Gas_Griddle_A_Achievable Economic UCT Potential | F8 | Commercial | Interruptible - Miscellaneous | New | Food Preparation | Natural Gas | Griddle | A | Cumulative Summer Peak Savings (MW) | Achievable Economic UCT Potential | 0 | 0 | 0 | 0 | 0 | 0 | 0 | 0 | 0 | 0 | 0 | 0 | 0 | 0 | 0 | 0 | 0 | 0 | 0 | 0 | 0 | 0 | 0 | 0 | 0 | 0 | 0
F9_Commercial_Interruptible - Miscellaneous_New_Food Preparation_Natural Gas_Griddle_A_Achievable Economic UCT Potential | F9 | Commercial | Interruptible - Miscellaneous | New | Food Preparation | Natural Gas | Griddle | A | Cumulative Winter Peak Savings (MW) | Achievable Economic UCT Potential | 0 | 0 | 0 | 0 | 0 | 0 | 0 | 0 | 0 | 0 | 0 | 0 | 0 | 0 | 0 | 0 | 0 | 0 | 0 | 0 | 0 | 0 | 0 | 0 | 0 | 0 | 0
F10_Commercial_Interruptible - Miscellaneous_New_Food Preparation_Natural Gas_Griddle_A_Achievable Economic UCT Potential | F10 | Commercial | Interruptible - Miscellaneous | New | Food Preparation | Natural Gas | Griddle | A | Purchases (Incremental) | Achievable Economic UCT Potential | 0 | 0 | 0 | 0 | 0 | 0 | 0 | 0 | 0 | 0 | 0 | 0 | 0 | 0 | 0 | 0 | 0 | 0 | 0 | 0 | 0 | 0 | 0 | 0 | 0 | 0 | 0
F11_Commercial_Interruptible - Miscellaneous_New_Food Preparation_Natural Gas_Griddle_A_Achievable Economic UCT Potential | F11 | Commercial | Interruptible - Miscellaneous | New | Food Preparation | Natural Gas | Griddle | A | Purchases (Cumulative) | Achievable Economic UCT Potential | 0 | 0 | 0 | 0 | 0 | 0 | 0 | 0 | 0 | 0 | 0 | 0 | 0 | 0 | 0 | 0 | 0 | 0 | 0 | 0 | 0 | 0 | 0 | 0 | 0 | 0 | 0
F1_Commercial_Interruptible - Miscellaneous_New_Food Preparation_Natural Gas_Range_A_Achievable Economic UCT Potential | F1 | Commercial | Interruptible - Miscellaneous | New | Food Preparation | Natural Gas | Range | A | Integrated Unit Energy Savings (kWh or therms) | Achievable Economic UCT Potential | 0 | 0 | 0 | 0 | 0 | 0 | 0 | 0 | 0 | 0 | 0 | 0 | 0 | 0 | 0 | 0 | 0 | 0 | 0 | 0 | 0 | 0 | 0 | 0 | 0 | 0 | 0
F2_Commercial_Interruptible - Miscellaneous_New_Food Preparation_Natural Gas_Range_A_Achievable Economic UCT Potential | F2 | Commercial | Interruptible - Miscellaneous | New | Food Preparation | Natural Gas | Range | A | Integrated Unit Summer Peak Savings (kW) | Achievable Economic UCT Potential | 0 | 0 | 0 | 0 | 0 | 0 | 0 | 0 | 0 | 0 | 0 | 0 | 0 | 0 | 0 | 0 | 0 | 0 | 0 | 0 | 0 | 0 | 0 | 0 | 0 | 0 | 0
F3_Commercial_Interruptible - Miscellaneous_New_Food Preparation_Natural Gas_Range_A_Achievable Economic UCT Potential | F3 | Commercial | Interruptible - Miscellaneous | New | Food Preparation | Natural Gas | Range | A | Integrated Unit Winter Peak Savings (kW) | Achievable Economic UCT Potential | 0 | 0 | 0 | 0 | 0 | 0 | 0 | 0 | 0 | 0 | 0 | 0 | 0 | 0 | 0 | 0 | 0 | 0 | 0 | 0 | 0 | 0 | 0 | 0 | 0 | 0 | 0
F4_Commercial_Interruptible - Miscellaneous_New_Food Preparation_Natural Gas_Range_A_Achievable Economic UCT Potential | F4 | Commercial | Interruptible - Miscellaneous | New | Food Preparation | Natural Gas | Range | A | Incremental Energy Savings (MWh or mTherms) | Achievable Economic UCT Potential | 0 | 0 | 0 | 0 | 0 | 0 | 0 | 0 | 0 | 0 | 0 | 0 | 0 | 0 | 0 | 0 | 0 | 0 | 0 | 0 | 0 | 0 | 0 | 0 | 0 | 0 | 0
F5_Commercial_Interruptible - Miscellaneous_New_Food Preparation_Natural Gas_Range_A_Achievable Economic UCT Potential | F5 | Commercial | Interruptible - Miscellaneous | New | Food Preparation | Natural Gas | Range | A | Incremental Summer Peak Savings (MW) | Achievable Economic UCT Potential | 0 | 0 | 0 | 0 | 0 | 0 | 0 | 0 | 0 | 0 | 0 | 0 | 0 | 0 | 0 | 0 | 0 | 0 | 0 | 0 | 0 | 0 | 0 | 0 | 0 | 0 | 0
F6_Commercial_Interruptible - Miscellaneous_New_Food Preparation_Natural Gas_Range_A_Achievable Economic UCT Potential | F6 | Commercial | Interruptible - Miscellaneous | New | Food Preparation | Natural Gas | Range | A | Incremental Winter Peak Savings (MW) | Achievable Economic UCT Potential | 0 | 0 | 0 | 0 | 0 | 0 | 0 | 0 | 0 | 0 | 0 | 0 | 0 | 0 | 0 | 0 | 0 | 0 | 0 | 0 | 0 | 0 | 0 | 0 | 0 | 0 | 0
F7_Commercial_Interruptible - Miscellaneous_New_Food Preparation_Natural Gas_Range_A_Achievable Economic UCT Potential | F7 | Commercial | Interruptible - Miscellaneous | New | Food Preparation | Natural Gas | Range | A | Cumulative Energy Savings (MWh or mTherms) | Achievable Economic UCT Potential | 0 | 0 | 0 | 0 | 0 | 0 | 0 | 0 | 0 | 0 | 0 | 0 | 0 | 0 | 0 | 0 | 0 | 0 | 0 | 0 | 0 | 0 | 0 | 0 | 0 | 0 | 0
F8_Commercial_Interruptible - Miscellaneous_New_Food Preparation_Natural Gas_Range_A_Achievable Economic UCT Potential | F8 | Commercial | Interruptible - Miscellaneous | New | Food Preparation | Natural Gas | Range | A | Cumulative Summer Peak Savings (MW) | Achievable Economic UCT Potential | 0 | 0 | 0 | 0 | 0 | 0 | 0 | 0 | 0 | 0 | 0 | 0 | 0 | 0 | 0 | 0 | 0 | 0 | 0 | 0 | 0 | 0 | 0 | 0 | 0 | 0 | 0
F9_Commercial_Interruptible - Miscellaneous_New_Food Preparation_Natural Gas_Range_A_Achievable Economic UCT Potential | F9 | Commercial | Interruptible - Miscellaneous | New | Food Preparation | Natural Gas | Range | A | Cumulative Winter Peak Savings (MW) | Achievable Economic UCT Potential | 0 | 0 | 0 | 0 | 0 | 0 | 0 | 0 | 0 | 0 | 0 | 0 | 0 | 0 | 0 | 0 | 0 | 0 | 0 | 0 | 0 | 0 | 0 | 0 | 0 | 0 | 0
F10_Commercial_Interruptible - Miscellaneous_New_Food Preparation_Natural Gas_Range_A_Achievable Economic UCT Potential | F10 | Commercial | Interruptible - Miscellaneous | New | Food Preparation | Natural Gas | Range | A | Purchases (Incremental) | Achievable Economic UCT Potential | 0 | 0 | 0 | 0 | 0 | 0 | 0 | 0 | 0 | 0 | 0 | 0 | 0 | 0 | 0 | 0 | 0 | 0 | 0 | 0 | 0 | 0 | 0 | 0 | 0 | 0 | 0
F11_Commercial_Interruptible - Miscellaneous_New_Food Preparation_Natural Gas_Range_A_Achievable Economic UCT Potential | F11 | Commercial | Interruptible - Miscellaneous | New | Food Preparation | Natural Gas | Range | A | Purchases (Cumulative) | Achievable Economic UCT Potential | 0 | 0 | 0 | 0 | 0 | 0 | 0 | 0 | 0 | 0 | 0 | 0 | 0 | 0 | 0 | 0 | 0 | 0 | 0 | 0 | 0 | 0 | 0 | 0 | 0 | 0 | 0
F1_Commercial_Interruptible - Miscellaneous_New_Food Preparation_Natural Gas_Steamer_A_Achievable Economic UCT Potential | F1 | Commercial | Interruptible - Miscellaneous | New | Food Preparation | Natural Gas | Steamer | A | Integrated Unit Energy Savings (kWh or therms) | Achievable Economic UCT Potential | 0 | 0 | 0 | 0 | 0 | 0 | 0 | 0 | 0 | 0 | 0 | 0 | 0 | 0 | 0 | 0 | 0 | 0 | 0 | 0 | 0 | 0 | 0 | 0 | 0 | 0 | 0
F2_Commercial_Interruptible - Miscellaneous_New_Food Preparation_Natural Gas_Steamer_A_Achievable Economic UCT Potential | F2 | Commercial | Interruptible - Miscellaneous | New | Food Preparation | Natural Gas | Steamer | A | Integrated Unit Summer Peak Savings (kW) | Achievable Economic UCT Potential | 0 | 0 | 0 | 0 | 0 | 0 | 0 | 0 | 0 | 0 | 0 | 0 | 0 | 0 | 0 | 0 | 0 | 0 | 0 | 0 | 0 | 0 | 0 | 0 | 0 | 0 | 0
F3_Commercial_Interruptible - Miscellaneous_New_Food Preparation_Natural Gas_Steamer_A_Achievable Economic UCT Potential | F3 | Commercial | Interruptible - Miscellaneous | New | Food Preparation | Natural Gas | Steamer | A | Integrated Unit Winter Peak Savings (kW) | Achievable Economic UCT Potential | 0 | 0 | 0 | 0 | 0 | 0 | 0 | 0 | 0 | 0 | 0 | 0 | 0 | 0 | 0 | 0 | 0 | 0 | 0 | 0 | 0 | 0 | 0 | 0 | 0 | 0 | 0
F4_Commercial_Interruptible - Miscellaneous_New_Food Preparation_Natural Gas_Steamer_A_Achievable Economic UCT Potential | F4 | Commercial | Interruptible - Miscellaneous | New | Food Preparation | Natural Gas | Steamer | A | Incremental Energy Savings (MWh or mTherms) | Achievable Economic UCT Potential | 0 | 0 | 0 | 0 | 0 | 0 | 0 | 0 | 0 | 0 | 0 | 0 | 0 | 0 | 0 | 0 | 0 | 0 | 0 | 0 | 0 | 0 | 0 | 0 | 0 | 0 | 0
F5_Commercial_Interruptible - Miscellaneous_New_Food Preparation_Natural Gas_Steamer_A_Achievable Economic UCT Potential | F5 | Commercial | Interruptible - Miscellaneous | New | Food Preparation | Natural Gas | Steamer | A | Incremental Summer Peak Savings (MW) | Achievable Economic UCT Potential | 0 | 0 | 0 | 0 | 0 | 0 | 0 | 0 | 0 | 0 | 0 | 0 | 0 | 0 | 0 | 0 | 0 | 0 | 0 | 0 | 0 | 0 | 0 | 0 | 0 | 0 | 0
F6_Commercial_Interruptible - Miscellaneous_New_Food Preparation_Natural Gas_Steamer_A_Achievable Economic UCT Potential | F6 | Commercial | Interruptible - Miscellaneous | New | Food Preparation | Natural Gas | Steamer | A | Incremental Winter Peak Savings (MW) | Achievable Economic UCT Potential | 0 | 0 | 0 | 0 | 0 | 0 | 0 | 0 | 0 | 0 | 0 | 0 | 0 | 0 | 0 | 0 | 0 | 0 | 0 | 0 | 0 | 0 | 0 | 0 | 0 | 0 | 0
F7_Commercial_Interruptible - Miscellaneous_New_Food Preparation_Natural Gas_Steamer_A_Achievable Economic UCT Potential | F7 | Commercial | Interruptible - Miscellaneous | New | Food Preparation | Natural Gas | Steamer | A | Cumulative Energy Savings (MWh or mTherms) | Achievable Economic UCT Potential | 0 | 0 | 0 | 0 | 0 | 0 | 0 | 0 | 0 | 0 | 0 | 0 | 0 | 0 | 0 | 0 | 0 | 0 | 0 | 0 | 0 | 0 | 0 | 0 | 0 | 0 | 0
F8_Commercial_Interruptible - Miscellaneous_New_Food Preparation_Natural Gas_Steamer_A_Achievable Economic UCT Potential | F8 | Commercial | Interruptible - Miscellaneous | New | Food Preparation | Natural Gas | Steamer | A | Cumulative Summer Peak Savings (MW) | Achievable Economic UCT Potential | 0 | 0 | 0 | 0 | 0 | 0 | 0 | 0 | 0 | 0 | 0 | 0 | 0 | 0 | 0 | 0 | 0 | 0 | 0 | 0 | 0 | 0 | 0 | 0 | 0 | 0 | 0
F9_Commercial_Interruptible - Miscellaneous_New_Food Preparation_Natural Gas_Steamer_A_Achievable Economic UCT Potential | F9 | Commercial | Interruptible - Miscellaneous | New | Food Preparation | Natural Gas | Steamer | A | Cumulative Winter Peak Savings (MW) | Achievable Economic UCT Potential | 0 | 0 | 0 | 0 | 0 | 0 | 0 | 0 | 0 | 0 | 0 | 0 | 0 | 0 | 0 | 0 | 0 | 0 | 0 | 0 | 0 | 0 | 0 | 0 | 0 | 0 | 0
F10_Commercial_Interruptible - Miscellaneous_New_Food Preparation_Natural Gas_Steamer_A_Achievable Economic UCT Potential | F10 | Commercial | Interruptible - Miscellaneous | New | Food Preparation | Natural Gas | Steamer | A | Purchases (Incremental) | Achievable Economic UCT Potential | 0 | 0 | 0 | 0 | 0 | 0 | 0 | 0 | 0 | 0 | 0 | 0 | 0 | 0 | 0 | 0 | 0 | 0 | 0 | 0 | 0 | 0 | 0 | 0 | 0 | 0 | 0
F11_Commercial_Interruptible - Miscellaneous_New_Food Preparation_Natural Gas_Steamer_A_Achievable Economic UCT Potential | F11 | Commercial | Interruptible - Miscellaneous | New | Food Preparation | Natural Gas | Steamer | A | Purchases (Cumulative) | Achievable Economic UCT Potential | 0 | 0 | 0 | 0 | 0 | 0 | 0 | 0 | 0 | 0 | 0 | 0 | 0 | 0 | 0 | 0 | 0 | 0 | 0 | 0 | 0 | 0 | 0 | 0 | 0 | 0 | 0
F1_Commercial_Interruptible - Miscellaneous_New_Food Preparation_Natural Gas_Commercial Food Prep Other_A_Achievable Economic UCT Potential | F1 | Commercial | Interruptible - Miscellaneous | New | Food Preparation | Natural Gas | Commercial Food Prep Other | A | Integrated Unit Energy Savings (kWh or therms) | Achievable Economic UCT Potential | 0 | 0 | 0 | 0 | 0 | 0 | 0 | 0 | 0 | 0 | 0 | 0 | 0 | 0 | 0 | 0 | 0 | 0 | 0 | 0 | 0 | 0 | 0 | 0 | 0 | 0 | 0
F2_Commercial_Interruptible - Miscellaneous_New_Food Preparation_Natural Gas_Commercial Food Prep Other_A_Achievable Economic UCT Potential | F2 | Commercial | Interruptible - Miscellaneous | New | Food Preparation | Natural Gas | Commercial Food Prep Other | A | Integrated Unit Summer Peak Savings (kW) | Achievable Economic UCT Potential | 0 | 0 | 0 | 0 | 0 | 0 | 0 | 0 | 0 | 0 | 0 | 0 | 0 | 0 | 0 | 0 | 0 | 0 | 0 | 0 | 0 | 0 | 0 | 0 | 0 | 0 | 0
F3_Commercial_Interruptible - Miscellaneous_New_Food Preparation_Natural Gas_Commercial Food Prep Other_A_Achievable Economic UCT Potential | F3 | Commercial | Interruptible - Miscellaneous | New | Food Preparation | Natural Gas | Commercial Food Prep Other | A | Integrated Unit Winter Peak Savings (kW) | Achievable Economic UCT Potential | 0 | 0 | 0 | 0 | 0 | 0 | 0 | 0 | 0 | 0 | 0 | 0 | 0 | 0 | 0 | 0 | 0 | 0 | 0 | 0 | 0 | 0 | 0 | 0 | 0 | 0 | 0
F4_Commercial_Interruptible - Miscellaneous_New_Food Preparation_Natural Gas_Commercial Food Prep Other_A_Achievable Economic UCT Potential | F4 | Commercial | Interruptible - Miscellaneous | New | Food Preparation | Natural Gas | Commercial Food Prep Other | A | Incremental Energy Savings (MWh or mTherms) | Achievable Economic UCT Potential | 0 | 0 | 0 | 0 | 0 | 0 | 0 | 0 | 0 | 0 | 0 | 0 | 0 | 0 | 0 | 0 | 0 | 0 | 0 | 0 | 0 | 0 | 0 | 0 | 0 | 0 | 0
F5_Commercial_Interruptible - Miscellaneous_New_Food Preparation_Natural Gas_Commercial Food Prep Other_A_Achievable Economic UCT Potential | F5 | Commercial | Interruptible - Miscellaneous | New | Food Preparation | Natural Gas | Commercial Food Prep Other | A | Incremental Summer Peak Savings (MW) | Achievable Economic UCT Potential | 0 | 0 | 0 | 0 | 0 | 0 | 0 | 0 | 0 | 0 | 0 | 0 | 0 | 0 | 0 | 0 | 0 | 0 | 0 | 0 | 0 | 0 | 0 | 0 | 0 | 0 | 0
F6_Commercial_Interruptible - Miscellaneous_New_Food Preparation_Natural Gas_Commercial Food Prep Other_A_Achievable Economic UCT Potential | F6 | Commercial | Interruptible - Miscellaneous | New | Food Preparation | Natural Gas | Commercial Food Prep Other | A | Incremental Winter Peak Savings (MW) | Achievable Economic UCT Potential | 0 | 0 | 0 | 0 | 0 | 0 | 0 | 0 | 0 | 0 | 0 | 0 | 0 | 0 | 0 | 0 | 0 | 0 | 0 | 0 | 0 | 0 | 0 | 0 | 0 | 0 | 0
F7_Commercial_Interruptible - Miscellaneous_New_Food Preparation_Natural Gas_Commercial Food Prep Other_A_Achievable Economic UCT Potential | F7 | Commercial | Interruptible - Miscellaneous | New | Food Preparation | Natural Gas | Commercial Food Prep Other | A | Cumulative Energy Savings (MWh or mTherms) | Achievable Economic UCT Potential | 0 | 0 | 0 | 0 | 0 | 0 | 0 | 0 | 0 | 0 | 0 | 0 | 0 | 0 | 0 | 0 | 0 | 0 | 0 | 0 | 0 | 0 | 0 | 0 | 0 | 0 | 0
F8_Commercial_Interruptible - Miscellaneous_New_Food Preparation_Natural Gas_Commercial Food Prep Other_A_Achievable Economic UCT Potential | F8 | Commercial | Interruptible - Miscellaneous | New | Food Preparation | Natural Gas | Commercial Food Prep Other | A | Cumulative Summer Peak Savings (MW) | Achievable Economic UCT Potential | 0 | 0 | 0 | 0 | 0 | 0 | 0 | 0 | 0 | 0 | 0 | 0 | 0 | 0 | 0 | 0 | 0 | 0 | 0 | 0 | 0 | 0 | 0 | 0 | 0 | 0 | 0
F9_Commercial_Interruptible - Miscellaneous_New_Food Preparation_Natural Gas_Commercial Food Prep Other_A_Achievable Economic UCT Potential | F9 | Commercial | Interruptible - Miscellaneous | New | Food Preparation | Natural Gas | Commercial Food Prep Other | A | Cumulative Winter Peak Savings (MW) | Achievable Economic UCT Potential | 0 | 0 | 0 | 0 | 0 | 0 | 0 | 0 | 0 | 0 | 0 | 0 | 0 | 0 | 0 | 0 | 0 | 0 | 0 | 0 | 0 | 0 | 0 | 0 | 0 | 0 | 0
F10_Commercial_Interruptible - Miscellaneous_New_Food Preparation_Natural Gas_Commercial Food Prep Other_A_Achievable Economic UCT Potential | F10 | Commercial | Interruptible - Miscellaneous | New | Food Preparation | Natural Gas | Commercial Food Prep Other | A | Purchases (Incremental) | Achievable Economic UCT Potential | 0 | 0 | 0 | 0 | 0 | 0 | 0 | 0 | 0 | 0 | 0 | 0 | 0 | 0 | 0 | 0 | 0 | 0 | 0 | 0 | 0 | 0 | 0 | 0 | 0 | 0 | 0
F11_Commercial_Interruptible - Miscellaneous_New_Food Preparation_Natural Gas_Commercial Food Prep Other_A_Achievable Economic UCT Potential | F11 | Commercial | Interruptible - Miscellaneous | New | Food Preparation | Natural Gas | Commercial Food Prep Other | A | Purchases (Cumulative) | Achievable Economic UCT Potential | 0 | 0 | 0 | 0 | 0 | 0 | 0 | 0 | 0 | 0 | 0 | 0 | 0 | 0 | 0 | 0 | 0 | 0 | 0 | 0 | 0 | 0 | 0 | 0 | 0 | 0 | 0
F1_Commercial_Interruptible - Miscellaneous_New_Miscellaneous_Natural Gas_Pool Heater_A_Achievable Economic UCT Potential | F1 | Commercial | Interruptible - Miscellaneous | New | Miscellaneous | Natural Gas | Pool Heater | A | Integrated Unit Energy Savings (kWh or therms) | Achievable Economic UCT Potential | 0 | 0 | 0 | 0 | 0 | 0 | 0 | 0 | 0 | 0 | 0 | 0 | 0 | 0 | 0 | 0 | 0 | 0 | 0 | 0 | 0 | 0 | 0 | 0 | 0 | 0 | 0
F2_Commercial_Interruptible - Miscellaneous_New_Miscellaneous_Natural Gas_Pool Heater_A_Achievable Economic UCT Potential | F2 | Commercial | Interruptible - Miscellaneous | New | Miscellaneous | Natural Gas | Pool Heater | A | Integrated Unit Summer Peak Savings (kW) | Achievable Economic UCT Potential | 0 | 0 | 0 | 0 | 0 | 0 | 0 | 0 | 0 | 0 | 0 | 0 | 0 | 0 | 0 | 0 | 0 | 0 | 0 | 0 | 0 | 0 | 0 | 0 | 0 | 0 | 0
F3_Commercial_Interruptible - Miscellaneous_New_Miscellaneous_Natural Gas_Pool Heater_A_Achievable Economic UCT Potential | F3 | Commercial | Interruptible - Miscellaneous | New | Miscellaneous | Natural Gas | Pool Heater | A | Integrated Unit Winter Peak Savings (kW) | Achievable Economic UCT Potential | 0 | 0 | 0 | 0 | 0 | 0 | 0 | 0 | 0 | 0 | 0 | 0 | 0 | 0 | 0 | 0 | 0 | 0 | 0 | 0 | 0 | 0 | 0 | 0 | 0 | 0 | 0
F4_Commercial_Interruptible - Miscellaneous_New_Miscellaneous_Natural Gas_Pool Heater_A_Achievable Economic UCT Potential | F4 | Commercial | Interruptible - Miscellaneous | New | Miscellaneous | Natural Gas | Pool Heater | A | Incremental Energy Savings (MWh or mTherms) | Achievable Economic UCT Potential | 0 | 0 | 0 | 0 | 0 | 0 | 0 | 0 | 0 | 0 | 0 | 0 | 0 | 0 | 0 | 0 | 0 | 0 | 0 | 0 | 0 | 0 | 0 | 0 | 0 | 0 | 0
F5_Commercial_Interruptible - Miscellaneous_New_Miscellaneous_Natural Gas_Pool Heater_A_Achievable Economic UCT Potential | F5 | Commercial | Interruptible - Miscellaneous | New | Miscellaneous | Natural Gas | Pool Heater | A | Incremental Summer Peak Savings (MW) | Achievable Economic UCT Potential | 0 | 0 | 0 | 0 | 0 | 0 | 0 | 0 | 0 | 0 | 0 | 0 | 0 | 0 | 0 | 0 | 0 | 0 | 0 | 0 | 0 | 0 | 0 | 0 | 0 | 0 | 0
F6_Commercial_Interruptible - Miscellaneous_New_Miscellaneous_Natural Gas_Pool Heater_A_Achievable Economic UCT Potential | F6 | Commercial | Interruptible - Miscellaneous | New | Miscellaneous | Natural Gas | Pool Heater | A | Incremental Winter Peak Savings (MW) | Achievable Economic UCT Potential | 0 | 0 | 0 | 0 | 0 | 0 | 0 | 0 | 0 | 0 | 0 | 0 | 0 | 0 | 0 | 0 | 0 | 0 | 0 | 0 | 0 | 0 | 0 | 0 | 0 | 0 | 0
F7_Commercial_Interruptible - Miscellaneous_New_Miscellaneous_Natural Gas_Pool Heater_A_Achievable Economic UCT Potential | F7 | Commercial | Interruptible - Miscellaneous | New | Miscellaneous | Natural Gas | Pool Heater | A | Cumulative Energy Savings (MWh or mTherms) | Achievable Economic UCT Potential | 0 | 0 | 0 | 0 | 0 | 0 | 0 | 0 | 0 | 0 | 0 | 0 | 0 | 0 | 0 | 0 | 0 | 0 | 0 | 0 | 0 | 0 | 0 | 0 | 0 | 0 | 0
F8_Commercial_Interruptible - Miscellaneous_New_Miscellaneous_Natural Gas_Pool Heater_A_Achievable Economic UCT Potential | F8 | Commercial | Interruptible - Miscellaneous | New | Miscellaneous | Natural Gas | Pool Heater | A | Cumulative Summer Peak Savings (MW) | Achievable Economic UCT Potential | 0 | 0 | 0 | 0 | 0 | 0 | 0 | 0 | 0 | 0 | 0 | 0 | 0 | 0 | 0 | 0 | 0 | 0 | 0 | 0 | 0 | 0 | 0 | 0 | 0 | 0 | 0
F9_Commercial_Interruptible - Miscellaneous_New_Miscellaneous_Natural Gas_Pool Heater_A_Achievable Economic UCT Potential | F9 | Commercial | Interruptible - Miscellaneous | New | Miscellaneous | Natural Gas | Pool Heater | A | Cumulative Winter Peak Savings (MW) | Achievable Economic UCT Potential | 0 | 0 | 0 | 0 | 0 | 0 | 0 | 0 | 0 | 0 | 0 | 0 | 0 | 0 | 0 | 0 | 0 | 0 | 0 | 0 | 0 | 0 | 0 | 0 | 0 | 0 | 0
F10_Commercial_Interruptible - Miscellaneous_New_Miscellaneous_Natural Gas_Pool Heater_A_Achievable Economic UCT Potential | F10 | Commercial | Interruptible - Miscellaneous | New | Miscellaneous | Natural Gas | Pool Heater | A | Purchases (Incremental) | Achievable Economic UCT Potential | 0 | 0 | 0 | 0 | 0 | 0 | 0 | 0 | 0 | 0 | 0 | 0 | 0 | 0 | 0 | 0 | 0 | 0 | 0 | 0 | 0 | 0 | 0 | 0 | 0 | 0 | 0
F11_Commercial_Interruptible - Miscellaneous_New_Miscellaneous_Natural Gas_Pool Heater_A_Achievable Economic UCT Potential | F11 | Commercial | Interruptible - Miscellaneous | New | Miscellaneous | Natural Gas | Pool Heater | A | Purchases (Cumulative) | Achievable Economic UCT Potential | 0 | 0 | 0 | 0 | 0 | 0 | 0 | 0 | 0 | 0 | 0 | 0 | 0 | 0 | 0 | 0 | 0 | 0 | 0 | 0 | 0 | 0 | 0 | 0 | 0 | 0 | 0
F1_Commercial_WA - College_Existing_Space Heating_Natural Gas_Insulation - Ceiling_A_Achievable Economic UCT Potential | F1 | Commercial | WA - College | Existing | Space Heating | Natural Gas | Insulation - Ceiling | A | Integrated Unit Energy Savings (kWh or therms) | Achievable Economic UCT Potential | 0 | 0 | 0.062431 | 0.061975 | 0.06131 | 0.060613 | 0.059889 | 0.05913 | 0.058324 | 0.05747 | 0.056569 | 0.055625 | 0.054651 | 0.053693 | 0.052768 | 0.051886 | 0.051046 | 0.050272 | 0.049662 | 0.049224 | 0.048853 | 0.048572 | 0.048311 | 0.048248 | 0.048191 | 0.048139 | 0.048091
F2_Commercial_WA - College_Existing_Space Heating_Natural Gas_Insulation - Ceiling_A_Achievable Economic UCT Potential | F2 | Commercial | WA - College | Existing | Space Heating | Natural Gas | Insulation - Ceiling | A | Integrated Unit Summer Peak Savings (kW) | Achievable Economic UCT Potential | 0 | 0 | 0 | 0 | 0 | 0 | 0 | 0 | 0 | 0 | 0 | 0 | 0 | 0 | 0 | 0 | 0 | 0 | 0 | 0 | 0 | 0 | 0 | 0 | 0 | 0 | 0
F3_Commercial_WA - College_Existing_Space Heating_Natural Gas_Insulation - Ceiling_A_Achievable Economic UCT Potential | F3 | Commercial | WA - College | Existing | Space Heating | Natural Gas | Insulation - Ceiling | A | Integrated Unit Winter Peak Savings (kW) | Achievable Economic UCT Potential | 0 | 0 | 0 | 0 | 0 | 0 | 0 | 0 | 0 | 0 | 0 | 0 | 0 | 0 | 0 | 0 | 0 | 0 | 0 | 0 | 0 | 0 | 0 | 0 | 0 | 0 | 0
F4_Commercial_WA - College_Existing_Space Heating_Natural Gas_Insulation - Ceiling_A_Achievable Economic UCT Potential | F4 | Commercial | WA - College | Existing | Space Heating | Natural Gas | Insulation - Ceiling | A | Incremental Energy Savings (MWh or mTherms) | Achievable Economic UCT Potential | 0 | 0 | 0 | 2.2974 | 1.223 | 4.0902 | 6.5737 | 9.8515 | 13.9171 | 18.654 | 23.8033 | 28.9494 | 33.5402 | 36.9702 | 38.6523 | 38.1643 | 35.3939 | 30.6476 | 24.6451 | 18.2584 | 13.2764 | 7.2024 | 5.7309 | 0 | 0 | 0 | 0
F5_Commercial_WA - College_Existing_Space Heating_Natural Gas_Insulation - Ceiling_A_Achievable Economic UCT Potential | F5 | Commercial | WA - College | Existing | Space Heating | Natural Gas | Insulation - Ceiling | A | Incremental Summer Peak Savings (MW) | Achievable Economic UCT Potential | 0 | 0 | 0 | 0 | 0 | 0 | 0 | 0 | 0 | 0 | 0 | 0 | 0 | 0 | 0 | 0 | 0 | 0 | 0 | 0 | 0 | 0 | 0 | 0 | 0 | 0 | 0
F6_Commercial_WA - College_Existing_Space Heating_Natural Gas_Insulation - Ceiling_A_Achievable Economic UCT Potential | F6 | Commercial | WA - College | Existing | Space Heating | Natural Gas | Insulation - Ceiling | A | Incremental Winter Peak Savings (MW) | Achievable Economic UCT Potential | 0 | 0 | 0 | 0 | 0 | 0 | 0 | 0 | 0 | 0 | 0 | 0 | 0 | 0 | 0 | 0 | 0 | 0 | 0 | 0 | 0 | 0 | 0 | 0 | 0 | 0 | 0
F7_Commercial_WA - College_Existing_Space Heating_Natural Gas_Insulation - Ceiling_A_Achievable Economic UCT Potential | F7 | Commercial | WA - College | Existing | Space Heating | Natural Gas | Insulation - Ceiling | A | Cumulative Energy Savings (MWh or mTherms) | Achievable Economic UCT Potential | 0 | 0 | 0 | 2.2974 | 3.4958 | 7.5462 | 14.0298 | 23.7034 | 37.2975 | 55.4054 | 78.3402 | 105.9828 | 137.6665 | 172.2228 | 207.9104 | 242.5966 | 274.0631 | 300.5583 | 321.5572 | 336.9774 | 347.7113 | 352.9164 | 356.7484 | 356.2872 | 355.8651 | 355.4785 | 355.1241
F8_Commercial_WA - College_Existing_Space Heating_Natural Gas_Insulation - Ceiling_A_Achievable Economic UCT Potential | F8 | Commercial | WA - College | Existing | Space Heating | Natural Gas | Insulation - Ceiling | A | Cumulative Summer Peak Savings (MW) | Achievable Economic UCT Potential | 0 | 0 | 0 | 0 | 0 | 0 | 0 | 0 | 0 | 0 | 0 | 0 | 0 | 0 | 0 | 0 | 0 | 0 | 0 | 0 | 0 | 0 | 0 | 0 | 0 | 0 | 0
F9_Commercial_WA - College_Existing_Space Heating_Natural Gas_Insulation - Ceiling_A_Achievable Economic UCT Potential | F9 | Commercial | WA - College | Existing | Space Heating | Natural Gas | Insulation - Ceiling | A | Cumulative Winter Peak Savings (MW) | Achievable Economic UCT Potential | 0 | 0 | 0 | 0 | 0 | 0 | 0 | 0 | 0 | 0 | 0 | 0 | 0 | 0 | 0 | 0 | 0 | 0 | 0 | 0 | 0 | 0 | 0 | 0 | 0 | 0 | 0
F10_Commercial_WA - College_Existing_Space Heating_Natural Gas_Insulation - Ceiling_A_Achievable Economic UCT Potential | F10 | Commercial | WA - College | Existing | Space Heating | Natural Gas | Insulation - Ceiling | A | Purchases (Incremental) | Achievable Economic UCT Potential | 0 | 0 | 0 | 37070.5421 | 19947.352 | 67479.9112 | 109765.3245 | 166608.4314 | 238618.8743 | 324587.199 | 420782.2425 | 520435.113 | 613716.6284 | 688550.173 | 732487.7451 | 735545.7847 | 693375.9493 | 609632.5375 | 496252.7155 | 370924.6202 | 271762.9394 | 148282.1684 | 118625.7347 | 0 | 0 | 0 | 0
F11_Commercial_WA - College_Existing_Space Heating_Natural Gas_Insulation - Ceiling_A_Achievable Economic UCT Potential | F11 | Commercial | WA - College | Existing | Space Heating | Natural Gas | Insulation - Ceiling | A | Purchases (Cumulative) | Achievable Economic UCT Potential | 0 | 0 | 0 | 37070.5421 | 57017.8941 | 124497.8053 | 234263.1298 | 400871.5613 | 639490.4356 | 964077.6346 | 1384859.8772 | 1905294.9902 | 2519011.6186 | 3207561.7916 | 3940049.5367 | 4675595.3214 | 5368971.2707 | 5978603.8082 | 6474856.5237 | 6845781.1439 | 7117544.0833 | 7265826.2517 | 7384451.9864 | 7384451.9864 | 7384451.9864 | 7384451.9864 | 7384451.9864
F1_Commercial_WA - College_Existing_Space Heating_Natural Gas_Insulation - Ducting_A_Achievable Economic UCT Potential | F1 | Commercial | WA - College | Existing | Space Heating | Natural Gas | Insulation - Ducting | A | Integrated Unit Energy Savings (kWh or therms) | Achievable Economic UCT Potential | 0 | 0 | 0 | 0 | 0 | 0 | 0 | 0 | 0 | 0 | 0 | 0 | 0 | 0 | 0 | 0 | 0 | 0 | 0 | 0 | 0 | 0 | 0 | 0 | 0 | 0 | 0
F2_Commercial_WA - College_Existing_Space Heating_Natural Gas_Insulation - Ducting_A_Achievable Economic UCT Potential | F2 | Commercial | WA - College | Existing | Space Heating | Natural Gas | Insulation - Ducting | A | Integrated Unit Summer Peak Savings (kW) | Achievable Economic UCT Potential | 0 | 0 | 0 | 0 | 0 | 0 | 0 | 0 | 0 | 0 | 0 | 0 | 0 | 0 | 0 | 0 | 0 | 0 | 0 | 0 | 0 | 0 | 0 | 0 | 0 | 0 | 0
F3_Commercial_WA - College_Existing_Space Heating_Natural Gas_Insulation - Ducting_A_Achievable Economic UCT Potential | F3 | Commercial | WA - College | Existing | Space Heating | Natural Gas | Insulation - Ducting | A | Integrated Unit Winter Peak Savings (kW) | Achievable Economic UCT Potential | 0 | 0 | 0 | 0 | 0 | 0 | 0 | 0 | 0 | 0 | 0 | 0 | 0 | 0 | 0 | 0 | 0 | 0 | 0 | 0 | 0 | 0 | 0 | 0 | 0 | 0 | 0
F4_Commercial_WA - College_Existing_Space Heating_Natural Gas_Insulation - Ducting_A_Achievable Economic UCT Potential | F4 | Commercial | WA - College | Existing | Space Heating | Natural Gas | Insulation - Ducting | A | Incremental Energy Savings (MWh or mTherms) | Achievable Economic UCT Potential | 0 | 0 | 0 | 0 | 0 | 0 | 0 | 0 | 0 | 0 | 0 | 0 | 0 | 0 | 0 | 0 | 0 | 0 | 0 | 0 | 0 | 0 | 0 | 0 | 0 | 0 | 0
F5_Commercial_WA - College_Existing_Space Heating_Natural Gas_Insulation - Ducting_A_Achievable Economic UCT Potential | F5 | Commercial | WA - College | Existing | Space Heating | Natural Gas | Insulation - Ducting | A | Incremental Summer Peak Savings (MW) | Achievable Economic UCT Potential | 0 | 0 | 0 | 0 | 0 | 0 | 0 | 0 | 0 | 0 | 0 | 0 | 0 | 0 | 0 | 0 | 0 | 0 | 0 | 0 | 0 | 0 | 0 | 0 | 0 | 0 | 0
F6_Commercial_WA - College_Existing_Space Heating_Natural Gas_Insulation - Ducting_A_Achievable Economic UCT Potential | F6 | Commercial | WA - College | Existing | Space Heating | Natural Gas | Insulation - Ducting | A | Incremental Winter Peak Savings (MW) | Achievable Economic UCT Potential | 0 | 0 | 0 | 0 | 0 | 0 | 0 | 0 | 0 | 0 | 0 | 0 | 0 | 0 | 0 | 0 | 0 | 0 | 0 | 0 | 0 | 0 | 0 | 0 | 0 | 0 | 0
F7_Commercial_WA - College_Existing_Space Heating_Natural Gas_Insulation - Ducting_A_Achievable Economic UCT Potential | F7 | Commercial | WA - College | Existing | Space Heating | Natural Gas | Insulation - Ducting | A | Cumulative Energy Savings (MWh or mTherms) | Achievable Economic UCT Potential | 0 | 0 | 0 | 0 | 0 | 0 | 0 | 0 | 0 | 0 | 0 | 0 | 0 | 0 | 0 | 0 | 0 | 0 | 0 | 0 | 0 | 0 | 0 | 0 | 0 | 0 | 0
F8_Commercial_WA - College_Existing_Space Heating_Natural Gas_Insulation - Ducting_A_Achievable Economic UCT Potential | F8 | Commercial | WA - College | Existing | Space Heating | Natural Gas | Insulation - Ducting | A | Cumulative Summer Peak Savings (MW) | Achievable Economic UCT Potential | 0 | 0 | 0 | 0 | 0 | 0 | 0 | 0 | 0 | 0 | 0 | 0 | 0 | 0 | 0 | 0 | 0 | 0 | 0 | 0 | 0 | 0 | 0 | 0 | 0 | 0 | 0
F9_Commercial_WA - College_Existing_Space Heating_Natural Gas_Insulation - Ducting_A_Achievable Economic UCT Potential | F9 | Commercial | WA - College | Existing | Space Heating | Natural Gas | Insulation - Ducting | A | Cumulative Winter Peak Savings (MW) | Achievable Economic UCT Potential | 0 | 0 | 0 | 0 | 0 | 0 | 0 | 0 | 0 | 0 | 0 | 0 | 0 | 0 | 0 | 0 | 0 | 0 | 0 | 0 | 0 | 0 | 0 | 0 | 0 | 0 | 0
F10_Commercial_WA - College_Existing_Space Heating_Natural Gas_Insulation - Ducting_A_Achievable Economic UCT Potential | F10 | Commercial | WA - College | Existing | Space Heating | Natural Gas | Insulation - Ducting | A | Purchases (Incremental) | Achievable Economic UCT Potential | 0 | 0 | 0 | 0 | 0 | 0 | 0 | 0 | 0 | 0 | 0 | 0 | 0 | 0 | 0 | 0 | 0 | 0 | 0 | 0 | 0 | 0 | 0 | 0 | 0 | 0 | 0
F11_Commercial_WA - College_Existing_Space Heating_Natural Gas_Insulation - Ducting_A_Achievable Economic UCT Potential | F11 | Commercial | WA - College | Existing | Space Heating | Natural Gas | Insulation - Ducting | A | Purchases (Cumulative) | Achievable Economic UCT Potential | 0 | 0 | 0 | 0 | 0 | 0 | 0 | 0 | 0 | 0 | 0 | 0 | 0 | 0 | 0 | 0 | 0 | 0 | 0 | 0 | 0 | 0 | 0 | 0 | 0 | 0 | 0
F1_Commercial_WA - College_Existing_Space Heating_Natural Gas_Insulation - Wall Cavity_A_Achievable Economic UCT Potential | F1 | Commercial | WA - College | Existing | Space Heating | Natural Gas | Insulation - Wall Cavity | A | Integrated Unit Energy Savings (kWh or therms) | Achievable Economic UCT Potential | 0 | 0 | 0.19663 | 0.19584 | 0.19485 | 0.19387 | 0.1929 | 0.19195 | 0.19101 | 0.1901 | 0.18921 | 0.18834 | 0.18748 | 0.18665 | 0.18583 | 0.18503 | 0.18425 | 0.18349 | 0.18288 | 0.18243 | 0.182 | 0.1816 | 0.18122 | 0.18099 | 0.18078 | 0.18058 | 0.1804
F2_Commercial_WA - College_Existing_Space Heating_Natural Gas_Insulation - Wall Cavity_A_Achievable Economic UCT Potential | F2 | Commercial | WA - College | Existing | Space Heating | Natural Gas | Insulation - Wall Cavity | A | Integrated Unit Summer Peak Savings (kW) | Achievable Economic UCT Potential | 0 | 0 | 0 | 0 | 0 | 0 | 0 | 0 | 0 | 0 | 0 | 0 | 0 | 0 | 0 | 0 | 0 | 0 | 0 | 0 | 0 | 0 | 0 | 0 | 0 | 0 | 0
F3_Commercial_WA - College_Existing_Space Heating_Natural Gas_Insulation - Wall Cavity_A_Achievable Economic UCT Potential | F3 | Commercial | WA - College | Existing | Space Heating | Natural Gas | Insulation - Wall Cavity | A | Integrated Unit Winter Peak Savings (kW) | Achievable Economic UCT Potential | 0 | 0 | 0 | 0 | 0 | 0 | 0 | 0 | 0 | 0 | 0 | 0 | 0 | 0 | 0 | 0 | 0 | 0 | 0 | 0 | 0 | 0 | 0 | 0 | 0 | 0 | 0
F4_Commercial_WA - College_Existing_Space Heating_Natural Gas_Insulation - Wall Cavity_A_Achievable Economic UCT Potential | F4 | Commercial | WA - College | Existing | Space Heating | Natural Gas | Insulation - Wall Cavity | A | Incremental Energy Savings (MWh or mTherms) | Achievable Economic UCT Potential | 0 | 0 | 0 | 2.766 | 1.4808 | 4.9843 | 8.0672 | 12.1844 | 17.3655 | 23.5088 | 30.3335 | 37.3445 | 43.8383 | 48.9645 | 51.861 | 51.8538 | 48.6753 | 42.6203 | 34.5782 | 25.7815 | 18.8449 | 10.2597 | 8.1907 | 0 | 0 | 0 | 0
F5_Commercial_WA - College_Existing_Space Heating_Natural Gas_Insulation - Wall Cavity_A_Achievable Economic UCT Potential | F5 | Commercial | WA - College | Existing | Space Heating | Natural Gas | Insulation - Wall Cavity | A | Incremental Summer Peak Savings (MW) | Achievable Economic UCT Potential | 0 | 0 | 0 | 0 | 0 | 0 | 0 | 0 | 0 | 0 | 0 | 0 | 0 | 0 | 0 | 0 | 0 | 0 | 0 | 0 | 0 | 0 | 0 | 0 | 0 | 0 | 0
F6_Commercial_WA - College_Existing_Space Heating_Natural Gas_Insulation - Wall Cavity_A_Achievable Economic UCT Potential | F6 | Commercial | WA - College | Existing | Space Heating | Natural Gas | Insulation - Wall Cavity | A | Incremental Winter Peak Savings (MW) | Achievable Economic UCT Potential | 0 | 0 | 0 | 0 | 0 | 0 | 0 | 0 | 0 | 0 | 0 | 0 | 0 | 0 | 0 | 0 | 0 | 0 | 0 | 0 | 0 | 0 | 0 | 0 | 0 | 0 | 0
F7_Commercial_WA - College_Existing_Space Heating_Natural Gas_Insulation - Wall Cavity_A_Achievable Economic UCT Potential | F7 | Commercial | WA - College | Existing | Space Heating | Natural Gas | Insulation - Wall Cavity | A | Cumulative Energy Savings (MWh or mTherms) | Achievable Economic UCT Potential | 0 | 0 | 0 | 2.766 | 4.2328 | 9.1958 | 17.2171 | 29.3165 | 46.5388 | 69.8251 | 99.8322 | 136.7168 | 179.9353 | 228.0976 | 278.9599 | 329.6156 | 376.904 | 417.9731 | 451.1588 | 475.8228 | 493.5518 | 502.723 | 509.8692 | 509.2125 | 508.6116 | 508.0612 | 507.5568
F8_Commercial_WA - College_Existing_Space Heating_Natural Gas_Insulation - Wall Cavity_A_Achievable Economic UCT Potential | F8 | Commercial | WA - College | Existing | Space Heating | Natural Gas | Insulation - Wall Cavity | A | Cumulative Summer Peak Savings (MW) | Achievable Economic UCT Potential | 0 | 0 | 0 | 0 | 0 | 0 | 0 | 0 | 0 | 0 | 0 | 0 | 0 | 0 | 0 | 0 | 0 | 0 | 0 | 0 | 0 | 0 | 0 | 0 | 0 | 0 | 0
F9_Commercial_WA - College_Existing_Space Heating_Natural Gas_Insulation - Wall Cavity_A_Achievable Economic UCT Potential | F9 | Commercial | WA - College | Existing | Space Heating | Natural Gas | Insulation - Wall Cavity | A | Cumulative Winter Peak Savings (MW) | Achievable Economic UCT Potential | 0 | 0 | 0 | 0 | 0 | 0 | 0 | 0 | 0 | 0 | 0 | 0 | 0 | 0 | 0 | 0 | 0 | 0 | 0 | 0 | 0 | 0 | 0 | 0 | 0 | 0 | 0
F10_Commercial_WA - College_Existing_Space Heating_Natural Gas_Insulation - Wall Cavity_A_Achievable Economic UCT Potential | F10 | Commercial | WA - College | Existing | Space Heating | Natural Gas | Insulation - Wall Cavity | A | Purchases (Incremental) | Achievable Economic UCT Potential | 0 | 0 | 0 | 14123.8765 | 7599.9411 | 25709.8462 | 41820.5886 | 63477.8124 | 90913.7911 | 123667.7228 | 160318.0344 | 198285.7781 | 233826.0354 | 262337.6159 | 279077.8309 | 280242.944 | 264176.2367 | 232269.9968 | 189072.2846 | 141322.2803 | 103541.6799 | 56495.5062 | 45196.4049 | 0 | 0 | 0 | 0
F11_Commercial_WA - College_Existing_Space Heating_Natural Gas_Insulation - Wall Cavity_A_Achievable Economic UCT Potential | F11 | Commercial | WA - College | Existing | Space Heating | Natural Gas | Insulation - Wall Cavity | A | Purchases (Cumulative) | Achievable Economic UCT Potential | 0 | 0 | 0 | 14123.8765 | 21723.8176 | 47433.6638 | 89254.2525 | 152732.0648 | 243645.856 | 367313.5788 | 527631.6132 | 725917.3913 | 959743.4267 | 1222081.0426 | 1501158.8735 | 1781401.8174 | 2045578.0541 | 2277848.0509 | 2466920.3355 | 2608242.6158 | 2711784.2957 | 2768279.8019 | 2813476.2068 | 2813476.2068 | 2813476.2068 | 2813476.2068 | 2813476.2068
F1_Commercial_WA - College_Existing_Space Heating_Natural Gas_Green Roof - Vegetated Rooftop_A_Achievable Economic UCT Potential | F1 | Commercial | WA - College | Existing | Space Heating | Natural Gas | Green Roof - Vegetated Rooftop | A | Integrated Unit Energy Savings (kWh or therms) | Achievable Economic UCT Potential | 0 | 0 | 0.0035599 | 0.0035212 | 0.0034627 | 0.0033996 | 0.003337 | 0.003274 | 0.0032075 | 0.0031356 | 0.0030586 | 0.0029775 | 0.0028937 | 0.00281 | 0.0027283 | 0.0026503 | 0.0025776 | 0.0025123 | 0.002461 | 0.0024241 | 0.002394 | 0.0023723 | 0.0023527 | 0.0023496 | 0.0023468 | 0.0023443 | 0.0023419
F2_Commercial_WA - College_Existing_Space Heating_Natural Gas_Green Roof - Vegetated Rooftop_A_Achievable Economic UCT Potential | F2 | Commercial | WA - College | Existing | Space Heating | Natural Gas | Green Roof - Vegetated Rooftop | A | Integrated Unit Summer Peak Savings (kW) | Achievable Economic UCT Potential | 0 | 0 | 0 | 0 | 0 | 0 | 0 | 0 | 0 | 0 | 0 | 0 | 0 | 0 | 0 | 0 | 0 | 0 | 0 | 0 | 0 | 0 | 0 | 0 | 0 | 0 | 0
F3_Commercial_WA - College_Existing_Space Heating_Natural Gas_Green Roof - Vegetated Rooftop_A_Achievable Economic UCT Potential | F3 | Commercial | WA - College | Existing | Space Heating | Natural Gas | Green Roof - Vegetated Rooftop | A | Integrated Unit Winter Peak Savings (kW) | Achievable Economic UCT Potential | 0 | 0 | 0 | 0 | 0 | 0 | 0 | 0 | 0 | 0 | 0 | 0 | 0 | 0 | 0 | 0 | 0 | 0 | 0 | 0 | 0 | 0 | 0 | 0 | 0 | 0 | 0
F4_Commercial_WA - College_Existing_Space Heating_Natural Gas_Green Roof - Vegetated Rooftop_A_Achievable Economic UCT Potential | F4 | Commercial | WA - College | Existing | Space Heating | Natural Gas | Green Roof - Vegetated Rooftop | A | Incremental Energy Savings (MWh or mTherms) | Achievable Economic UCT Potential | 0 | 0 | 0 | 0 | 0 | 0 | 0 | 0 | 0 | 0 | 0 | 0 | 0 | 0 | 0 | 0 | 0 | 0 | 0 | 0 | 0 | 0 | 0 | 0 | 0 | 0 | 0
F5_Commercial_WA - College_Existing_Space Heating_Natural Gas_Green Roof - Vegetated Rooftop_A_Achievable Economic UCT Potential | F5 | Commercial | WA - College | Existing | Space Heating | Natural Gas | Green Roof - Vegetated Rooftop | A | Incremental Summer Peak Savings (MW) | Achievable Economic UCT Potential | 0 | 0 | 0 | 0 | 0 | 0 | 0 | 0 | 0 | 0 | 0 | 0 | 0 | 0 | 0 | 0 | 0 | 0 | 0 | 0 | 0 | 0 | 0 | 0 | 0 | 0 | 0
F6_Commercial_WA - College_Existing_Space Heating_Natural Gas_Green Roof - Vegetated Rooftop_A_Achievable Economic UCT Potential | F6 | Commercial | WA - College | Existing | Space Heating | Natural Gas | Green Roof - Vegetated Rooftop | A | Incremental Winter Peak Savings (MW) | Achievable Economic UCT Potential | 0 | 0 | 0 | 0 | 0 | 0 | 0 | 0 | 0 | 0 | 0 | 0 | 0 | 0 | 0 | 0 | 0 | 0 | 0 | 0 | 0 | 0 | 0 | 0 | 0 | 0 | 0
F7_Commercial_WA - College_Existing_Space Heating_Natural Gas_Green Roof - Vegetated Rooftop_A_Achievable Economic UCT Potential | F7 | Commercial | WA - College | Existing | Space Heating | Natural Gas | Green Roof - Vegetated Rooftop | A | Cumulative Energy Savings (MWh or mTherms) | Achievable Economic UCT Potential | 0 | 0 | 0 | 0 | 0 | 0 | 0 | 0 | 0 | 0 | 0 | 0 | 0 | 0 | 0 | 0 | 0 | 0 | 0 | 0 | 0 | 0 | 0 | 0 | 0 | 0 | 0
F8_Commercial_WA - College_Existing_Space Heating_Natural Gas_Green Roof - Vegetated Rooftop_A_Achievable Economic UCT Potential | F8 | Commercial | WA - College | Existing | Space Heating | Natural Gas | Green Roof - Vegetated Rooftop | A | Cumulative Summer Peak Savings (MW) | Achievable Economic UCT Potential | 0 | 0 | 0 | 0 | 0 | 0 | 0 | 0 | 0 | 0 | 0 | 0 | 0 | 0 | 0 | 0 | 0 | 0 | 0 | 0 | 0 | 0 | 0 | 0 | 0 | 0 | 0
F9_Commercial_WA - College_Existing_Space Heating_Natural Gas_Green Roof - Vegetated Rooftop_A_Achievable Economic UCT Potential | F9 | Commercial | WA - College | Existing | Space Heating | Natural Gas | Green Roof - Vegetated Rooftop | A | Cumulative Winter Peak Savings (MW) | Achievable Economic UCT Potential | 0 | 0 | 0 | 0 | 0 | 0 | 0 | 0 | 0 | 0 | 0 | 0 | 0 | 0 | 0 | 0 | 0 | 0 | 0 | 0 | 0 | 0 | 0 | 0 | 0 | 0 | 0
F10_Commercial_WA - College_Existing_Space Heating_Natural Gas_Green Roof - Vegetated Rooftop_A_Achievable Economic UCT Potential | F10 | Commercial | WA - College | Existing | Space Heating | Natural Gas | Green Roof - Vegetated Rooftop | A | Purchases (Incremental) | Achievable Economic UCT Potential | 0 | 0 | 0 | 0 | 0 | 0 | 0 | 0 | 0 | 0 | 0 | 0 | 0 | 0 | 0 | 0 | 0 | 0 | 0 | 0 | 0 | 0 | 0 | 0 | 0 | 0 | 0
F11_Commercial_WA - College_Existing_Space Heating_Natural Gas_Green Roof - Vegetated Rooftop_A_Achievable Economic UCT Potential | F11 | Commercial | WA - College | Existing | Space Heating | Natural Gas | Green Roof - Vegetated Rooftop | A | Purchases (Cumulative) | Achievable Economic UCT Potential | 0 | 0 | 0 | 0 | 0 | 0 | 0 | 0 | 0 | 0 | 0 | 0 | 0 | 0 | 0 | 0 | 0 | 0 | 0 | 0 | 0 | 0 | 0 | 0 | 0 | 0 | 0
F1_Commercial_WA - College_Existing_Space Heating_Natural Gas_Ducting - Repair and Sealing_A_Achievable Economic UCT Potential | F1 | Commercial | WA - College | Existing | Space Heating | Natural Gas | Ducting - Repair and Sealing | A | Integrated Unit Energy Savings (kWh or therms) | Achievable Economic UCT Potential | 0 | 0 | 0.20342 | 0.20253 | 0.20141 | 0.20025 | 0.19907 | 0.19784 | 0.19655 | 0.1952 | 0.19378 | 0.19228 | 0.19071 | 0.18908 | 0.18744 | 0.18582 | 0.18427 | 0.18283 | 0.18169 | 0.18087 | 0.18017 | 0.17963 | 0.17913 | 0.1789 | 0.17869 | 0.1785 | 0.17832
F2_Commercial_WA - College_Existing_Space Heating_Natural Gas_Ducting - Repair and Sealing_A_Achievable Economic UCT Potential | F2 | Commercial | WA - College | Existing | Space Heating | Natural Gas | Ducting - Repair and Sealing | A | Integrated Unit Summer Peak Savings (kW) | Achievable Economic UCT Potential | 0 | 0 | 0 | 0 | 0 | 0 | 0 | 0 | 0 | 0 | 0 | 0 | 0 | 0 | 0 | 0 | 0 | 0 | 0 | 0 | 0 | 0 | 0 | 0 | 0 | 0 | 0
F3_Commercial_WA - College_Existing_Space Heating_Natural Gas_Ducting - Repair and Sealing_A_Achievable Economic UCT Potential | F3 | Commercial | WA - College | Existing | Space Heating | Natural Gas | Ducting - Repair and Sealing | A | Integrated Unit Winter Peak Savings (kW) | Achievable Economic UCT Potential | 0 | 0 | 0 | 0 | 0 | 0 | 0 | 0 | 0 | 0 | 0 | 0 | 0 | 0 | 0 | 0 | 0 | 0 | 0 | 0 | 0 | 0 | 0 | 0 | 0 | 0 | 0
F4_Commercial_WA - College_Existing_Space Heating_Natural Gas_Ducting - Repair and Sealing_A_Achievable Economic UCT Potential | F4 | Commercial | WA - College | Existing | Space Heating | Natural Gas | Ducting - Repair and Sealing | A | Incremental Energy Savings (MWh or mTherms) | Achievable Economic UCT Potential | 0 | 0 | 0 | 3.0624 | 1.6387 | 5.5119 | 8.9127 | 13.4448 | 19.1306 | 25.8444 | 33.2599 | 40.8182 | 47.7405 | 53.1053 | 56.0029 | 55.7506 | 52.1159 | 45.4638 | 36.7774 | 27.3649 | 19.972 | 8.1483 | 7.2102 | 0 | 0 | 0 | 0
F5_Commercial_WA - College_Existing_Space Heating_Natural Gas_Ducting - Repair and Sealing_A_Achievable Economic UCT Potential | F5 | Commercial | WA - College | Existing | Space Heating | Natural Gas | Ducting - Repair and Sealing | A | Incremental Summer Peak Savings (MW) | Achievable Economic UCT Potential | 0 | 0 | 0 | 0 | 0 | 0 | 0 | 0 | 0 | 0 | 0 | 0 | 0 | 0 | 0 | 0 | 0 | 0 | 0 | 0 | 0 | 0 | 0 | 0 | 0 | 0 | 0
F6_Commercial_WA - College_Existing_Space Heating_Natural Gas_Ducting - Repair and Sealing_A_Achievable Economic UCT Potential | F6 | Commercial | WA - College | Existing | Space Heating | Natural Gas | Ducting - Repair and Sealing | A | Incremental Winter Peak Savings (MW) | Achievable Economic UCT Potential | 0 | 0 | 0 | 0 | 0 | 0 | 0 | 0 | 0 | 0 | 0 | 0 | 0 | 0 | 0 | 0 | 0 | 0 | 0 | 0 | 0 | 0 | 0 | 0 | 0 | 0 | 0
F7_Commercial_WA - College_Existing_Space Heating_Natural Gas_Ducting - Repair and Sealing_A_Achievable Economic UCT Potential | F7 | Commercial | WA - College | Existing | Space Heating | Natural Gas | Ducting - Repair and Sealing | A | Cumulative Energy Savings (MWh or mTherms) | Achievable Economic UCT Potential | 0 | 0 | 0 | 3.0624 | 4.6842 | 10.1692 | 19.0217 | 32.3491 | 51.2695 | 76.762 | 109.4636 | 149.434 | 195.9518 | 247.3873 | 301.2395 | 354.3863 | 403.5457 | 445.8591 | 479.8531 | 505.0457 | 523.0733 | 529.6377 | 535.3986 | 534.7091 | 534.0781 | 533.5001 | 532.9704
F8_Commercial_WA - College_Existing_Space Heating_Natural Gas_Ducting - Repair and Sealing_A_Achievable Economic UCT Potential | F8 | Commercial | WA - College | Existing | Space Heating | Natural Gas | Ducting - Repair and Sealing | A | Cumulative Summer Peak Savings (MW) | Achievable Economic UCT Potential | 0 | 0 | 0 | 0 | 0 | 0 | 0 | 0 | 0 | 0 | 0 | 0 | 0 | 0 | 0 | 0 | 0 | 0 | 0 | 0 | 0 | 0 | 0 | 0 | 0 | 0 | 0
F9_Commercial_WA - College_Existing_Space Heating_Natural Gas_Ducting - Repair and Sealing_A_Achievable Economic UCT Potential | F9 | Commercial | WA - College | Existing | Space Heating | Natural Gas | Ducting - Repair and Sealing | A | Cumulative Winter Peak Savings (MW) | Achievable Economic UCT Potential | 0 | 0 | 0 | 0 | 0 | 0 | 0 | 0 | 0 | 0 | 0 | 0 | 0 | 0 | 0 | 0 | 0 | 0 | 0 | 0 | 0 | 0 | 0 | 0 | 0 | 0 | 0
F10_Commercial_WA - College_Existing_Space Heating_Natural Gas_Ducting - Repair and Sealing_A_Achievable Economic UCT Potential | F10 | Commercial | WA - College | Existing | Space Heating | Natural Gas | Ducting - Repair and Sealing | A | Purchases (Incremental) | Achievable Economic UCT Potential | 0 | 0 | 0 | 15120.879 | 8136.4199 | 27524.7006 | 44772.6982 | 67958.7023 | 97331.3829 | 132397.4101 | 171634.8621 | 212282.7435 | 250331.7826 | 280855.9916 | 298777.896 | 300025.2543 | 282824.4004 | 248665.9035 | 202418.8708 | 151298.2003 | 110850.6727 | 45362.637 | 40250.393 | 0 | 0 | 0 | 0
F11_Commercial_WA - College_Existing_Space Heating_Natural Gas_Ducting - Repair and Sealing_A_Achievable Economic UCT Potential | F11 | Commercial | WA - College | Existing | Space Heating | Natural Gas | Ducting - Repair and Sealing | A | Purchases (Cumulative) | Achievable Economic UCT Potential | 0 | 0 | 0 | 15120.879 | 23257.2989 | 50781.9995 | 95554.6977 | 163513.4 | 260844.7829 | 393242.1931 | 564877.0552 | 777159.7986 | 1027491.5813 | 1308347.5729 | 1607125.4689 | 1907150.7232 | 2189975.1236 | 2438641.027 | 2641059.8978 | 2792358.0982 | 2903208.7708 | 2948571.4079 | 2988821.8008 | 2988821.8008 | 2988821.8008 | 2988821.8008 | 2988821.8008
F1_Commercial_WA - College_Existing_Space Heating_Natural Gas_Windows - High Efficiency Glazing_A_Achievable Economic UCT Potential | F1 | Commercial | WA - College | Existing | Space Heating | Natural Gas | Windows - High Efficiency Glazing | A | Integrated Unit Energy Savings (kWh or therms) | Achievable Economic UCT Potential | 0 | 0 | 0 | 0 | 0 | 0 | 0 | 0 | 0 | 0 | 0 | 0 | 0 | 0 | 0 | 0 | 0 | 0 | 0 | 0 | 0 | 0 | 0 | 0 | 0 | 0 | 0
F2_Commercial_WA - College_Existing_Space Heating_Natural Gas_Windows - High Efficiency Glazing_A_Achievable Economic UCT Potential | F2 | Commercial | WA - College | Existing | Space Heating | Natural Gas | Windows - High Efficiency Glazing | A | Integrated Unit Summer Peak Savings (kW) | Achievable Economic UCT Potential | 0 | 0 | 0 | 0 | 0 | 0 | 0 | 0 | 0 | 0 | 0 | 0 | 0 | 0 | 0 | 0 | 0 | 0 | 0 | 0 | 0 | 0 | 0 | 0 | 0 | 0 | 0
F3_Commercial_WA - College_Existing_Space Heating_Natural Gas_Windows - High Efficiency Glazing_A_Achievable Economic UCT Potential | F3 | Commercial | WA - College | Existing | Space Heating | Natural Gas | Windows - High Efficiency Glazing | A | Integrated Unit Winter Peak Savings (kW) | Achievable Economic UCT Potential | 0 | 0 | 0 | 0 | 0 | 0 | 0 | 0 | 0 | 0 | 0 | 0 | 0 | 0 | 0 | 0 | 0 | 0 | 0 | 0 | 0 | 0 | 0 | 0 | 0 | 0 | 0
F4_Commercial_WA - College_Existing_Space Heating_Natural Gas_Windows - High Efficiency Glazing_A_Achievable Economic UCT Potential | F4 | Commercial | WA - College | Existing | Space Heating | Natural Gas | Windows - High Efficiency Glazing | A | Incremental Energy Savings (MWh or mTherms) | Achievable Economic UCT Potential | 0 | 0 | 0 | 0 | 0 | 0 | 0 | 0 | 0 | 0 | 0 | 0 | 0 | 0 | 0 | 0 | 0 | 0 | 0 | 0 | 0 | 0 | 0 | 0 | 0 | 0 | 0
F5_Commercial_WA - College_Existing_Space Heating_Natural Gas_Windows - High Efficiency Glazing_A_Achievable Economic UCT Potential | F5 | Commercial | WA - College | Existing | Space Heating | Natural Gas | Windows - High Efficiency Glazing | A | Incremental Summer Peak Savings (MW) | Achievable Economic UCT Potential | 0 | 0 | 0 | 0 | 0 | 0 | 0 | 0 | 0 | 0 | 0 | 0 | 0 | 0 | 0 | 0 | 0 | 0 | 0 | 0 | 0 | 0 | 0 | 0 | 0 | 0 | 0
F6_Commercial_WA - College_Existing_Space Heating_Natural Gas_Windows - High Efficiency Glazing_A_Achievable Economic UCT Potential | F6 | Commercial | WA - College | Existing | Space Heating | Natural Gas | Windows - High Efficiency Glazing | A | Incremental Winter Peak Savings (MW) | Achievable Economic UCT Potential | 0 | 0 | 0 | 0 | 0 | 0 | 0 | 0 | 0 | 0 | 0 | 0 | 0 | 0 | 0 | 0 | 0 | 0 | 0 | 0 | 0 | 0 | 0 | 0 | 0 | 0 | 0
F7_Commercial_WA - College_Existing_Space Heating_Natural Gas_Windows - High Efficiency Glazing_A_Achievable Economic UCT Potential | F7 | Commercial | WA - College | Existing | Space Heating | Natural Gas | Windows - High Efficiency Glazing | A | Cumulative Energy Savings (MWh or mTherms) | Achievable Economic UCT Potential | 0 | 0 | 0 | 0 | 0 | 0 | 0 | 0 | 0 | 0 | 0 | 0 | 0 | 0 | 0 | 0 | 0 | 0 | 0 | 0 | 0 | 0 | 0 | 0 | 0 | 0 | 0
F8_Commercial_WA - College_Existing_Space Heating_Natural Gas_Windows - High Efficiency Glazing_A_Achievable Economic UCT Potential | F8 | Commercial | WA - College | Existing | Space Heating | Natural Gas | Windows - High Efficiency Glazing | A | Cumulative Summer Peak Savings (MW) | Achievable Economic UCT Potential | 0 | 0 | 0 | 0 | 0 | 0 | 0 | 0 | 0 | 0 | 0 | 0 | 0 | 0 | 0 | 0 | 0 | 0 | 0 | 0 | 0 | 0 | 0 | 0 | 0 | 0 | 0
F9_Commercial_WA - College_Existing_Space Heating_Natural Gas_Windows - High Efficiency Glazing_A_Achievable Economic UCT Potential | F9 | Commercial | WA - College | Existing | Space Heating | Natural Gas | Windows - High Efficiency Glazing | A | Cumulative Winter Peak Savings (MW) | Achievable Economic UCT Potential | 0 | 0 | 0 | 0 | 0 | 0 | 0 | 0 | 0 | 0 | 0 | 0 | 0 | 0 | 0 | 0 | 0 | 0 | 0 | 0 | 0 | 0 | 0 | 0 | 0 | 0 | 0
F10_Commercial_WA - College_Existing_Space Heating_Natural Gas_Windows - High Efficiency Glazing_A_Achievable Economic UCT Potential | F10 | Commercial | WA - College | Existing | Space Heating | Natural Gas | Windows - High Efficiency Glazing | A | Purchases (Incremental) | Achievable Economic UCT Potential | 0 | 0 | 0 | 0 | 0 | 0 | 0 | 0 | 0 | 0 | 0 | 0 | 0 | 0 | 0 | 0 | 0 | 0 | 0 | 0 | 0 | 0 | 0 | 0 | 0 | 0 | 0
F11_Commercial_WA - College_Existing_Space Heating_Natural Gas_Windows - High Efficiency Glazing_A_Achievable Economic UCT Potential | F11 | Commercial | WA - College | Existing | Space Heating | Natural Gas | Windows - High Efficiency Glazing | A | Purchases (Cumulative) | Achievable Economic UCT Potential | 0 | 0 | 0 | 0 | 0 | 0 | 0 | 0 | 0 | 0 | 0 | 0 | 0 | 0 | 0 | 0 | 0 | 0 | 0 | 0 | 0 | 0 | 0 | 0 | 0 | 0 | 0
F1_Commercial_WA - College_Existing_Space Heating_Natural Gas_Windows - Secondary Glazing Systems_A_Achievable Economic UCT Potential | F1 | Commercial | WA - College | Existing | Space Heating | Natural Gas | Windows - Secondary Glazing Systems | A | Integrated Unit Energy Savings (kWh or therms) | Achievable Economic UCT Potential | 0 | 0 | 2.1575 | 2.1397 | 2.1137 | 2.0859 | 2.0567 | 2.0257 | 1.9923 | 1.9565 | 1.9183 | 1.8779 | 1.8361 | 1.7948 | 1.7547 | 1.7165 | 1.6806 | 1.648 | 1.6228 | 1.6053 | 1.5909 | 1.5805 | 1.571 | 1.569 | 1.5671 | 1.5654 | 1.5639
F2_Commercial_WA - College_Existing_Space Heating_Natural Gas_Windows - Secondary Glazing Systems_A_Achievable Economic UCT Potential | F2 | Commercial | WA - College | Existing | Space Heating | Natural Gas | Windows - Secondary Glazing Systems | A | Integrated Unit Summer Peak Savings (kW) | Achievable Economic UCT Potential | 0 | 0 | 0 | 0 | 0 | 0 | 0 | 0 | 0 | 0 | 0 | 0 | 0 | 0 | 0 | 0 | 0 | 0 | 0 | 0 | 0 | 0 | 0 | 0 | 0 | 0 | 0
F3_Commercial_WA - College_Existing_Space Heating_Natural Gas_Windows - Secondary Glazing Systems_A_Achievable Economic UCT Potential | F3 | Commercial | WA - College | Existing | Space Heating | Natural Gas | Windows - Secondary Glazing Systems | A | Integrated Unit Winter Peak Savings (kW) | Achievable Economic UCT Potential | 0 | 0 | 0 | 0 | 0 | 0 | 0 | 0 | 0 | 0 | 0 | 0 | 0 | 0 | 0 | 0 | 0 | 0 | 0 | 0 | 0 | 0 | 0 | 0 | 0 | 0 | 0
F4_Commercial_WA - College_Existing_Space Heating_Natural Gas_Windows - Secondary Glazing Systems_A_Achievable Economic UCT Potential | F4 | Commercial | WA - College | Existing | Space Heating | Natural Gas | Windows - Secondary Glazing Systems | A | Incremental Energy Savings (MWh or mTherms) | Achievable Economic UCT Potential | 0 | 0 | 0 | 3.8042 | 2.0221 | 6.7506 | 10.8273 | 16.1865 | 22.8004 | 30.4568 | 38.7116 | 46.8732 | 54.0447 | 59.2679 | 61.6419 | 60.5523 | 55.8863 | 48.1841 | 38.6233 | 28.5574 | 20.7348 | 11.2399 | 8.938 | 0 | 0 | 0 | 0
F5_Commercial_WA - College_Existing_Space Heating_Natural Gas_Windows - Secondary Glazing Systems_A_Achievable Economic UCT Potential | F5 | Commercial | WA - College | Existing | Space Heating | Natural Gas | Windows - Secondary Glazing Systems | A | Incremental Summer Peak Savings (MW) | Achievable Economic UCT Potential | 0 | 0 | 0 | 0 | 0 | 0 | 0 | 0 | 0 | 0 | 0 | 0 | 0 | 0 | 0 | 0 | 0 | 0 | 0 | 0 | 0 | 0 | 0 | 0 | 0 | 0 | 0
F6_Commercial_WA - College_Existing_Space Heating_Natural Gas_Windows - Secondary Glazing Systems_A_Achievable Economic UCT Potential | F6 | Commercial | WA - College | Existing | Space Heating | Natural Gas | Windows - Secondary Glazing Systems | A | Incremental Winter Peak Savings (MW) | Achievable Economic UCT Potential | 0 | 0 | 0 | 0 | 0 | 0 | 0 | 0 | 0 | 0 | 0 | 0 | 0 | 0 | 0 | 0 | 0 | 0 | 0 | 0 | 0 | 0 | 0 | 0 | 0 | 0 | 0
F7_Commercial_WA - College_Existing_Space Heating_Natural Gas_Windows - Secondary Glazing Systems_A_Achievable Economic UCT Potential | F7 | Commercial | WA - College | Existing | Space Heating | Natural Gas | Windows - Secondary Glazing Systems | A | Cumulative Energy Savings (MWh or mTherms) | Achievable Economic UCT Potential | 0 | 0 | 0 | 3.8042 | 5.7799 | 12.4547 | 23.1077 | 38.9459 | 61.1044 | 90.4616 | 127.4059 | 171.601 | 221.8275 | 276.0951 | 331.5717 | 384.9087 | 432.741 | 472.5367 | 503.9379 | 527.055 | 543.0504 | 550.7555 | 556.3886 | 555.6684 | 555.0092 | 554.4054 | 553.852
F8_Commercial_WA - College_Existing_Space Heating_Natural Gas_Windows - Secondary Glazing Systems_A_Achievable Economic UCT Potential | F8 | Commercial | WA - College | Existing | Space Heating | Natural Gas | Windows - Secondary Glazing Systems | A | Cumulative Summer Peak Savings (MW) | Achievable Economic UCT Potential | 0 | 0 | 0 | 0 | 0 | 0 | 0 | 0 | 0 | 0 | 0 | 0 | 0 | 0 | 0 | 0 | 0 | 0 | 0 | 0 | 0 | 0 | 0 | 0 | 0 | 0 | 0
F9_Commercial_WA - College_Existing_Space Heating_Natural Gas_Windows - Secondary Glazing Systems_A_Achievable Economic UCT Potential | F9 | Commercial | WA - College | Existing | Space Heating | Natural Gas | Windows - Secondary Glazing Systems | A | Cumulative Winter Peak Savings (MW) | Achievable Economic UCT Potential | 0 | 0 | 0 | 0 | 0 | 0 | 0 | 0 | 0 | 0 | 0 | 0 | 0 | 0 | 0 | 0 | 0 | 0 | 0 | 0 | 0 | 0 | 0 | 0 | 0 | 0 | 0
F10_Commercial_WA - College_Existing_Space Heating_Natural Gas_Windows - Secondary Glazing Systems_A_Achievable Economic UCT Potential | F10 | Commercial | WA - College | Existing | Space Heating | Natural Gas | Windows - Secondary Glazing Systems | A | Purchases (Incremental) | Achievable Economic UCT Potential | 0 | 0 | 0 | 1777.8945 | 956.6703 | 3236.3208 | 5264.3193 | 7990.5014 | 11444.1054 | 15567.1261 | 20180.6179 | 24959.9462 | 29433.7059 | 33022.7052 | 35129.9409 | 35276.6037 | 33254.1483 | 29237.8338 | 23800.1641 | 17789.458 | 13033.687 | 7111.5781 | 5689.2625 | 0 | 0 | 0 | 0
F11_Commercial_WA - College_Existing_Space Heating_Natural Gas_Windows - Secondary Glazing Systems_A_Achievable Economic UCT Potential | F11 | Commercial | WA - College | Existing | Space Heating | Natural Gas | Windows - Secondary Glazing Systems | A | Purchases (Cumulative) | Achievable Economic UCT Potential | 0 | 0 | 0 | 1777.8945 | 2734.5649 | 5970.8856 | 11235.2049 | 19225.7063 | 30669.8116 | 46236.9378 | 66417.5556 | 91377.5019 | 120811.2078 | 153833.9129 | 188963.8538 | 224240.4575 | 257494.6058 | 286732.4396 | 310532.6037 | 328322.0617 | 341355.7487 | 348467.3268 | 354156.5893 | 354156.5893 | 354156.5893 | 354156.5893 | 354156.5893
F1_Commercial_WA - College_Existing_Space Heating_Natural Gas_HVAC - Energy Recovery Ventilator_A_Achievable Economic UCT Potential | F1 | Commercial | WA - College | Existing | Space Heating | Natural Gas | HVAC - Energy Recovery Ventilator | A | Integrated Unit Energy Savings (kWh or therms) | Achievable Economic UCT Potential | 0 | 0 | 0.15257 | 0.15175 | 0.15065 | 0.14949 | 0.14828 | 0.14698 | 0.14559 | 0.14407 | 0.14243 | 0.14066 | 0.13876 | 0.13677 | 0.13475 | 0.13277 | 0.13088 | 0.12916 | 0.12785 | 0.12698 | 0.12628 | 0.12581 | 0.12539 | 0.12522 | 0.12508 | 0.12494 | 0.12482
F2_Commercial_WA - College_Existing_Space Heating_Natural Gas_HVAC - Energy Recovery Ventilator_A_Achievable Economic UCT Potential | F2 | Commercial | WA - College | Existing | Space Heating | Natural Gas | HVAC - Energy Recovery Ventilator | A | Integrated Unit Summer Peak Savings (kW) | Achievable Economic UCT Potential | 0 | 0 | 0 | 0 | 0 | 0 | 0 | 0 | 0 | 0 | 0 | 0 | 0 | 0 | 0 | 0 | 0 | 0 | 0 | 0 | 0 | 0 | 0 | 0 | 0 | 0 | 0
F3_Commercial_WA - College_Existing_Space Heating_Natural Gas_HVAC - Energy Recovery Ventilator_A_Achievable Economic UCT Potential | F3 | Commercial | WA - College | Existing | Space Heating | Natural Gas | HVAC - Energy Recovery Ventilator | A | Integrated Unit Winter Peak Savings (kW) | Achievable Economic UCT Potential | 0 | 0 | 0 | 0 | 0 | 0 | 0 | 0 | 0 | 0 | 0 | 0 | 0 | 0 | 0 | 0 | 0 | 0 | 0 | 0 | 0 | 0 | 0 | 0 | 0 | 0 | 0
F4_Commercial_WA - College_Existing_Space Heating_Natural Gas_HVAC - Energy Recovery Ventilator_A_Achievable Economic UCT Potential | F4 | Commercial | WA - College | Existing | Space Heating | Natural Gas | HVAC - Energy Recovery Ventilator | A | Incremental Energy Savings (MWh or mTherms) | Achievable Economic UCT Potential | 0 | 0 | 0 | 13.3231 | 27.1507 | 26.9417 | 26.7226 | 26.4892 | 26.2375 | 25.9648 | 25.6691 | 25.3488 | 25.0067 | 24.6491 | 24.2851 | 23.927 | 23.5871 | 23.2767 | 23.0409 | 22.8839 | 22.7575 | 22.6729 | 22.5969 | 0 | 0 | 0 | 0
F5_Commercial_WA - College_Existing_Space Heating_Natural Gas_HVAC - Energy Recovery Ventilator_A_Achievable Economic UCT Potential | F5 | Commercial | WA - College | Existing | Space Heating | Natural Gas | HVAC - Energy Recovery Ventilator | A | Incremental Summer Peak Savings (MW) | Achievable Economic UCT Potential | 0 | 0 | 0 | 0 | 0 | 0 | 0 | 0 | 0 | 0 | 0 | 0 | 0 | 0 | 0 | 0 | 0 | 0 | 0 | 0 | 0 | 0 | 0 | 0 | 0 | 0 | 0
F6_Commercial_WA - College_Existing_Space Heating_Natural Gas_HVAC - Energy Recovery Ventilator_A_Achievable Economic UCT Potential | F6 | Commercial | WA - College | Existing | Space Heating | Natural Gas | HVAC - Energy Recovery Ventilator | A | Incremental Winter Peak Savings (MW) | Achievable Economic UCT Potential | 0 | 0 | 0 | 0 | 0 | 0 | 0 | 0 | 0 | 0 | 0 | 0 | 0 | 0 | 0 | 0 | 0 | 0 | 0 | 0 | 0 | 0 | 0 | 0 | 0 | 0 | 0
F7_Commercial_WA - College_Existing_Space Heating_Natural Gas_HVAC - Energy Recovery Ventilator_A_Achievable Economic UCT Potential | F7 | Commercial | WA - College | Existing | Space Heating | Natural Gas | HVAC - Energy Recovery Ventilator | A | Cumulative Energy Savings (MWh or mTherms) | Achievable Economic UCT Potential | 0 | 0 | 0 | 13.3231 | 40.378 | 67.0089 | 93.1864 | 118.8617 | 143.9696 | 168.4386 | 192.1889 | 215.1397 | 237.2432 | 258.4996 | 278.9678 | 298.7803 | 318.1236 | 337.2139 | 356.839 | 377.2915 | 397.9641 | 419.1575 | 440.3507 | 439.7821 | 439.2616 | 438.785 | 438.3482
F8_Commercial_WA - College_Existing_Space Heating_Natural Gas_HVAC - Energy Recovery Ventilator_A_Achievable Economic UCT Potential | F8 | Commercial | WA - College | Existing | Space Heating | Natural Gas | HVAC - Energy Recovery Ventilator | A | Cumulative Summer Peak Savings (MW) | Achievable Economic UCT Potential | 0 | 0 | 0 | 0 | 0 | 0 | 0 | 0 | 0 | 0 | 0 | 0 | 0 | 0 | 0 | 0 | 0 | 0 | 0 | 0 | 0 | 0 | 0 | 0 | 0 | 0 | 0
F9_Commercial_WA - College_Existing_Space Heating_Natural Gas_HVAC - Energy Recovery Ventilator_A_Achievable Economic UCT Potential | F9 | Commercial | WA - College | Existing | Space Heating | Natural Gas | HVAC - Energy Recovery Ventilator | A | Cumulative Winter Peak Savings (MW) | Achievable Economic UCT Potential | 0 | 0 | 0 | 0 | 0 | 0 | 0 | 0 | 0 | 0 | 0 | 0 | 0 | 0 | 0 | 0 | 0 | 0 | 0 | 0 | 0 | 0 | 0 | 0 | 0 | 0 | 0
F10_Commercial_WA - College_Existing_Space Heating_Natural Gas_HVAC - Energy Recovery Ventilator_A_Achievable Economic UCT Potential | F10 | Commercial | WA - College | Existing | Space Heating | Natural Gas | HVAC - Energy Recovery Ventilator | A | Purchases (Incremental) | Achievable Economic UCT Potential | 0 | 0 | 0 | 87798.6523 | 180218.2864 | 180218.2864 | 180218.2864 | 180218.2864 | 180218.2864 | 180218.2864 | 180218.2864 | 180218.2864 | 180218.2864 | 180218.2864 | 180218.2864 | 180218.2864 | 180218.2864 | 180218.2864 | 180218.2864 | 180218.2864 | 180218.2864 | 180218.2864 | 180218.2864 | 0 | 0 | 0 | 0
F11_Commercial_WA - College_Existing_Space Heating_Natural Gas_HVAC - Energy Recovery Ventilator_A_Achievable Economic UCT Potential | F11 | Commercial | WA - College | Existing | Space Heating | Natural Gas | HVAC - Energy Recovery Ventilator | A | Purchases (Cumulative) | Achievable Economic UCT Potential | 0 | 0 | 0 | 87798.6523 | 268016.9387 | 448235.2251 | 628453.5115 | 808671.7979 | 988890.0843 | 1169108.3707 | 1349326.6571 | 1529544.9435 | 1709763.2298 | 1889981.5162 | 2070199.8026 | 2250418.089 | 2430636.3754 | 2610854.6618 | 2791072.9482 | 2971291.2346 | 3151509.521 | 3331727.8074 | 3511946.0937 | 3511946.0937 | 3511946.0937 | 3511946.0937 | 3511946.0937
F1_Commercial_WA - College_Existing_Space Heating_Natural Gas_Building Shell - Air Sealing (Infiltration Control)_A_Achievable Economic UCT Potential | F1 | Commercial | WA - College | Existing | Space Heating | Natural Gas | Building Shell - Air Sealing (Infiltration Control) | A | Integrated Unit Energy Savings (kWh or therms) | Achievable Economic UCT Potential | 0 | 0 | 2.6113 | 2.5973 | 2.5786 | 2.5588 | 2.538 | 2.5159 | 2.4921 | 2.4664 | 2.4384 | 2.4082 | 2.376 | 2.3423 | 2.308 | 2.2742 | 2.2422 | 2.2128 | 2.1905 | 2.1756 | 2.1636 | 2.1556 | 2.1483 | 2.1456 | 2.143 | 2.1407 | 2.1386
F2_Commercial_WA - College_Existing_Space Heating_Natural Gas_Building Shell - Air Sealing (Infiltration Control)_A_Achievable Economic UCT Potential | F2 | Commercial | WA - College | Existing | Space Heating | Natural Gas | Building Shell - Air Sealing (Infiltration Control) | A | Integrated Unit Summer Peak Savings (kW) | Achievable Economic UCT Potential | 0 | 0 | 0 | 0 | 0 | 0 | 0 | 0 | 0 | 0 | 0 | 0 | 0 | 0 | 0 | 0 | 0 | 0 | 0 | 0 | 0 | 0 | 0 | 0 | 0 | 0 | 0
F3_Commercial_WA - College_Existing_Space Heating_Natural Gas_Building Shell - Air Sealing (Infiltration Control)_A_Achievable Economic UCT Potential | F3 | Commercial | WA - College | Existing | Space Heating | Natural Gas | Building Shell - Air Sealing (Infiltration Control) | A | Integrated Unit Winter Peak Savings (kW) | Achievable Economic UCT Potential | 0 | 0 | 0 | 0 | 0 | 0 | 0 | 0 | 0 | 0 | 0 | 0 | 0 | 0 | 0 | 0 | 0 | 0 | 0 | 0 | 0 | 0 | 0 | 0 | 0 | 0 | 0
F4_Commercial_WA - College_Existing_Space Heating_Natural Gas_Building Shell - Air Sealing (Infiltration Control)_A_Achievable Economic UCT Potential | F4 | Commercial | WA - College | Existing | Space Heating | Natural Gas | Building Shell - Air Sealing (Infiltration Control) | A | Incremental Energy Savings (MWh or mTherms) | Achievable Economic UCT Potential | 0 | 0 | 0 | 0.092228 | 0.04927 | 0.1654 | 0.26685 | 0.40152 | 0.56963 | 0.76684 | 0.98285 | 1.2006 | 1.3968 | 1.4617 | 1.5753 | 1.4554 | 1.2535 | 0.93906 | 0.54059 | 0.096568 | 0 | 0 | 0 | 0 | 0 | 0 | 0
F5_Commercial_WA - College_Existing_Space Heating_Natural Gas_Building Shell - Air Sealing (Infiltration Control)_A_Achievable Economic UCT Potential | F5 | Commercial | WA - College | Existing | Space Heating | Natural Gas | Building Shell - Air Sealing (Infiltration Control) | A | Incremental Summer Peak Savings (MW) | Achievable Economic UCT Potential | 0 | 0 | 0 | 0 | 0 | 0 | 0 | 0 | 0 | 0 | 0 | 0 | 0 | 0 | 0 | 0 | 0 | 0 | 0 | 0 | 0 | 0 | 0 | 0 | 0 | 0 | 0
F6_Commercial_WA - College_Existing_Space Heating_Natural Gas_Building Shell - Air Sealing (Infiltration Control)_A_Achievable Economic UCT Potential | F6 | Commercial | WA - College | Existing | Space Heating | Natural Gas | Building Shell - Air Sealing (Infiltration Control) | A | Incremental Winter Peak Savings (MW) | Achievable Economic UCT Potential | 0 | 0 | 0 | 0 | 0 | 0 | 0 | 0 | 0 | 0 | 0 | 0 | 0 | 0 | 0 | 0 | 0 | 0 | 0 | 0 | 0 | 0 | 0 | 0 | 0 | 0 | 0
F7_Commercial_WA - College_Existing_Space Heating_Natural Gas_Building Shell - Air Sealing (Infiltration Control)_A_Achievable Economic UCT Potential | F7 | Commercial | WA - College | Existing | Space Heating | Natural Gas | Building Shell - Air Sealing (Infiltration Control) | A | Cumulative Energy Savings (MWh or mTherms) | Achievable Economic UCT Potential | 0 | 0 | 0 | 0.092228 | 0.14083 | 0.30515 | 0.56953 | 0.96609 | 1.5266 | 2.2776 | 3.2347 | 4.3952 | 5.7332 | 7.1136 | 8.5847 | 9.9145 | 11.0282 | 11.823 | 12.2443 | 12.2576 | 12.1898 | 12.1445 | 12.1038 | 12.0882 | 12.0739 | 12.0608 | 12.0488
F8_Commercial_WA - College_Existing_Space Heating_Natural Gas_Building Shell - Air Sealing (Infiltration Control)_A_Achievable Economic UCT Potential | F8 | Commercial | WA - College | Existing | Space Heating | Natural Gas | Building Shell - Air Sealing (Infiltration Control) | A | Cumulative Summer Peak Savings (MW) | Achievable Economic UCT Potential | 0 | 0 | 0 | 0 | 0 | 0 | 0 | 0 | 0 | 0 | 0 | 0 | 0 | 0 | 0 | 0 | 0 | 0 | 0 | 0 | 0 | 0 | 0 | 0 | 0 | 0 | 0
F9_Commercial_WA - College_Existing_Space Heating_Natural Gas_Building Shell - Air Sealing (Infiltration Control)_A_Achievable Economic UCT Potential | F9 | Commercial | WA - College | Existing | Space Heating | Natural Gas | Building Shell - Air Sealing (Infiltration Control) | A | Cumulative Winter Peak Savings (MW) | Achievable Economic UCT Potential | 0 | 0 | 0 | 0 | 0 | 0 | 0 | 0 | 0 | 0 | 0 | 0 | 0 | 0 | 0 | 0 | 0 | 0 | 0 | 0 | 0 | 0 | 0 | 0 | 0 | 0 | 0
F10_Commercial_WA - College_Existing_Space Heating_Natural Gas_Building Shell - Air Sealing (Infiltration Control)_A_Achievable Economic UCT Potential | F10 | Commercial | WA - College | Existing | Space Heating | Natural Gas | Building Shell - Air Sealing (Infiltration Control) | A | Purchases (Incremental) | Achievable Economic UCT Potential | 0 | 0 | 0 | 35.5097 | 19.1075 | 64.6387 | 105.1436 | 159.5933 | 228.5718 | 310.9204 | 403.0651 | 498.5221 | 587.8759 | 624.0489 | 682.5387 | 639.9368 | 559.0375 | 424.3705 | 246.7861 | 44.3864 | 0 | 0 | 0 | 0 | 0 | 0 | 0
F11_Commercial_WA - College_Existing_Space Heating_Natural Gas_Building Shell - Air Sealing (Infiltration Control)_A_Achievable Economic UCT Potential | F11 | Commercial | WA - College | Existing | Space Heating | Natural Gas | Building Shell - Air Sealing (Infiltration Control) | A | Purchases (Cumulative) | Achievable Economic UCT Potential | 0 | 0 | 0 | 35.5097 | 54.6171 | 119.2558 | 224.3994 | 383.9928 | 612.5645 | 923.4849 | 1326.55 | 1825.072 | 2412.948 | 3036.9969 | 3719.5356 | 4359.4724 | 4918.5099 | 5342.8804 | 5589.6665 | 5634.0528 | 5634.0528 | 5634.0528 | 5634.0528 | 5634.0528 | 5634.0528 | 5634.0528 | 5634.0528
F1_Commercial_WA - College_Existing_Space Heating_Natural Gas_Ventilation - Demand Controlled_A_Achievable Economic UCT Potential | F1 | Commercial | WA - College | Existing | Space Heating | Natural Gas | Ventilation - Demand Controlled | A | Integrated Unit Energy Savings (kWh or therms) | Achievable Economic UCT Potential | 0 | 0 | 0.037545 | 0.037291 | 0.036915 | 0.036525 | 0.036123 | 0.035703 | 0.035261 | 0.034793 | 0.034296 | 0.033769 | 0.033216 | 0.032645 | 0.032083 | 0.031546 | 0.031036 | 0.030565 | 0.030195 | 0.029928 | 0.029702 | 0.029532 | 0.029373 | 0.029335 | 0.0293 | 0.029268 | 0.029239
F2_Commercial_WA - College_Existing_Space Heating_Natural Gas_Ventilation - Demand Controlled_A_Achievable Economic UCT Potential | F2 | Commercial | WA - College | Existing | Space Heating | Natural Gas | Ventilation - Demand Controlled | A | Integrated Unit Summer Peak Savings (kW) | Achievable Economic UCT Potential | 0 | 0 | 0 | 0 | 0 | 0 | 0 | 0 | 0 | 0 | 0 | 0 | 0 | 0 | 0 | 0 | 0 | 0 | 0 | 0 | 0 | 0 | 0 | 0 | 0 | 0 | 0
F3_Commercial_WA - College_Existing_Space Heating_Natural Gas_Ventilation - Demand Controlled_A_Achievable Economic UCT Potential | F3 | Commercial | WA - College | Existing | Space Heating | Natural Gas | Ventilation - Demand Controlled | A | Integrated Unit Winter Peak Savings (kW) | Achievable Economic UCT Potential | 0 | 0 | 0 | 0 | 0 | 0 | 0 | 0 | 0 | 0 | 0 | 0 | 0 | 0 | 0 | 0 | 0 | 0 | 0 | 0 | 0 | 0 | 0 | 0 | 0 | 0 | 0
F4_Commercial_WA - College_Existing_Space Heating_Natural Gas_Ventilation - Demand Controlled_A_Achievable Economic UCT Potential | F4 | Commercial | WA - College | Existing | Space Heating | Natural Gas | Ventilation - Demand Controlled | A | Incremental Energy Savings (MWh or mTherms) | Achievable Economic UCT Potential | 0 | 0 | 0 | 7.5085 | 9.1265 | 11.0501 | 12.6862 | 14.3022 | 16.5139 | 17.8755 | 18.0003 | 16.7025 | 14.122 | 4.1672 | 0 | 0 | 0 | 0 | 0 | 0 | 0 | 0 | 0 | 0 | 0 | 0 | 0
F5_Commercial_WA - College_Existing_Space Heating_Natural Gas_Ventilation - Demand Controlled_A_Achievable Economic UCT Potential | F5 | Commercial | WA - College | Existing | Space Heating | Natural Gas | Ventilation - Demand Controlled | A | Incremental Summer Peak Savings (MW) | Achievable Economic UCT Potential | 0 | 0 | 0 | 0 | 0 | 0 | 0 | 0 | 0 | 0 | 0 | 0 | 0 | 0 | 0 | 0 | 0 | 0 | 0 | 0 | 0 | 0 | 0 | 0 | 0 | 0 | 0
F6_Commercial_WA - College_Existing_Space Heating_Natural Gas_Ventilation - Demand Controlled_A_Achievable Economic UCT Potential | F6 | Commercial | WA - College | Existing | Space Heating | Natural Gas | Ventilation - Demand Controlled | A | Incremental Winter Peak Savings (MW) | Achievable Economic UCT Potential | 0 | 0 | 0 | 0 | 0 | 0 | 0 | 0 | 0 | 0 | 0 | 0 | 0 | 0 | 0 | 0 | 0 | 0 | 0 | 0 | 0 | 0 | 0 | 0 | 0 | 0 | 0
F7_Commercial_WA - College_Existing_Space Heating_Natural Gas_Ventilation - Demand Controlled_A_Achievable Economic UCT Potential | F7 | Commercial | WA - College | Existing | Space Heating | Natural Gas | Ventilation - Demand Controlled | A | Cumulative Energy Savings (MWh or mTherms) | Achievable Economic UCT Potential | 0 | 0 | 0 | 7.5085 | 16.5595 | 27.4345 | 39.8186 | 53.6584 | 69.5077 | 86.4604 | 103.2262 | 118.3426 | 130.5254 | 132.4483 | 130.1683 | 127.9907 | 125.9187 | 124.0109 | 122.5064 | 121.4251 | 120.509 | 119.8168 | 119.1721 | 119.018 | 118.877 | 118.7479 | 118.6295
F8_Commercial_WA - College_Existing_Space Heating_Natural Gas_Ventilation - Demand Controlled_A_Achievable Economic UCT Potential | F8 | Commercial | WA - College | Existing | Space Heating | Natural Gas | Ventilation - Demand Controlled | A | Cumulative Summer Peak Savings (MW) | Achievable Economic UCT Potential | 0 | 0 | 0 | 0 | 0 | 0 | 0 | 0 | 0 | 0 | 0 | 0 | 0 | 0 | 0 | 0 | 0 | 0 | 0 | 0 | 0 | 0 | 0 | 0 | 0 | 0 | 0
F9_Commercial_WA - College_Existing_Space Heating_Natural Gas_Ventilation - Demand Controlled_A_Achievable Economic UCT Potential | F9 | Commercial | WA - College | Existing | Space Heating | Natural Gas | Ventilation - Demand Controlled | A | Cumulative Winter Peak Savings (MW) | Achievable Economic UCT Potential | 0 | 0 | 0 | 0 | 0 | 0 | 0 | 0 | 0 | 0 | 0 | 0 | 0 | 0 | 0 | 0 | 0 | 0 | 0 | 0 | 0 | 0 | 0 | 0 | 0 | 0 | 0
F10_Commercial_WA - College_Existing_Space Heating_Natural Gas_Ventilation - Demand Controlled_A_Achievable Economic UCT Potential | F10 | Commercial | WA - College | Existing | Space Heating | Natural Gas | Ventilation - Demand Controlled | A | Purchases (Incremental) | Achievable Economic UCT Potential | 0 | 0 | 0 | 201351.576 | 247227.6235 | 302534.2618 | 351194.6094 | 400581.9248 | 468328.4212 | 513763.551 | 524845.758 | 494604.1397 | 425154.1525 | 127650.6573 | 0 | 0 | 0 | 0 | 0 | 0 | 0 | 0 | 0 | 0 | 0 | 0 | 0
F11_Commercial_WA - College_Existing_Space Heating_Natural Gas_Ventilation - Demand Controlled_A_Achievable Economic UCT Potential | F11 | Commercial | WA - College | Existing | Space Heating | Natural Gas | Ventilation - Demand Controlled | A | Purchases (Cumulative) | Achievable Economic UCT Potential | 0 | 0 | 0 | 201351.576 | 448579.1995 | 751113.4613 | 1102308.0707 | 1502889.9955 | 1971218.4167 | 2484981.9676 | 3009827.7256 | 3504431.8653 | 3929586.0178 | 4057236.6751 | 4057236.6751 | 4057236.6751 | 4057236.6751 | 4057236.6751 | 4057236.6751 | 4057236.6751 | 4057236.6751 | 4057236.6751 | 4057236.6751 | 4057236.6751 | 4057236.6751 | 4057236.6751 | 4057236.6751
F1_Commercial_WA - College_Existing_Space Heating_Natural Gas_HVAC - Dedicated Outdoor Air System (DOAS)_A_Achievable Economic UCT Potential | F1 | Commercial | WA - College | Existing | Space Heating | Natural Gas | HVAC - Dedicated Outdoor Air System (DOAS) | A | Integrated Unit Energy Savings (kWh or therms) | Achievable Economic UCT Potential | 0 | 0 | 0.15455 | 0.15287 | 0.15033 | 0.14759 | 0.14487 | 0.14214 | 0.13925 | 0.13613 | 0.13279 | 0.12926 | 0.12563 | 0.12199 | 0.11845 | 0.11506 | 0.1119 | 0.10907 | 0.10685 | 0.10524 | 0.10393 | 0.10299 | 0.10214 | 0.10201 | 0.10189 | 0.10177 | 0.10167
F2_Commercial_WA - College_Existing_Space Heating_Natural Gas_HVAC - Dedicated Outdoor Air System (DOAS)_A_Achievable Economic UCT Potential | F2 | Commercial | WA - College | Existing | Space Heating | Natural Gas | HVAC - Dedicated Outdoor Air System (DOAS) | A | Integrated Unit Summer Peak Savings (kW) | Achievable Economic UCT Potential | 0 | 0 | 0 | 0 | 0 | 0 | 0 | 0 | 0 | 0 | 0 | 0 | 0 | 0 | 0 | 0 | 0 | 0 | 0 | 0 | 0 | 0 | 0 | 0 | 0 | 0 | 0
F3_Commercial_WA - College_Existing_Space Heating_Natural Gas_HVAC - Dedicated Outdoor Air System (DOAS)_A_Achievable Economic UCT Potential | F3 | Commercial | WA - College | Existing | Space Heating | Natural Gas | HVAC - Dedicated Outdoor Air System (DOAS) | A | Integrated Unit Winter Peak Savings (kW) | Achievable Economic UCT Potential | 0 | 0 | 0 | 0 | 0 | 0 | 0 | 0 | 0 | 0 | 0 | 0 | 0 | 0 | 0 | 0 | 0 | 0 | 0 | 0 | 0 | 0 | 0 | 0 | 0 | 0 | 0
F4_Commercial_WA - College_Existing_Space Heating_Natural Gas_HVAC - Dedicated Outdoor Air System (DOAS)_A_Achievable Economic UCT Potential | F4 | Commercial | WA - College | Existing | Space Heating | Natural Gas | HVAC - Dedicated Outdoor Air System (DOAS) | A | Incremental Energy Savings (MWh or mTherms) | Achievable Economic UCT Potential | 0 | 0 | 0 | 0 | 0 | 0 | 0 | 0 | 0 | 0 | 0 | 0 | 0 | 0 | 0 | 0 | 0 | 0 | 0 | 0 | 0 | 0 | 0 | 0 | 0 | 0 | 0
F5_Commercial_WA - College_Existing_Space Heating_Natural Gas_HVAC - Dedicated Outdoor Air System (DOAS)_A_Achievable Economic UCT Potential | F5 | Commercial | WA - College | Existing | Space Heating | Natural Gas | HVAC - Dedicated Outdoor Air System (DOAS) | A | Incremental Summer Peak Savings (MW) | Achievable Economic UCT Potential | 0 | 0 | 0 | 0 | 0 | 0 | 0 | 0 | 0 | 0 | 0 | 0 | 0 | 0 | 0 | 0 | 0 | 0 | 0 | 0 | 0 | 0 | 0 | 0 | 0 | 0 | 0
F6_Commercial_WA - College_Existing_Space Heating_Natural Gas_HVAC - Dedicated Outdoor Air System (DOAS)_A_Achievable Economic UCT Potential | F6 | Commercial | WA - College | Existing | Space Heating | Natural Gas | HVAC - Dedicated Outdoor Air System (DOAS) | A | Incremental Winter Peak Savings (MW) | Achievable Economic UCT Potential | 0 | 0 | 0 | 0 | 0 | 0 | 0 | 0 | 0 | 0 | 0 | 0 | 0 | 0 | 0 | 0 | 0 | 0 | 0 | 0 | 0 | 0 | 0 | 0 | 0 | 0 | 0
F7_Commercial_WA - College_Existing_Space Heating_Natural Gas_HVAC - Dedicated Outdoor Air System (DOAS)_A_Achievable Economic UCT Potential | F7 | Commercial | WA - College | Existing | Space Heating | Natural Gas | HVAC - Dedicated Outdoor Air System (DOAS) | A | Cumulative Energy Savings (MWh or mTherms) | Achievable Economic UCT Potential | 0 | 0 | 0 | 0 | 0 | 0 | 0 | 0 | 0 | 0 | 0 | 0 | 0 | 0 | 0 | 0 | 0 | 0 | 0 | 0 | 0 | 0 | 0 | 0 | 0 | 0 | 0
F8_Commercial_WA - College_Existing_Space Heating_Natural Gas_HVAC - Dedicated Outdoor Air System (DOAS)_A_Achievable Economic UCT Potential | F8 | Commercial | WA - College | Existing | Space Heating | Natural Gas | HVAC - Dedicated Outdoor Air System (DOAS) | A | Cumulative Summer Peak Savings (MW) | Achievable Economic UCT Potential | 0 | 0 | 0 | 0 | 0 | 0 | 0 | 0 | 0 | 0 | 0 | 0 | 0 | 0 | 0 | 0 | 0 | 0 | 0 | 0 | 0 | 0 | 0 | 0 | 0 | 0 | 0
F9_Commercial_WA - College_Existing_Space Heating_Natural Gas_HVAC - Dedicated Outdoor Air System (DOAS)_A_Achievable Economic UCT Potential | F9 | Commercial | WA - College | Existing | Space Heating | Natural Gas | HVAC - Dedicated Outdoor Air System (DOAS) | A | Cumulative Winter Peak Savings (MW) | Achievable Economic UCT Potential | 0 | 0 | 0 | 0 | 0 | 0 | 0 | 0 | 0 | 0 | 0 | 0 | 0 | 0 | 0 | 0 | 0 | 0 | 0 | 0 | 0 | 0 | 0 | 0 | 0 | 0 | 0
F10_Commercial_WA - College_Existing_Space Heating_Natural Gas_HVAC - Dedicated Outdoor Air System (DOAS)_A_Achievable Economic UCT Potential | F10 | Commercial | WA - College | Existing | Space Heating | Natural Gas | HVAC - Dedicated Outdoor Air System (DOAS) | A | Purchases (Incremental) | Achievable Economic UCT Potential | 0 | 0 | 0 | 0 | 0 | 0 | 0 | 0 | 0 | 0 | 0 | 0 | 0 | 0 | 0 | 0 | 0 | 0 | 0 | 0 | 0 | 0 | 0 | 0 | 0 | 0 | 0
F11_Commercial_WA - College_Existing_Space Heating_Natural Gas_HVAC - Dedicated Outdoor Air System (DOAS)_A_Achievable Economic UCT Potential | F11 | Commercial | WA - College | Existing | Space Heating | Natural Gas | HVAC - Dedicated Outdoor Air System (DOAS) | A | Purchases (Cumulative) | Achievable Economic UCT Potential | 0 | 0 | 0 | 0 | 0 | 0 | 0 | 0 | 0 | 0 | 0 | 0 | 0 | 0 | 0 | 0 | 0 | 0 | 0 | 0 | 0 | 0 | 0 | 0 | 0 | 0 | 0
F1_Commercial_WA - College_Existing_Space Heating_Natural Gas_Destratification Fans (HVLS)_A_Achievable Economic UCT Potential | F1 | Commercial | WA - College | Existing | Space Heating | Natural Gas | Destratification Fans (HVLS) | A | Integrated Unit Energy Savings (kWh or therms) | Achievable Economic UCT Potential | 0 | 0 | 765.8654 | 759.9277 | 751.4624 | 742.3639 | 732.7439 | 722.4504 | 711.2838 | 699.2149 | 686.2719 | 672.5504 | 658.2753 | 644.1125 | 630.3908 | 617.3215 | 605.0407 | 593.9378 | 585.1765 | 578.8592 | 573.6539 | 569.9199 | 566.5001 | 565.7667 | 565.0956 | 564.4808 | 563.9174
F2_Commercial_WA - College_Existing_Space Heating_Natural Gas_Destratification Fans (HVLS)_A_Achievable Economic UCT Potential | F2 | Commercial | WA - College | Existing | Space Heating | Natural Gas | Destratification Fans (HVLS) | A | Integrated Unit Summer Peak Savings (kW) | Achievable Economic UCT Potential | 0 | 0 | 0 | 0 | 0 | 0 | 0 | 0 | 0 | 0 | 0 | 0 | 0 | 0 | 0 | 0 | 0 | 0 | 0 | 0 | 0 | 0 | 0 | 0 | 0 | 0 | 0
F3_Commercial_WA - College_Existing_Space Heating_Natural Gas_Destratification Fans (HVLS)_A_Achievable Economic UCT Potential | F3 | Commercial | WA - College | Existing | Space Heating | Natural Gas | Destratification Fans (HVLS) | A | Integrated Unit Winter Peak Savings (kW) | Achievable Economic UCT Potential | 0 | 0 | 0 | 0 | 0 | 0 | 0 | 0 | 0 | 0 | 0 | 0 | 0 | 0 | 0 | 0 | 0 | 0 | 0 | 0 | 0 | 0 | 0 | 0 | 0 | 0 | 0
F4_Commercial_WA - College_Existing_Space Heating_Natural Gas_Destratification Fans (HVLS)_A_Achievable Economic UCT Potential | F4 | Commercial | WA - College | Existing | Space Heating | Natural Gas | Destratification Fans (HVLS) | A | Incremental Energy Savings (MWh or mTherms) | Achievable Economic UCT Potential | 0 | 0 | 0 | 7.03 | 14.2692 | 14.0964 | 13.9137 | 13.7183 | 13.5062 | 13.2771 | 13.0313 | 12.7707 | 12.4997 | 12.2307 | 11.9702 | 11.722 | 11.4888 | 11.278 | 5.6983 | 0 | 1.4266e-14 | 0 | 0 | 0 | 0 | 0 | 0
F5_Commercial_WA - College_Existing_Space Heating_Natural Gas_Destratification Fans (HVLS)_A_Achievable Economic UCT Potential | F5 | Commercial | WA - College | Existing | Space Heating | Natural Gas | Destratification Fans (HVLS) | A | Incremental Summer Peak Savings (MW) | Achievable Economic UCT Potential | 0 | 0 | 0 | 0 | 0 | 0 | 0 | 0 | 0 | 0 | 0 | 0 | 0 | 0 | 0 | 0 | 0 | 0 | 0 | 0 | 0 | 0 | 0 | 0 | 0 | 0 | 0
F6_Commercial_WA - College_Existing_Space Heating_Natural Gas_Destratification Fans (HVLS)_A_Achievable Economic UCT Potential | F6 | Commercial | WA - College | Existing | Space Heating | Natural Gas | Destratification Fans (HVLS) | A | Incremental Winter Peak Savings (MW) | Achievable Economic UCT Potential | 0 | 0 | 0 | 0 | 0 | 0 | 0 | 0 | 0 | 0 | 0 | 0 | 0 | 0 | 0 | 0 | 0 | 0 | 0 | 0 | 0 | 0 | 0 | 0 | 0 | 0 | 0
F7_Commercial_WA - College_Existing_Space Heating_Natural Gas_Destratification Fans (HVLS)_A_Achievable Economic UCT Potential | F7 | Commercial | WA - College | Existing | Space Heating | Natural Gas | Destratification Fans (HVLS) | A | Cumulative Energy Savings (MWh or mTherms) | Achievable Economic UCT Potential | 0 | 0 | 0 | 7.03 | 21.2208 | 35.0602 | 48.5196 | 61.5563 | 74.1111 | 86.1306 | 97.5676 | 108.3875 | 118.5866 | 128.266 | 137.5037 | 146.375 | 154.9519 | 163.3864 | 166.6745 | 164.8752 | 163.3926 | 162.329 | 161.3549 | 161.1461 | 160.9549 | 160.7798 | 160.6193
F8_Commercial_WA - College_Existing_Space Heating_Natural Gas_Destratification Fans (HVLS)_A_Achievable Economic UCT Potential | F8 | Commercial | WA - College | Existing | Space Heating | Natural Gas | Destratification Fans (HVLS) | A | Cumulative Summer Peak Savings (MW) | Achievable Economic UCT Potential | 0 | 0 | 0 | 0 | 0 | 0 | 0 | 0 | 0 | 0 | 0 | 0 | 0 | 0 | 0 | 0 | 0 | 0 | 0 | 0 | 0 | 0 | 0 | 0 | 0 | 0 | 0
F9_Commercial_WA - College_Existing_Space Heating_Natural Gas_Destratification Fans (HVLS)_A_Achievable Economic UCT Potential | F9 | Commercial | WA - College | Existing | Space Heating | Natural Gas | Destratification Fans (HVLS) | A | Cumulative Winter Peak Savings (MW) | Achievable Economic UCT Potential | 0 | 0 | 0 | 0 | 0 | 0 | 0 | 0 | 0 | 0 | 0 | 0 | 0 | 0 | 0 | 0 | 0 | 0 | 0 | 0 | 0 | 0 | 0 | 0 | 0 | 0 | 0
F10_Commercial_WA - College_Existing_Space Heating_Natural Gas_Destratification Fans (HVLS)_A_Achievable Economic UCT Potential | F10 | Commercial | WA - College | Existing | Space Heating | Natural Gas | Destratification Fans (HVLS) | A | Purchases (Incremental) | Achievable Economic UCT Potential | 0 | 0 | 0 | 9.2508 | 18.9885 | 18.9885 | 18.9885 | 18.9885 | 18.9885 | 18.9885 | 18.9885 | 18.9885 | 18.9885 | 18.9885 | 18.9885 | 18.9885 | 18.9885 | 18.9885 | 9.7377 | 0 | 2.4869e-14 | 0 | 0 | 0 | 0 | 0 | 0
F11_Commercial_WA - College_Existing_Space Heating_Natural Gas_Destratification Fans (HVLS)_A_Achievable Economic UCT Potential | F11 | Commercial | WA - College | Existing | Space Heating | Natural Gas | Destratification Fans (HVLS) | A | Purchases (Cumulative) | Achievable Economic UCT Potential | 0 | 0 | 0 | 9.2508 | 28.2393 | 47.2278 | 66.2164 | 85.2049 | 104.1934 | 123.1819 | 142.1704 | 161.1589 | 180.1475 | 199.136 | 218.1245 | 237.113 | 256.1015 | 275.0901 | 284.8278 | 284.8278 | 284.8278 | 284.8278 | 284.8278 | 284.8278 | 284.8278 | 284.8278 | 284.8278
F1_Commercial_WA - College_Existing_Space Heating_Natural Gas_Gas Boiler - Maintenance_A_Achievable Economic UCT Potential | F1 | Commercial | WA - College | Existing | Space Heating | Natural Gas | Gas Boiler - Maintenance | A | Integrated Unit Energy Savings (kWh or therms) | Achievable Economic UCT Potential | 0 | 0 | 0.14986 | 0.14823 | 0.14577 | 0.14313 | 0.14052 | 0.13789 | 0.1351 | 0.13208 | 0.12885 | 0.12545 | 0.12193 | 0.11842 | 0.115 | 0.11173 | 0.10868 | 0.10595 | 0.10381 | 0.10227 | 0.10102 | 0.10012 | 0.099305 | 0.099191 | 0.099086 | 0.09899 | 0.098902
F2_Commercial_WA - College_Existing_Space Heating_Natural Gas_Gas Boiler - Maintenance_A_Achievable Economic UCT Potential | F2 | Commercial | WA - College | Existing | Space Heating | Natural Gas | Gas Boiler - Maintenance | A | Integrated Unit Summer Peak Savings (kW) | Achievable Economic UCT Potential | 0 | 0 | 0 | 0 | 0 | 0 | 0 | 0 | 0 | 0 | 0 | 0 | 0 | 0 | 0 | 0 | 0 | 0 | 0 | 0 | 0 | 0 | 0 | 0 | 0 | 0 | 0
F3_Commercial_WA - College_Existing_Space Heating_Natural Gas_Gas Boiler - Maintenance_A_Achievable Economic UCT Potential | F3 | Commercial | WA - College | Existing | Space Heating | Natural Gas | Gas Boiler - Maintenance | A | Integrated Unit Winter Peak Savings (kW) | Achievable Economic UCT Potential | 0 | 0 | 0 | 0 | 0 | 0 | 0 | 0 | 0 | 0 | 0 | 0 | 0 | 0 | 0 | 0 | 0 | 0 | 0 | 0 | 0 | 0 | 0 | 0 | 0 | 0 | 0
F4_Commercial_WA - College_Existing_Space Heating_Natural Gas_Gas Boiler - Maintenance_A_Achievable Economic UCT Potential | F4 | Commercial | WA - College | Existing | Space Heating | Natural Gas | Gas Boiler - Maintenance | A | Incremental Energy Savings (MWh or mTherms) | Achievable Economic UCT Potential | 0 | 0 | 0 | 0 | 0 | 2.1259 | 2.0871 | 2.0481 | 0 | 0 | 0 | 0 | 0 | 0 | 0 | 0 | 0 | 0 | 0 | 0 | 0 | 0 | 0 | 0 | 0 | 0 | 0
F5_Commercial_WA - College_Existing_Space Heating_Natural Gas_Gas Boiler - Maintenance_A_Achievable Economic UCT Potential | F5 | Commercial | WA - College | Existing | Space Heating | Natural Gas | Gas Boiler - Maintenance | A | Incremental Summer Peak Savings (MW) | Achievable Economic UCT Potential | 0 | 0 | 0 | 0 | 0 | 0 | 0 | 0 | 0 | 0 | 0 | 0 | 0 | 0 | 0 | 0 | 0 | 0 | 0 | 0 | 0 | 0 | 0 | 0 | 0 | 0 | 0
F6_Commercial_WA - College_Existing_Space Heating_Natural Gas_Gas Boiler - Maintenance_A_Achievable Economic UCT Potential | F6 | Commercial | WA - College | Existing | Space Heating | Natural Gas | Gas Boiler - Maintenance | A | Incremental Winter Peak Savings (MW) | Achievable Economic UCT Potential | 0 | 0 | 0 | 0 | 0 | 0 | 0 | 0 | 0 | 0 | 0 | 0 | 0 | 0 | 0 | 0 | 0 | 0 | 0 | 0 | 0 | 0 | 0 | 0 | 0 | 0 | 0
F7_Commercial_WA - College_Existing_Space Heating_Natural Gas_Gas Boiler - Maintenance_A_Achievable Economic UCT Potential | F7 | Commercial | WA - College | Existing | Space Heating | Natural Gas | Gas Boiler - Maintenance | A | Cumulative Energy Savings (MWh or mTherms) | Achievable Economic UCT Potential | 0 | 0 | 0 | 0 | 0 | 2.1259 | 4.1742 | 6.1442 | 6.0199 | 5.8854 | 5.7414 | 5.5897 | 5.4331 | 5.2766 | 5.124 | 4.9785 | 4.8427 | 4.7209 | 4.6255 | 4.5569 | 4.501 | 4.4611 | 4.4248 | 4.4197 | 4.415 | 4.4108 | 4.4069
F8_Commercial_WA - College_Existing_Space Heating_Natural Gas_Gas Boiler - Maintenance_A_Achievable Economic UCT Potential | F8 | Commercial | WA - College | Existing | Space Heating | Natural Gas | Gas Boiler - Maintenance | A | Cumulative Summer Peak Savings (MW) | Achievable Economic UCT Potential | 0 | 0 | 0 | 0 | 0 | 0 | 0 | 0 | 0 | 0 | 0 | 0 | 0 | 0 | 0 | 0 | 0 | 0 | 0 | 0 | 0 | 0 | 0 | 0 | 0 | 0 | 0
F9_Commercial_WA - College_Existing_Space Heating_Natural Gas_Gas Boiler - Maintenance_A_Achievable Economic UCT Potential | F9 | Commercial | WA - College | Existing | Space Heating | Natural Gas | Gas Boiler - Maintenance | A | Cumulative Winter Peak Savings (MW) | Achievable Economic UCT Potential | 0 | 0 | 0 | 0 | 0 | 0 | 0 | 0 | 0 | 0 | 0 | 0 | 0 | 0 | 0 | 0 | 0 | 0 | 0 | 0 | 0 | 0 | 0 | 0 | 0 | 0 | 0
F10_Commercial_WA - College_Existing_Space Heating_Natural Gas_Gas Boiler - Maintenance_A_Achievable Economic UCT Potential | F10 | Commercial | WA - College | Existing | Space Heating | Natural Gas | Gas Boiler - Maintenance | A | Purchases (Incremental) | Achievable Economic UCT Potential | 0 | 0 | 0 | 0 | 0 | 14852.5493 | 14852.5493 | 14852.5493 | 0 | 0 | 0 | 0 | 0 | 0 | 0 | 0 | 0 | 0 | 0 | 0 | 0 | 0 | 0 | 0 | 0 | 0 | 0
F11_Commercial_WA - College_Existing_Space Heating_Natural Gas_Gas Boiler - Maintenance_A_Achievable Economic UCT Potential | F11 | Commercial | WA - College | Existing | Space Heating | Natural Gas | Gas Boiler - Maintenance | A | Purchases (Cumulative) | Achievable Economic UCT Potential | 0 | 0 | 0 | 0 | 0 | 14852.5493 | 29705.0986 | 44557.6479 | 44557.6479 | 44557.6479 | 44557.6479 | 44557.6479 | 44557.6479 | 44557.6479 | 44557.6479 | 44557.6479 | 44557.6479 | 44557.6479 | 44557.6479 | 44557.6479 | 44557.6479 | 44557.6479 | 44557.6479 | 44557.6479 | 44557.6479 | 44557.6479 | 44557.6479
F1_Commercial_WA - College_Existing_Space Heating_Natural Gas_Gas Furnace - Maintenance_A_Achievable Economic UCT Potential | F1 | Commercial | WA - College | Existing | Space Heating | Natural Gas | Gas Furnace - Maintenance | A | Integrated Unit Energy Savings (kWh or therms) | Achievable Economic UCT Potential | 0 | 0 | 0.067917 | 0.067222 | 0.066127 | 0.064931 | 0.063723 | 0.062486 | 0.061154 | 0.059698 | 0.05813 | 0.056469 | 0.054749 | 0.053024 | 0.051333 | 0.049709 | 0.048181 | 0.046792 | 0.045664 | 0.044817 | 0.044105 | 0.043565 | 0.043073 | 0.042895 | 0.042731 | 0.042579 | 0.042439
F2_Commercial_WA - College_Existing_Space Heating_Natural Gas_Gas Furnace - Maintenance_A_Achievable Economic UCT Potential | F2 | Commercial | WA - College | Existing | Space Heating | Natural Gas | Gas Furnace - Maintenance | A | Integrated Unit Summer Peak Savings (kW) | Achievable Economic UCT Potential | 0 | 0 | 0 | 0 | 0 | 0 | 0 | 0 | 0 | 0 | 0 | 0 | 0 | 0 | 0 | 0 | 0 | 0 | 0 | 0 | 0 | 0 | 0 | 0 | 0 | 0 | 0
F3_Commercial_WA - College_Existing_Space Heating_Natural Gas_Gas Furnace - Maintenance_A_Achievable Economic UCT Potential | F3 | Commercial | WA - College | Existing | Space Heating | Natural Gas | Gas Furnace - Maintenance | A | Integrated Unit Winter Peak Savings (kW) | Achievable Economic UCT Potential | 0 | 0 | 0 | 0 | 0 | 0 | 0 | 0 | 0 | 0 | 0 | 0 | 0 | 0 | 0 | 0 | 0 | 0 | 0 | 0 | 0 | 0 | 0 | 0 | 0 | 0 | 0
F4_Commercial_WA - College_Existing_Space Heating_Natural Gas_Gas Furnace - Maintenance_A_Achievable Economic UCT Potential | F4 | Commercial | WA - College | Existing | Space Heating | Natural Gas | Gas Furnace - Maintenance | A | Incremental Energy Savings (MWh or mTherms) | Achievable Economic UCT Potential | 0 | 0 | 0 | 0 | 0 | 0 | 0 | 0 | 0 | 0 | 0 | 0 | 0 | 0 | 0 | 0 | 0 | 0 | 0 | 0 | 0 | 0 | 0 | 0 | 0 | 0 | 0
F5_Commercial_WA - College_Existing_Space Heating_Natural Gas_Gas Furnace - Maintenance_A_Achievable Economic UCT Potential | F5 | Commercial | WA - College | Existing | Space Heating | Natural Gas | Gas Furnace - Maintenance | A | Incremental Summer Peak Savings (MW) | Achievable Economic UCT Potential | 0 | 0 | 0 | 0 | 0 | 0 | 0 | 0 | 0 | 0 | 0 | 0 | 0 | 0 | 0 | 0 | 0 | 0 | 0 | 0 | 0 | 0 | 0 | 0 | 0 | 0 | 0
F6_Commercial_WA - College_Existing_Space Heating_Natural Gas_Gas Furnace - Maintenance_A_Achievable Economic UCT Potential | F6 | Commercial | WA - College | Existing | Space Heating | Natural Gas | Gas Furnace - Maintenance | A | Incremental Winter Peak Savings (MW) | Achievable Economic UCT Potential | 0 | 0 | 0 | 0 | 0 | 0 | 0 | 0 | 0 | 0 | 0 | 0 | 0 | 0 | 0 | 0 | 0 | 0 | 0 | 0 | 0 | 0 | 0 | 0 | 0 | 0 | 0
F7_Commercial_WA - College_Existing_Space Heating_Natural Gas_Gas Furnace - Maintenance_A_Achievable Economic UCT Potential | F7 | Commercial | WA - College | Existing | Space Heating | Natural Gas | Gas Furnace - Maintenance | A | Cumulative Energy Savings (MWh or mTherms) | Achievable Economic UCT Potential | 0 | 0 | 0 | 0 | 0 | 0 | 0 | 0 | 0 | 0 | 0 | 0 | 0 | 0 | 0 | 0 | 0 | 0 | 0 | 0 | 0 | 0 | 0 | 0 | 0 | 0 | 0
F8_Commercial_WA - College_Existing_Space Heating_Natural Gas_Gas Furnace - Maintenance_A_Achievable Economic UCT Potential | F8 | Commercial | WA - College | Existing | Space Heating | Natural Gas | Gas Furnace - Maintenance | A | Cumulative Summer Peak Savings (MW) | Achievable Economic UCT Potential | 0 | 0 | 0 | 0 | 0 | 0 | 0 | 0 | 0 | 0 | 0 | 0 | 0 | 0 | 0 | 0 | 0 | 0 | 0 | 0 | 0 | 0 | 0 | 0 | 0 | 0 | 0
F9_Commercial_WA - College_Existing_Space Heating_Natural Gas_Gas Furnace - Maintenance_A_Achievable Economic UCT Potential | F9 | Commercial | WA - College | Existing | Space Heating | Natural Gas | Gas Furnace - Maintenance | A | Cumulative Winter Peak Savings (MW) | Achievable Economic UCT Potential | 0 | 0 | 0 | 0 | 0 | 0 | 0 | 0 | 0 | 0 | 0 | 0 | 0 | 0 | 0 | 0 | 0 | 0 | 0 | 0 | 0 | 0 | 0 | 0 | 0 | 0 | 0
F10_Commercial_WA - College_Existing_Space Heating_Natural Gas_Gas Furnace - Maintenance_A_Achievable Economic UCT Potential | F10 | Commercial | WA - College | Existing | Space Heating | Natural Gas | Gas Furnace - Maintenance | A | Purchases (Incremental) | Achievable Economic UCT Potential | 0 | 0 | 0 | 0 | 0 | 0 | 0 | 0 | 0 | 0 | 0 | 0 | 0 | 0 | 0 | 0 | 0 | 0 | 0 | 0 | 0 | 0 | 0 | 0 | 0 | 0 | 0
F11_Commercial_WA - College_Existing_Space Heating_Natural Gas_Gas Furnace - Maintenance_A_Achievable Economic UCT Potential | F11 | Commercial | WA - College | Existing | Space Heating | Natural Gas | Gas Furnace - Maintenance | A | Purchases (Cumulative) | Achievable Economic UCT Potential | 0 | 0 | 0 | 0 | 0 | 0 | 0 | 0 | 0 | 0 | 0 | 0 | 0 | 0 | 0 | 0 | 0 | 0 | 0 | 0 | 0 | 0 | 0 | 0 | 0 | 0 | 0
F1_Commercial_WA - College_Existing_Space Heating_Natural Gas_Gas Boiler - Hot Water Reset_A_Achievable Economic UCT Potential | F1 | Commercial | WA - College | Existing | Space Heating | Natural Gas | Gas Boiler - Hot Water Reset | A | Integrated Unit Energy Savings (kWh or therms) | Achievable Economic UCT Potential | 0 | 0 | 266.4233 | 265.4394 | 264.285 | 263.151 | 262.0389 | 260.9499 | 259.885 | 258.8451 | 257.8309 | 256.8427 | 255.8811 | 254.9465 | 254.039 | 253.1593 | 252.3077 | 251.485 | 250.8649 | 250.4586 | 250.0842 | 249.7424 | 249.4303 | 249.1454 | 248.8851 | 248.6471 | 248.4294
F2_Commercial_WA - College_Existing_Space Heating_Natural Gas_Gas Boiler - Hot Water Reset_A_Achievable Economic UCT Potential | F2 | Commercial | WA - College | Existing | Space Heating | Natural Gas | Gas Boiler - Hot Water Reset | A | Integrated Unit Summer Peak Savings (kW) | Achievable Economic UCT Potential | 0 | 0 | 0 | 0 | 0 | 0 | 0 | 0 | 0 | 0 | 0 | 0 | 0 | 0 | 0 | 0 | 0 | 0 | 0 | 0 | 0 | 0 | 0 | 0 | 0 | 0 | 0
F3_Commercial_WA - College_Existing_Space Heating_Natural Gas_Gas Boiler - Hot Water Reset_A_Achievable Economic UCT Potential | F3 | Commercial | WA - College | Existing | Space Heating | Natural Gas | Gas Boiler - Hot Water Reset | A | Integrated Unit Winter Peak Savings (kW) | Achievable Economic UCT Potential | 0 | 0 | 0 | 0 | 0 | 0 | 0 | 0 | 0 | 0 | 0 | 0 | 0 | 0 | 0 | 0 | 0 | 0 | 0 | 0 | 0 | 0 | 0 | 0 | 0 | 0 | 0
F4_Commercial_WA - College_Existing_Space Heating_Natural Gas_Gas Boiler - Hot Water Reset_A_Achievable Economic UCT Potential | F4 | Commercial | WA - College | Existing | Space Heating | Natural Gas | Gas Boiler - Hot Water Reset | A | Incremental Energy Savings (MWh or mTherms) | Achievable Economic UCT Potential | 0 | 0 | 0 | 4.5057 | 9.2083 | 9.1688 | 9.13 | 9.0921 | 9.055 | 9.0187 | 8.9834 | 8.949 | 8.9155 | 8.8829 | 8.8513 | 8.8206 | 8.791 | 8.7623 | 8.7407 | 8.7265 | 8.7135 | 8.7016 | 8.6907 | 0 | 0 | 0 | 0
F5_Commercial_WA - College_Existing_Space Heating_Natural Gas_Gas Boiler - Hot Water Reset_A_Achievable Economic UCT Potential | F5 | Commercial | WA - College | Existing | Space Heating | Natural Gas | Gas Boiler - Hot Water Reset | A | Incremental Summer Peak Savings (MW) | Achievable Economic UCT Potential | 0 | 0 | 0 | 0 | 0 | 0 | 0 | 0 | 0 | 0 | 0 | 0 | 0 | 0 | 0 | 0 | 0 | 0 | 0 | 0 | 0 | 0 | 0 | 0 | 0 | 0 | 0
F6_Commercial_WA - College_Existing_Space Heating_Natural Gas_Gas Boiler - Hot Water Reset_A_Achievable Economic UCT Potential | F6 | Commercial | WA - College | Existing | Space Heating | Natural Gas | Gas Boiler - Hot Water Reset | A | Incremental Winter Peak Savings (MW) | Achievable Economic UCT Potential | 0 | 0 | 0 | 0 | 0 | 0 | 0 | 0 | 0 | 0 | 0 | 0 | 0 | 0 | 0 | 0 | 0 | 0 | 0 | 0 | 0 | 0 | 0 | 0 | 0 | 0 | 0
F7_Commercial_WA - College_Existing_Space Heating_Natural Gas_Gas Boiler - Hot Water Reset_A_Achievable Economic UCT Potential | F7 | Commercial | WA - College | Existing | Space Heating | Natural Gas | Gas Boiler - Hot Water Reset | A | Cumulative Energy Savings (MWh or mTherms) | Achievable Economic UCT Potential | 0 | 0 | 0 | 4.5057 | 13.6944 | 22.8044 | 31.838 | 40.7977 | 49.6862 | 58.5061 | 67.2603 | 75.9515 | 84.5826 | 93.1565 | 101.6762 | 110.1447 | 118.5652 | 126.9409 | 135.3685 | 143.8758 | 152.3743 | 160.8676 | 169.3572 | 169.1638 | 168.9871 | 168.8255 | 168.6776
F8_Commercial_WA - College_Existing_Space Heating_Natural Gas_Gas Boiler - Hot Water Reset_A_Achievable Economic UCT Potential | F8 | Commercial | WA - College | Existing | Space Heating | Natural Gas | Gas Boiler - Hot Water Reset | A | Cumulative Summer Peak Savings (MW) | Achievable Economic UCT Potential | 0 | 0 | 0 | 0 | 0 | 0 | 0 | 0 | 0 | 0 | 0 | 0 | 0 | 0 | 0 | 0 | 0 | 0 | 0 | 0 | 0 | 0 | 0 | 0 | 0 | 0 | 0
F9_Commercial_WA - College_Existing_Space Heating_Natural Gas_Gas Boiler - Hot Water Reset_A_Achievable Economic UCT Potential | F9 | Commercial | WA - College | Existing | Space Heating | Natural Gas | Gas Boiler - Hot Water Reset | A | Cumulative Winter Peak Savings (MW) | Achievable Economic UCT Potential | 0 | 0 | 0 | 0 | 0 | 0 | 0 | 0 | 0 | 0 | 0 | 0 | 0 | 0 | 0 | 0 | 0 | 0 | 0 | 0 | 0 | 0 | 0 | 0 | 0 | 0 | 0
F10_Commercial_WA - College_Existing_Space Heating_Natural Gas_Gas Boiler - Hot Water Reset_A_Achievable Economic UCT Potential | F10 | Commercial | WA - College | Existing | Space Heating | Natural Gas | Gas Boiler - Hot Water Reset | A | Purchases (Incremental) | Achievable Economic UCT Potential | 0 | 0 | 0 | 16.9744 | 34.8422 | 34.8422 | 34.8422 | 34.8422 | 34.8422 | 34.8422 | 34.8422 | 34.8422 | 34.8422 | 34.8422 | 34.8422 | 34.8422 | 34.8422 | 34.8422 | 34.8422 | 34.8422 | 34.8422 | 34.8422 | 34.8422 | 0 | 0 | 0 | 0
F11_Commercial_WA - College_Existing_Space Heating_Natural Gas_Gas Boiler - Hot Water Reset_A_Achievable Economic UCT Potential | F11 | Commercial | WA - College | Existing | Space Heating | Natural Gas | Gas Boiler - Hot Water Reset | A | Purchases (Cumulative) | Achievable Economic UCT Potential | 0 | 0 | 0 | 16.9744 | 51.8166 | 86.6588 | 121.501 | 156.3432 | 191.1854 | 226.0276 | 260.8698 | 295.712 | 330.5542 | 365.3964 | 400.2386 | 435.0808 | 469.923 | 504.7652 | 539.6074 | 574.4496 | 609.2918 | 644.134 | 678.9762 | 678.9762 | 678.9762 | 678.9762 | 678.9762
F1_Commercial_WA - College_Existing_Space Heating_Natural Gas_Gas Boiler - Steam Trap Replacement_A_Achievable Economic UCT Potential | F1 | Commercial | WA - College | Existing | Space Heating | Natural Gas | Gas Boiler - Steam Trap Replacement | A | Integrated Unit Energy Savings (kWh or therms) | Achievable Economic UCT Potential | 0 | 0 | 79.6395 | 79.3197 | 78.9224 | 78.5317 | 78.1479 | 77.7714 | 77.4025 | 77.0415 | 76.6885 | 76.3437 | 76.0071 | 75.6788 | 75.359 | 75.0478 | 74.7452 | 74.4514 | 74.218 | 74.0479 | 73.8875 | 73.7368 | 73.5949 | 73.5107 | 73.4338 | 73.3635 | 73.2991
F2_Commercial_WA - College_Existing_Space Heating_Natural Gas_Gas Boiler - Steam Trap Replacement_A_Achievable Economic UCT Potential | F2 | Commercial | WA - College | Existing | Space Heating | Natural Gas | Gas Boiler - Steam Trap Replacement | A | Integrated Unit Summer Peak Savings (kW) | Achievable Economic UCT Potential | 0 | 0 | 0 | 0 | 0 | 0 | 0 | 0 | 0 | 0 | 0 | 0 | 0 | 0 | 0 | 0 | 0 | 0 | 0 | 0 | 0 | 0 | 0 | 0 | 0 | 0 | 0
F3_Commercial_WA - College_Existing_Space Heating_Natural Gas_Gas Boiler - Steam Trap Replacement_A_Achievable Economic UCT Potential | F3 | Commercial | WA - College | Existing | Space Heating | Natural Gas | Gas Boiler - Steam Trap Replacement | A | Integrated Unit Winter Peak Savings (kW) | Achievable Economic UCT Potential | 0 | 0 | 0 | 0 | 0 | 0 | 0 | 0 | 0 | 0 | 0 | 0 | 0 | 0 | 0 | 0 | 0 | 0 | 0 | 0 | 0 | 0 | 0 | 0 | 0 | 0 | 0
F4_Commercial_WA - College_Existing_Space Heating_Natural Gas_Gas Boiler - Steam Trap Replacement_A_Achievable Economic UCT Potential | F4 | Commercial | WA - College | Existing | Space Heating | Natural Gas | Gas Boiler - Steam Trap Replacement | A | Incremental Energy Savings (MWh or mTherms) | Achievable Economic UCT Potential | 0 | 0 | 0 | 0.561 | 1.1458 | 1.1401 | 1.1345 | 1.1291 | 1.1237 | 0.57357 | 0 | 0 | 0 | 1.3443e-16 | 0 | 0 | 2.3899e-15 | 0 | 1.8457e-15 | 0 | 1.7063e-15 | 0 | 0 | 0 | 0 | 0 | 0
F5_Commercial_WA - College_Existing_Space Heating_Natural Gas_Gas Boiler - Steam Trap Replacement_A_Achievable Economic UCT Potential | F5 | Commercial | WA - College | Existing | Space Heating | Natural Gas | Gas Boiler - Steam Trap Replacement | A | Incremental Summer Peak Savings (MW) | Achievable Economic UCT Potential | 0 | 0 | 0 | 0 | 0 | 0 | 0 | 0 | 0 | 0 | 0 | 0 | 0 | 0 | 0 | 0 | 0 | 0 | 0 | 0 | 0 | 0 | 0 | 0 | 0 | 0 | 0
F6_Commercial_WA - College_Existing_Space Heating_Natural Gas_Gas Boiler - Steam Trap Replacement_A_Achievable Economic UCT Potential | F6 | Commercial | WA - College | Existing | Space Heating | Natural Gas | Gas Boiler - Steam Trap Replacement | A | Incremental Winter Peak Savings (MW) | Achievable Economic UCT Potential | 0 | 0 | 0 | 0 | 0 | 0 | 0 | 0 | 0 | 0 | 0 | 0 | 0 | 0 | 0 | 0 | 0 | 0 | 0 | 0 | 0 | 0 | 0 | 0 | 0 | 0 | 0
F7_Commercial_WA - College_Existing_Space Heating_Natural Gas_Gas Boiler - Steam Trap Replacement_A_Achievable Economic UCT Potential | F7 | Commercial | WA - College | Existing | Space Heating | Natural Gas | Gas Boiler - Steam Trap Replacement | A | Cumulative Energy Savings (MWh or mTherms) | Achievable Economic UCT Potential | 0 | 0 | 0 | 0.561 | 1.704 | 2.8356 | 3.9563 | 5.0663 | 6.1659 | 6.7107 | 6.68 | 6.65 | 6.6206 | 6.592 | 6.5642 | 6.5371 | 6.5107 | 6.4851 | 6.4648 | 6.45 | 6.436 | 6.4229 | 6.4105 | 6.4032 | 6.3965 | 6.3904 | 6.3848
F8_Commercial_WA - College_Existing_Space Heating_Natural Gas_Gas Boiler - Steam Trap Replacement_A_Achievable Economic UCT Potential | F8 | Commercial | WA - College | Existing | Space Heating | Natural Gas | Gas Boiler - Steam Trap Replacement | A | Cumulative Summer Peak Savings (MW) | Achievable Economic UCT Potential | 0 | 0 | 0 | 0 | 0 | 0 | 0 | 0 | 0 | 0 | 0 | 0 | 0 | 0 | 0 | 0 | 0 | 0 | 0 | 0 | 0 | 0 | 0 | 0 | 0 | 0 | 0
F9_Commercial_WA - College_Existing_Space Heating_Natural Gas_Gas Boiler - Steam Trap Replacement_A_Achievable Economic UCT Potential | F9 | Commercial | WA - College | Existing | Space Heating | Natural Gas | Gas Boiler - Steam Trap Replacement | A | Cumulative Winter Peak Savings (MW) | Achievable Economic UCT Potential | 0 | 0 | 0 | 0 | 0 | 0 | 0 | 0 | 0 | 0 | 0 | 0 | 0 | 0 | 0 | 0 | 0 | 0 | 0 | 0 | 0 | 0 | 0 | 0 | 0 | 0 | 0
F10_Commercial_WA - College_Existing_Space Heating_Natural Gas_Gas Boiler - Steam Trap Replacement_A_Achievable Economic UCT Potential | F10 | Commercial | WA - College | Existing | Space Heating | Natural Gas | Gas Boiler - Steam Trap Replacement | A | Purchases (Incremental) | Achievable Economic UCT Potential | 0 | 0 | 0 | 7.0727 | 14.5176 | 14.5176 | 14.5176 | 14.5176 | 14.5176 | 7.4449 | 0 | 0 | 0 | 1.7764e-15 | 0 | 0 | 3.1974e-14 | 0 | 2.4869e-14 | 0 | 2.3093e-14 | 0 | 0 | 0 | 0 | 0 | 0
F11_Commercial_WA - College_Existing_Space Heating_Natural Gas_Gas Boiler - Steam Trap Replacement_A_Achievable Economic UCT Potential | F11 | Commercial | WA - College | Existing | Space Heating | Natural Gas | Gas Boiler - Steam Trap Replacement | A | Purchases (Cumulative) | Achievable Economic UCT Potential | 0 | 0 | 0 | 7.0727 | 21.5903 | 36.1078 | 50.6254 | 65.143 | 79.6606 | 87.1055 | 87.1055 | 87.1055 | 87.1055 | 87.1055 | 87.1055 | 87.1055 | 87.1055 | 87.1055 | 87.1055 | 87.1055 | 87.1055 | 87.1055 | 87.1055 | 87.1055 | 87.1055 | 87.1055 | 87.1055
F1_Commercial_WA - College_Existing_Space Heating_Natural Gas_Gas Boiler - High Turndown Burner_A_Achievable Economic UCT Potential | F1 | Commercial | WA - College | Existing | Space Heating | Natural Gas | Gas Boiler - High Turndown Burner | A | Integrated Unit Energy Savings (kWh or therms) | Achievable Economic UCT Potential | 0 | 0 | 0.24977 | 0.2479 | 0.24522 | 0.24235 | 0.23935 | 0.23614 | 0.23269 | 0.22897 | 0.22498 | 0.22073 | 0.21629 | 0.21187 | 0.20757 | 0.20345 | 0.19956 | 0.19602 | 0.19324 | 0.19125 | 0.1896 | 0.18841 | 0.18733 | 0.18711 | 0.18691 | 0.18673 | 0.18657
F2_Commercial_WA - College_Existing_Space Heating_Natural Gas_Gas Boiler - High Turndown Burner_A_Achievable Economic UCT Potential | F2 | Commercial | WA - College | Existing | Space Heating | Natural Gas | Gas Boiler - High Turndown Burner | A | Integrated Unit Summer Peak Savings (kW) | Achievable Economic UCT Potential | 0 | 0 | 0 | 0 | 0 | 0 | 0 | 0 | 0 | 0 | 0 | 0 | 0 | 0 | 0 | 0 | 0 | 0 | 0 | 0 | 0 | 0 | 0 | 0 | 0 | 0 | 0
F3_Commercial_WA - College_Existing_Space Heating_Natural Gas_Gas Boiler - High Turndown Burner_A_Achievable Economic UCT Potential | F3 | Commercial | WA - College | Existing | Space Heating | Natural Gas | Gas Boiler - High Turndown Burner | A | Integrated Unit Winter Peak Savings (kW) | Achievable Economic UCT Potential | 0 | 0 | 0 | 0 | 0 | 0 | 0 | 0 | 0 | 0 | 0 | 0 | 0 | 0 | 0 | 0 | 0 | 0 | 0 | 0 | 0 | 0 | 0 | 0 | 0 | 0 | 0
F4_Commercial_WA - College_Existing_Space Heating_Natural Gas_Gas Boiler - High Turndown Burner_A_Achievable Economic UCT Potential | F4 | Commercial | WA - College | Existing | Space Heating | Natural Gas | Gas Boiler - High Turndown Burner | A | Incremental Energy Savings (MWh or mTherms) | Achievable Economic UCT Potential | 0 | 0 | 0 | 3.6188 | 4.3952 | 5.3157 | 6.0941 | 6.8582 | 7.9007 | 8.5286 | 8.5606 | 7.9152 | 6.667 | 5.0537 | 3.3978 | 1.9929 | 0.91302 | 0 | 0 | 0 | 0 | 0 | 0 | 0 | 0 | 0 | 0
F5_Commercial_WA - College_Existing_Space Heating_Natural Gas_Gas Boiler - High Turndown Burner_A_Achievable Economic UCT Potential | F5 | Commercial | WA - College | Existing | Space Heating | Natural Gas | Gas Boiler - High Turndown Burner | A | Incremental Summer Peak Savings (MW) | Achievable Economic UCT Potential | 0 | 0 | 0 | 0 | 0 | 0 | 0 | 0 | 0 | 0 | 0 | 0 | 0 | 0 | 0 | 0 | 0 | 0 | 0 | 0 | 0 | 0 | 0 | 0 | 0 | 0 | 0
F6_Commercial_WA - College_Existing_Space Heating_Natural Gas_Gas Boiler - High Turndown Burner_A_Achievable Economic UCT Potential | F6 | Commercial | WA - College | Existing | Space Heating | Natural Gas | Gas Boiler - High Turndown Burner | A | Incremental Winter Peak Savings (MW) | Achievable Economic UCT Potential | 0 | 0 | 0 | 0 | 0 | 0 | 0 | 0 | 0 | 0 | 0 | 0 | 0 | 0 | 0 | 0 | 0 | 0 | 0 | 0 | 0 | 0 | 0 | 0 | 0 | 0 | 0
F7_Commercial_WA - College_Existing_Space Heating_Natural Gas_Gas Boiler - High Turndown Burner_A_Achievable Economic UCT Potential | F7 | Commercial | WA - College | Existing | Space Heating | Natural Gas | Gas Boiler - High Turndown Burner | A | Cumulative Energy Savings (MWh or mTherms) | Achievable Economic UCT Potential | 0 | 0 | 0 | 3.6188 | 7.9749 | 13.1975 | 19.1279 | 25.7302 | 33.2546 | 41.2513 | 49.0927 | 56.0815 | 61.621 | 65.4148 | 67.4834 | 68.1368 | 67.747 | 66.5473 | 65.6034 | 64.9258 | 64.3669 | 63.9641 | 63.595 | 63.5219 | 63.4552 | 63.3941 | 63.3382
F8_Commercial_WA - College_Existing_Space Heating_Natural Gas_Gas Boiler - High Turndown Burner_A_Achievable Economic UCT Potential | F8 | Commercial | WA - College | Existing | Space Heating | Natural Gas | Gas Boiler - High Turndown Burner | A | Cumulative Summer Peak Savings (MW) | Achievable Economic UCT Potential | 0 | 0 | 0 | 0 | 0 | 0 | 0 | 0 | 0 | 0 | 0 | 0 | 0 | 0 | 0 | 0 | 0 | 0 | 0 | 0 | 0 | 0 | 0 | 0 | 0 | 0 | 0
F9_Commercial_WA - College_Existing_Space Heating_Natural Gas_Gas Boiler - High Turndown Burner_A_Achievable Economic UCT Potential | F9 | Commercial | WA - College | Existing | Space Heating | Natural Gas | Gas Boiler - High Turndown Burner | A | Cumulative Winter Peak Savings (MW) | Achievable Economic UCT Potential | 0 | 0 | 0 | 0 | 0 | 0 | 0 | 0 | 0 | 0 | 0 | 0 | 0 | 0 | 0 | 0 | 0 | 0 | 0 | 0 | 0 | 0 | 0 | 0 | 0 | 0 | 0
F10_Commercial_WA - College_Existing_Space Heating_Natural Gas_Gas Boiler - High Turndown Burner_A_Achievable Economic UCT Potential | F10 | Commercial | WA - College | Existing | Space Heating | Natural Gas | Gas Boiler - High Turndown Burner | A | Purchases (Incremental) | Achievable Economic UCT Potential | 0 | 0 | 0 | 14597.9883 | 17924.0015 | 21933.7325 | 25461.6074 | 29042.1876 | 33953.8082 | 37247.8549 | 38051.3148 | 35858.7977 | 30823.6739 | 23852.6603 | 16369.5595 | 9795.6693 | 4575.2433 | 0 | 0 | 0 | 0 | 0 | 0 | 0 | 0 | 0 | 0
F11_Commercial_WA - College_Existing_Space Heating_Natural Gas_Gas Boiler - High Turndown Burner_A_Achievable Economic UCT Potential | F11 | Commercial | WA - College | Existing | Space Heating | Natural Gas | Gas Boiler - High Turndown Burner | A | Purchases (Cumulative) | Achievable Economic UCT Potential | 0 | 0 | 0 | 14597.9883 | 32521.9897 | 54455.7222 | 79917.3297 | 108959.5172 | 142913.3254 | 180161.1803 | 218212.4952 | 254071.2928 | 284894.9668 | 308747.6271 | 325117.1866 | 334912.8558 | 339488.0991 | 339488.0991 | 339488.0991 | 339488.0991 | 339488.0991 | 339488.0991 | 339488.0991 | 339488.0991 | 339488.0991 | 339488.0991 | 339488.0991
F1_Commercial_WA - College_Existing_Space Heating_Natural Gas_Gas Boiler - Burner Control Optimization_A_Achievable Economic UCT Potential | F1 | Commercial | WA - College | Existing | Space Heating | Natural Gas | Gas Boiler - Burner Control Optimization | A | Integrated Unit Energy Savings (kWh or therms) | Achievable Economic UCT Potential | 0 | 0 | 0.072434 | 0.071872 | 0.071071 | 0.070214 | 0.069311 | 0.068349 | 0.067308 | 0.066188 | 0.064989 | 0.063722 | 0.062406 | 0.061104 | 0.059845 | 0.058647 | 0.057521 | 0.056502 | 0.0557 | 0.055125 | 0.054651 | 0.054308 | 0.053995 | 0.053933 | 0.053876 | 0.053824 | 0.053777
F2_Commercial_WA - College_Existing_Space Heating_Natural Gas_Gas Boiler - Burner Control Optimization_A_Achievable Economic UCT Potential | F2 | Commercial | WA - College | Existing | Space Heating | Natural Gas | Gas Boiler - Burner Control Optimization | A | Integrated Unit Summer Peak Savings (kW) | Achievable Economic UCT Potential | 0 | 0 | 0 | 0 | 0 | 0 | 0 | 0 | 0 | 0 | 0 | 0 | 0 | 0 | 0 | 0 | 0 | 0 | 0 | 0 | 0 | 0 | 0 | 0 | 0 | 0 | 0
F3_Commercial_WA - College_Existing_Space Heating_Natural Gas_Gas Boiler - Burner Control Optimization_A_Achievable Economic UCT Potential | F3 | Commercial | WA - College | Existing | Space Heating | Natural Gas | Gas Boiler - Burner Control Optimization | A | Integrated Unit Winter Peak Savings (kW) | Achievable Economic UCT Potential | 0 | 0 | 0 | 0 | 0 | 0 | 0 | 0 | 0 | 0 | 0 | 0 | 0 | 0 | 0 | 0 | 0 | 0 | 0 | 0 | 0 | 0 | 0 | 0 | 0 | 0 | 0
F4_Commercial_WA - College_Existing_Space Heating_Natural Gas_Gas Boiler - Burner Control Optimization_A_Achievable Economic UCT Potential | F4 | Commercial | WA - College | Existing | Space Heating | Natural Gas | Gas Boiler - Burner Control Optimization | A | Incremental Energy Savings (MWh or mTherms) | Achievable Economic UCT Potential | 0 | 0 | 0 | 0.39039 | 0.20773 | 0.69425 | 1.1148 | 1.6686 | 2.3534 | 3.1479 | 4.007 | 4.8593 | 5.6119 | 6.1649 | 6.4231 | 6.3208 | 5.844 | 5.0472 | 4.0502 | 2.9961 | 2.1762 | 0.88498 | 0.78071 | 0 | 0 | 0 | 0
F5_Commercial_WA - College_Existing_Space Heating_Natural Gas_Gas Boiler - Burner Control Optimization_A_Achievable Economic UCT Potential | F5 | Commercial | WA - College | Existing | Space Heating | Natural Gas | Gas Boiler - Burner Control Optimization | A | Incremental Summer Peak Savings (MW) | Achievable Economic UCT Potential | 0 | 0 | 0 | 0 | 0 | 0 | 0 | 0 | 0 | 0 | 0 | 0 | 0 | 0 | 0 | 0 | 0 | 0 | 0 | 0 | 0 | 0 | 0 | 0 | 0 | 0 | 0
F6_Commercial_WA - College_Existing_Space Heating_Natural Gas_Gas Boiler - Burner Control Optimization_A_Achievable Economic UCT Potential | F6 | Commercial | WA - College | Existing | Space Heating | Natural Gas | Gas Boiler - Burner Control Optimization | A | Incremental Winter Peak Savings (MW) | Achievable Economic UCT Potential | 0 | 0 | 0 | 0 | 0 | 0 | 0 | 0 | 0 | 0 | 0 | 0 | 0 | 0 | 0 | 0 | 0 | 0 | 0 | 0 | 0 | 0 | 0 | 0 | 0 | 0 | 0
F7_Commercial_WA - College_Existing_Space Heating_Natural Gas_Gas Boiler - Burner Control Optimization_A_Achievable Economic UCT Potential | F7 | Commercial | WA - College | Existing | Space Heating | Natural Gas | Gas Boiler - Burner Control Optimization | A | Cumulative Energy Savings (MWh or mTherms) | Achievable Economic UCT Potential | 0 | 0 | 0 | 0.39039 | 0.59377 | 1.2809 | 2.3792 | 4.0147 | 6.3069 | 9.3498 | 13.1875 | 17.7896 | 23.0343 | 28.7185 | 34.5498 | 40.1788 | 45.2512 | 49.497 | 52.8451 | 55.2953 | 56.9954 | 57.5237 | 57.9724 | 57.9057 | 57.8448 | 57.7891 | 57.7382
F8_Commercial_WA - College_Existing_Space Heating_Natural Gas_Gas Boiler - Burner Control Optimization_A_Achievable Economic UCT Potential | F8 | Commercial | WA - College | Existing | Space Heating | Natural Gas | Gas Boiler - Burner Control Optimization | A | Cumulative Summer Peak Savings (MW) | Achievable Economic UCT Potential | 0 | 0 | 0 | 0 | 0 | 0 | 0 | 0 | 0 | 0 | 0 | 0 | 0 | 0 | 0 | 0 | 0 | 0 | 0 | 0 | 0 | 0 | 0 | 0 | 0 | 0 | 0
F9_Commercial_WA - College_Existing_Space Heating_Natural Gas_Gas Boiler - Burner Control Optimization_A_Achievable Economic UCT Potential | F9 | Commercial | WA - College | Existing | Space Heating | Natural Gas | Gas Boiler - Burner Control Optimization | A | Cumulative Winter Peak Savings (MW) | Achievable Economic UCT Potential | 0 | 0 | 0 | 0 | 0 | 0 | 0 | 0 | 0 | 0 | 0 | 0 | 0 | 0 | 0 | 0 | 0 | 0 | 0 | 0 | 0 | 0 | 0 | 0 | 0 | 0 | 0
F10_Commercial_WA - College_Existing_Space Heating_Natural Gas_Gas Boiler - Burner Control Optimization_A_Achievable Economic UCT Potential | F10 | Commercial | WA - College | Existing | Space Heating | Natural Gas | Gas Boiler - Burner Control Optimization | A | Purchases (Incremental) | Achievable Economic UCT Potential | 0 | 0 | 0 | 5431.8096 | 2922.8118 | 9887.5821 | 16083.5075 | 24412.518 | 34963.9421 | 47560.5632 | 61655.6675 | 76257.4345 | 89925.6303 | 100890.7132 | 107328.7233 | 107776.8065 | 101597.8164 | 89327.2036 | 72714.0771 | 54350.2143 | 39820.4196 | 16295.4288 | 14458.9789 | 0 | 0 | 0 | 0
F11_Commercial_WA - College_Existing_Space Heating_Natural Gas_Gas Boiler - Burner Control Optimization_A_Achievable Economic UCT Potential | F11 | Commercial | WA - College | Existing | Space Heating | Natural Gas | Gas Boiler - Burner Control Optimization | A | Purchases (Cumulative) | Achievable Economic UCT Potential | 0 | 0 | 0 | 5431.8096 | 8354.6214 | 18242.2035 | 34325.711 | 58738.229 | 93702.1711 | 141262.7343 | 202918.4018 | 279175.8363 | 369101.4666 | 469992.1798 | 577320.9031 | 685097.7097 | 786695.526 | 876022.7296 | 948736.8067 | 1003087.021 | 1042907.4406 | 1059202.8693 | 1073661.8482 | 1073661.8482 | 1073661.8482 | 1073661.8482 | 1073661.8482
F1_Commercial_WA - College_Existing_Space Heating_Natural Gas_Gas Boiler - Stack Economizer_A_Achievable Economic UCT Potential | F1 | Commercial | WA - College | Existing | Space Heating | Natural Gas | Gas Boiler - Stack Economizer | A | Integrated Unit Energy Savings (kWh or therms) | Achievable Economic UCT Potential | 0 | 0 | 0.23978 | 0.23717 | 0.23323 | 0.22901 | 0.22483 | 0.22063 | 0.21617 | 0.21134 | 0.20617 | 0.20072 | 0.19509 | 0.18948 | 0.184 | 0.17877 | 0.17389 | 0.16952 | 0.16609 | 0.16363 | 0.16162 | 0.16019 | 0.15889 | 0.1587 | 0.15854 | 0.15838 | 0.15824
F2_Commercial_WA - College_Existing_Space Heating_Natural Gas_Gas Boiler - Stack Economizer_A_Achievable Economic UCT Potential | F2 | Commercial | WA - College | Existing | Space Heating | Natural Gas | Gas Boiler - Stack Economizer | A | Integrated Unit Summer Peak Savings (kW) | Achievable Economic UCT Potential | 0 | 0 | 0 | 0 | 0 | 0 | 0 | 0 | 0 | 0 | 0 | 0 | 0 | 0 | 0 | 0 | 0 | 0 | 0 | 0 | 0 | 0 | 0 | 0 | 0 | 0 | 0
F3_Commercial_WA - College_Existing_Space Heating_Natural Gas_Gas Boiler - Stack Economizer_A_Achievable Economic UCT Potential | F3 | Commercial | WA - College | Existing | Space Heating | Natural Gas | Gas Boiler - Stack Economizer | A | Integrated Unit Winter Peak Savings (kW) | Achievable Economic UCT Potential | 0 | 0 | 0 | 0 | 0 | 0 | 0 | 0 | 0 | 0 | 0 | 0 | 0 | 0 | 0 | 0 | 0 | 0 | 0 | 0 | 0 | 0 | 0 | 0 | 0 | 0 | 0
F4_Commercial_WA - College_Existing_Space Heating_Natural Gas_Gas Boiler - Stack Economizer_A_Achievable Economic UCT Potential | F4 | Commercial | WA - College | Existing | Space Heating | Natural Gas | Gas Boiler - Stack Economizer | A | Incremental Energy Savings (MWh or mTherms) | Achievable Economic UCT Potential | 0 | 0 | 0 | 0 | 0 | 0 | 0 | 0 | 0 | 0 | 0 | 0 | 0 | 0 | 0 | 0 | 0 | 0 | 0 | 0 | 0 | 0 | 0 | 0 | 0 | 0 | 0
F5_Commercial_WA - College_Existing_Space Heating_Natural Gas_Gas Boiler - Stack Economizer_A_Achievable Economic UCT Potential | F5 | Commercial | WA - College | Existing | Space Heating | Natural Gas | Gas Boiler - Stack Economizer | A | Incremental Summer Peak Savings (MW) | Achievable Economic UCT Potential | 0 | 0 | 0 | 0 | 0 | 0 | 0 | 0 | 0 | 0 | 0 | 0 | 0 | 0 | 0 | 0 | 0 | 0 | 0 | 0 | 0 | 0 | 0 | 0 | 0 | 0 | 0
F6_Commercial_WA - College_Existing_Space Heating_Natural Gas_Gas Boiler - Stack Economizer_A_Achievable Economic UCT Potential | F6 | Commercial | WA - College | Existing | Space Heating | Natural Gas | Gas Boiler - Stack Economizer | A | Incremental Winter Peak Savings (MW) | Achievable Economic UCT Potential | 0 | 0 | 0 | 0 | 0 | 0 | 0 | 0 | 0 | 0 | 0 | 0 | 0 | 0 | 0 | 0 | 0 | 0 | 0 | 0 | 0 | 0 | 0 | 0 | 0 | 0 | 0
F7_Commercial_WA - College_Existing_Space Heating_Natural Gas_Gas Boiler - Stack Economizer_A_Achievable Economic UCT Potential | F7 | Commercial | WA - College | Existing | Space Heating | Natural Gas | Gas Boiler - Stack Economizer | A | Cumulative Energy Savings (MWh or mTherms) | Achievable Economic UCT Potential | 0 | 0 | 0 | 0 | 0 | 0 | 0 | 0 | 0 | 0 | 0 | 0 | 0 | 0 | 0 | 0 | 0 | 0 | 0 | 0 | 0 | 0 | 0 | 0 | 0 | 0 | 0
F8_Commercial_WA - College_Existing_Space Heating_Natural Gas_Gas Boiler - Stack Economizer_A_Achievable Economic UCT Potential | F8 | Commercial | WA - College | Existing | Space Heating | Natural Gas | Gas Boiler - Stack Economizer | A | Cumulative Summer Peak Savings (MW) | Achievable Economic UCT Potential | 0 | 0 | 0 | 0 | 0 | 0 | 0 | 0 | 0 | 0 | 0 | 0 | 0 | 0 | 0 | 0 | 0 | 0 | 0 | 0 | 0 | 0 | 0 | 0 | 0 | 0 | 0
F9_Commercial_WA - College_Existing_Space Heating_Natural Gas_Gas Boiler - Stack Economizer_A_Achievable Economic UCT Potential | F9 | Commercial | WA - College | Existing | Space Heating | Natural Gas | Gas Boiler - Stack Economizer | A | Cumulative Winter Peak Savings (MW) | Achievable Economic UCT Potential | 0 | 0 | 0 | 0 | 0 | 0 | 0 | 0 | 0 | 0 | 0 | 0 | 0 | 0 | 0 | 0 | 0 | 0 | 0 | 0 | 0 | 0 | 0 | 0 | 0 | 0 | 0
F10_Commercial_WA - College_Existing_Space Heating_Natural Gas_Gas Boiler - Stack Economizer_A_Achievable Economic UCT Potential | F10 | Commercial | WA - College | Existing | Space Heating | Natural Gas | Gas Boiler - Stack Economizer | A | Purchases (Incremental) | Achievable Economic UCT Potential | 0 | 0 | 0 | 0 | 0 | 0 | 0 | 0 | 0 | 0 | 0 | 0 | 0 | 0 | 0 | 0 | 0 | 0 | 0 | 0 | 0 | 0 | 0 | 0 | 0 | 0 | 0
F11_Commercial_WA - College_Existing_Space Heating_Natural Gas_Gas Boiler - Stack Economizer_A_Achievable Economic UCT Potential | F11 | Commercial | WA - College | Existing | Space Heating | Natural Gas | Gas Boiler - Stack Economizer | A | Purchases (Cumulative) | Achievable Economic UCT Potential | 0 | 0 | 0 | 0 | 0 | 0 | 0 | 0 | 0 | 0 | 0 | 0 | 0 | 0 | 0 | 0 | 0 | 0 | 0 | 0 | 0 | 0 | 0 | 0 | 0 | 0 | 0
F1_Commercial_WA - College_Existing_Space Heating_Natural Gas_Gas Boiler - Thermostatic Radiator Valves_A_Achievable Economic UCT Potential | F1 | Commercial | WA - College | Existing | Space Heating | Natural Gas | Gas Boiler - Thermostatic Radiator Valves | A | Integrated Unit Energy Savings (kWh or therms) | Achievable Economic UCT Potential | 0 | 0 | 16.7743 | 16.6965 | 16.6019 | 16.5 | 16.392 | 16.2753 | 16.1475 | 16.007 | 15.8522 | 15.6823 | 15.4987 | 15.3051 | 15.1073 | 14.9124 | 14.7281 | 14.5613 | 14.4291 | 14.3337 | 14.2571 | 14.2065 | 14.1612 | 14.1449 | 14.1301 | 14.1166 | 14.1042
F2_Commercial_WA - College_Existing_Space Heating_Natural Gas_Gas Boiler - Thermostatic Radiator Valves_A_Achievable Economic UCT Potential | F2 | Commercial | WA - College | Existing | Space Heating | Natural Gas | Gas Boiler - Thermostatic Radiator Valves | A | Integrated Unit Summer Peak Savings (kW) | Achievable Economic UCT Potential | 0 | 0 | 0 | 0 | 0 | 0 | 0 | 0 | 0 | 0 | 0 | 0 | 0 | 0 | 0 | 0 | 0 | 0 | 0 | 0 | 0 | 0 | 0 | 0 | 0 | 0 | 0
F3_Commercial_WA - College_Existing_Space Heating_Natural Gas_Gas Boiler - Thermostatic Radiator Valves_A_Achievable Economic UCT Potential | F3 | Commercial | WA - College | Existing | Space Heating | Natural Gas | Gas Boiler - Thermostatic Radiator Valves | A | Integrated Unit Winter Peak Savings (kW) | Achievable Economic UCT Potential | 0 | 0 | 0 | 0 | 0 | 0 | 0 | 0 | 0 | 0 | 0 | 0 | 0 | 0 | 0 | 0 | 0 | 0 | 0 | 0 | 0 | 0 | 0 | 0 | 0 | 0 | 0
F4_Commercial_WA - College_Existing_Space Heating_Natural Gas_Gas Boiler - Thermostatic Radiator Valves_A_Achievable Economic UCT Potential | F4 | Commercial | WA - College | Existing | Space Heating | Natural Gas | Gas Boiler - Thermostatic Radiator Valves | A | Incremental Energy Savings (MWh or mTherms) | Achievable Economic UCT Potential | 0 | 0 | 0 | 10.5501 | 21.5329 | 21.4008 | 21.2607 | 21.1093 | 20.9436 | 20.7613 | 20.5605 | 20.3401 | 20.102 | 19.851 | 19.5944 | 19.3415 | 19.1025 | 18.8862 | 9.5973 | 0 | 2.2692e-14 | 0 | 0 | 0 | 0 | 0 | 0
F5_Commercial_WA - College_Existing_Space Heating_Natural Gas_Gas Boiler - Thermostatic Radiator Valves_A_Achievable Economic UCT Potential | F5 | Commercial | WA - College | Existing | Space Heating | Natural Gas | Gas Boiler - Thermostatic Radiator Valves | A | Incremental Summer Peak Savings (MW) | Achievable Economic UCT Potential | 0 | 0 | 0 | 0 | 0 | 0 | 0 | 0 | 0 | 0 | 0 | 0 | 0 | 0 | 0 | 0 | 0 | 0 | 0 | 0 | 0 | 0 | 0 | 0 | 0 | 0 | 0
F6_Commercial_WA - College_Existing_Space Heating_Natural Gas_Gas Boiler - Thermostatic Radiator Valves_A_Achievable Economic UCT Potential | F6 | Commercial | WA - College | Existing | Space Heating | Natural Gas | Gas Boiler - Thermostatic Radiator Valves | A | Incremental Winter Peak Savings (MW) | Achievable Economic UCT Potential | 0 | 0 | 0 | 0 | 0 | 0 | 0 | 0 | 0 | 0 | 0 | 0 | 0 | 0 | 0 | 0 | 0 | 0 | 0 | 0 | 0 | 0 | 0 | 0 | 0 | 0 | 0
F7_Commercial_WA - College_Existing_Space Heating_Natural Gas_Gas Boiler - Thermostatic Radiator Valves_A_Achievable Economic UCT Potential | F7 | Commercial | WA - College | Existing | Space Heating | Natural Gas | Gas Boiler - Thermostatic Radiator Valves | A | Cumulative Energy Savings (MWh or mTherms) | Achievable Economic UCT Potential | 0 | 0 | 0 | 10.5501 | 32.0233 | 53.2276 | 74.1397 | 94.7214 | 114.9211 | 134.6821 | 153.9403 | 172.6301 | 190.7115 | 208.1809 | 225.084 | 241.5213 | 257.6392 | 273.6082 | 280.722 | 278.8647 | 277.3744 | 276.3902 | 275.5082 | 275.193 | 274.905 | 274.6416 | 274.4007
F8_Commercial_WA - College_Existing_Space Heating_Natural Gas_Gas Boiler - Thermostatic Radiator Valves_A_Achievable Economic UCT Potential | F8 | Commercial | WA - College | Existing | Space Heating | Natural Gas | Gas Boiler - Thermostatic Radiator Valves | A | Cumulative Summer Peak Savings (MW) | Achievable Economic UCT Potential | 0 | 0 | 0 | 0 | 0 | 0 | 0 | 0 | 0 | 0 | 0 | 0 | 0 | 0 | 0 | 0 | 0 | 0 | 0 | 0 | 0 | 0 | 0 | 0 | 0 | 0 | 0
F9_Commercial_WA - College_Existing_Space Heating_Natural Gas_Gas Boiler - Thermostatic Radiator Valves_A_Achievable Economic UCT Potential | F9 | Commercial | WA - College | Existing | Space Heating | Natural Gas | Gas Boiler - Thermostatic Radiator Valves | A | Cumulative Winter Peak Savings (MW) | Achievable Economic UCT Potential | 0 | 0 | 0 | 0 | 0 | 0 | 0 | 0 | 0 | 0 | 0 | 0 | 0 | 0 | 0 | 0 | 0 | 0 | 0 | 0 | 0 | 0 | 0 | 0 | 0 | 0 | 0
F10_Commercial_WA - College_Existing_Space Heating_Natural Gas_Gas Boiler - Thermostatic Radiator Valves_A_Achievable Economic UCT Potential | F10 | Commercial | WA - College | Existing | Space Heating | Natural Gas | Gas Boiler - Thermostatic Radiator Valves | A | Purchases (Incremental) | Achievable Economic UCT Potential | 0 | 0 | 0 | 631.8787 | 1297.0142 | 1297.0142 | 1297.0142 | 1297.0142 | 1297.0142 | 1297.0142 | 1297.0142 | 1297.0142 | 1297.0142 | 1297.0142 | 1297.0142 | 1297.0142 | 1297.0142 | 1297.0142 | 665.1355 | 0 | 1.5916e-12 | 0 | 0 | 0 | 0 | 0 | 0
F11_Commercial_WA - College_Existing_Space Heating_Natural Gas_Gas Boiler - Thermostatic Radiator Valves_A_Achievable Economic UCT Potential | F11 | Commercial | WA - College | Existing | Space Heating | Natural Gas | Gas Boiler - Thermostatic Radiator Valves | A | Purchases (Cumulative) | Achievable Economic UCT Potential | 0 | 0 | 0 | 631.8787 | 1928.8929 | 3225.9071 | 4522.9214 | 5819.9356 | 7116.9498 | 8413.964 | 9710.9782 | 11007.9924 | 12305.0066 | 13602.0208 | 14899.035 | 16196.0493 | 17493.0635 | 18790.0777 | 19455.2132 | 19455.2132 | 19455.2132 | 19455.2132 | 19455.2132 | 19455.2132 | 19455.2132 | 19455.2132 | 19455.2132
F1_Commercial_WA - College_Existing_Space Heating_Natural Gas_HVAC - Shut Off Damper_A_Achievable Economic UCT Potential | F1 | Commercial | WA - College | Existing | Space Heating | Natural Gas | HVAC - Shut Off Damper | A | Integrated Unit Energy Savings (kWh or therms) | Achievable Economic UCT Potential | 0 | 0 | 31.392 | 31.0512 | 30.5355 | 29.9788 | 29.4267 | 28.8709 | 28.2851 | 27.6509 | 26.9721 | 26.2563 | 25.5175 | 24.7793 | 24.0588 | 23.3716 | 22.73 | 22.1545 | 21.7023 | 21.3768 | 21.1107 | 20.9201 | 20.7466 | 20.7197 | 20.695 | 20.6724 | 20.6517
F2_Commercial_WA - College_Existing_Space Heating_Natural Gas_HVAC - Shut Off Damper_A_Achievable Economic UCT Potential | F2 | Commercial | WA - College | Existing | Space Heating | Natural Gas | HVAC - Shut Off Damper | A | Integrated Unit Summer Peak Savings (kW) | Achievable Economic UCT Potential | 0 | 0 | 0 | 0 | 0 | 0 | 0 | 0 | 0 | 0 | 0 | 0 | 0 | 0 | 0 | 0 | 0 | 0 | 0 | 0 | 0 | 0 | 0 | 0 | 0 | 0 | 0
F3_Commercial_WA - College_Existing_Space Heating_Natural Gas_HVAC - Shut Off Damper_A_Achievable Economic UCT Potential | F3 | Commercial | WA - College | Existing | Space Heating | Natural Gas | HVAC - Shut Off Damper | A | Integrated Unit Winter Peak Savings (kW) | Achievable Economic UCT Potential | 0 | 0 | 0 | 0 | 0 | 0 | 0 | 0 | 0 | 0 | 0 | 0 | 0 | 0 | 0 | 0 | 0 | 0 | 0 | 0 | 0 | 0 | 0 | 0 | 0 | 0 | 0
F4_Commercial_WA - College_Existing_Space Heating_Natural Gas_HVAC - Shut Off Damper_A_Achievable Economic UCT Potential | F4 | Commercial | WA - College | Existing | Space Heating | Natural Gas | HVAC - Shut Off Damper | A | Incremental Energy Savings (MWh or mTherms) | Achievable Economic UCT Potential | 0 | 0 | 0 | 0 | 0 | 0 | 0 | 0 | 0 | 0 | 0 | 0 | 0 | 0 | 0 | 0 | 0 | 0 | 0 | 0 | 0 | 0 | 0 | 0 | 0 | 0 | 0
F5_Commercial_WA - College_Existing_Space Heating_Natural Gas_HVAC - Shut Off Damper_A_Achievable Economic UCT Potential | F5 | Commercial | WA - College | Existing | Space Heating | Natural Gas | HVAC - Shut Off Damper | A | Incremental Summer Peak Savings (MW) | Achievable Economic UCT Potential | 0 | 0 | 0 | 0 | 0 | 0 | 0 | 0 | 0 | 0 | 0 | 0 | 0 | 0 | 0 | 0 | 0 | 0 | 0 | 0 | 0 | 0 | 0 | 0 | 0 | 0 | 0
F6_Commercial_WA - College_Existing_Space Heating_Natural Gas_HVAC - Shut Off Damper_A_Achievable Economic UCT Potential | F6 | Commercial | WA - College | Existing | Space Heating | Natural Gas | HVAC - Shut Off Damper | A | Incremental Winter Peak Savings (MW) | Achievable Economic UCT Potential | 0 | 0 | 0 | 0 | 0 | 0 | 0 | 0 | 0 | 0 | 0 | 0 | 0 | 0 | 0 | 0 | 0 | 0 | 0 | 0 | 0 | 0 | 0 | 0 | 0 | 0 | 0
F7_Commercial_WA - College_Existing_Space Heating_Natural Gas_HVAC - Shut Off Damper_A_Achievable Economic UCT Potential | F7 | Commercial | WA - College | Existing | Space Heating | Natural Gas | HVAC - Shut Off Damper | A | Cumulative Energy Savings (MWh or mTherms) | Achievable Economic UCT Potential | 0 | 0 | 0 | 0 | 0 | 0 | 0 | 0 | 0 | 0 | 0 | 0 | 0 | 0 | 0 | 0 | 0 | 0 | 0 | 0 | 0 | 0 | 0 | 0 | 0 | 0 | 0
F8_Commercial_WA - College_Existing_Space Heating_Natural Gas_HVAC - Shut Off Damper_A_Achievable Economic UCT Potential | F8 | Commercial | WA - College | Existing | Space Heating | Natural Gas | HVAC - Shut Off Damper | A | Cumulative Summer Peak Savings (MW) | Achievable Economic UCT Potential | 0 | 0 | 0 | 0 | 0 | 0 | 0 | 0 | 0 | 0 | 0 | 0 | 0 | 0 | 0 | 0 | 0 | 0 | 0 | 0 | 0 | 0 | 0 | 0 | 0 | 0 | 0
F9_Commercial_WA - College_Existing_Space Heating_Natural Gas_HVAC - Shut Off Damper_A_Achievable Economic UCT Potential | F9 | Commercial | WA - College | Existing | Space Heating | Natural Gas | HVAC - Shut Off Damper | A | Cumulative Winter Peak Savings (MW) | Achievable Economic UCT Potential | 0 | 0 | 0 | 0 | 0 | 0 | 0 | 0 | 0 | 0 | 0 | 0 | 0 | 0 | 0 | 0 | 0 | 0 | 0 | 0 | 0 | 0 | 0 | 0 | 0 | 0 | 0
F10_Commercial_WA - College_Existing_Space Heating_Natural Gas_HVAC - Shut Off Damper_A_Achievable Economic UCT Potential | F10 | Commercial | WA - College | Existing | Space Heating | Natural Gas | HVAC - Shut Off Damper | A | Purchases (Incremental) | Achievable Economic UCT Potential | 0 | 0 | 0 | 0 | 0 | 0 | 0 | 0 | 0 | 0 | 0 | 0 | 0 | 0 | 0 | 0 | 0 | 0 | 0 | 0 | 0 | 0 | 0 | 0 | 0 | 0 | 0
F11_Commercial_WA - College_Existing_Space Heating_Natural Gas_HVAC - Shut Off Damper_A_Achievable Economic UCT Potential | F11 | Commercial | WA - College | Existing | Space Heating | Natural Gas | HVAC - Shut Off Damper | A | Purchases (Cumulative) | Achievable Economic UCT Potential | 0 | 0 | 0 | 0 | 0 | 0 | 0 | 0 | 0 | 0 | 0 | 0 | 0 | 0 | 0 | 0 | 0 | 0 | 0 | 0 | 0 | 0 | 0 | 0 | 0 | 0 | 0
F1_Commercial_WA - College_Existing_Space Heating_Natural Gas_Gas Furnace - Tube Inserts_A_Achievable Economic UCT Potential | F1 | Commercial | WA - College | Existing | Space Heating | Natural Gas | Gas Furnace - Tube Inserts | A | Integrated Unit Energy Savings (kWh or therms) | Achievable Economic UCT Potential | 0 | 0 | 0 | 0 | 0 | 0 | 0 | 0 | 0 | 0 | 0 | 0 | 0 | 0 | 0 | 0 | 0 | 0 | 0 | 0 | 0 | 0 | 0 | 0 | 0 | 0 | 0
F2_Commercial_WA - College_Existing_Space Heating_Natural Gas_Gas Furnace - Tube Inserts_A_Achievable Economic UCT Potential | F2 | Commercial | WA - College | Existing | Space Heating | Natural Gas | Gas Furnace - Tube Inserts | A | Integrated Unit Summer Peak Savings (kW) | Achievable Economic UCT Potential | 0 | 0 | 0 | 0 | 0 | 0 | 0 | 0 | 0 | 0 | 0 | 0 | 0 | 0 | 0 | 0 | 0 | 0 | 0 | 0 | 0 | 0 | 0 | 0 | 0 | 0 | 0
F3_Commercial_WA - College_Existing_Space Heating_Natural Gas_Gas Furnace - Tube Inserts_A_Achievable Economic UCT Potential | F3 | Commercial | WA - College | Existing | Space Heating | Natural Gas | Gas Furnace - Tube Inserts | A | Integrated Unit Winter Peak Savings (kW) | Achievable Economic UCT Potential | 0 | 0 | 0 | 0 | 0 | 0 | 0 | 0 | 0 | 0 | 0 | 0 | 0 | 0 | 0 | 0 | 0 | 0 | 0 | 0 | 0 | 0 | 0 | 0 | 0 | 0 | 0
F4_Commercial_WA - College_Existing_Space Heating_Natural Gas_Gas Furnace - Tube Inserts_A_Achievable Economic UCT Potential | F4 | Commercial | WA - College | Existing | Space Heating | Natural Gas | Gas Furnace - Tube Inserts | A | Incremental Energy Savings (MWh or mTherms) | Achievable Economic UCT Potential | 0 | 0 | 0 | 0 | 0 | 0 | 0 | 0 | 0 | 0 | 0 | 0 | 0 | 0 | 0 | 0 | 0 | 0 | 0 | 0 | 0 | 0 | 0 | 0 | 0 | 0 | 0
F5_Commercial_WA - College_Existing_Space Heating_Natural Gas_Gas Furnace - Tube Inserts_A_Achievable Economic UCT Potential | F5 | Commercial | WA - College | Existing | Space Heating | Natural Gas | Gas Furnace - Tube Inserts | A | Incremental Summer Peak Savings (MW) | Achievable Economic UCT Potential | 0 | 0 | 0 | 0 | 0 | 0 | 0 | 0 | 0 | 0 | 0 | 0 | 0 | 0 | 0 | 0 | 0 | 0 | 0 | 0 | 0 | 0 | 0 | 0 | 0 | 0 | 0
F6_Commercial_WA - College_Existing_Space Heating_Natural Gas_Gas Furnace - Tube Inserts_A_Achievable Economic UCT Potential | F6 | Commercial | WA - College | Existing | Space Heating | Natural Gas | Gas Furnace - Tube Inserts | A | Incremental Winter Peak Savings (MW) | Achievable Economic UCT Potential | 0 | 0 | 0 | 0 | 0 | 0 | 0 | 0 | 0 | 0 | 0 | 0 | 0 | 0 | 0 | 0 | 0 | 0 | 0 | 0 | 0 | 0 | 0 | 0 | 0 | 0 | 0
F7_Commercial_WA - College_Existing_Space Heating_Natural Gas_Gas Furnace - Tube Inserts_A_Achievable Economic UCT Potential | F7 | Commercial | WA - College | Existing | Space Heating | Natural Gas | Gas Furnace - Tube Inserts | A | Cumulative Energy Savings (MWh or mTherms) | Achievable Economic UCT Potential | 0 | 0 | 0 | 0 | 0 | 0 | 0 | 0 | 0 | 0 | 0 | 0 | 0 | 0 | 0 | 0 | 0 | 0 | 0 | 0 | 0 | 0 | 0 | 0 | 0 | 0 | 0
F8_Commercial_WA - College_Existing_Space Heating_Natural Gas_Gas Furnace - Tube Inserts_A_Achievable Economic UCT Potential | F8 | Commercial | WA - College | Existing | Space Heating | Natural Gas | Gas Furnace - Tube Inserts | A | Cumulative Summer Peak Savings (MW) | Achievable Economic UCT Potential | 0 | 0 | 0 | 0 | 0 | 0 | 0 | 0 | 0 | 0 | 0 | 0 | 0 | 0 | 0 | 0 | 0 | 0 | 0 | 0 | 0 | 0 | 0 | 0 | 0 | 0 | 0
F9_Commercial_WA - College_Existing_Space Heating_Natural Gas_Gas Furnace - Tube Inserts_A_Achievable Economic UCT Potential | F9 | Commercial | WA - College | Existing | Space Heating | Natural Gas | Gas Furnace - Tube Inserts | A | Cumulative Winter Peak Savings (MW) | Achievable Economic UCT Potential | 0 | 0 | 0 | 0 | 0 | 0 | 0 | 0 | 0 | 0 | 0 | 0 | 0 | 0 | 0 | 0 | 0 | 0 | 0 | 0 | 0 | 0 | 0 | 0 | 0 | 0 | 0
F10_Commercial_WA - College_Existing_Space Heating_Natural Gas_Gas Furnace - Tube Inserts_A_Achievable Economic UCT Potential | F10 | Commercial | WA - College | Existing | Space Heating | Natural Gas | Gas Furnace - Tube Inserts | A | Purchases (Incremental) | Achievable Economic UCT Potential | 0 | 0 | 0 | 0 | 0 | 0 | 0 | 0 | 0 | 0 | 0 | 0 | 0 | 0 | 0 | 0 | 0 | 0 | 0 | 0 | 0 | 0 | 0 | 0 | 0 | 0 | 0
F11_Commercial_WA - College_Existing_Space Heating_Natural Gas_Gas Furnace - Tube Inserts_A_Achievable Economic UCT Potential | F11 | Commercial | WA - College | Existing | Space Heating | Natural Gas | Gas Furnace - Tube Inserts | A | Purchases (Cumulative) | Achievable Economic UCT Potential | 0 | 0 | 0 | 0 | 0 | 0 | 0 | 0 | 0 | 0 | 0 | 0 | 0 | 0 | 0 | 0 | 0 | 0 | 0 | 0 | 0 | 0 | 0 | 0 | 0 | 0 | 0
F1_Commercial_WA - College_Existing_Space Heating_Natural Gas_Gas Boiler - Insulate Steam Lines/Condensate Tank_A_Achievable Economic UCT Potential | F1 | Commercial | WA - College | Existing | Space Heating | Natural Gas | Gas Boiler - Insulate Steam Lines/Condensate Tank | A | Integrated Unit Energy Savings (kWh or therms) | Achievable Economic UCT Potential | 0 | 0 | 6.3796 | 6.3603 | 6.3414 | 6.323 | 6.305 | 6.2876 | 6.2707 | 6.2543 | 6.2385 | 6.2233 | 6.2088 | 6.1948 | 6.1815 | 6.1688 | 6.1567 | 6.1453 | 6.1347 | 6.1248 | 6.1156 | 6.1073 | 6.0997 | 6.0927 | 6.0864 | 6.0806 | 6.0753
F2_Commercial_WA - College_Existing_Space Heating_Natural Gas_Gas Boiler - Insulate Steam Lines/Condensate Tank_A_Achievable Economic UCT Potential | F2 | Commercial | WA - College | Existing | Space Heating | Natural Gas | Gas Boiler - Insulate Steam Lines/Condensate Tank | A | Integrated Unit Summer Peak Savings (kW) | Achievable Economic UCT Potential | 0 | 0 | 0 | 0 | 0 | 0 | 0 | 0 | 0 | 0 | 0 | 0 | 0 | 0 | 0 | 0 | 0 | 0 | 0 | 0 | 0 | 0 | 0 | 0 | 0 | 0 | 0
F3_Commercial_WA - College_Existing_Space Heating_Natural Gas_Gas Boiler - Insulate Steam Lines/Condensate Tank_A_Achievable Economic UCT Potential | F3 | Commercial | WA - College | Existing | Space Heating | Natural Gas | Gas Boiler - Insulate Steam Lines/Condensate Tank | A | Integrated Unit Winter Peak Savings (kW) | Achievable Economic UCT Potential | 0 | 0 | 0 | 0 | 0 | 0 | 0 | 0 | 0 | 0 | 0 | 0 | 0 | 0 | 0 | 0 | 0 | 0 | 0 | 0 | 0 | 0 | 0 | 0 | 0 | 0 | 0
F4_Commercial_WA - College_Existing_Space Heating_Natural Gas_Gas Boiler - Insulate Steam Lines/Condensate Tank_A_Achievable Economic UCT Potential | F4 | Commercial | WA - College | Existing | Space Heating | Natural Gas | Gas Boiler - Insulate Steam Lines/Condensate Tank | A | Incremental Energy Savings (MWh or mTherms) | Achievable Economic UCT Potential | 0 | 0 | 0 | 9.4248 | 19.2882 | 19.2321 | 19.1775 | 19.1245 | 19.073 | 19.0233 | 18.9753 | 18.9291 | 18.8847 | 18.8422 | 18.8017 | 18.763 | 18.7264 | 18.6918 | 9.5689 | 0 | 2.7811e-14 | 0 | 0 | 0 | 0 | 0 | 0
F5_Commercial_WA - College_Existing_Space Heating_Natural Gas_Gas Boiler - Insulate Steam Lines/Condensate Tank_A_Achievable Economic UCT Potential | F5 | Commercial | WA - College | Existing | Space Heating | Natural Gas | Gas Boiler - Insulate Steam Lines/Condensate Tank | A | Incremental Summer Peak Savings (MW) | Achievable Economic UCT Potential | 0 | 0 | 0 | 0 | 0 | 0 | 0 | 0 | 0 | 0 | 0 | 0 | 0 | 0 | 0 | 0 | 0 | 0 | 0 | 0 | 0 | 0 | 0 | 0 | 0 | 0 | 0
F6_Commercial_WA - College_Existing_Space Heating_Natural Gas_Gas Boiler - Insulate Steam Lines/Condensate Tank_A_Achievable Economic UCT Potential | F6 | Commercial | WA - College | Existing | Space Heating | Natural Gas | Gas Boiler - Insulate Steam Lines/Condensate Tank | A | Incremental Winter Peak Savings (MW) | Achievable Economic UCT Potential | 0 | 0 | 0 | 0 | 0 | 0 | 0 | 0 | 0 | 0 | 0 | 0 | 0 | 0 | 0 | 0 | 0 | 0 | 0 | 0 | 0 | 0 | 0 | 0 | 0 | 0 | 0
F7_Commercial_WA - College_Existing_Space Heating_Natural Gas_Gas Boiler - Insulate Steam Lines/Condensate Tank_A_Achievable Economic UCT Potential | F7 | Commercial | WA - College | Existing | Space Heating | Natural Gas | Gas Boiler - Insulate Steam Lines/Condensate Tank | A | Cumulative Energy Savings (MWh or mTherms) | Achievable Economic UCT Potential | 0 | 0 | 0 | 9.4248 | 28.685 | 47.8338 | 66.8755 | 85.8148 | 104.657 | 123.4073 | 142.0712 | 160.6544 | 179.1626 | 197.6018 | 215.9779 | 234.2973 | 252.5663 | 270.7917 | 279.8903 | 279.4381 | 279.0214 | 278.6411 | 278.2938 | 277.9768 | 277.6871 | 277.4224 | 277.1801
F8_Commercial_WA - College_Existing_Space Heating_Natural Gas_Gas Boiler - Insulate Steam Lines/Condensate Tank_A_Achievable Economic UCT Potential | F8 | Commercial | WA - College | Existing | Space Heating | Natural Gas | Gas Boiler - Insulate Steam Lines/Condensate Tank | A | Cumulative Summer Peak Savings (MW) | Achievable Economic UCT Potential | 0 | 0 | 0 | 0 | 0 | 0 | 0 | 0 | 0 | 0 | 0 | 0 | 0 | 0 | 0 | 0 | 0 | 0 | 0 | 0 | 0 | 0 | 0 | 0 | 0 | 0 | 0
F9_Commercial_WA - College_Existing_Space Heating_Natural Gas_Gas Boiler - Insulate Steam Lines/Condensate Tank_A_Achievable Economic UCT Potential | F9 | Commercial | WA - College | Existing | Space Heating | Natural Gas | Gas Boiler - Insulate Steam Lines/Condensate Tank | A | Cumulative Winter Peak Savings (MW) | Achievable Economic UCT Potential | 0 | 0 | 0 | 0 | 0 | 0 | 0 | 0 | 0 | 0 | 0 | 0 | 0 | 0 | 0 | 0 | 0 | 0 | 0 | 0 | 0 | 0 | 0 | 0 | 0 | 0 | 0
F10_Commercial_WA - College_Existing_Space Heating_Natural Gas_Gas Boiler - Insulate Steam Lines/Condensate Tank_A_Achievable Economic UCT Potential | F10 | Commercial | WA - College | Existing | Space Heating | Natural Gas | Gas Boiler - Insulate Steam Lines/Condensate Tank | A | Purchases (Incremental) | Achievable Economic UCT Potential | 0 | 0 | 0 | 1481.8169 | 3041.6242 | 3041.6242 | 3041.6242 | 3041.6242 | 3041.6242 | 3041.6242 | 3041.6242 | 3041.6242 | 3041.6242 | 3041.6242 | 3041.6242 | 3041.6242 | 3041.6242 | 3041.6242 | 1559.8073 | 0 | 4.5475e-12 | 0 | 0 | 0 | 0 | 0 | 0
F11_Commercial_WA - College_Existing_Space Heating_Natural Gas_Gas Boiler - Insulate Steam Lines/Condensate Tank_A_Achievable Economic UCT Potential | F11 | Commercial | WA - College | Existing | Space Heating | Natural Gas | Gas Boiler - Insulate Steam Lines/Condensate Tank | A | Purchases (Cumulative) | Achievable Economic UCT Potential | 0 | 0 | 0 | 1481.8169 | 4523.441 | 7565.0652 | 10606.6894 | 13648.3135 | 16689.9377 | 19731.5618 | 22773.186 | 25814.8101 | 28856.4343 | 31898.0584 | 34939.6826 | 37981.3067 | 41022.9309 | 44064.555 | 45624.3623 | 45624.3623 | 45624.3623 | 45624.3623 | 45624.3623 | 45624.3623 | 45624.3623 | 45624.3623 | 45624.3623
F1_Commercial_WA - College_Existing_Space Heating_Natural Gas_Gas Boiler - Insulate Hot Water Lines_A_Achievable Economic UCT Potential | F1 | Commercial | WA - College | Existing | Space Heating | Natural Gas | Gas Boiler - Insulate Hot Water Lines | A | Integrated Unit Energy Savings (kWh or therms) | Achievable Economic UCT Potential | 0 | 0 | 4.2708 | 4.2437 | 4.2048 | 4.1642 | 4.1223 | 4.0783 | 4.0318 | 3.9823 | 3.9295 | 3.8731 | 3.8137 | 3.7522 | 3.6899 | 3.6288 | 3.5707 | 3.5173 | 3.4753 | 3.4453 | 3.4199 | 3.4008 | 3.383 | 3.3792 | 3.3756 | 3.3724 | 3.3694
F2_Commercial_WA - College_Existing_Space Heating_Natural Gas_Gas Boiler - Insulate Hot Water Lines_A_Achievable Economic UCT Potential | F2 | Commercial | WA - College | Existing | Space Heating | Natural Gas | Gas Boiler - Insulate Hot Water Lines | A | Integrated Unit Summer Peak Savings (kW) | Achievable Economic UCT Potential | 0 | 0 | 0 | 0 | 0 | 0 | 0 | 0 | 0 | 0 | 0 | 0 | 0 | 0 | 0 | 0 | 0 | 0 | 0 | 0 | 0 | 0 | 0 | 0 | 0 | 0 | 0
F3_Commercial_WA - College_Existing_Space Heating_Natural Gas_Gas Boiler - Insulate Hot Water Lines_A_Achievable Economic UCT Potential | F3 | Commercial | WA - College | Existing | Space Heating | Natural Gas | Gas Boiler - Insulate Hot Water Lines | A | Integrated Unit Winter Peak Savings (kW) | Achievable Economic UCT Potential | 0 | 0 | 0 | 0 | 0 | 0 | 0 | 0 | 0 | 0 | 0 | 0 | 0 | 0 | 0 | 0 | 0 | 0 | 0 | 0 | 0 | 0 | 0 | 0 | 0 | 0 | 0
F4_Commercial_WA - College_Existing_Space Heating_Natural Gas_Gas Boiler - Insulate Hot Water Lines_A_Achievable Economic UCT Potential | F4 | Commercial | WA - College | Existing | Space Heating | Natural Gas | Gas Boiler - Insulate Hot Water Lines | A | Incremental Energy Savings (MWh or mTherms) | Achievable Economic UCT Potential | 0 | 0 | 0 | 6.2883 | 12.7894 | 12.666 | 12.5384 | 12.4048 | 12.2632 | 12.1127 | 11.952 | 11.7807 | 11.5999 | 11.4128 | 5.7556 | 0 | 1.9485e-14 | 0 | 2.3706e-14 | 0 | 2.0217e-14 | 0 | 0 | 0 | 0 | 0 | 0
F5_Commercial_WA - College_Existing_Space Heating_Natural Gas_Gas Boiler - Insulate Hot Water Lines_A_Achievable Economic UCT Potential | F5 | Commercial | WA - College | Existing | Space Heating | Natural Gas | Gas Boiler - Insulate Hot Water Lines | A | Incremental Summer Peak Savings (MW) | Achievable Economic UCT Potential | 0 | 0 | 0 | 0 | 0 | 0 | 0 | 0 | 0 | 0 | 0 | 0 | 0 | 0 | 0 | 0 | 0 | 0 | 0 | 0 | 0 | 0 | 0 | 0 | 0 | 0 | 0
F6_Commercial_WA - College_Existing_Space Heating_Natural Gas_Gas Boiler - Insulate Hot Water Lines_A_Achievable Economic UCT Potential | F6 | Commercial | WA - College | Existing | Space Heating | Natural Gas | Gas Boiler - Insulate Hot Water Lines | A | Incremental Winter Peak Savings (MW) | Achievable Economic UCT Potential | 0 | 0 | 0 | 0 | 0 | 0 | 0 | 0 | 0 | 0 | 0 | 0 | 0 | 0 | 0 | 0 | 0 | 0 | 0 | 0 | 0 | 0 | 0 | 0 | 0 | 0 | 0
F7_Commercial_WA - College_Existing_Space Heating_Natural Gas_Gas Boiler - Insulate Hot Water Lines_A_Achievable Economic UCT Potential | F7 | Commercial | WA - College | Existing | Space Heating | Natural Gas | Gas Boiler - Insulate Hot Water Lines | A | Cumulative Energy Savings (MWh or mTherms) | Achievable Economic UCT Potential | 0 | 0 | 0 | 6.2883 | 19.0201 | 31.5025 | 43.7236 | 55.6624 | 67.2906 | 78.577 | 89.4867 | 99.9845 | 110.0506 | 119.6878 | 123.4578 | 121.4128 | 119.4685 | 117.6806 | 116.2759 | 115.2713 | 114.4222 | 113.7841 | 113.1895 | 113.0596 | 112.9409 | 112.8324 | 112.7331
F8_Commercial_WA - College_Existing_Space Heating_Natural Gas_Gas Boiler - Insulate Hot Water Lines_A_Achievable Economic UCT Potential | F8 | Commercial | WA - College | Existing | Space Heating | Natural Gas | Gas Boiler - Insulate Hot Water Lines | A | Cumulative Summer Peak Savings (MW) | Achievable Economic UCT Potential | 0 | 0 | 0 | 0 | 0 | 0 | 0 | 0 | 0 | 0 | 0 | 0 | 0 | 0 | 0 | 0 | 0 | 0 | 0 | 0 | 0 | 0 | 0 | 0 | 0 | 0 | 0
F9_Commercial_WA - College_Existing_Space Heating_Natural Gas_Gas Boiler - Insulate Hot Water Lines_A_Achievable Economic UCT Potential | F9 | Commercial | WA - College | Existing | Space Heating | Natural Gas | Gas Boiler - Insulate Hot Water Lines | A | Cumulative Winter Peak Savings (MW) | Achievable Economic UCT Potential | 0 | 0 | 0 | 0 | 0 | 0 | 0 | 0 | 0 | 0 | 0 | 0 | 0 | 0 | 0 | 0 | 0 | 0 | 0 | 0 | 0 | 0 | 0 | 0 | 0 | 0 | 0
F10_Commercial_WA - College_Existing_Space Heating_Natural Gas_Gas Boiler - Insulate Hot Water Lines_A_Achievable Economic UCT Potential | F10 | Commercial | WA - College | Existing | Space Heating | Natural Gas | Gas Boiler - Insulate Hot Water Lines | A | Purchases (Incremental) | Achievable Economic UCT Potential | 0 | 0 | 0 | 1481.8169 | 3041.6242 | 3041.6242 | 3041.6242 | 3041.6242 | 3041.6242 | 3041.6242 | 3041.6242 | 3041.6242 | 3041.6242 | 3041.6242 | 1559.8073 | 0 | 5.457e-12 | 0 | 6.8212e-12 | 0 | 5.9117e-12 | 0 | 0 | 0 | 0 | 0 | 0
F11_Commercial_WA - College_Existing_Space Heating_Natural Gas_Gas Boiler - Insulate Hot Water Lines_A_Achievable Economic UCT Potential | F11 | Commercial | WA - College | Existing | Space Heating | Natural Gas | Gas Boiler - Insulate Hot Water Lines | A | Purchases (Cumulative) | Achievable Economic UCT Potential | 0 | 0 | 0 | 1481.8169 | 4523.441 | 7565.0652 | 10606.6894 | 13648.3135 | 16689.9377 | 19731.5618 | 22773.186 | 25814.8101 | 28856.4343 | 31898.0584 | 33457.8657 | 33457.8657 | 33457.8657 | 33457.8657 | 33457.8657 | 33457.8657 | 33457.8657 | 33457.8657 | 33457.8657 | 33457.8657 | 33457.8657 | 33457.8657 | 33457.8657
F1_Commercial_WA - College_Existing_Space Heating_Natural Gas_Condensing RTU_A_Achievable Economic UCT Potential | F1 | Commercial | WA - College | Existing | Space Heating | Natural Gas | Condensing RTU | A | Integrated Unit Energy Savings (kWh or therms) | Achievable Economic UCT Potential | 0 | 0 | 0.029055 | 0.028757 | 0.028289 | 0.027773 | 0.027252 | 0.026719 | 0.026149 | 0.025526 | 0.024856 | 0.024146 | 0.02341 | 0.022673 | 0.021949 | 0.021255 | 0.020602 | 0.020008 | 0.019526 | 0.019163 | 0.018859 | 0.018628 | 0.018417 | 0.018342 | 0.018271 | 0.018207 | 0.018147
F2_Commercial_WA - College_Existing_Space Heating_Natural Gas_Condensing RTU_A_Achievable Economic UCT Potential | F2 | Commercial | WA - College | Existing | Space Heating | Natural Gas | Condensing RTU | A | Integrated Unit Summer Peak Savings (kW) | Achievable Economic UCT Potential | 0 | 0 | 0 | 0 | 0 | 0 | 0 | 0 | 0 | 0 | 0 | 0 | 0 | 0 | 0 | 0 | 0 | 0 | 0 | 0 | 0 | 0 | 0 | 0 | 0 | 0 | 0
F3_Commercial_WA - College_Existing_Space Heating_Natural Gas_Condensing RTU_A_Achievable Economic UCT Potential | F3 | Commercial | WA - College | Existing | Space Heating | Natural Gas | Condensing RTU | A | Integrated Unit Winter Peak Savings (kW) | Achievable Economic UCT Potential | 0 | 0 | 0 | 0 | 0 | 0 | 0 | 0 | 0 | 0 | 0 | 0 | 0 | 0 | 0 | 0 | 0 | 0 | 0 | 0 | 0 | 0 | 0 | 0 | 0 | 0 | 0
F4_Commercial_WA - College_Existing_Space Heating_Natural Gas_Condensing RTU_A_Achievable Economic UCT Potential | F4 | Commercial | WA - College | Existing | Space Heating | Natural Gas | Condensing RTU | A | Incremental Energy Savings (MWh or mTherms) | Achievable Economic UCT Potential | 0 | 0 | 0 | 0 | 0 | 0 | 0 | 0 | 0 | 0 | 0 | 0 | 0 | 0 | 0 | 0 | 0 | 0 | 0 | 0 | 0 | 0 | 0 | 0 | 0 | 0 | 0
F5_Commercial_WA - College_Existing_Space Heating_Natural Gas_Condensing RTU_A_Achievable Economic UCT Potential | F5 | Commercial | WA - College | Existing | Space Heating | Natural Gas | Condensing RTU | A | Incremental Summer Peak Savings (MW) | Achievable Economic UCT Potential | 0 | 0 | 0 | 0 | 0 | 0 | 0 | 0 | 0 | 0 | 0 | 0 | 0 | 0 | 0 | 0 | 0 | 0 | 0 | 0 | 0 | 0 | 0 | 0 | 0 | 0 | 0
F6_Commercial_WA - College_Existing_Space Heating_Natural Gas_Condensing RTU_A_Achievable Economic UCT Potential | F6 | Commercial | WA - College | Existing | Space Heating | Natural Gas | Condensing RTU | A | Incremental Winter Peak Savings (MW) | Achievable Economic UCT Potential | 0 | 0 | 0 | 0 | 0 | 0 | 0 | 0 | 0 | 0 | 0 | 0 | 0 | 0 | 0 | 0 | 0 | 0 | 0 | 0 | 0 | 0 | 0 | 0 | 0 | 0 | 0
F7_Commercial_WA - College_Existing_Space Heating_Natural Gas_Condensing RTU_A_Achievable Economic UCT Potential | F7 | Commercial | WA - College | Existing | Space Heating | Natural Gas | Condensing RTU | A | Cumulative Energy Savings (MWh or mTherms) | Achievable Economic UCT Potential | 0 | 0 | 0 | 0 | 0 | 0 | 0 | 0 | 0 | 0 | 0 | 0 | 0 | 0 | 0 | 0 | 0 | 0 | 0 | 0 | 0 | 0 | 0 | 0 | 0 | 0 | 0
F8_Commercial_WA - College_Existing_Space Heating_Natural Gas_Condensing RTU_A_Achievable Economic UCT Potential | F8 | Commercial | WA - College | Existing | Space Heating | Natural Gas | Condensing RTU | A | Cumulative Summer Peak Savings (MW) | Achievable Economic UCT Potential | 0 | 0 | 0 | 0 | 0 | 0 | 0 | 0 | 0 | 0 | 0 | 0 | 0 | 0 | 0 | 0 | 0 | 0 | 0 | 0 | 0 | 0 | 0 | 0 | 0 | 0 | 0
F9_Commercial_WA - College_Existing_Space Heating_Natural Gas_Condensing RTU_A_Achievable Economic UCT Potential | F9 | Commercial | WA - College | Existing | Space Heating | Natural Gas | Condensing RTU | A | Cumulative Winter Peak Savings (MW) | Achievable Economic UCT Potential | 0 | 0 | 0 | 0 | 0 | 0 | 0 | 0 | 0 | 0 | 0 | 0 | 0 | 0 | 0 | 0 | 0 | 0 | 0 | 0 | 0 | 0 | 0 | 0 | 0 | 0 | 0
F10_Commercial_WA - College_Existing_Space Heating_Natural Gas_Condensing RTU_A_Achievable Economic UCT Potential | F10 | Commercial | WA - College | Existing | Space Heating | Natural Gas | Condensing RTU | A | Purchases (Incremental) | Achievable Economic UCT Potential | 0 | 0 | 0 | 0 | 0 | 0 | 0 | 0 | 0 | 0 | 0 | 0 | 0 | 0 | 0 | 0 | 0 | 0 | 0 | 0 | 0 | 0 | 0 | 0 | 0 | 0 | 0
F11_Commercial_WA - College_Existing_Space Heating_Natural Gas_Condensing RTU_A_Achievable Economic UCT Potential | F11 | Commercial | WA - College | Existing | Space Heating | Natural Gas | Condensing RTU | A | Purchases (Cumulative) | Achievable Economic UCT Potential | 0 | 0 | 0 | 0 | 0 | 0 | 0 | 0 | 0 | 0 | 0 | 0 | 0 | 0 | 0 | 0 | 0 | 0 | 0 | 0 | 0 | 0 | 0 | 0 | 0 | 0 | 0
F1_Commercial_WA - College_Existing_Space Heating_Natural Gas_Hydronic Heating Radiator Replacement_A_Achievable Economic UCT Potential | F1 | Commercial | WA - College | Existing | Space Heating | Natural Gas | Hydronic Heating Radiator Replacement | A | Integrated Unit Energy Savings (kWh or therms) | Achievable Economic UCT Potential | 0 | 0 | 36.2112 | 35.9012 | 35.4586 | 34.9754 | 34.4589 | 33.8989 | 33.283 | 32.6078 | 31.8737 | 31.0859 | 30.2583 | 29.4271 | 28.6149 | 27.8401 | 27.1178 | 26.4724 | 25.9729 | 25.6233 | 25.3437 | 25.1538 | 24.9836 | 24.9549 | 24.9286 | 24.9046 | 24.8826
F2_Commercial_WA - College_Existing_Space Heating_Natural Gas_Hydronic Heating Radiator Replacement_A_Achievable Economic UCT Potential | F2 | Commercial | WA - College | Existing | Space Heating | Natural Gas | Hydronic Heating Radiator Replacement | A | Integrated Unit Summer Peak Savings (kW) | Achievable Economic UCT Potential | 0 | 0 | 0 | 0 | 0 | 0 | 0 | 0 | 0 | 0 | 0 | 0 | 0 | 0 | 0 | 0 | 0 | 0 | 0 | 0 | 0 | 0 | 0 | 0 | 0 | 0 | 0
F3_Commercial_WA - College_Existing_Space Heating_Natural Gas_Hydronic Heating Radiator Replacement_A_Achievable Economic UCT Potential | F3 | Commercial | WA - College | Existing | Space Heating | Natural Gas | Hydronic Heating Radiator Replacement | A | Integrated Unit Winter Peak Savings (kW) | Achievable Economic UCT Potential | 0 | 0 | 0 | 0 | 0 | 0 | 0 | 0 | 0 | 0 | 0 | 0 | 0 | 0 | 0 | 0 | 0 | 0 | 0 | 0 | 0 | 0 | 0 | 0 | 0 | 0 | 0
F4_Commercial_WA - College_Existing_Space Heating_Natural Gas_Hydronic Heating Radiator Replacement_A_Achievable Economic UCT Potential | F4 | Commercial | WA - College | Existing | Space Heating | Natural Gas | Hydronic Heating Radiator Replacement | A | Incremental Energy Savings (MWh or mTherms) | Achievable Economic UCT Potential | 0 | 0 | 0 | 9.0741 | 18.3961 | 18.1455 | 17.8775 | 17.5869 | 17.2674 | 16.9171 | 16.5362 | 16.1276 | 15.6982 | 15.2669 | 14.8456 | 14.4436 | 14.0689 | 13.734 | 13.4749 | 13.2935 | 13.1485 | 13.05 | 12.9616 | 0 | 0 | 0 | 0
F5_Commercial_WA - College_Existing_Space Heating_Natural Gas_Hydronic Heating Radiator Replacement_A_Achievable Economic UCT Potential | F5 | Commercial | WA - College | Existing | Space Heating | Natural Gas | Hydronic Heating Radiator Replacement | A | Incremental Summer Peak Savings (MW) | Achievable Economic UCT Potential | 0 | 0 | 0 | 0 | 0 | 0 | 0 | 0 | 0 | 0 | 0 | 0 | 0 | 0 | 0 | 0 | 0 | 0 | 0 | 0 | 0 | 0 | 0 | 0 | 0 | 0 | 0
F6_Commercial_WA - College_Existing_Space Heating_Natural Gas_Hydronic Heating Radiator Replacement_A_Achievable Economic UCT Potential | F6 | Commercial | WA - College | Existing | Space Heating | Natural Gas | Hydronic Heating Radiator Replacement | A | Incremental Winter Peak Savings (MW) | Achievable Economic UCT Potential | 0 | 0 | 0 | 0 | 0 | 0 | 0 | 0 | 0 | 0 | 0 | 0 | 0 | 0 | 0 | 0 | 0 | 0 | 0 | 0 | 0 | 0 | 0 | 0 | 0 | 0 | 0
F7_Commercial_WA - College_Existing_Space Heating_Natural Gas_Hydronic Heating Radiator Replacement_A_Achievable Economic UCT Potential | F7 | Commercial | WA - College | Existing | Space Heating | Natural Gas | Hydronic Heating Radiator Replacement | A | Cumulative Energy Savings (MWh or mTherms) | Achievable Economic UCT Potential | 0 | 0 | 0 | 9.0741 | 27.3584 | 45.131 | 62.342 | 78.9157 | 94.7494 | 109.7444 | 123.8098 | 136.8774 | 148.9313 | 160.107 | 170.5336 | 180.3601 | 189.7491 | 198.967 | 208.6878 | 219.1727 | 229.9297 | 241.2569 | 252.5858 | 252.2951 | 252.0295 | 251.7867 | 251.5644
F8_Commercial_WA - College_Existing_Space Heating_Natural Gas_Hydronic Heating Radiator Replacement_A_Achievable Economic UCT Potential | F8 | Commercial | WA - College | Existing | Space Heating | Natural Gas | Hydronic Heating Radiator Replacement | A | Cumulative Summer Peak Savings (MW) | Achievable Economic UCT Potential | 0 | 0 | 0 | 0 | 0 | 0 | 0 | 0 | 0 | 0 | 0 | 0 | 0 | 0 | 0 | 0 | 0 | 0 | 0 | 0 | 0 | 0 | 0 | 0 | 0 | 0 | 0
F9_Commercial_WA - College_Existing_Space Heating_Natural Gas_Hydronic Heating Radiator Replacement_A_Achievable Economic UCT Potential | F9 | Commercial | WA - College | Existing | Space Heating | Natural Gas | Hydronic Heating Radiator Replacement | A | Cumulative Winter Peak Savings (MW) | Achievable Economic UCT Potential | 0 | 0 | 0 | 0 | 0 | 0 | 0 | 0 | 0 | 0 | 0 | 0 | 0 | 0 | 0 | 0 | 0 | 0 | 0 | 0 | 0 | 0 | 0 | 0 | 0 | 0 | 0
F10_Commercial_WA - College_Existing_Space Heating_Natural Gas_Hydronic Heating Radiator Replacement_A_Achievable Economic UCT Potential | F10 | Commercial | WA - College | Existing | Space Heating | Natural Gas | Hydronic Heating Radiator Replacement | A | Purchases (Incremental) | Achievable Economic UCT Potential | 0 | 0 | 0 | 252.7515 | 518.8057 | 518.8057 | 518.8057 | 518.8057 | 518.8057 | 518.8057 | 518.8057 | 518.8057 | 518.8057 | 518.8057 | 518.8057 | 518.8057 | 518.8057 | 518.8057 | 518.8057 | 518.8057 | 518.8057 | 518.8057 | 518.8057 | 0 | 0 | 0 | 0
F11_Commercial_WA - College_Existing_Space Heating_Natural Gas_Hydronic Heating Radiator Replacement_A_Achievable Economic UCT Potential | F11 | Commercial | WA - College | Existing | Space Heating | Natural Gas | Hydronic Heating Radiator Replacement | A | Purchases (Cumulative) | Achievable Economic UCT Potential | 0 | 0 | 0 | 252.7515 | 771.5572 | 1290.3629 | 1809.1685 | 2327.9742 | 2846.7799 | 3365.5856 | 3884.3913 | 4403.197 | 4922.0026 | 5440.8083 | 5959.614 | 6478.4197 | 6997.2254 | 7516.0311 | 8034.8368 | 8553.6424 | 9072.4481 | 9591.2538 | 10110.0595 | 10110.0595 | 10110.0595 | 10110.0595 | 10110.0595
F1_Commercial_WA - College_Existing_Space Heating_Natural Gas_Thermostat - Connected_A_Achievable Economic UCT Potential | F1 | Commercial | WA - College | Existing | Space Heating | Natural Gas | Thermostat - Connected | A | Integrated Unit Energy Savings (kWh or therms) | Achievable Economic UCT Potential | 0 | 0 | 33.905 | 33.594 | 33.1358 | 32.6404 | 32.1145 | 31.5488 | 30.9321 | 30.2613 | 29.5372 | 28.765 | 27.9576 | 27.1487 | 26.3594 | 25.6065 | 24.9035 | 24.273 | 23.7776 | 23.421 | 23.1294 | 22.9206 | 22.7305 | 22.701 | 22.6739 | 22.6492 | 22.6265
F2_Commercial_WA - College_Existing_Space Heating_Natural Gas_Thermostat - Connected_A_Achievable Economic UCT Potential | F2 | Commercial | WA - College | Existing | Space Heating | Natural Gas | Thermostat - Connected | A | Integrated Unit Summer Peak Savings (kW) | Achievable Economic UCT Potential | 0 | 0 | 0 | 0 | 0 | 0 | 0 | 0 | 0 | 0 | 0 | 0 | 0 | 0 | 0 | 0 | 0 | 0 | 0 | 0 | 0 | 0 | 0 | 0 | 0 | 0 | 0
F3_Commercial_WA - College_Existing_Space Heating_Natural Gas_Thermostat - Connected_A_Achievable Economic UCT Potential | F3 | Commercial | WA - College | Existing | Space Heating | Natural Gas | Thermostat - Connected | A | Integrated Unit Winter Peak Savings (kW) | Achievable Economic UCT Potential | 0 | 0 | 0 | 0 | 0 | 0 | 0 | 0 | 0 | 0 | 0 | 0 | 0 | 0 | 0 | 0 | 0 | 0 | 0 | 0 | 0 | 0 | 0 | 0 | 0 | 0 | 0
F4_Commercial_WA - College_Existing_Space Heating_Natural Gas_Thermostat - Connected_A_Achievable Economic UCT Potential | F4 | Commercial | WA - College | Existing | Space Heating | Natural Gas | Thermostat - Connected | A | Incremental Energy Savings (MWh or mTherms) | Achievable Economic UCT Potential | 0 | 0 | 0 | 7.8916 | 9.5574 | 11.5206 | 13.1582 | 14.7442 | 9.6345 | 9.41 | 7.6609 | 4.8127 | 0.80148 | 0 | 0 | 0 | 0 | 0 | 0 | 0 | 0 | 0 | 0 | 0 | 0 | 0 | 0
F5_Commercial_WA - College_Existing_Space Heating_Natural Gas_Thermostat - Connected_A_Achievable Economic UCT Potential | F5 | Commercial | WA - College | Existing | Space Heating | Natural Gas | Thermostat - Connected | A | Incremental Summer Peak Savings (MW) | Achievable Economic UCT Potential | 0 | 0 | 0 | 0 | 0 | 0 | 0 | 0 | 0 | 0 | 0 | 0 | 0 | 0 | 0 | 0 | 0 | 0 | 0 | 0 | 0 | 0 | 0 | 0 | 0 | 0 | 0
F6_Commercial_WA - College_Existing_Space Heating_Natural Gas_Thermostat - Connected_A_Achievable Economic UCT Potential | F6 | Commercial | WA - College | Existing | Space Heating | Natural Gas | Thermostat - Connected | A | Incremental Winter Peak Savings (MW) | Achievable Economic UCT Potential | 0 | 0 | 0 | 0 | 0 | 0 | 0 | 0 | 0 | 0 | 0 | 0 | 0 | 0 | 0 | 0 | 0 | 0 | 0 | 0 | 0 | 0 | 0 | 0 | 0 | 0 | 0
F7_Commercial_WA - College_Existing_Space Heating_Natural Gas_Thermostat - Connected_A_Achievable Economic UCT Potential | F7 | Commercial | WA - College | Existing | Space Heating | Natural Gas | Thermostat - Connected | A | Cumulative Energy Savings (MWh or mTherms) | Achievable Economic UCT Potential | 0 | 0 | 0 | 7.8916 | 17.3414 | 28.6027 | 41.3 | 55.3167 | 63.8699 | 71.895 | 77.8354 | 80.6132 | 79.1519 | 76.862 | 74.6273 | 72.4956 | 70.5055 | 68.7203 | 67.3179 | 66.3081 | 65.4826 | 64.8914 | 64.3532 | 64.2697 | 64.1932 | 64.1232 | 64.059
F8_Commercial_WA - College_Existing_Space Heating_Natural Gas_Thermostat - Connected_A_Achievable Economic UCT Potential | F8 | Commercial | WA - College | Existing | Space Heating | Natural Gas | Thermostat - Connected | A | Cumulative Summer Peak Savings (MW) | Achievable Economic UCT Potential | 0 | 0 | 0 | 0 | 0 | 0 | 0 | 0 | 0 | 0 | 0 | 0 | 0 | 0 | 0 | 0 | 0 | 0 | 0 | 0 | 0 | 0 | 0 | 0 | 0 | 0 | 0
F9_Commercial_WA - College_Existing_Space Heating_Natural Gas_Thermostat - Connected_A_Achievable Economic UCT Potential | F9 | Commercial | WA - College | Existing | Space Heating | Natural Gas | Thermostat - Connected | A | Cumulative Winter Peak Savings (MW) | Achievable Economic UCT Potential | 0 | 0 | 0 | 0 | 0 | 0 | 0 | 0 | 0 | 0 | 0 | 0 | 0 | 0 | 0 | 0 | 0 | 0 | 0 | 0 | 0 | 0 | 0 | 0 | 0 | 0 | 0
F10_Commercial_WA - College_Existing_Space Heating_Natural Gas_Thermostat - Connected_A_Achievable Economic UCT Potential | F10 | Commercial | WA - College | Existing | Space Heating | Natural Gas | Thermostat - Connected | A | Purchases (Incremental) | Achievable Economic UCT Potential | 0 | 0 | 0 | 234.9102 | 288.4322 | 352.9566 | 409.727 | 467.3456 | 311.473 | 310.9586 | 259.3634 | 167.3111 | 28.6676 | 0 | 0 | 0 | 0 | 0 | 0 | 0 | 0 | 0 | 0 | 0 | 0 | 0 | 0
F11_Commercial_WA - College_Existing_Space Heating_Natural Gas_Thermostat - Connected_A_Achievable Economic UCT Potential | F11 | Commercial | WA - College | Existing | Space Heating | Natural Gas | Thermostat - Connected | A | Purchases (Cumulative) | Achievable Economic UCT Potential | 0 | 0 | 0 | 234.9102 | 523.3424 | 876.299 | 1286.0261 | 1753.3717 | 2064.8446 | 2375.8032 | 2635.1666 | 2802.4778 | 2831.1454 | 2831.1454 | 2831.1454 | 2831.1454 | 2831.1454 | 2831.1454 | 2831.1454 | 2831.1454 | 2831.1454 | 2831.1454 | 2831.1454 | 2831.1454 | 2831.1454 | 2831.1454 | 2831.1454
F1_Commercial_WA - College_Existing_Water Heating_Natural Gas_Water Heater - Thermostatic Shower Restriction Valve_A_Achievable Economic UCT Potential | F1 | Commercial | WA - College | Existing | Water Heating | Natural Gas | Water Heater - Thermostatic Shower Restriction Valve | A | Integrated Unit Energy Savings (kWh or therms) | Achievable Economic UCT Potential | 0 | 0 | 2.3917 | 2.3443 | 2.2989 | 2.257 | 2.2171 | 2.179 | 2.1419 | 2.1079 | 2.0755 | 2.0456 | 2.0192 | 1.9977 | 1.9839 | 1.9705 | 1.9604 | 1.9531 | 1.9473 | 1.9426 | 1.9392 | 1.9367 | 1.935 | 1.9337 | 1.9321 | 1.9317 | 1.9314
F2_Commercial_WA - College_Existing_Water Heating_Natural Gas_Water Heater - Thermostatic Shower Restriction Valve_A_Achievable Economic UCT Potential | F2 | Commercial | WA - College | Existing | Water Heating | Natural Gas | Water Heater - Thermostatic Shower Restriction Valve | A | Integrated Unit Summer Peak Savings (kW) | Achievable Economic UCT Potential | 0 | 0 | 0 | 0 | 0 | 0 | 0 | 0 | 0 | 0 | 0 | 0 | 0 | 0 | 0 | 0 | 0 | 0 | 0 | 0 | 0 | 0 | 0 | 0 | 0 | 0 | 0
F3_Commercial_WA - College_Existing_Water Heating_Natural Gas_Water Heater - Thermostatic Shower Restriction Valve_A_Achievable Economic UCT Potential | F3 | Commercial | WA - College | Existing | Water Heating | Natural Gas | Water Heater - Thermostatic Shower Restriction Valve | A | Integrated Unit Winter Peak Savings (kW) | Achievable Economic UCT Potential | 0 | 0 | 0 | 0 | 0 | 0 | 0 | 0 | 0 | 0 | 0 | 0 | 0 | 0 | 0 | 0 | 0 | 0 | 0 | 0 | 0 | 0 | 0 | 0 | 0 | 0 | 0
F4_Commercial_WA - College_Existing_Water Heating_Natural Gas_Water Heater - Thermostatic Shower Restriction Valve_A_Achievable Economic UCT Potential | F4 | Commercial | WA - College | Existing | Water Heating | Natural Gas | Water Heater - Thermostatic Shower Restriction Valve | A | Incremental Energy Savings (MWh or mTherms) | Achievable Economic UCT Potential | 0 | 0 | 0 | 0 | 0 | 0 | 0 | 0 | 0 | 0 | 0 | 0 | 0 | 0 | 0 | 0 | 0 | 0 | 0 | 0 | 0 | 0 | 0 | 0 | 0 | 0 | 0
F5_Commercial_WA - College_Existing_Water Heating_Natural Gas_Water Heater - Thermostatic Shower Restriction Valve_A_Achievable Economic UCT Potential | F5 | Commercial | WA - College | Existing | Water Heating | Natural Gas | Water Heater - Thermostatic Shower Restriction Valve | A | Incremental Summer Peak Savings (MW) | Achievable Economic UCT Potential | 0 | 0 | 0 | 0 | 0 | 0 | 0 | 0 | 0 | 0 | 0 | 0 | 0 | 0 | 0 | 0 | 0 | 0 | 0 | 0 | 0 | 0 | 0 | 0 | 0 | 0 | 0
F6_Commercial_WA - College_Existing_Water Heating_Natural Gas_Water Heater - Thermostatic Shower Restriction Valve_A_Achievable Economic UCT Potential | F6 | Commercial | WA - College | Existing | Water Heating | Natural Gas | Water Heater - Thermostatic Shower Restriction Valve | A | Incremental Winter Peak Savings (MW) | Achievable Economic UCT Potential | 0 | 0 | 0 | 0 | 0 | 0 | 0 | 0 | 0 | 0 | 0 | 0 | 0 | 0 | 0 | 0 | 0 | 0 | 0 | 0 | 0 | 0 | 0 | 0 | 0 | 0 | 0
F7_Commercial_WA - College_Existing_Water Heating_Natural Gas_Water Heater - Thermostatic Shower Restriction Valve_A_Achievable Economic UCT Potential | F7 | Commercial | WA - College | Existing | Water Heating | Natural Gas | Water Heater - Thermostatic Shower Restriction Valve | A | Cumulative Energy Savings (MWh or mTherms) | Achievable Economic UCT Potential | 0 | 0 | 0 | 0 | 0 | 0 | 0 | 0 | 0 | 0 | 0 | 0 | 0 | 0 | 0 | 0 | 0 | 0 | 0 | 0 | 0 | 0 | 0 | 0 | 0 | 0 | 0
F8_Commercial_WA - College_Existing_Water Heating_Natural Gas_Water Heater - Thermostatic Shower Restriction Valve_A_Achievable Economic UCT Potential | F8 | Commercial | WA - College | Existing | Water Heating | Natural Gas | Water Heater - Thermostatic Shower Restriction Valve | A | Cumulative Summer Peak Savings (MW) | Achievable Economic UCT Potential | 0 | 0 | 0 | 0 | 0 | 0 | 0 | 0 | 0 | 0 | 0 | 0 | 0 | 0 | 0 | 0 | 0 | 0 | 0 | 0 | 0 | 0 | 0 | 0 | 0 | 0 | 0
F9_Commercial_WA - College_Existing_Water Heating_Natural Gas_Water Heater - Thermostatic Shower Restriction Valve_A_Achievable Economic UCT Potential | F9 | Commercial | WA - College | Existing | Water Heating | Natural Gas | Water Heater - Thermostatic Shower Restriction Valve | A | Cumulative Winter Peak Savings (MW) | Achievable Economic UCT Potential | 0 | 0 | 0 | 0 | 0 | 0 | 0 | 0 | 0 | 0 | 0 | 0 | 0 | 0 | 0 | 0 | 0 | 0 | 0 | 0 | 0 | 0 | 0 | 0 | 0 | 0 | 0
F10_Commercial_WA - College_Existing_Water Heating_Natural Gas_Water Heater - Thermostatic Shower Restriction Valve_A_Achievable Economic UCT Potential | F10 | Commercial | WA - College | Existing | Water Heating | Natural Gas | Water Heater - Thermostatic Shower Restriction Valve | A | Purchases (Incremental) | Achievable Economic UCT Potential | 0 | 0 | 0 | 0 | 0 | 0 | 0 | 0 | 0 | 0 | 0 | 0 | 0 | 0 | 0 | 0 | 0 | 0 | 0 | 0 | 0 | 0 | 0 | 0 | 0 | 0 | 0
F11_Commercial_WA - College_Existing_Water Heating_Natural Gas_Water Heater - Thermostatic Shower Restriction Valve_A_Achievable Economic UCT Potential | F11 | Commercial | WA - College | Existing | Water Heating | Natural Gas | Water Heater - Thermostatic Shower Restriction Valve | A | Purchases (Cumulative) | Achievable Economic UCT Potential | 0 | 0 | 0 | 0 | 0 | 0 | 0 | 0 | 0 | 0 | 0 | 0 | 0 | 0 | 0 | 0 | 0 | 0 | 0 | 0 | 0 | 0 | 0 | 0 | 0 | 0 | 0
F1_Commercial_WA - College_Existing_Water Heating_Natural Gas_Water Heater - Pre-Rinse Spray Valve_A_Achievable Economic UCT Potential | F1 | Commercial | WA - College | Existing | Water Heating | Natural Gas | Water Heater - Pre-Rinse Spray Valve | A | Integrated Unit Energy Savings (kWh or therms) | Achievable Economic UCT Potential | 0 | 0 | 16.1979 | 15.8708 | 15.5512 | 15.2559 | 14.9799 | 14.7226 | 14.472 | 14.2422 | 14.0231 | 13.8212 | 13.6425 | 13.4972 | 13.404 | 13.3138 | 13.2456 | 13.1961 | 13.1567 | 13.1251 | 13.1022 | 13.0856 | 13.0736 | 13.0649 | 13.054 | 13.0515 | 13.0495
F2_Commercial_WA - College_Existing_Water Heating_Natural Gas_Water Heater - Pre-Rinse Spray Valve_A_Achievable Economic UCT Potential | F2 | Commercial | WA - College | Existing | Water Heating | Natural Gas | Water Heater - Pre-Rinse Spray Valve | A | Integrated Unit Summer Peak Savings (kW) | Achievable Economic UCT Potential | 0 | 0 | 0 | 0 | 0 | 0 | 0 | 0 | 0 | 0 | 0 | 0 | 0 | 0 | 0 | 0 | 0 | 0 | 0 | 0 | 0 | 0 | 0 | 0 | 0 | 0 | 0
F3_Commercial_WA - College_Existing_Water Heating_Natural Gas_Water Heater - Pre-Rinse Spray Valve_A_Achievable Economic UCT Potential | F3 | Commercial | WA - College | Existing | Water Heating | Natural Gas | Water Heater - Pre-Rinse Spray Valve | A | Integrated Unit Winter Peak Savings (kW) | Achievable Economic UCT Potential | 0 | 0 | 0 | 0 | 0 | 0 | 0 | 0 | 0 | 0 | 0 | 0 | 0 | 0 | 0 | 0 | 0 | 0 | 0 | 0 | 0 | 0 | 0 | 0 | 0 | 0 | 0
F4_Commercial_WA - College_Existing_Water Heating_Natural Gas_Water Heater - Pre-Rinse Spray Valve_A_Achievable Economic UCT Potential | F4 | Commercial | WA - College | Existing | Water Heating | Natural Gas | Water Heater - Pre-Rinse Spray Valve | A | Incremental Energy Savings (MWh or mTherms) | Achievable Economic UCT Potential | 0 | 0 | 0 | 0.25498 | 0.30677 | 0.36827 | 0.41977 | 0.23404 | 0.25531 | 0.24004 | 0.1943 | 0.10369 | 0 | 0 | 0 | 0 | 0 | 0 | 0 | 0 | 0 | 0 | 0 | 0 | 0 | 0 | 0
F5_Commercial_WA - College_Existing_Water Heating_Natural Gas_Water Heater - Pre-Rinse Spray Valve_A_Achievable Economic UCT Potential | F5 | Commercial | WA - College | Existing | Water Heating | Natural Gas | Water Heater - Pre-Rinse Spray Valve | A | Incremental Summer Peak Savings (MW) | Achievable Economic UCT Potential | 0 | 0 | 0 | 0 | 0 | 0 | 0 | 0 | 0 | 0 | 0 | 0 | 0 | 0 | 0 | 0 | 0 | 0 | 0 | 0 | 0 | 0 | 0 | 0 | 0 | 0 | 0
F6_Commercial_WA - College_Existing_Water Heating_Natural Gas_Water Heater - Pre-Rinse Spray Valve_A_Achievable Economic UCT Potential | F6 | Commercial | WA - College | Existing | Water Heating | Natural Gas | Water Heater - Pre-Rinse Spray Valve | A | Incremental Winter Peak Savings (MW) | Achievable Economic UCT Potential | 0 | 0 | 0 | 0 | 0 | 0 | 0 | 0 | 0 | 0 | 0 | 0 | 0 | 0 | 0 | 0 | 0 | 0 | 0 | 0 | 0 | 0 | 0 | 0 | 0 | 0 | 0
F7_Commercial_WA - College_Existing_Water Heating_Natural Gas_Water Heater - Pre-Rinse Spray Valve_A_Achievable Economic UCT Potential | F7 | Commercial | WA - College | Existing | Water Heating | Natural Gas | Water Heater - Pre-Rinse Spray Valve | A | Cumulative Energy Savings (MWh or mTherms) | Achievable Economic UCT Potential | 0 | 0 | 0 | 0.25498 | 0.55662 | 0.91432 | 1.3176 | 1.529 | 1.7583 | 1.9704 | 2.1344 | 2.2073 | 2.1788 | 2.1556 | 2.1407 | 2.1263 | 2.1154 | 2.1075 | 2.1012 | 2.0962 | 2.0925 | 2.0898 | 2.0879 | 2.0865 | 2.0848 | 2.0844 | 2.0841
F8_Commercial_WA - College_Existing_Water Heating_Natural Gas_Water Heater - Pre-Rinse Spray Valve_A_Achievable Economic UCT Potential | F8 | Commercial | WA - College | Existing | Water Heating | Natural Gas | Water Heater - Pre-Rinse Spray Valve | A | Cumulative Summer Peak Savings (MW) | Achievable Economic UCT Potential | 0 | 0 | 0 | 0 | 0 | 0 | 0 | 0 | 0 | 0 | 0 | 0 | 0 | 0 | 0 | 0 | 0 | 0 | 0 | 0 | 0 | 0 | 0 | 0 | 0 | 0 | 0
F9_Commercial_WA - College_Existing_Water Heating_Natural Gas_Water Heater - Pre-Rinse Spray Valve_A_Achievable Economic UCT Potential | F9 | Commercial | WA - College | Existing | Water Heating | Natural Gas | Water Heater - Pre-Rinse Spray Valve | A | Cumulative Winter Peak Savings (MW) | Achievable Economic UCT Potential | 0 | 0 | 0 | 0 | 0 | 0 | 0 | 0 | 0 | 0 | 0 | 0 | 0 | 0 | 0 | 0 | 0 | 0 | 0 | 0 | 0 | 0 | 0 | 0 | 0 | 0 | 0
F10_Commercial_WA - College_Existing_Water Heating_Natural Gas_Water Heater - Pre-Rinse Spray Valve_A_Achievable Economic UCT Potential | F10 | Commercial | WA - College | Existing | Water Heating | Natural Gas | Water Heater - Pre-Rinse Spray Valve | A | Purchases (Incremental) | Achievable Economic UCT Potential | 0 | 0 | 0 | 16.0661 | 19.7266 | 24.1396 | 28.0222 | 15.8968 | 17.6419 | 16.8542 | 13.8558 | 7.5021 | 0 | 0 | 0 | 0 | 0 | 0 | 0 | 0 | 0 | 0 | 0 | 0 | 0 | 0 | 0
F11_Commercial_WA - College_Existing_Water Heating_Natural Gas_Water Heater - Pre-Rinse Spray Valve_A_Achievable Economic UCT Potential | F11 | Commercial | WA - College | Existing | Water Heating | Natural Gas | Water Heater - Pre-Rinse Spray Valve | A | Purchases (Cumulative) | Achievable Economic UCT Potential | 0 | 0 | 0 | 16.0661 | 35.7927 | 59.9322 | 87.9545 | 103.8513 | 121.4932 | 138.3474 | 152.2033 | 159.7054 | 159.7054 | 159.7054 | 159.7054 | 159.7054 | 159.7054 | 159.7054 | 159.7054 | 159.7054 | 159.7054 | 159.7054 | 159.7054 | 159.7054 | 159.7054 | 159.7054 | 159.7054
F1_Commercial_WA - College_Existing_Water Heating_Natural Gas_Water Heater - Temperature Setback_A_Achievable Economic UCT Potential | F1 | Commercial | WA - College | Existing | Water Heating | Natural Gas | Water Heater - Temperature Setback | A | Integrated Unit Energy Savings (kWh or therms) | Achievable Economic UCT Potential | 0 | 0 | 100.1381 | 98.473 | 96.9487 | 95.5517 | 94.2748 | 93.1102 | 92.0508 | 91.1035 | 90.2331 | 89.436 | 88.7111 | 88.0994 | 87.5915 | 87.0654 | 86.6472 | 86.3233 | 86.0657 | 85.859 | 85.7091 | 85.6008 | 85.5224 | 85.4653 | 85.3937 | 85.3776 | 85.3647
F2_Commercial_WA - College_Existing_Water Heating_Natural Gas_Water Heater - Temperature Setback_A_Achievable Economic UCT Potential | F2 | Commercial | WA - College | Existing | Water Heating | Natural Gas | Water Heater - Temperature Setback | A | Integrated Unit Summer Peak Savings (kW) | Achievable Economic UCT Potential | 0 | 0 | 0 | 0 | 0 | 0 | 0 | 0 | 0 | 0 | 0 | 0 | 0 | 0 | 0 | 0 | 0 | 0 | 0 | 0 | 0 | 0 | 0 | 0 | 0 | 0 | 0
F3_Commercial_WA - College_Existing_Water Heating_Natural Gas_Water Heater - Temperature Setback_A_Achievable Economic UCT Potential | F3 | Commercial | WA - College | Existing | Water Heating | Natural Gas | Water Heater - Temperature Setback | A | Integrated Unit Winter Peak Savings (kW) | Achievable Economic UCT Potential | 0 | 0 | 0 | 0 | 0 | 0 | 0 | 0 | 0 | 0 | 0 | 0 | 0 | 0 | 0 | 0 | 0 | 0 | 0 | 0 | 0 | 0 | 0 | 0 | 0 | 0 | 0
F4_Commercial_WA - College_Existing_Water Heating_Natural Gas_Water Heater - Temperature Setback_A_Achievable Economic UCT Potential | F4 | Commercial | WA - College | Existing | Water Heating | Natural Gas | Water Heater - Temperature Setback | A | Incremental Energy Savings (MWh or mTherms) | Achievable Economic UCT Potential | 0 | 0 | 0 | 6.1325 | 7.4131 | 2.9903 | 3.0315 | 2.8236 | 3.3348 | 0 | 0 | 0 | 0 | 0 | 0 | 0 | 0 | 0 | 0 | 0 | 0 | 0 | 0 | 0 | 0 | 0 | 0
F5_Commercial_WA - College_Existing_Water Heating_Natural Gas_Water Heater - Temperature Setback_A_Achievable Economic UCT Potential | F5 | Commercial | WA - College | Existing | Water Heating | Natural Gas | Water Heater - Temperature Setback | A | Incremental Summer Peak Savings (MW) | Achievable Economic UCT Potential | 0 | 0 | 0 | 0 | 0 | 0 | 0 | 0 | 0 | 0 | 0 | 0 | 0 | 0 | 0 | 0 | 0 | 0 | 0 | 0 | 0 | 0 | 0 | 0 | 0 | 0 | 0
F6_Commercial_WA - College_Existing_Water Heating_Natural Gas_Water Heater - Temperature Setback_A_Achievable Economic UCT Potential | F6 | Commercial | WA - College | Existing | Water Heating | Natural Gas | Water Heater - Temperature Setback | A | Incremental Winter Peak Savings (MW) | Achievable Economic UCT Potential | 0 | 0 | 0 | 0 | 0 | 0 | 0 | 0 | 0 | 0 | 0 | 0 | 0 | 0 | 0 | 0 | 0 | 0 | 0 | 0 | 0 | 0 | 0 | 0 | 0 | 0 | 0
F7_Commercial_WA - College_Existing_Water Heating_Natural Gas_Water Heater - Temperature Setback_A_Achievable Economic UCT Potential | F7 | Commercial | WA - College | Existing | Water Heating | Natural Gas | Water Heater - Temperature Setback | A | Cumulative Energy Savings (MWh or mTherms) | Achievable Economic UCT Potential | 0 | 0 | 0 | 6.1325 | 13.4507 | 16.2471 | 19.0615 | 21.6496 | 24.7381 | 24.4835 | 24.2496 | 24.0353 | 23.8405 | 23.6761 | 23.5397 | 23.3983 | 23.2859 | 23.1988 | 23.1296 | 23.0741 | 23.0338 | 23.0047 | 22.9836 | 22.9682 | 22.949 | 22.9447 | 22.9412
F8_Commercial_WA - College_Existing_Water Heating_Natural Gas_Water Heater - Temperature Setback_A_Achievable Economic UCT Potential | F8 | Commercial | WA - College | Existing | Water Heating | Natural Gas | Water Heater - Temperature Setback | A | Cumulative Summer Peak Savings (MW) | Achievable Economic UCT Potential | 0 | 0 | 0 | 0 | 0 | 0 | 0 | 0 | 0 | 0 | 0 | 0 | 0 | 0 | 0 | 0 | 0 | 0 | 0 | 0 | 0 | 0 | 0 | 0 | 0 | 0 | 0
F9_Commercial_WA - College_Existing_Water Heating_Natural Gas_Water Heater - Temperature Setback_A_Achievable Economic UCT Potential | F9 | Commercial | WA - College | Existing | Water Heating | Natural Gas | Water Heater - Temperature Setback | A | Cumulative Winter Peak Savings (MW) | Achievable Economic UCT Potential | 0 | 0 | 0 | 0 | 0 | 0 | 0 | 0 | 0 | 0 | 0 | 0 | 0 | 0 | 0 | 0 | 0 | 0 | 0 | 0 | 0 | 0 | 0 | 0 | 0 | 0 | 0
F10_Commercial_WA - College_Existing_Water Heating_Natural Gas_Water Heater - Temperature Setback_A_Achievable Economic UCT Potential | F10 | Commercial | WA - College | Existing | Water Heating | Natural Gas | Water Heater - Temperature Setback | A | Purchases (Incremental) | Achievable Economic UCT Potential | 0 | 0 | 0 | 62.2756 | 76.4646 | 31.2946 | 32.1557 | 30.325 | 36.2281 | 0 | 0 | 0 | 0 | 0 | 0 | 0 | 0 | 0 | 0 | 0 | 0 | 0 | 0 | 0 | 0 | 0 | 0
F11_Commercial_WA - College_Existing_Water Heating_Natural Gas_Water Heater - Temperature Setback_A_Achievable Economic UCT Potential | F11 | Commercial | WA - College | Existing | Water Heating | Natural Gas | Water Heater - Temperature Setback | A | Purchases (Cumulative) | Achievable Economic UCT Potential | 0 | 0 | 0 | 62.2756 | 138.7402 | 170.0348 | 202.1905 | 232.5155 | 268.7436 | 268.7436 | 268.7436 | 268.7436 | 268.7436 | 268.7436 | 268.7436 | 268.7436 | 268.7436 | 268.7436 | 268.7436 | 268.7436 | 268.7436 | 268.7436 | 268.7436 | 268.7436 | 268.7436 | 268.7436 | 268.7436
F1_Commercial_WA - College_Existing_Water Heating_Natural Gas_Water Heater - Faucet Aerators_A_Achievable Economic UCT Potential | F1 | Commercial | WA - College | Existing | Water Heating | Natural Gas | Water Heater - Faucet Aerators | A | Integrated Unit Energy Savings (kWh or therms) | Achievable Economic UCT Potential | 0 | 0 | 12.8867 | 12.6605 | 12.4501 | 12.2649 | 12.0951 | 11.9401 | 11.7978 | 11.6764 | 11.5648 | 11.4626 | 11.3697 | 11.2913 | 11.2263 | 11.1588 | 11.1052 | 11.0637 | 11.0307 | 11.0042 | 10.985 | 10.9711 | 10.9611 | 10.9537 | 10.9446 | 10.9425 | 10.9408
F2_Commercial_WA - College_Existing_Water Heating_Natural Gas_Water Heater - Faucet Aerators_A_Achievable Economic UCT Potential | F2 | Commercial | WA - College | Existing | Water Heating | Natural Gas | Water Heater - Faucet Aerators | A | Integrated Unit Summer Peak Savings (kW) | Achievable Economic UCT Potential | 0 | 0 | 0 | 0 | 0 | 0 | 0 | 0 | 0 | 0 | 0 | 0 | 0 | 0 | 0 | 0 | 0 | 0 | 0 | 0 | 0 | 0 | 0 | 0 | 0 | 0 | 0
F3_Commercial_WA - College_Existing_Water Heating_Natural Gas_Water Heater - Faucet Aerators_A_Achievable Economic UCT Potential | F3 | Commercial | WA - College | Existing | Water Heating | Natural Gas | Water Heater - Faucet Aerators | A | Integrated Unit Winter Peak Savings (kW) | Achievable Economic UCT Potential | 0 | 0 | 0 | 0 | 0 | 0 | 0 | 0 | 0 | 0 | 0 | 0 | 0 | 0 | 0 | 0 | 0 | 0 | 0 | 0 | 0 | 0 | 0 | 0 | 0 | 0 | 0
F4_Commercial_WA - College_Existing_Water Heating_Natural Gas_Water Heater - Faucet Aerators_A_Achievable Economic UCT Potential | F4 | Commercial | WA - College | Existing | Water Heating | Natural Gas | Water Heater - Faucet Aerators | A | Incremental Energy Savings (MWh or mTherms) | Achievable Economic UCT Potential | 0 | 0 | 0 | 0 | 0 | 0 | 0 | 0 | 0 | 0 | 0 | 0 | 0 | 0 | 0 | 0 | 0 | 0 | 0 | 0 | 0 | 0 | 0 | 0 | 0 | 0 | 0
F5_Commercial_WA - College_Existing_Water Heating_Natural Gas_Water Heater - Faucet Aerators_A_Achievable Economic UCT Potential | F5 | Commercial | WA - College | Existing | Water Heating | Natural Gas | Water Heater - Faucet Aerators | A | Incremental Summer Peak Savings (MW) | Achievable Economic UCT Potential | 0 | 0 | 0 | 0 | 0 | 0 | 0 | 0 | 0 | 0 | 0 | 0 | 0 | 0 | 0 | 0 | 0 | 0 | 0 | 0 | 0 | 0 | 0 | 0 | 0 | 0 | 0
F6_Commercial_WA - College_Existing_Water Heating_Natural Gas_Water Heater - Faucet Aerators_A_Achievable Economic UCT Potential | F6 | Commercial | WA - College | Existing | Water Heating | Natural Gas | Water Heater - Faucet Aerators | A | Incremental Winter Peak Savings (MW) | Achievable Economic UCT Potential | 0 | 0 | 0 | 0 | 0 | 0 | 0 | 0 | 0 | 0 | 0 | 0 | 0 | 0 | 0 | 0 | 0 | 0 | 0 | 0 | 0 | 0 | 0 | 0 | 0 | 0 | 0
F7_Commercial_WA - College_Existing_Water Heating_Natural Gas_Water Heater - Faucet Aerators_A_Achievable Economic UCT Potential | F7 | Commercial | WA - College | Existing | Water Heating | Natural Gas | Water Heater - Faucet Aerators | A | Cumulative Energy Savings (MWh or mTherms) | Achievable Economic UCT Potential | 0 | 0 | 0 | 0 | 0 | 0 | 0 | 0 | 0 | 0 | 0 | 0 | 0 | 0 | 0 | 0 | 0 | 0 | 0 | 0 | 0 | 0 | 0 | 0 | 0 | 0 | 0
F8_Commercial_WA - College_Existing_Water Heating_Natural Gas_Water Heater - Faucet Aerators_A_Achievable Economic UCT Potential | F8 | Commercial | WA - College | Existing | Water Heating | Natural Gas | Water Heater - Faucet Aerators | A | Cumulative Summer Peak Savings (MW) | Achievable Economic UCT Potential | 0 | 0 | 0 | 0 | 0 | 0 | 0 | 0 | 0 | 0 | 0 | 0 | 0 | 0 | 0 | 0 | 0 | 0 | 0 | 0 | 0 | 0 | 0 | 0 | 0 | 0 | 0
F9_Commercial_WA - College_Existing_Water Heating_Natural Gas_Water Heater - Faucet Aerators_A_Achievable Economic UCT Potential | F9 | Commercial | WA - College | Existing | Water Heating | Natural Gas | Water Heater - Faucet Aerators | A | Cumulative Winter Peak Savings (MW) | Achievable Economic UCT Potential | 0 | 0 | 0 | 0 | 0 | 0 | 0 | 0 | 0 | 0 | 0 | 0 | 0 | 0 | 0 | 0 | 0 | 0 | 0 | 0 | 0 | 0 | 0 | 0 | 0 | 0 | 0
F10_Commercial_WA - College_Existing_Water Heating_Natural Gas_Water Heater - Faucet Aerators_A_Achievable Economic UCT Potential | F10 | Commercial | WA - College | Existing | Water Heating | Natural Gas | Water Heater - Faucet Aerators | A | Purchases (Incremental) | Achievable Economic UCT Potential | 0 | 0 | 0 | 0 | 0 | 0 | 0 | 0 | 0 | 0 | 0 | 0 | 0 | 0 | 0 | 0 | 0 | 0 | 0 | 0 | 0 | 0 | 0 | 0 | 0 | 0 | 0
F11_Commercial_WA - College_Existing_Water Heating_Natural Gas_Water Heater - Faucet Aerators_A_Achievable Economic UCT Potential | F11 | Commercial | WA - College | Existing | Water Heating | Natural Gas | Water Heater - Faucet Aerators | A | Purchases (Cumulative) | Achievable Economic UCT Potential | 0 | 0 | 0 | 0 | 0 | 0 | 0 | 0 | 0 | 0 | 0 | 0 | 0 | 0 | 0 | 0 | 0 | 0 | 0 | 0 | 0 | 0 | 0 | 0 | 0 | 0 | 0
F1_Commercial_WA - College_Existing_Water Heating_Natural Gas_Water Heater - Low-Flow Showerheads_A_Achievable Economic UCT Potential | F1 | Commercial | WA - College | Existing | Water Heating | Natural Gas | Water Heater - Low-Flow Showerheads | A | Integrated Unit Energy Savings (kWh or therms) | Achievable Economic UCT Potential | 0 | 0 | 4.6349 | 4.5463 | 4.4621 | 4.3853 | 4.3127 | 4.244 | 4.1779 | 4.1181 | 4.0618 | 4.01 | 3.964 | 3.9263 | 3.9022 | 3.8783 | 3.8595 | 3.8451 | 3.8336 | 3.8244 | 3.8177 | 3.8129 | 3.8094 | 3.8068 | 3.8036 | 3.8029 | 3.8024
F2_Commercial_WA - College_Existing_Water Heating_Natural Gas_Water Heater - Low-Flow Showerheads_A_Achievable Economic UCT Potential | F2 | Commercial | WA - College | Existing | Water Heating | Natural Gas | Water Heater - Low-Flow Showerheads | A | Integrated Unit Summer Peak Savings (kW) | Achievable Economic UCT Potential | 0 | 0 | 0 | 0 | 0 | 0 | 0 | 0 | 0 | 0 | 0 | 0 | 0 | 0 | 0 | 0 | 0 | 0 | 0 | 0 | 0 | 0 | 0 | 0 | 0 | 0 | 0
F3_Commercial_WA - College_Existing_Water Heating_Natural Gas_Water Heater - Low-Flow Showerheads_A_Achievable Economic UCT Potential | F3 | Commercial | WA - College | Existing | Water Heating | Natural Gas | Water Heater - Low-Flow Showerheads | A | Integrated Unit Winter Peak Savings (kW) | Achievable Economic UCT Potential | 0 | 0 | 0 | 0 | 0 | 0 | 0 | 0 | 0 | 0 | 0 | 0 | 0 | 0 | 0 | 0 | 0 | 0 | 0 | 0 | 0 | 0 | 0 | 0 | 0 | 0 | 0
F4_Commercial_WA - College_Existing_Water Heating_Natural Gas_Water Heater - Low-Flow Showerheads_A_Achievable Economic UCT Potential | F4 | Commercial | WA - College | Existing | Water Heating | Natural Gas | Water Heater - Low-Flow Showerheads | A | Incremental Energy Savings (MWh or mTherms) | Achievable Economic UCT Potential | 0 | 0 | 0 | 0 | 0 | 0 | 0 | 0 | 0 | 0 | 0 | 0 | 0 | 0 | 0 | 0 | 0 | 0 | 0 | 0 | 0 | 0 | 0 | 0 | 0 | 0 | 0
F5_Commercial_WA - College_Existing_Water Heating_Natural Gas_Water Heater - Low-Flow Showerheads_A_Achievable Economic UCT Potential | F5 | Commercial | WA - College | Existing | Water Heating | Natural Gas | Water Heater - Low-Flow Showerheads | A | Incremental Summer Peak Savings (MW) | Achievable Economic UCT Potential | 0 | 0 | 0 | 0 | 0 | 0 | 0 | 0 | 0 | 0 | 0 | 0 | 0 | 0 | 0 | 0 | 0 | 0 | 0 | 0 | 0 | 0 | 0 | 0 | 0 | 0 | 0
F6_Commercial_WA - College_Existing_Water Heating_Natural Gas_Water Heater - Low-Flow Showerheads_A_Achievable Economic UCT Potential | F6 | Commercial | WA - College | Existing | Water Heating | Natural Gas | Water Heater - Low-Flow Showerheads | A | Incremental Winter Peak Savings (MW) | Achievable Economic UCT Potential | 0 | 0 | 0 | 0 | 0 | 0 | 0 | 0 | 0 | 0 | 0 | 0 | 0 | 0 | 0 | 0 | 0 | 0 | 0 | 0 | 0 | 0 | 0 | 0 | 0 | 0 | 0
F7_Commercial_WA - College_Existing_Water Heating_Natural Gas_Water Heater - Low-Flow Showerheads_A_Achievable Economic UCT Potential | F7 | Commercial | WA - College | Existing | Water Heating | Natural Gas | Water Heater - Low-Flow Showerheads | A | Cumulative Energy Savings (MWh or mTherms) | Achievable Economic UCT Potential | 0 | 0 | 0 | 0 | 0 | 0 | 0 | 0 | 0 | 0 | 0 | 0 | 0 | 0 | 0 | 0 | 0 | 0 | 0 | 0 | 0 | 0 | 0 | 0 | 0 | 0 | 0
F8_Commercial_WA - College_Existing_Water Heating_Natural Gas_Water Heater - Low-Flow Showerheads_A_Achievable Economic UCT Potential | F8 | Commercial | WA - College | Existing | Water Heating | Natural Gas | Water Heater - Low-Flow Showerheads | A | Cumulative Summer Peak Savings (MW) | Achievable Economic UCT Potential | 0 | 0 | 0 | 0 | 0 | 0 | 0 | 0 | 0 | 0 | 0 | 0 | 0 | 0 | 0 | 0 | 0 | 0 | 0 | 0 | 0 | 0 | 0 | 0 | 0 | 0 | 0
F9_Commercial_WA - College_Existing_Water Heating_Natural Gas_Water Heater - Low-Flow Showerheads_A_Achievable Economic UCT Potential | F9 | Commercial | WA - College | Existing | Water Heating | Natural Gas | Water Heater - Low-Flow Showerheads | A | Cumulative Winter Peak Savings (MW) | Achievable Economic UCT Potential | 0 | 0 | 0 | 0 | 0 | 0 | 0 | 0 | 0 | 0 | 0 | 0 | 0 | 0 | 0 | 0 | 0 | 0 | 0 | 0 | 0 | 0 | 0 | 0 | 0 | 0 | 0
F10_Commercial_WA - College_Existing_Water Heating_Natural Gas_Water Heater - Low-Flow Showerheads_A_Achievable Economic UCT Potential | F10 | Commercial | WA - College | Existing | Water Heating | Natural Gas | Water Heater - Low-Flow Showerheads | A | Purchases (Incremental) | Achievable Economic UCT Potential | 0 | 0 | 0 | 0 | 0 | 0 | 0 | 0 | 0 | 0 | 0 | 0 | 0 | 0 | 0 | 0 | 0 | 0 | 0 | 0 | 0 | 0 | 0 | 0 | 0 | 0 | 0
F11_Commercial_WA - College_Existing_Water Heating_Natural Gas_Water Heater - Low-Flow Showerheads_A_Achievable Economic UCT Potential | F11 | Commercial | WA - College | Existing | Water Heating | Natural Gas | Water Heater - Low-Flow Showerheads | A | Purchases (Cumulative) | Achievable Economic UCT Potential | 0 | 0 | 0 | 0 | 0 | 0 | 0 | 0 | 0 | 0 | 0 | 0 | 0 | 0 | 0 | 0 | 0 | 0 | 0 | 0 | 0 | 0 | 0 | 0 | 0 | 0 | 0
F1_Commercial_WA - College_Existing_Water Heating_Natural Gas_Water Heater - Tank Blanket/Insulation_A_Achievable Economic UCT Potential | F1 | Commercial | WA - College | Existing | Water Heating | Natural Gas | Water Heater - Tank Blanket/Insulation | A | Integrated Unit Energy Savings (kWh or therms) | Achievable Economic UCT Potential | 0 | 0 | 193.4658 | 190.3508 | 187.5278 | 184.9748 | 182.674 | 180.6105 | 178.7793 | 177.1831 | 175.7373 | 174.4164 | 173.2006 | 172.1586 | 171.2704 | 170.3037 | 169.5145 | 168.8807 | 168.3769 | 167.9724 | 167.6792 | 167.4673 | 167.3139 | 167.2022 | 167.0621 | 167.0305 | 167.0053
F2_Commercial_WA - College_Existing_Water Heating_Natural Gas_Water Heater - Tank Blanket/Insulation_A_Achievable Economic UCT Potential | F2 | Commercial | WA - College | Existing | Water Heating | Natural Gas | Water Heater - Tank Blanket/Insulation | A | Integrated Unit Summer Peak Savings (kW) | Achievable Economic UCT Potential | 0 | 0 | 0 | 0 | 0 | 0 | 0 | 0 | 0 | 0 | 0 | 0 | 0 | 0 | 0 | 0 | 0 | 0 | 0 | 0 | 0 | 0 | 0 | 0 | 0 | 0 | 0
F3_Commercial_WA - College_Existing_Water Heating_Natural Gas_Water Heater - Tank Blanket/Insulation_A_Achievable Economic UCT Potential | F3 | Commercial | WA - College | Existing | Water Heating | Natural Gas | Water Heater - Tank Blanket/Insulation | A | Integrated Unit Winter Peak Savings (kW) | Achievable Economic UCT Potential | 0 | 0 | 0 | 0 | 0 | 0 | 0 | 0 | 0 | 0 | 0 | 0 | 0 | 0 | 0 | 0 | 0 | 0 | 0 | 0 | 0 | 0 | 0 | 0 | 0 | 0 | 0
F4_Commercial_WA - College_Existing_Water Heating_Natural Gas_Water Heater - Tank Blanket/Insulation_A_Achievable Economic UCT Potential | F4 | Commercial | WA - College | Existing | Water Heating | Natural Gas | Water Heater - Tank Blanket/Insulation | A | Incremental Energy Savings (MWh or mTherms) | Achievable Economic UCT Potential | 0 | 0 | 0 | 3.4865 | 4.2174 | 5.0906 | 5.8359 | 6.5814 | 7.6164 | 8.2808 | 8.3903 | 7.8475 | 6.6985 | 5.1524 | 3.5178 | 2.0932 | 0.97312 | 0 | 0 | 0 | 0 | 0 | 0 | 0 | 0 | 0 | 0
F5_Commercial_WA - College_Existing_Water Heating_Natural Gas_Water Heater - Tank Blanket/Insulation_A_Achievable Economic UCT Potential | F5 | Commercial | WA - College | Existing | Water Heating | Natural Gas | Water Heater - Tank Blanket/Insulation | A | Incremental Summer Peak Savings (MW) | Achievable Economic UCT Potential | 0 | 0 | 0 | 0 | 0 | 0 | 0 | 0 | 0 | 0 | 0 | 0 | 0 | 0 | 0 | 0 | 0 | 0 | 0 | 0 | 0 | 0 | 0 | 0 | 0 | 0 | 0
F6_Commercial_WA - College_Existing_Water Heating_Natural Gas_Water Heater - Tank Blanket/Insulation_A_Achievable Economic UCT Potential | F6 | Commercial | WA - College | Existing | Water Heating | Natural Gas | Water Heater - Tank Blanket/Insulation | A | Incremental Winter Peak Savings (MW) | Achievable Economic UCT Potential | 0 | 0 | 0 | 0 | 0 | 0 | 0 | 0 | 0 | 0 | 0 | 0 | 0 | 0 | 0 | 0 | 0 | 0 | 0 | 0 | 0 | 0 | 0 | 0 | 0 | 0 | 0
F7_Commercial_WA - College_Existing_Water Heating_Natural Gas_Water Heater - Tank Blanket/Insulation_A_Achievable Economic UCT Potential | F7 | Commercial | WA - College | Existing | Water Heating | Natural Gas | Water Heater - Tank Blanket/Insulation | A | Cumulative Energy Savings (MWh or mTherms) | Achievable Economic UCT Potential | 0 | 0 | 0 | 3.4865 | 7.6522 | 12.6387 | 18.3174 | 24.6919 | 32.058 | 40.0525 | 48.116 | 55.6018 | 61.9128 | 66.6928 | 69.8664 | 71.5652 | 72.2067 | 71.9367 | 71.7221 | 71.5499 | 71.425 | 71.3347 | 71.2693 | 71.2218 | 71.1621 | 71.1486 | 71.1379
F8_Commercial_WA - College_Existing_Water Heating_Natural Gas_Water Heater - Tank Blanket/Insulation_A_Achievable Economic UCT Potential | F8 | Commercial | WA - College | Existing | Water Heating | Natural Gas | Water Heater - Tank Blanket/Insulation | A | Cumulative Summer Peak Savings (MW) | Achievable Economic UCT Potential | 0 | 0 | 0 | 0 | 0 | 0 | 0 | 0 | 0 | 0 | 0 | 0 | 0 | 0 | 0 | 0 | 0 | 0 | 0 | 0 | 0 | 0 | 0 | 0 | 0 | 0 | 0
F9_Commercial_WA - College_Existing_Water Heating_Natural Gas_Water Heater - Tank Blanket/Insulation_A_Achievable Economic UCT Potential | F9 | Commercial | WA - College | Existing | Water Heating | Natural Gas | Water Heater - Tank Blanket/Insulation | A | Cumulative Winter Peak Savings (MW) | Achievable Economic UCT Potential | 0 | 0 | 0 | 0 | 0 | 0 | 0 | 0 | 0 | 0 | 0 | 0 | 0 | 0 | 0 | 0 | 0 | 0 | 0 | 0 | 0 | 0 | 0 | 0 | 0 | 0 | 0
F10_Commercial_WA - College_Existing_Water Heating_Natural Gas_Water Heater - Tank Blanket/Insulation_A_Achievable Economic UCT Potential | F10 | Commercial | WA - College | Existing | Water Heating | Natural Gas | Water Heater - Tank Blanket/Insulation | A | Purchases (Incremental) | Achievable Economic UCT Potential | 0 | 0 | 0 | 18.3164 | 22.4896 | 27.5207 | 31.9471 | 36.4398 | 42.6025 | 46.7356 | 47.7437 | 44.9927 | 38.675 | 29.9284 | 20.5392 | 12.2908 | 5.7406 | 0 | 0 | 0 | 0 | 0 | 0 | 0 | 0 | 0 | 0
F11_Commercial_WA - College_Existing_Water Heating_Natural Gas_Water Heater - Tank Blanket/Insulation_A_Achievable Economic UCT Potential | F11 | Commercial | WA - College | Existing | Water Heating | Natural Gas | Water Heater - Tank Blanket/Insulation | A | Purchases (Cumulative) | Achievable Economic UCT Potential | 0 | 0 | 0 | 18.3164 | 40.8059 | 68.3266 | 100.2737 | 136.7135 | 179.316 | 226.0515 | 273.7952 | 318.7879 | 357.463 | 387.3913 | 407.9305 | 420.2213 | 425.962 | 425.962 | 425.962 | 425.962 | 425.962 | 425.962 | 425.962 | 425.962 | 425.962 | 425.962 | 425.962
F1_Commercial_WA - College_Existing_Water Heating_Natural Gas_Water Heater - Drainwater Heat Recovery_A_Achievable Economic UCT Potential | F1 | Commercial | WA - College | Existing | Water Heating | Natural Gas | Water Heater - Drainwater Heat Recovery | A | Integrated Unit Energy Savings (kWh or therms) | Achievable Economic UCT Potential | 0 | 0 | 26.6357 | 26.1079 | 25.6023 | 25.1361 | 24.6914 | 24.2672 | 23.8542 | 23.4754 | 23.1142 | 22.7814 | 22.4868 | 22.2474 | 22.0937 | 21.945 | 21.8327 | 21.751 | 21.6861 | 21.634 | 21.5963 | 21.569 | 21.5492 | 21.5348 | 21.5168 | 21.5127 | 21.5095
F2_Commercial_WA - College_Existing_Water Heating_Natural Gas_Water Heater - Drainwater Heat Recovery_A_Achievable Economic UCT Potential | F2 | Commercial | WA - College | Existing | Water Heating | Natural Gas | Water Heater - Drainwater Heat Recovery | A | Integrated Unit Summer Peak Savings (kW) | Achievable Economic UCT Potential | 0 | 0 | 0 | 0 | 0 | 0 | 0 | 0 | 0 | 0 | 0 | 0 | 0 | 0 | 0 | 0 | 0 | 0 | 0 | 0 | 0 | 0 | 0 | 0 | 0 | 0 | 0
F3_Commercial_WA - College_Existing_Water Heating_Natural Gas_Water Heater - Drainwater Heat Recovery_A_Achievable Economic UCT Potential | F3 | Commercial | WA - College | Existing | Water Heating | Natural Gas | Water Heater - Drainwater Heat Recovery | A | Integrated Unit Winter Peak Savings (kW) | Achievable Economic UCT Potential | 0 | 0 | 0 | 0 | 0 | 0 | 0 | 0 | 0 | 0 | 0 | 0 | 0 | 0 | 0 | 0 | 0 | 0 | 0 | 0 | 0 | 0 | 0 | 0 | 0 | 0 | 0
F4_Commercial_WA - College_Existing_Water Heating_Natural Gas_Water Heater - Drainwater Heat Recovery_A_Achievable Economic UCT Potential | F4 | Commercial | WA - College | Existing | Water Heating | Natural Gas | Water Heater - Drainwater Heat Recovery | A | Incremental Energy Savings (MWh or mTherms) | Achievable Economic UCT Potential | 0 | 0 | 0 | 0 | 0 | 0 | 0 | 0 | 0 | 0 | 0 | 0 | 0 | 0 | 0 | 0 | 0 | 0 | 0 | 0 | 0 | 0 | 0 | 0 | 0 | 0 | 0
F5_Commercial_WA - College_Existing_Water Heating_Natural Gas_Water Heater - Drainwater Heat Recovery_A_Achievable Economic UCT Potential | F5 | Commercial | WA - College | Existing | Water Heating | Natural Gas | Water Heater - Drainwater Heat Recovery | A | Incremental Summer Peak Savings (MW) | Achievable Economic UCT Potential | 0 | 0 | 0 | 0 | 0 | 0 | 0 | 0 | 0 | 0 | 0 | 0 | 0 | 0 | 0 | 0 | 0 | 0 | 0 | 0 | 0 | 0 | 0 | 0 | 0 | 0 | 0
F6_Commercial_WA - College_Existing_Water Heating_Natural Gas_Water Heater - Drainwater Heat Recovery_A_Achievable Economic UCT Potential | F6 | Commercial | WA - College | Existing | Water Heating | Natural Gas | Water Heater - Drainwater Heat Recovery | A | Incremental Winter Peak Savings (MW) | Achievable Economic UCT Potential | 0 | 0 | 0 | 0 | 0 | 0 | 0 | 0 | 0 | 0 | 0 | 0 | 0 | 0 | 0 | 0 | 0 | 0 | 0 | 0 | 0 | 0 | 0 | 0 | 0 | 0 | 0
F7_Commercial_WA - College_Existing_Water Heating_Natural Gas_Water Heater - Drainwater Heat Recovery_A_Achievable Economic UCT Potential | F7 | Commercial | WA - College | Existing | Water Heating | Natural Gas | Water Heater - Drainwater Heat Recovery | A | Cumulative Energy Savings (MWh or mTherms) | Achievable Economic UCT Potential | 0 | 0 | 0 | 0 | 0 | 0 | 0 | 0 | 0 | 0 | 0 | 0 | 0 | 0 | 0 | 0 | 0 | 0 | 0 | 0 | 0 | 0 | 0 | 0 | 0 | 0 | 0
F8_Commercial_WA - College_Existing_Water Heating_Natural Gas_Water Heater - Drainwater Heat Recovery_A_Achievable Economic UCT Potential | F8 | Commercial | WA - College | Existing | Water Heating | Natural Gas | Water Heater - Drainwater Heat Recovery | A | Cumulative Summer Peak Savings (MW) | Achievable Economic UCT Potential | 0 | 0 | 0 | 0 | 0 | 0 | 0 | 0 | 0 | 0 | 0 | 0 | 0 | 0 | 0 | 0 | 0 | 0 | 0 | 0 | 0 | 0 | 0 | 0 | 0 | 0 | 0
F9_Commercial_WA - College_Existing_Water Heating_Natural Gas_Water Heater - Drainwater Heat Recovery_A_Achievable Economic UCT Potential | F9 | Commercial | WA - College | Existing | Water Heating | Natural Gas | Water Heater - Drainwater Heat Recovery | A | Cumulative Winter Peak Savings (MW) | Achievable Economic UCT Potential | 0 | 0 | 0 | 0 | 0 | 0 | 0 | 0 | 0 | 0 | 0 | 0 | 0 | 0 | 0 | 0 | 0 | 0 | 0 | 0 | 0 | 0 | 0 | 0 | 0 | 0 | 0
F10_Commercial_WA - College_Existing_Water Heating_Natural Gas_Water Heater - Drainwater Heat Recovery_A_Achievable Economic UCT Potential | F10 | Commercial | WA - College | Existing | Water Heating | Natural Gas | Water Heater - Drainwater Heat Recovery | A | Purchases (Incremental) | Achievable Economic UCT Potential | 0 | 0 | 0 | 0 | 0 | 0 | 0 | 0 | 0 | 0 | 0 | 0 | 0 | 0 | 0 | 0 | 0 | 0 | 0 | 0 | 0 | 0 | 0 | 0 | 0 | 0 | 0
F11_Commercial_WA - College_Existing_Water Heating_Natural Gas_Water Heater - Drainwater Heat Recovery_A_Achievable Economic UCT Potential | F11 | Commercial | WA - College | Existing | Water Heating | Natural Gas | Water Heater - Drainwater Heat Recovery | A | Purchases (Cumulative) | Achievable Economic UCT Potential | 0 | 0 | 0 | 0 | 0 | 0 | 0 | 0 | 0 | 0 | 0 | 0 | 0 | 0 | 0 | 0 | 0 | 0 | 0 | 0 | 0 | 0 | 0 | 0 | 0 | 0 | 0
F1_Commercial_WA - College_Existing_Water Heating_Natural Gas_Water Heater - Circulation Pump Controls_A_Achievable Economic UCT Potential | F1 | Commercial | WA - College | Existing | Water Heating | Natural Gas | Water Heater - Circulation Pump Controls | A | Integrated Unit Energy Savings (kWh or therms) | Achievable Economic UCT Potential | 0 | 0 | 1398.547 | 1373.9945 | 1351.1578 | 1331.0565 | 1312.6276 | 1295.8146 | 1280.3656 | 1267.1898 | 1255.0822 | 1243.9951 | 1233.9125 | 1225.404 | 1218.3406 | 1211.0227 | 1205.2059 | 1200.6994 | 1197.1176 | 1194.2421 | 1192.1573 | 1190.6505 | 1189.5598 | 1188.7657 | 1187.7696 | 1187.5454 | 1187.3661
F2_Commercial_WA - College_Existing_Water Heating_Natural Gas_Water Heater - Circulation Pump Controls_A_Achievable Economic UCT Potential | F2 | Commercial | WA - College | Existing | Water Heating | Natural Gas | Water Heater - Circulation Pump Controls | A | Integrated Unit Summer Peak Savings (kW) | Achievable Economic UCT Potential | 0 | 0 | 0 | 0 | 0 | 0 | 0 | 0 | 0 | 0 | 0 | 0 | 0 | 0 | 0 | 0 | 0 | 0 | 0 | 0 | 0 | 0 | 0 | 0 | 0 | 0 | 0
F3_Commercial_WA - College_Existing_Water Heating_Natural Gas_Water Heater - Circulation Pump Controls_A_Achievable Economic UCT Potential | F3 | Commercial | WA - College | Existing | Water Heating | Natural Gas | Water Heater - Circulation Pump Controls | A | Integrated Unit Winter Peak Savings (kW) | Achievable Economic UCT Potential | 0 | 0 | 0 | 0 | 0 | 0 | 0 | 0 | 0 | 0 | 0 | 0 | 0 | 0 | 0 | 0 | 0 | 0 | 0 | 0 | 0 | 0 | 0 | 0 | 0 | 0 | 0
F4_Commercial_WA - College_Existing_Water Heating_Natural Gas_Water Heater - Circulation Pump Controls_A_Achievable Economic UCT Potential | F4 | Commercial | WA - College | Existing | Water Heating | Natural Gas | Water Heater - Circulation Pump Controls | A | Incremental Energy Savings (MWh or mTherms) | Achievable Economic UCT Potential | 0 | 0 | 0 | 9.0896 | 10.9751 | 13.2305 | 15.1458 | 17.0545 | 19.701 | 21.3899 | 21.6425 | 20.2153 | 17.2359 | 13.2459 | 0.97812 | 0 | 0 | 0 | 0 | 0 | 0 | 0 | 0 | 0 | 0 | 0 | 0
F5_Commercial_WA - College_Existing_Water Heating_Natural Gas_Water Heater - Circulation Pump Controls_A_Achievable Economic UCT Potential | F5 | Commercial | WA - College | Existing | Water Heating | Natural Gas | Water Heater - Circulation Pump Controls | A | Incremental Summer Peak Savings (MW) | Achievable Economic UCT Potential | 0 | 0 | 0 | 0 | 0 | 0 | 0 | 0 | 0 | 0 | 0 | 0 | 0 | 0 | 0 | 0 | 0 | 0 | 0 | 0 | 0 | 0 | 0 | 0 | 0 | 0 | 0
F6_Commercial_WA - College_Existing_Water Heating_Natural Gas_Water Heater - Circulation Pump Controls_A_Achievable Economic UCT Potential | F6 | Commercial | WA - College | Existing | Water Heating | Natural Gas | Water Heater - Circulation Pump Controls | A | Incremental Winter Peak Savings (MW) | Achievable Economic UCT Potential | 0 | 0 | 0 | 0 | 0 | 0 | 0 | 0 | 0 | 0 | 0 | 0 | 0 | 0 | 0 | 0 | 0 | 0 | 0 | 0 | 0 | 0 | 0 | 0 | 0 | 0 | 0
F7_Commercial_WA - College_Existing_Water Heating_Natural Gas_Water Heater - Circulation Pump Controls_A_Achievable Economic UCT Potential | F7 | Commercial | WA - College | Existing | Water Heating | Natural Gas | Water Heater - Circulation Pump Controls | A | Cumulative Energy Savings (MWh or mTherms) | Achievable Economic UCT Potential | 0 | 0 | 0 | 9.0896 | 19.9136 | 32.8478 | 47.5388 | 63.9844 | 82.9226 | 103.4592 | 124.1132 | 143.2321 | 159.3071 | 171.4545 | 171.4444 | 170.4146 | 169.5961 | 168.9619 | 168.4579 | 168.0532 | 167.7599 | 167.5478 | 167.3944 | 167.2826 | 167.1424 | 167.1109 | 167.0857
F8_Commercial_WA - College_Existing_Water Heating_Natural Gas_Water Heater - Circulation Pump Controls_A_Achievable Economic UCT Potential | F8 | Commercial | WA - College | Existing | Water Heating | Natural Gas | Water Heater - Circulation Pump Controls | A | Cumulative Summer Peak Savings (MW) | Achievable Economic UCT Potential | 0 | 0 | 0 | 0 | 0 | 0 | 0 | 0 | 0 | 0 | 0 | 0 | 0 | 0 | 0 | 0 | 0 | 0 | 0 | 0 | 0 | 0 | 0 | 0 | 0 | 0 | 0
F9_Commercial_WA - College_Existing_Water Heating_Natural Gas_Water Heater - Circulation Pump Controls_A_Achievable Economic UCT Potential | F9 | Commercial | WA - College | Existing | Water Heating | Natural Gas | Water Heater - Circulation Pump Controls | A | Cumulative Winter Peak Savings (MW) | Achievable Economic UCT Potential | 0 | 0 | 0 | 0 | 0 | 0 | 0 | 0 | 0 | 0 | 0 | 0 | 0 | 0 | 0 | 0 | 0 | 0 | 0 | 0 | 0 | 0 | 0 | 0 | 0 | 0 | 0
F10_Commercial_WA - College_Existing_Water Heating_Natural Gas_Water Heater - Circulation Pump Controls_A_Achievable Economic UCT Potential | F10 | Commercial | WA - College | Existing | Water Heating | Natural Gas | Water Heater - Circulation Pump Controls | A | Purchases (Incremental) | Achievable Economic UCT Potential | 0 | 0 | 0 | 6.6154 | 8.1227 | 9.9398 | 11.5386 | 13.1612 | 15.387 | 16.8798 | 17.2439 | 16.2503 | 13.9685 | 10.8094 | 0.80283 | 0 | 0 | 0 | 0 | 0 | 0 | 0 | 0 | 0 | 0 | 0 | 0
F11_Commercial_WA - College_Existing_Water Heating_Natural Gas_Water Heater - Circulation Pump Controls_A_Achievable Economic UCT Potential | F11 | Commercial | WA - College | Existing | Water Heating | Natural Gas | Water Heater - Circulation Pump Controls | A | Purchases (Cumulative) | Achievable Economic UCT Potential | 0 | 0 | 0 | 6.6154 | 14.7382 | 24.678 | 36.2165 | 49.3777 | 64.7648 | 81.6446 | 98.8885 | 115.1388 | 129.1073 | 139.9168 | 140.7196 | 140.7196 | 140.7196 | 140.7196 | 140.7196 | 140.7196 | 140.7196 | 140.7196 | 140.7196 | 140.7196 | 140.7196 | 140.7196 | 140.7196
F1_Commercial_WA - College_Existing_Water Heating_Natural Gas_Water Heater - Pipe Insulation_A_Achievable Economic UCT Potential | F1 | Commercial | WA - College | Existing | Water Heating | Natural Gas | Water Heater - Pipe Insulation | A | Integrated Unit Energy Savings (kWh or therms) | Achievable Economic UCT Potential | 0 | 0 | 4.8372 | 4.7456 | 4.6587 | 4.5797 | 4.5052 | 4.4351 | 4.3678 | 4.3072 | 4.2502 | 4.1979 | 4.1512 | 4.1129 | 4.0885 | 4.0639 | 4.0444 | 4.0293 | 4.0173 | 4.0076 | 4.0006 | 3.9956 | 3.9919 | 3.9892 | 3.9859 | 3.9851 | 3.9845
F2_Commercial_WA - College_Existing_Water Heating_Natural Gas_Water Heater - Pipe Insulation_A_Achievable Economic UCT Potential | F2 | Commercial | WA - College | Existing | Water Heating | Natural Gas | Water Heater - Pipe Insulation | A | Integrated Unit Summer Peak Savings (kW) | Achievable Economic UCT Potential | 0 | 0 | 0 | 0 | 0 | 0 | 0 | 0 | 0 | 0 | 0 | 0 | 0 | 0 | 0 | 0 | 0 | 0 | 0 | 0 | 0 | 0 | 0 | 0 | 0 | 0 | 0
F3_Commercial_WA - College_Existing_Water Heating_Natural Gas_Water Heater - Pipe Insulation_A_Achievable Economic UCT Potential | F3 | Commercial | WA - College | Existing | Water Heating | Natural Gas | Water Heater - Pipe Insulation | A | Integrated Unit Winter Peak Savings (kW) | Achievable Economic UCT Potential | 0 | 0 | 0 | 0 | 0 | 0 | 0 | 0 | 0 | 0 | 0 | 0 | 0 | 0 | 0 | 0 | 0 | 0 | 0 | 0 | 0 | 0 | 0 | 0 | 0 | 0 | 0
F4_Commercial_WA - College_Existing_Water Heating_Natural Gas_Water Heater - Pipe Insulation_A_Achievable Economic UCT Potential | F4 | Commercial | WA - College | Existing | Water Heating | Natural Gas | Water Heater - Pipe Insulation | A | Incremental Energy Savings (MWh or mTherms) | Achievable Economic UCT Potential | 0 | 0 | 0 | 1.1329 | 1.3655 | 1.6427 | 1.8759 | 2.1064 | 2.4252 | 2.6236 | 2.6447 | 2.4617 | 2.0925 | 1.6043 | 1.0945 | 0.651 | 0.3026 | 0 | 0 | 0 | 0 | 0 | 0 | 0 | 0 | 0 | 0
F5_Commercial_WA - College_Existing_Water Heating_Natural Gas_Water Heater - Pipe Insulation_A_Achievable Economic UCT Potential | F5 | Commercial | WA - College | Existing | Water Heating | Natural Gas | Water Heater - Pipe Insulation | A | Incremental Summer Peak Savings (MW) | Achievable Economic UCT Potential | 0 | 0 | 0 | 0 | 0 | 0 | 0 | 0 | 0 | 0 | 0 | 0 | 0 | 0 | 0 | 0 | 0 | 0 | 0 | 0 | 0 | 0 | 0 | 0 | 0 | 0 | 0
F6_Commercial_WA - College_Existing_Water Heating_Natural Gas_Water Heater - Pipe Insulation_A_Achievable Economic UCT Potential | F6 | Commercial | WA - College | Existing | Water Heating | Natural Gas | Water Heater - Pipe Insulation | A | Incremental Winter Peak Savings (MW) | Achievable Economic UCT Potential | 0 | 0 | 0 | 0 | 0 | 0 | 0 | 0 | 0 | 0 | 0 | 0 | 0 | 0 | 0 | 0 | 0 | 0 | 0 | 0 | 0 | 0 | 0 | 0 | 0 | 0 | 0
F7_Commercial_WA - College_Existing_Water Heating_Natural Gas_Water Heater - Pipe Insulation_A_Achievable Economic UCT Potential | F7 | Commercial | WA - College | Existing | Water Heating | Natural Gas | Water Heater - Pipe Insulation | A | Cumulative Energy Savings (MWh or mTherms) | Achievable Economic UCT Potential | 0 | 0 | 0 | 1.1329 | 2.4777 | 4.0784 | 5.8879 | 7.9026 | 10.2079 | 12.6899 | 15.1667 | 17.4416 | 19.3403 | 20.7661 | 21.7373 | 22.2577 | 22.4534 | 22.3695 | 22.3027 | 22.2492 | 22.2103 | 22.1823 | 22.1619 | 22.1471 | 22.1286 | 22.1244 | 22.1211
F8_Commercial_WA - College_Existing_Water Heating_Natural Gas_Water Heater - Pipe Insulation_A_Achievable Economic UCT Potential | F8 | Commercial | WA - College | Existing | Water Heating | Natural Gas | Water Heater - Pipe Insulation | A | Cumulative Summer Peak Savings (MW) | Achievable Economic UCT Potential | 0 | 0 | 0 | 0 | 0 | 0 | 0 | 0 | 0 | 0 | 0 | 0 | 0 | 0 | 0 | 0 | 0 | 0 | 0 | 0 | 0 | 0 | 0 | 0 | 0 | 0 | 0
F9_Commercial_WA - College_Existing_Water Heating_Natural Gas_Water Heater - Pipe Insulation_A_Achievable Economic UCT Potential | F9 | Commercial | WA - College | Existing | Water Heating | Natural Gas | Water Heater - Pipe Insulation | A | Cumulative Winter Peak Savings (MW) | Achievable Economic UCT Potential | 0 | 0 | 0 | 0 | 0 | 0 | 0 | 0 | 0 | 0 | 0 | 0 | 0 | 0 | 0 | 0 | 0 | 0 | 0 | 0 | 0 | 0 | 0 | 0 | 0 | 0 | 0
F10_Commercial_WA - College_Existing_Water Heating_Natural Gas_Water Heater - Pipe Insulation_A_Achievable Economic UCT Potential | F10 | Commercial | WA - College | Existing | Water Heating | Natural Gas | Water Heater - Pipe Insulation | A | Purchases (Incremental) | Achievable Economic UCT Potential | 0 | 0 | 0 | 238.7242 | 293.1152 | 358.6872 | 416.3794 | 474.9334 | 555.2542 | 609.1225 | 622.2617 | 586.4069 | 504.0664 | 390.0679 | 267.6951 | 160.1908 | 74.82 | 0 | 0 | 0 | 0 | 0 | 0 | 0 | 0 | 0 | 0
F11_Commercial_WA - College_Existing_Water Heating_Natural Gas_Water Heater - Pipe Insulation_A_Achievable Economic UCT Potential | F11 | Commercial | WA - College | Existing | Water Heating | Natural Gas | Water Heater - Pipe Insulation | A | Purchases (Cumulative) | Achievable Economic UCT Potential | 0 | 0 | 0 | 238.7242 | 531.8394 | 890.5266 | 1306.906 | 1781.8394 | 2337.0936 | 2946.2161 | 3568.4777 | 4154.8847 | 4658.9511 | 5049.019 | 5316.7141 | 5476.9049 | 5551.7248 | 5551.7248 | 5551.7248 | 5551.7248 | 5551.7248 | 5551.7248 | 5551.7248 | 5551.7248 | 5551.7248 | 5551.7248 | 5551.7248
F1_Commercial_WA - College_Existing_Water Heating_Natural Gas_Water Heater - Motion Control Faucet_A_Achievable Economic UCT Potential | F1 | Commercial | WA - College | Existing | Water Heating | Natural Gas | Water Heater - Motion Control Faucet | A | Integrated Unit Energy Savings (kWh or therms) | Achievable Economic UCT Potential | 0 | 0 | 0 | 0 | 0 | 0 | 0 | 0 | 0 | 0 | 0 | 0 | 0 | 0 | 0 | 0 | 0 | 0 | 0 | 0 | 0 | 0 | 0 | 0 | 0 | 0 | 0
F2_Commercial_WA - College_Existing_Water Heating_Natural Gas_Water Heater - Motion Control Faucet_A_Achievable Economic UCT Potential | F2 | Commercial | WA - College | Existing | Water Heating | Natural Gas | Water Heater - Motion Control Faucet | A | Integrated Unit Summer Peak Savings (kW) | Achievable Economic UCT Potential | 0 | 0 | 0 | 0 | 0 | 0 | 0 | 0 | 0 | 0 | 0 | 0 | 0 | 0 | 0 | 0 | 0 | 0 | 0 | 0 | 0 | 0 | 0 | 0 | 0 | 0 | 0
F3_Commercial_WA - College_Existing_Water Heating_Natural Gas_Water Heater - Motion Control Faucet_A_Achievable Economic UCT Potential | F3 | Commercial | WA - College | Existing | Water Heating | Natural Gas | Water Heater - Motion Control Faucet | A | Integrated Unit Winter Peak Savings (kW) | Achievable Economic UCT Potential | 0 | 0 | 0 | 0 | 0 | 0 | 0 | 0 | 0 | 0 | 0 | 0 | 0 | 0 | 0 | 0 | 0 | 0 | 0 | 0 | 0 | 0 | 0 | 0 | 0 | 0 | 0
F4_Commercial_WA - College_Existing_Water Heating_Natural Gas_Water Heater - Motion Control Faucet_A_Achievable Economic UCT Potential | F4 | Commercial | WA - College | Existing | Water Heating | Natural Gas | Water Heater - Motion Control Faucet | A | Incremental Energy Savings (MWh or mTherms) | Achievable Economic UCT Potential | 0 | 0 | 0 | 0 | 0 | 0 | 0 | 0 | 0 | 0 | 0 | 0 | 0 | 0 | 0 | 0 | 0 | 0 | 0 | 0 | 0 | 0 | 0 | 0 | 0 | 0 | 0
F5_Commercial_WA - College_Existing_Water Heating_Natural Gas_Water Heater - Motion Control Faucet_A_Achievable Economic UCT Potential | F5 | Commercial | WA - College | Existing | Water Heating | Natural Gas | Water Heater - Motion Control Faucet | A | Incremental Summer Peak Savings (MW) | Achievable Economic UCT Potential | 0 | 0 | 0 | 0 | 0 | 0 | 0 | 0 | 0 | 0 | 0 | 0 | 0 | 0 | 0 | 0 | 0 | 0 | 0 | 0 | 0 | 0 | 0 | 0 | 0 | 0 | 0
F6_Commercial_WA - College_Existing_Water Heating_Natural Gas_Water Heater - Motion Control Faucet_A_Achievable Economic UCT Potential | F6 | Commercial | WA - College | Existing | Water Heating | Natural Gas | Water Heater - Motion Control Faucet | A | Incremental Winter Peak Savings (MW) | Achievable Economic UCT Potential | 0 | 0 | 0 | 0 | 0 | 0 | 0 | 0 | 0 | 0 | 0 | 0 | 0 | 0 | 0 | 0 | 0 | 0 | 0 | 0 | 0 | 0 | 0 | 0 | 0 | 0 | 0
F7_Commercial_WA - College_Existing_Water Heating_Natural Gas_Water Heater - Motion Control Faucet_A_Achievable Economic UCT Potential | F7 | Commercial | WA - College | Existing | Water Heating | Natural Gas | Water Heater - Motion Control Faucet | A | Cumulative Energy Savings (MWh or mTherms) | Achievable Economic UCT Potential | 0 | 0 | 0 | 0 | 0 | 0 | 0 | 0 | 0 | 0 | 0 | 0 | 0 | 0 | 0 | 0 | 0 | 0 | 0 | 0 | 0 | 0 | 0 | 0 | 0 | 0 | 0
F8_Commercial_WA - College_Existing_Water Heating_Natural Gas_Water Heater - Motion Control Faucet_A_Achievable Economic UCT Potential | F8 | Commercial | WA - College | Existing | Water Heating | Natural Gas | Water Heater - Motion Control Faucet | A | Cumulative Summer Peak Savings (MW) | Achievable Economic UCT Potential | 0 | 0 | 0 | 0 | 0 | 0 | 0 | 0 | 0 | 0 | 0 | 0 | 0 | 0 | 0 | 0 | 0 | 0 | 0 | 0 | 0 | 0 | 0 | 0 | 0 | 0 | 0
F9_Commercial_WA - College_Existing_Water Heating_Natural Gas_Water Heater - Motion Control Faucet_A_Achievable Economic UCT Potential | F9 | Commercial | WA - College | Existing | Water Heating | Natural Gas | Water Heater - Motion Control Faucet | A | Cumulative Winter Peak Savings (MW) | Achievable Economic UCT Potential | 0 | 0 | 0 | 0 | 0 | 0 | 0 | 0 | 0 | 0 | 0 | 0 | 0 | 0 | 0 | 0 | 0 | 0 | 0 | 0 | 0 | 0 | 0 | 0 | 0 | 0 | 0
F10_Commercial_WA - College_Existing_Water Heating_Natural Gas_Water Heater - Motion Control Faucet_A_Achievable Economic UCT Potential | F10 | Commercial | WA - College | Existing | Water Heating | Natural Gas | Water Heater - Motion Control Faucet | A | Purchases (Incremental) | Achievable Economic UCT Potential | 0 | 0 | 0 | 0 | 0 | 0 | 0 | 0 | 0 | 0 | 0 | 0 | 0 | 0 | 0 | 0 | 0 | 0 | 0 | 0 | 0 | 0 | 0 | 0 | 0 | 0 | 0
F11_Commercial_WA - College_Existing_Water Heating_Natural Gas_Water Heater - Motion Control Faucet_A_Achievable Economic UCT Potential | F11 | Commercial | WA - College | Existing | Water Heating | Natural Gas | Water Heater - Motion Control Faucet | A | Purchases (Cumulative) | Achievable Economic UCT Potential | 0 | 0 | 0 | 0 | 0 | 0 | 0 | 0 | 0 | 0 | 0 | 0 | 0 | 0 | 0 | 0 | 0 | 0 | 0 | 0 | 0 | 0 | 0 | 0 | 0 | 0 | 0
F1_Commercial_WA - College_Existing_Water Heating_Natural Gas_Water Heater - Solar System_A_Achievable Economic UCT Potential | F1 | Commercial | WA - College | Existing | Water Heating | Natural Gas | Water Heater - Solar System | A | Integrated Unit Energy Savings (kWh or therms) | Achievable Economic UCT Potential | 0 | 0 | 38.6922 | 37.9531 | 37.2501 | 36.6089 | 36.0025 | 35.4293 | 34.8776 | 34.3784 | 33.908 | 33.4761 | 33.092 | 32.7772 | 32.5761 | 32.3766 | 32.2194 | 32.0989 | 32.0031 | 31.9263 | 31.8705 | 31.8302 | 31.8011 | 31.7799 | 31.7532 | 31.7472 | 31.7424
F2_Commercial_WA - College_Existing_Water Heating_Natural Gas_Water Heater - Solar System_A_Achievable Economic UCT Potential | F2 | Commercial | WA - College | Existing | Water Heating | Natural Gas | Water Heater - Solar System | A | Integrated Unit Summer Peak Savings (kW) | Achievable Economic UCT Potential | 0 | 0 | 0 | 0 | 0 | 0 | 0 | 0 | 0 | 0 | 0 | 0 | 0 | 0 | 0 | 0 | 0 | 0 | 0 | 0 | 0 | 0 | 0 | 0 | 0 | 0 | 0
F3_Commercial_WA - College_Existing_Water Heating_Natural Gas_Water Heater - Solar System_A_Achievable Economic UCT Potential | F3 | Commercial | WA - College | Existing | Water Heating | Natural Gas | Water Heater - Solar System | A | Integrated Unit Winter Peak Savings (kW) | Achievable Economic UCT Potential | 0 | 0 | 0 | 0 | 0 | 0 | 0 | 0 | 0 | 0 | 0 | 0 | 0 | 0 | 0 | 0 | 0 | 0 | 0 | 0 | 0 | 0 | 0 | 0 | 0 | 0 | 0
F4_Commercial_WA - College_Existing_Water Heating_Natural Gas_Water Heater - Solar System_A_Achievable Economic UCT Potential | F4 | Commercial | WA - College | Existing | Water Heating | Natural Gas | Water Heater - Solar System | A | Incremental Energy Savings (MWh or mTherms) | Achievable Economic UCT Potential | 0 | 0 | 0 | 4.7219 | 5.4583 | 6.3413 | 7.0355 | 7.714 | 8.7097 | 9.2721 | 9.9254 | 9.5379 | 8.2223 | 6.3201 | 4.2908 | 3.3182 | 1.4339 | 0 | 0 | 0 | 0 | 0 | 0 | 0 | 0 | 0 | 0
F5_Commercial_WA - College_Existing_Water Heating_Natural Gas_Water Heater - Solar System_A_Achievable Economic UCT Potential | F5 | Commercial | WA - College | Existing | Water Heating | Natural Gas | Water Heater - Solar System | A | Incremental Summer Peak Savings (MW) | Achievable Economic UCT Potential | 0 | 0 | 0 | 0 | 0 | 0 | 0 | 0 | 0 | 0 | 0 | 0 | 0 | 0 | 0 | 0 | 0 | 0 | 0 | 0 | 0 | 0 | 0 | 0 | 0 | 0 | 0
F6_Commercial_WA - College_Existing_Water Heating_Natural Gas_Water Heater - Solar System_A_Achievable Economic UCT Potential | F6 | Commercial | WA - College | Existing | Water Heating | Natural Gas | Water Heater - Solar System | A | Incremental Winter Peak Savings (MW) | Achievable Economic UCT Potential | 0 | 0 | 0 | 0 | 0 | 0 | 0 | 0 | 0 | 0 | 0 | 0 | 0 | 0 | 0 | 0 | 0 | 0 | 0 | 0 | 0 | 0 | 0 | 0 | 0 | 0 | 0
F7_Commercial_WA - College_Existing_Water Heating_Natural Gas_Water Heater - Solar System_A_Achievable Economic UCT Potential | F7 | Commercial | WA - College | Existing | Water Heating | Natural Gas | Water Heater - Solar System | A | Cumulative Energy Savings (MWh or mTherms) | Achievable Economic UCT Potential | 0 | 0 | 0 | 4.7219 | 10.0927 | 16.2603 | 23.0264 | 30.3738 | 38.6105 | 47.3299 | 56.6078 | 65.4246 | 72.8962 | 78.5227 | 82.3319 | 85.146 | 86.1662 | 85.844 | 85.5879 | 85.3823 | 85.2333 | 85.1256 | 85.0476 | 84.9908 | 84.9196 | 84.9036 | 84.8907
F8_Commercial_WA - College_Existing_Water Heating_Natural Gas_Water Heater - Solar System_A_Achievable Economic UCT Potential | F8 | Commercial | WA - College | Existing | Water Heating | Natural Gas | Water Heater - Solar System | A | Cumulative Summer Peak Savings (MW) | Achievable Economic UCT Potential | 0 | 0 | 0 | 0 | 0 | 0 | 0 | 0 | 0 | 0 | 0 | 0 | 0 | 0 | 0 | 0 | 0 | 0 | 0 | 0 | 0 | 0 | 0 | 0 | 0 | 0 | 0
F9_Commercial_WA - College_Existing_Water Heating_Natural Gas_Water Heater - Solar System_A_Achievable Economic UCT Potential | F9 | Commercial | WA - College | Existing | Water Heating | Natural Gas | Water Heater - Solar System | A | Cumulative Winter Peak Savings (MW) | Achievable Economic UCT Potential | 0 | 0 | 0 | 0 | 0 | 0 | 0 | 0 | 0 | 0 | 0 | 0 | 0 | 0 | 0 | 0 | 0 | 0 | 0 | 0 | 0 | 0 | 0 | 0 | 0 | 0 | 0
F10_Commercial_WA - College_Existing_Water Heating_Natural Gas_Water Heater - Solar System_A_Achievable Economic UCT Potential | F10 | Commercial | WA - College | Existing | Water Heating | Natural Gas | Water Heater - Solar System | A | Purchases (Incremental) | Achievable Economic UCT Potential | 0 | 0 | 0 | 124.413 | 146.5321 | 173.2163 | 195.4155 | 217.7302 | 249.721 | 269.7075 | 292.7156 | 284.916 | 248.4672 | 192.8195 | 131.7172 | 102.4867 | 44.5037 | 0 | 0 | 0 | 0 | 0 | 0 | 0 | 0 | 0 | 0
F11_Commercial_WA - College_Existing_Water Heating_Natural Gas_Water Heater - Solar System_A_Achievable Economic UCT Potential | F11 | Commercial | WA - College | Existing | Water Heating | Natural Gas | Water Heater - Solar System | A | Purchases (Cumulative) | Achievable Economic UCT Potential | 0 | 0 | 0 | 124.413 | 270.9451 | 444.1614 | 639.5769 | 857.3071 | 1107.0281 | 1376.7355 | 1669.4511 | 1954.3671 | 2202.8343 | 2395.6539 | 2527.3711 | 2629.8578 | 2674.3615 | 2674.3615 | 2674.3615 | 2674.3615 | 2674.3615 | 2674.3615 | 2674.3615 | 2674.3615 | 2674.3615 | 2674.3615 | 2674.3615
F1_Commercial_WA - College_Existing_Water Heating_Natural Gas_Commercial Laundry - Ozone Treatment_A_Achievable Economic UCT Potential | F1 | Commercial | WA - College | Existing | Water Heating | Natural Gas | Commercial Laundry - Ozone Treatment | A | Integrated Unit Energy Savings (kWh or therms) | Achievable Economic UCT Potential | 0 | 0 | 352.0533 | 344.9309 | 337.9679 | 331.5317 | 325.5118 | 319.9073 | 314.4494 | 309.4432 | 304.6668 | 300.2689 | 296.3825 | 293.2239 | 291.1954 | 289.2347 | 287.7529 | 286.677 | 285.8218 | 285.1352 | 284.6375 | 284.2777 | 284.0173 | 283.8277 | 283.5899 | 283.5363 | 283.4935
F2_Commercial_WA - College_Existing_Water Heating_Natural Gas_Commercial Laundry - Ozone Treatment_A_Achievable Economic UCT Potential | F2 | Commercial | WA - College | Existing | Water Heating | Natural Gas | Commercial Laundry - Ozone Treatment | A | Integrated Unit Summer Peak Savings (kW) | Achievable Economic UCT Potential | 0 | 0 | 0 | 0 | 0 | 0 | 0 | 0 | 0 | 0 | 0 | 0 | 0 | 0 | 0 | 0 | 0 | 0 | 0 | 0 | 0 | 0 | 0 | 0 | 0 | 0 | 0
F3_Commercial_WA - College_Existing_Water Heating_Natural Gas_Commercial Laundry - Ozone Treatment_A_Achievable Economic UCT Potential | F3 | Commercial | WA - College | Existing | Water Heating | Natural Gas | Commercial Laundry - Ozone Treatment | A | Integrated Unit Winter Peak Savings (kW) | Achievable Economic UCT Potential | 0 | 0 | 0 | 0 | 0 | 0 | 0 | 0 | 0 | 0 | 0 | 0 | 0 | 0 | 0 | 0 | 0 | 0 | 0 | 0 | 0 | 0 | 0 | 0 | 0 | 0 | 0
F4_Commercial_WA - College_Existing_Water Heating_Natural Gas_Commercial Laundry - Ozone Treatment_A_Achievable Economic UCT Potential | F4 | Commercial | WA - College | Existing | Water Heating | Natural Gas | Commercial Laundry - Ozone Treatment | A | Incremental Energy Savings (MWh or mTherms) | Achievable Economic UCT Potential | 0 | 0 | 0 | 0 | 0 | 0 | 0 | 0 | 0 | 0 | 0 | 0 | 0 | 0 | 0 | 0 | 0 | 0 | 0 | 0 | 0 | 0 | 0 | 0 | 0 | 0 | 0
F5_Commercial_WA - College_Existing_Water Heating_Natural Gas_Commercial Laundry - Ozone Treatment_A_Achievable Economic UCT Potential | F5 | Commercial | WA - College | Existing | Water Heating | Natural Gas | Commercial Laundry - Ozone Treatment | A | Incremental Summer Peak Savings (MW) | Achievable Economic UCT Potential | 0 | 0 | 0 | 0 | 0 | 0 | 0 | 0 | 0 | 0 | 0 | 0 | 0 | 0 | 0 | 0 | 0 | 0 | 0 | 0 | 0 | 0 | 0 | 0 | 0 | 0 | 0
F6_Commercial_WA - College_Existing_Water Heating_Natural Gas_Commercial Laundry - Ozone Treatment_A_Achievable Economic UCT Potential | F6 | Commercial | WA - College | Existing | Water Heating | Natural Gas | Commercial Laundry - Ozone Treatment | A | Incremental Winter Peak Savings (MW) | Achievable Economic UCT Potential | 0 | 0 | 0 | 0 | 0 | 0 | 0 | 0 | 0 | 0 | 0 | 0 | 0 | 0 | 0 | 0 | 0 | 0 | 0 | 0 | 0 | 0 | 0 | 0 | 0 | 0 | 0
F7_Commercial_WA - College_Existing_Water Heating_Natural Gas_Commercial Laundry - Ozone Treatment_A_Achievable Economic UCT Potential | F7 | Commercial | WA - College | Existing | Water Heating | Natural Gas | Commercial Laundry - Ozone Treatment | A | Cumulative Energy Savings (MWh or mTherms) | Achievable Economic UCT Potential | 0 | 0 | 0 | 0 | 0 | 0 | 0 | 0 | 0 | 0 | 0 | 0 | 0 | 0 | 0 | 0 | 0 | 0 | 0 | 0 | 0 | 0 | 0 | 0 | 0 | 0 | 0
F8_Commercial_WA - College_Existing_Water Heating_Natural Gas_Commercial Laundry - Ozone Treatment_A_Achievable Economic UCT Potential | F8 | Commercial | WA - College | Existing | Water Heating | Natural Gas | Commercial Laundry - Ozone Treatment | A | Cumulative Summer Peak Savings (MW) | Achievable Economic UCT Potential | 0 | 0 | 0 | 0 | 0 | 0 | 0 | 0 | 0 | 0 | 0 | 0 | 0 | 0 | 0 | 0 | 0 | 0 | 0 | 0 | 0 | 0 | 0 | 0 | 0 | 0 | 0
F9_Commercial_WA - College_Existing_Water Heating_Natural Gas_Commercial Laundry - Ozone Treatment_A_Achievable Economic UCT Potential | F9 | Commercial | WA - College | Existing | Water Heating | Natural Gas | Commercial Laundry - Ozone Treatment | A | Cumulative Winter Peak Savings (MW) | Achievable Economic UCT Potential | 0 | 0 | 0 | 0 | 0 | 0 | 0 | 0 | 0 | 0 | 0 | 0 | 0 | 0 | 0 | 0 | 0 | 0 | 0 | 0 | 0 | 0 | 0 | 0 | 0 | 0 | 0
F10_Commercial_WA - College_Existing_Water Heating_Natural Gas_Commercial Laundry - Ozone Treatment_A_Achievable Economic UCT Potential | F10 | Commercial | WA - College | Existing | Water Heating | Natural Gas | Commercial Laundry - Ozone Treatment | A | Purchases (Incremental) | Achievable Economic UCT Potential | 0 | 0 | 0 | 0 | 0 | 0 | 0 | 0 | 0 | 0 | 0 | 0 | 0 | 0 | 0 | 0 | 0 | 0 | 0 | 0 | 0 | 0 | 0 | 0 | 0 | 0 | 0
F11_Commercial_WA - College_Existing_Water Heating_Natural Gas_Commercial Laundry - Ozone Treatment_A_Achievable Economic UCT Potential | F11 | Commercial | WA - College | Existing | Water Heating | Natural Gas | Commercial Laundry - Ozone Treatment | A | Purchases (Cumulative) | Achievable Economic UCT Potential | 0 | 0 | 0 | 0 | 0 | 0 | 0 | 0 | 0 | 0 | 0 | 0 | 0 | 0 | 0 | 0 | 0 | 0 | 0 | 0 | 0 | 0 | 0 | 0 | 0 | 0 | 0
F1_Commercial_WA - College_Existing_Water Heating_Natural Gas_Commercial Laundry - ENERGY STAR Washer_A_Achievable Economic UCT Potential | F1 | Commercial | WA - College | Existing | Water Heating | Natural Gas | Commercial Laundry - ENERGY STAR Washer | A | Integrated Unit Energy Savings (kWh or therms) | Achievable Economic UCT Potential | 0 | 0 | 34.2159 | 33.5237 | 32.8469 | 32.2214 | 31.6363 | 31.0916 | 30.5612 | 30.0746 | 29.6109 | 29.184 | 28.8067 | 28.5 | 28.303 | 28.1126 | 27.9686 | 27.8641 | 27.7809 | 27.7142 | 27.6658 | 27.6309 | 27.6056 | 27.5871 | 27.564 | 27.5588 | 27.5546
F2_Commercial_WA - College_Existing_Water Heating_Natural Gas_Commercial Laundry - ENERGY STAR Washer_A_Achievable Economic UCT Potential | F2 | Commercial | WA - College | Existing | Water Heating | Natural Gas | Commercial Laundry - ENERGY STAR Washer | A | Integrated Unit Summer Peak Savings (kW) | Achievable Economic UCT Potential | 0 | 0 | 0 | 0 | 0 | 0 | 0 | 0 | 0 | 0 | 0 | 0 | 0 | 0 | 0 | 0 | 0 | 0 | 0 | 0 | 0 | 0 | 0 | 0 | 0 | 0 | 0
F3_Commercial_WA - College_Existing_Water Heating_Natural Gas_Commercial Laundry - ENERGY STAR Washer_A_Achievable Economic UCT Potential | F3 | Commercial | WA - College | Existing | Water Heating | Natural Gas | Commercial Laundry - ENERGY STAR Washer | A | Integrated Unit Winter Peak Savings (kW) | Achievable Economic UCT Potential | 0 | 0 | 0 | 0 | 0 | 0 | 0 | 0 | 0 | 0 | 0 | 0 | 0 | 0 | 0 | 0 | 0 | 0 | 0 | 0 | 0 | 0 | 0 | 0 | 0 | 0 | 0
F4_Commercial_WA - College_Existing_Water Heating_Natural Gas_Commercial Laundry - ENERGY STAR Washer_A_Achievable Economic UCT Potential | F4 | Commercial | WA - College | Existing | Water Heating | Natural Gas | Commercial Laundry - ENERGY STAR Washer | A | Incremental Energy Savings (MWh or mTherms) | Achievable Economic UCT Potential | 0 | 0 | 0 | 0 | 0 | 0 | 0 | 0 | 0 | 0 | 0.10166 | 0.094421 | 0.080114 | 0.061335 | 0.041802 | 0.024846 | 0.011546 | 0 | 0 | 0 | 0 | 0 | 0 | 0 | 0 | 0 | 0
F5_Commercial_WA - College_Existing_Water Heating_Natural Gas_Commercial Laundry - ENERGY STAR Washer_A_Achievable Economic UCT Potential | F5 | Commercial | WA - College | Existing | Water Heating | Natural Gas | Commercial Laundry - ENERGY STAR Washer | A | Incremental Summer Peak Savings (MW) | Achievable Economic UCT Potential | 0 | 0 | 0 | 0 | 0 | 0 | 0 | 0 | 0 | 0 | 0 | 0 | 0 | 0 | 0 | 0 | 0 | 0 | 0 | 0 | 0 | 0 | 0 | 0 | 0 | 0 | 0
F6_Commercial_WA - College_Existing_Water Heating_Natural Gas_Commercial Laundry - ENERGY STAR Washer_A_Achievable Economic UCT Potential | F6 | Commercial | WA - College | Existing | Water Heating | Natural Gas | Commercial Laundry - ENERGY STAR Washer | A | Incremental Winter Peak Savings (MW) | Achievable Economic UCT Potential | 0 | 0 | 0 | 0 | 0 | 0 | 0 | 0 | 0 | 0 | 0 | 0 | 0 | 0 | 0 | 0 | 0 | 0 | 0 | 0 | 0 | 0 | 0 | 0 | 0 | 0 | 0
F7_Commercial_WA - College_Existing_Water Heating_Natural Gas_Commercial Laundry - ENERGY STAR Washer_A_Achievable Economic UCT Potential | F7 | Commercial | WA - College | Existing | Water Heating | Natural Gas | Commercial Laundry - ENERGY STAR Washer | A | Cumulative Energy Savings (MWh or mTherms) | Achievable Economic UCT Potential | 0 | 0 | 0 | 0 | 0 | 0 | 0 | 0 | 0 | 0 | 0.10166 | 0.19462 | 0.27221 | 0.33065 | 0.37017 | 0.39252 | 0.40206 | 0.40056 | 0.39936 | 0.3984 | 0.39771 | 0.3972 | 0.39684 | 0.39658 | 0.39624 | 0.39617 | 0.39611
F8_Commercial_WA - College_Existing_Water Heating_Natural Gas_Commercial Laundry - ENERGY STAR Washer_A_Achievable Economic UCT Potential | F8 | Commercial | WA - College | Existing | Water Heating | Natural Gas | Commercial Laundry - ENERGY STAR Washer | A | Cumulative Summer Peak Savings (MW) | Achievable Economic UCT Potential | 0 | 0 | 0 | 0 | 0 | 0 | 0 | 0 | 0 | 0 | 0 | 0 | 0 | 0 | 0 | 0 | 0 | 0 | 0 | 0 | 0 | 0 | 0 | 0 | 0 | 0 | 0
F9_Commercial_WA - College_Existing_Water Heating_Natural Gas_Commercial Laundry - ENERGY STAR Washer_A_Achievable Economic UCT Potential | F9 | Commercial | WA - College | Existing | Water Heating | Natural Gas | Commercial Laundry - ENERGY STAR Washer | A | Cumulative Winter Peak Savings (MW) | Achievable Economic UCT Potential | 0 | 0 | 0 | 0 | 0 | 0 | 0 | 0 | 0 | 0 | 0 | 0 | 0 | 0 | 0 | 0 | 0 | 0 | 0 | 0 | 0 | 0 | 0 | 0 | 0 | 0 | 0
F10_Commercial_WA - College_Existing_Water Heating_Natural Gas_Commercial Laundry - ENERGY STAR Washer_A_Achievable Economic UCT Potential | F10 | Commercial | WA - College | Existing | Water Heating | Natural Gas | Commercial Laundry - ENERGY STAR Washer | A | Purchases (Incremental) | Achievable Economic UCT Potential | 0 | 0 | 0 | 0 | 0 | 0 | 0 | 0 | 0 | 0 | 3.4332 | 3.2354 | 2.7811 | 2.1521 | 1.477 | 0.88382 | 0.4128 | 0 | 0 | 0 | 0 | 0 | 0 | 0 | 0 | 0 | 0
F11_Commercial_WA - College_Existing_Water Heating_Natural Gas_Commercial Laundry - ENERGY STAR Washer_A_Achievable Economic UCT Potential | F11 | Commercial | WA - College | Existing | Water Heating | Natural Gas | Commercial Laundry - ENERGY STAR Washer | A | Purchases (Cumulative) | Achievable Economic UCT Potential | 0 | 0 | 0 | 0 | 0 | 0 | 0 | 0 | 0 | 0 | 3.4332 | 6.6686 | 9.4497 | 11.6018 | 13.0787 | 13.9626 | 14.3754 | 14.3754 | 14.3754 | 14.3754 | 14.3754 | 14.3754 | 14.3754 | 14.3754 | 14.3754 | 14.3754 | 14.3754
F1_Commercial_WA - College_Existing_Water Heating_Natural Gas_Water Heater - Efficient Dishwasher_A_Achievable Economic UCT Potential | F1 | Commercial | WA - College | Existing | Water Heating | Natural Gas | Water Heater - Efficient Dishwasher | A | Integrated Unit Energy Savings (kWh or therms) | Achievable Economic UCT Potential | 0 | 0 | 99.0727 | 97.0683 | 95.1088 | 93.2976 | 91.6035 | 90.0263 | 88.4904 | 87.0816 | 85.739 | 84.5027 | 83.4102 | 82.5222 | 81.9519 | 81.4005 | 80.9837 | 80.6809 | 80.4402 | 80.2469 | 80.1069 | 80.0056 | 79.9323 | 79.879 | 79.812 | 79.797 | 79.7849
F2_Commercial_WA - College_Existing_Water Heating_Natural Gas_Water Heater - Efficient Dishwasher_A_Achievable Economic UCT Potential | F2 | Commercial | WA - College | Existing | Water Heating | Natural Gas | Water Heater - Efficient Dishwasher | A | Integrated Unit Summer Peak Savings (kW) | Achievable Economic UCT Potential | 0 | 0 | 0 | 0 | 0 | 0 | 0 | 0 | 0 | 0 | 0 | 0 | 0 | 0 | 0 | 0 | 0 | 0 | 0 | 0 | 0 | 0 | 0 | 0 | 0 | 0 | 0
F3_Commercial_WA - College_Existing_Water Heating_Natural Gas_Water Heater - Efficient Dishwasher_A_Achievable Economic UCT Potential | F3 | Commercial | WA - College | Existing | Water Heating | Natural Gas | Water Heater - Efficient Dishwasher | A | Integrated Unit Winter Peak Savings (kW) | Achievable Economic UCT Potential | 0 | 0 | 0 | 0 | 0 | 0 | 0 | 0 | 0 | 0 | 0 | 0 | 0 | 0 | 0 | 0 | 0 | 0 | 0 | 0 | 0 | 0 | 0 | 0 | 0 | 0 | 0
F4_Commercial_WA - College_Existing_Water Heating_Natural Gas_Water Heater - Efficient Dishwasher_A_Achievable Economic UCT Potential | F4 | Commercial | WA - College | Existing | Water Heating | Natural Gas | Water Heater - Efficient Dishwasher | A | Incremental Energy Savings (MWh or mTherms) | Achievable Economic UCT Potential | 0 | 0 | 0 | 0 | 0 | 0 | 0 | 0 | 0 | 0 | 0 | 0 | 0 | 0 | 0 | 0 | 0 | 0 | 0 | 0 | 0 | 0 | 0 | 0 | 0 | 0 | 0
F5_Commercial_WA - College_Existing_Water Heating_Natural Gas_Water Heater - Efficient Dishwasher_A_Achievable Economic UCT Potential | F5 | Commercial | WA - College | Existing | Water Heating | Natural Gas | Water Heater - Efficient Dishwasher | A | Incremental Summer Peak Savings (MW) | Achievable Economic UCT Potential | 0 | 0 | 0 | 0 | 0 | 0 | 0 | 0 | 0 | 0 | 0 | 0 | 0 | 0 | 0 | 0 | 0 | 0 | 0 | 0 | 0 | 0 | 0 | 0 | 0 | 0 | 0
F6_Commercial_WA - College_Existing_Water Heating_Natural Gas_Water Heater - Efficient Dishwasher_A_Achievable Economic UCT Potential | F6 | Commercial | WA - College | Existing | Water Heating | Natural Gas | Water Heater - Efficient Dishwasher | A | Incremental Winter Peak Savings (MW) | Achievable Economic UCT Potential | 0 | 0 | 0 | 0 | 0 | 0 | 0 | 0 | 0 | 0 | 0 | 0 | 0 | 0 | 0 | 0 | 0 | 0 | 0 | 0 | 0 | 0 | 0 | 0 | 0 | 0 | 0
F7_Commercial_WA - College_Existing_Water Heating_Natural Gas_Water Heater - Efficient Dishwasher_A_Achievable Economic UCT Potential | F7 | Commercial | WA - College | Existing | Water Heating | Natural Gas | Water Heater - Efficient Dishwasher | A | Cumulative Energy Savings (MWh or mTherms) | Achievable Economic UCT Potential | 0 | 0 | 0 | 0 | 0 | 0 | 0 | 0 | 0 | 0 | 0 | 0 | 0 | 0 | 0 | 0 | 0 | 0 | 0 | 0 | 0 | 0 | 0 | 0 | 0 | 0 | 0
F8_Commercial_WA - College_Existing_Water Heating_Natural Gas_Water Heater - Efficient Dishwasher_A_Achievable Economic UCT Potential | F8 | Commercial | WA - College | Existing | Water Heating | Natural Gas | Water Heater - Efficient Dishwasher | A | Cumulative Summer Peak Savings (MW) | Achievable Economic UCT Potential | 0 | 0 | 0 | 0 | 0 | 0 | 0 | 0 | 0 | 0 | 0 | 0 | 0 | 0 | 0 | 0 | 0 | 0 | 0 | 0 | 0 | 0 | 0 | 0 | 0 | 0 | 0
F9_Commercial_WA - College_Existing_Water Heating_Natural Gas_Water Heater - Efficient Dishwasher_A_Achievable Economic UCT Potential | F9 | Commercial | WA - College | Existing | Water Heating | Natural Gas | Water Heater - Efficient Dishwasher | A | Cumulative Winter Peak Savings (MW) | Achievable Economic UCT Potential | 0 | 0 | 0 | 0 | 0 | 0 | 0 | 0 | 0 | 0 | 0 | 0 | 0 | 0 | 0 | 0 | 0 | 0 | 0 | 0 | 0 | 0 | 0 | 0 | 0 | 0 | 0
F10_Commercial_WA - College_Existing_Water Heating_Natural Gas_Water Heater - Efficient Dishwasher_A_Achievable Economic UCT Potential | F10 | Commercial | WA - College | Existing | Water Heating | Natural Gas | Water Heater - Efficient Dishwasher | A | Purchases (Incremental) | Achievable Economic UCT Potential | 0 | 0 | 0 | 0 | 0 | 0 | 0 | 0 | 0 | 0 | 0 | 0 | 0 | 0 | 0 | 0 | 0 | 0 | 0 | 0 | 0 | 0 | 0 | 0 | 0 | 0 | 0
F11_Commercial_WA - College_Existing_Water Heating_Natural Gas_Water Heater - Efficient Dishwasher_A_Achievable Economic UCT Potential | F11 | Commercial | WA - College | Existing | Water Heating | Natural Gas | Water Heater - Efficient Dishwasher | A | Purchases (Cumulative) | Achievable Economic UCT Potential | 0 | 0 | 0 | 0 | 0 | 0 | 0 | 0 | 0 | 0 | 0 | 0 | 0 | 0 | 0 | 0 | 0 | 0 | 0 | 0 | 0 | 0 | 0 | 0 | 0 | 0 | 0
F1_Commercial_WA - College_Existing_Water Heating_Natural Gas_Commercial Laundry - Alternative Dry-Cleaning Methods_A_Achievable Economic UCT Potential | F1 | Commercial | WA - College | Existing | Water Heating | Natural Gas | Commercial Laundry - Alternative Dry-Cleaning Methods | A | Integrated Unit Energy Savings (kWh or therms) | Achievable Economic UCT Potential | 0 | 0 | 0 | 0 | 0 | 0 | 0 | 0 | 0 | 0 | 0 | 0 | 0 | 0 | 0 | 0 | 0 | 0 | 0 | 0 | 0 | 0 | 0 | 0 | 0 | 0 | 0
F2_Commercial_WA - College_Existing_Water Heating_Natural Gas_Commercial Laundry - Alternative Dry-Cleaning Methods_A_Achievable Economic UCT Potential | F2 | Commercial | WA - College | Existing | Water Heating | Natural Gas | Commercial Laundry - Alternative Dry-Cleaning Methods | A | Integrated Unit Summer Peak Savings (kW) | Achievable Economic UCT Potential | 0 | 0 | 0 | 0 | 0 | 0 | 0 | 0 | 0 | 0 | 0 | 0 | 0 | 0 | 0 | 0 | 0 | 0 | 0 | 0 | 0 | 0 | 0 | 0 | 0 | 0 | 0
F3_Commercial_WA - College_Existing_Water Heating_Natural Gas_Commercial Laundry - Alternative Dry-Cleaning Methods_A_Achievable Economic UCT Potential | F3 | Commercial | WA - College | Existing | Water Heating | Natural Gas | Commercial Laundry - Alternative Dry-Cleaning Methods | A | Integrated Unit Winter Peak Savings (kW) | Achievable Economic UCT Potential | 0 | 0 | 0 | 0 | 0 | 0 | 0 | 0 | 0 | 0 | 0 | 0 | 0 | 0 | 0 | 0 | 0 | 0 | 0 | 0 | 0 | 0 | 0 | 0 | 0 | 0 | 0
F4_Commercial_WA - College_Existing_Water Heating_Natural Gas_Commercial Laundry - Alternative Dry-Cleaning Methods_A_Achievable Economic UCT Potential | F4 | Commercial | WA - College | Existing | Water Heating | Natural Gas | Commercial Laundry - Alternative Dry-Cleaning Methods | A | Incremental Energy Savings (MWh or mTherms) | Achievable Economic UCT Potential | 0 | 0 | 0 | 0 | 0 | 0 | 0 | 0 | 0 | 0 | 0 | 0 | 0 | 0 | 0 | 0 | 0 | 0 | 0 | 0 | 0 | 0 | 0 | 0 | 0 | 0 | 0
F5_Commercial_WA - College_Existing_Water Heating_Natural Gas_Commercial Laundry - Alternative Dry-Cleaning Methods_A_Achievable Economic UCT Potential | F5 | Commercial | WA - College | Existing | Water Heating | Natural Gas | Commercial Laundry - Alternative Dry-Cleaning Methods | A | Incremental Summer Peak Savings (MW) | Achievable Economic UCT Potential | 0 | 0 | 0 | 0 | 0 | 0 | 0 | 0 | 0 | 0 | 0 | 0 | 0 | 0 | 0 | 0 | 0 | 0 | 0 | 0 | 0 | 0 | 0 | 0 | 0 | 0 | 0
F6_Commercial_WA - College_Existing_Water Heating_Natural Gas_Commercial Laundry - Alternative Dry-Cleaning Methods_A_Achievable Economic UCT Potential | F6 | Commercial | WA - College | Existing | Water Heating | Natural Gas | Commercial Laundry - Alternative Dry-Cleaning Methods | A | Incremental Winter Peak Savings (MW) | Achievable Economic UCT Potential | 0 | 0 | 0 | 0 | 0 | 0 | 0 | 0 | 0 | 0 | 0 | 0 | 0 | 0 | 0 | 0 | 0 | 0 | 0 | 0 | 0 | 0 | 0 | 0 | 0 | 0 | 0
F7_Commercial_WA - College_Existing_Water Heating_Natural Gas_Commercial Laundry - Alternative Dry-Cleaning Methods_A_Achievable Economic UCT Potential | F7 | Commercial | WA - College | Existing | Water Heating | Natural Gas | Commercial Laundry - Alternative Dry-Cleaning Methods | A | Cumulative Energy Savings (MWh or mTherms) | Achievable Economic UCT Potential | 0 | 0 | 0 | 0 | 0 | 0 | 0 | 0 | 0 | 0 | 0 | 0 | 0 | 0 | 0 | 0 | 0 | 0 | 0 | 0 | 0 | 0 | 0 | 0 | 0 | 0 | 0
F8_Commercial_WA - College_Existing_Water Heating_Natural Gas_Commercial Laundry - Alternative Dry-Cleaning Methods_A_Achievable Economic UCT Potential | F8 | Commercial | WA - College | Existing | Water Heating | Natural Gas | Commercial Laundry - Alternative Dry-Cleaning Methods | A | Cumulative Summer Peak Savings (MW) | Achievable Economic UCT Potential | 0 | 0 | 0 | 0 | 0 | 0 | 0 | 0 | 0 | 0 | 0 | 0 | 0 | 0 | 0 | 0 | 0 | 0 | 0 | 0 | 0 | 0 | 0 | 0 | 0 | 0 | 0
F9_Commercial_WA - College_Existing_Water Heating_Natural Gas_Commercial Laundry - Alternative Dry-Cleaning Methods_A_Achievable Economic UCT Potential | F9 | Commercial | WA - College | Existing | Water Heating | Natural Gas | Commercial Laundry - Alternative Dry-Cleaning Methods | A | Cumulative Winter Peak Savings (MW) | Achievable Economic UCT Potential | 0 | 0 | 0 | 0 | 0 | 0 | 0 | 0 | 0 | 0 | 0 | 0 | 0 | 0 | 0 | 0 | 0 | 0 | 0 | 0 | 0 | 0 | 0 | 0 | 0 | 0 | 0
F10_Commercial_WA - College_Existing_Water Heating_Natural Gas_Commercial Laundry - Alternative Dry-Cleaning Methods_A_Achievable Economic UCT Potential | F10 | Commercial | WA - College | Existing | Water Heating | Natural Gas | Commercial Laundry - Alternative Dry-Cleaning Methods | A | Purchases (Incremental) | Achievable Economic UCT Potential | 0 | 0 | 0 | 0 | 0 | 0 | 0 | 0 | 0 | 0 | 0 | 0 | 0 | 0 | 0 | 0 | 0 | 0 | 0 | 0 | 0 | 0 | 0 | 0 | 0 | 0 | 0
F11_Commercial_WA - College_Existing_Water Heating_Natural Gas_Commercial Laundry - Alternative Dry-Cleaning Methods_A_Achievable Economic UCT Potential | F11 | Commercial | WA - College | Existing | Water Heating | Natural Gas | Commercial Laundry - Alternative Dry-Cleaning Methods | A | Purchases (Cumulative) | Achievable Economic UCT Potential | 0 | 0 | 0 | 0 | 0 | 0 | 0 | 0 | 0 | 0 | 0 | 0 | 0 | 0 | 0 | 0 | 0 | 0 | 0 | 0 | 0 | 0 | 0 | 0 | 0 | 0 | 0
F1_Commercial_WA - College_Existing_Space Heating_Natural Gas_Advanced Kitchen Ventilation Controls_A_Achievable Economic UCT Potential | F1 | Commercial | WA - College | Existing | Space Heating | Natural Gas | Advanced Kitchen Ventilation Controls | A | Integrated Unit Energy Savings (kWh or therms) | Achievable Economic UCT Potential | 0 | 0 | 0.040684 | 0.040512 | 0.040302 | 0.040085 | 0.039862 | 0.03963 | 0.039386 | 0.039129 | 0.038858 | 0.038571 | 0.038268 | 0.037956 | 0.037639 | 0.037327 | 0.037028 | 0.036752 | 0.036529 | 0.036364 | 0.036224 | 0.036114 | 0.036015 | 0.035969 | 0.035926 | 0.035888 | 0.035852
F2_Commercial_WA - College_Existing_Space Heating_Natural Gas_Advanced Kitchen Ventilation Controls_A_Achievable Economic UCT Potential | F2 | Commercial | WA - College | Existing | Space Heating | Natural Gas | Advanced Kitchen Ventilation Controls | A | Integrated Unit Summer Peak Savings (kW) | Achievable Economic UCT Potential | 0 | 0 | 0 | 0 | 0 | 0 | 0 | 0 | 0 | 0 | 0 | 0 | 0 | 0 | 0 | 0 | 0 | 0 | 0 | 0 | 0 | 0 | 0 | 0 | 0 | 0 | 0
F3_Commercial_WA - College_Existing_Space Heating_Natural Gas_Advanced Kitchen Ventilation Controls_A_Achievable Economic UCT Potential | F3 | Commercial | WA - College | Existing | Space Heating | Natural Gas | Advanced Kitchen Ventilation Controls | A | Integrated Unit Winter Peak Savings (kW) | Achievable Economic UCT Potential | 0 | 0 | 0 | 0 | 0 | 0 | 0 | 0 | 0 | 0 | 0 | 0 | 0 | 0 | 0 | 0 | 0 | 0 | 0 | 0 | 0 | 0 | 0 | 0 | 0 | 0 | 0
F4_Commercial_WA - College_Existing_Space Heating_Natural Gas_Advanced Kitchen Ventilation Controls_A_Achievable Economic UCT Potential | F4 | Commercial | WA - College | Existing | Space Heating | Natural Gas | Advanced Kitchen Ventilation Controls | A | Incremental Energy Savings (MWh or mTherms) | Achievable Economic UCT Potential | 0 | 0 | 0 | 2.3713 | 4.8422 | 4.816 | 4.7892 | 4.7613 | 4.732 | 4.7012 | 4.6686 | 4.6341 | 4.5978 | 4.5602 | 4.5221 | 4.4846 | 4.4488 | 4.4156 | 2.2507 | 0 | 6.3255e-15 | 0 | 0 | 0 | 0 | 0 | 0
F5_Commercial_WA - College_Existing_Space Heating_Natural Gas_Advanced Kitchen Ventilation Controls_A_Achievable Economic UCT Potential | F5 | Commercial | WA - College | Existing | Space Heating | Natural Gas | Advanced Kitchen Ventilation Controls | A | Incremental Summer Peak Savings (MW) | Achievable Economic UCT Potential | 0 | 0 | 0 | 0 | 0 | 0 | 0 | 0 | 0 | 0 | 0 | 0 | 0 | 0 | 0 | 0 | 0 | 0 | 0 | 0 | 0 | 0 | 0 | 0 | 0 | 0 | 0
F6_Commercial_WA - College_Existing_Space Heating_Natural Gas_Advanced Kitchen Ventilation Controls_A_Achievable Economic UCT Potential | F6 | Commercial | WA - College | Existing | Space Heating | Natural Gas | Advanced Kitchen Ventilation Controls | A | Incremental Winter Peak Savings (MW) | Achievable Economic UCT Potential | 0 | 0 | 0 | 0 | 0 | 0 | 0 | 0 | 0 | 0 | 0 | 0 | 0 | 0 | 0 | 0 | 0 | 0 | 0 | 0 | 0 | 0 | 0 | 0 | 0 | 0 | 0
F7_Commercial_WA - College_Existing_Space Heating_Natural Gas_Advanced Kitchen Ventilation Controls_A_Achievable Economic UCT Potential | F7 | Commercial | WA - College | Existing | Space Heating | Natural Gas | Advanced Kitchen Ventilation Controls | A | Cumulative Energy Savings (MWh or mTherms) | Achievable Economic UCT Potential | 0 | 0 | 0 | 2.3713 | 7.2012 | 11.9784 | 16.7008 | 21.3649 | 25.9654 | 30.4975 | 34.9549 | 39.3304 | 43.62 | 47.8237 | 51.9466 | 56.0003 | 60.0013 | 63.9694 | 65.8322 | 65.5341 | 65.2818 | 65.0842 | 64.9061 | 64.8225 | 64.746 | 64.6759 | 64.6117
F8_Commercial_WA - College_Existing_Space Heating_Natural Gas_Advanced Kitchen Ventilation Controls_A_Achievable Economic UCT Potential | F8 | Commercial | WA - College | Existing | Space Heating | Natural Gas | Advanced Kitchen Ventilation Controls | A | Cumulative Summer Peak Savings (MW) | Achievable Economic UCT Potential | 0 | 0 | 0 | 0 | 0 | 0 | 0 | 0 | 0 | 0 | 0 | 0 | 0 | 0 | 0 | 0 | 0 | 0 | 0 | 0 | 0 | 0 | 0 | 0 | 0 | 0 | 0
F9_Commercial_WA - College_Existing_Space Heating_Natural Gas_Advanced Kitchen Ventilation Controls_A_Achievable Economic UCT Potential | F9 | Commercial | WA - College | Existing | Space Heating | Natural Gas | Advanced Kitchen Ventilation Controls | A | Cumulative Winter Peak Savings (MW) | Achievable Economic UCT Potential | 0 | 0 | 0 | 0 | 0 | 0 | 0 | 0 | 0 | 0 | 0 | 0 | 0 | 0 | 0 | 0 | 0 | 0 | 0 | 0 | 0 | 0 | 0 | 0 | 0 | 0 | 0
F10_Commercial_WA - College_Existing_Space Heating_Natural Gas_Advanced Kitchen Ventilation Controls_A_Achievable Economic UCT Potential | F10 | Commercial | WA - College | Existing | Space Heating | Natural Gas | Advanced Kitchen Ventilation Controls | A | Purchases (Incremental) | Achievable Economic UCT Potential | 0 | 0 | 0 | 58532.4349 | 120145.5243 | 120145.5243 | 120145.5243 | 120145.5243 | 120145.5243 | 120145.5243 | 120145.5243 | 120145.5243 | 120145.5243 | 120145.5243 | 120145.5243 | 120145.5243 | 120145.5243 | 120145.5243 | 61613.0894 | 0 | 1.7462e-10 | 0 | 0 | 0 | 0 | 0 | 0
F11_Commercial_WA - College_Existing_Space Heating_Natural Gas_Advanced Kitchen Ventilation Controls_A_Achievable Economic UCT Potential | F11 | Commercial | WA - College | Existing | Space Heating | Natural Gas | Advanced Kitchen Ventilation Controls | A | Purchases (Cumulative) | Achievable Economic UCT Potential | 0 | 0 | 0 | 58532.4349 | 178677.9592 | 298823.4834 | 418969.0077 | 539114.5319 | 659260.0562 | 779405.5805 | 899551.1047 | 1019696.629 | 1139842.1532 | 1259987.6775 | 1380133.2018 | 1500278.726 | 1620424.2503 | 1740569.7745 | 1802182.8639 | 1802182.8639 | 1802182.8639 | 1802182.8639 | 1802182.8639 | 1802182.8639 | 1802182.8639 | 1802182.8639 | 1802182.8639
F1_Commercial_WA - College_Existing_Space Heating_Natural Gas_Infiltration Control - Loading Dock Sealing_A_Achievable Economic UCT Potential | F1 | Commercial | WA - College | Existing | Space Heating | Natural Gas | Infiltration Control - Loading Dock Sealing | A | Integrated Unit Energy Savings (kWh or therms) | Achievable Economic UCT Potential | 0 | 0 | 214.1236 | 212.1591 | 209.2658 | 206.1367 | 202.8155 | 199.2428 | 195.3482 | 191.1122 | 186.539 | 181.662 | 176.563 | 171.4549 | 166.47 | 161.7149 | 157.2756 | 153.2933 | 150.1649 | 147.9125 | 146.071 | 144.7523 | 143.5518 | 143.3654 | 143.1948 | 143.0386 | 142.8954
F2_Commercial_WA - College_Existing_Space Heating_Natural Gas_Infiltration Control - Loading Dock Sealing_A_Achievable Economic UCT Potential | F2 | Commercial | WA - College | Existing | Space Heating | Natural Gas | Infiltration Control - Loading Dock Sealing | A | Integrated Unit Summer Peak Savings (kW) | Achievable Economic UCT Potential | 0 | 0 | 0 | 0 | 0 | 0 | 0 | 0 | 0 | 0 | 0 | 0 | 0 | 0 | 0 | 0 | 0 | 0 | 0 | 0 | 0 | 0 | 0 | 0 | 0 | 0 | 0
F3_Commercial_WA - College_Existing_Space Heating_Natural Gas_Infiltration Control - Loading Dock Sealing_A_Achievable Economic UCT Potential | F3 | Commercial | WA - College | Existing | Space Heating | Natural Gas | Infiltration Control - Loading Dock Sealing | A | Integrated Unit Winter Peak Savings (kW) | Achievable Economic UCT Potential | 0 | 0 | 0 | 0 | 0 | 0 | 0 | 0 | 0 | 0 | 0 | 0 | 0 | 0 | 0 | 0 | 0 | 0 | 0 | 0 | 0 | 0 | 0 | 0 | 0 | 0 | 0
F4_Commercial_WA - College_Existing_Space Heating_Natural Gas_Infiltration Control - Loading Dock Sealing_A_Achievable Economic UCT Potential | F4 | Commercial | WA - College | Existing | Space Heating | Natural Gas | Infiltration Control - Loading Dock Sealing | A | Incremental Energy Savings (MWh or mTherms) | Achievable Economic UCT Potential | 0 | 0 | 0 | 0 | 0 | 0 | 0 | 0 | 0 | 0 | 0 | 0 | 0 | 0 | 0 | 0 | 0 | 0 | 0 | 0 | 0 | 0 | 0 | 0 | 0 | 0 | 0
F5_Commercial_WA - College_Existing_Space Heating_Natural Gas_Infiltration Control - Loading Dock Sealing_A_Achievable Economic UCT Potential | F5 | Commercial | WA - College | Existing | Space Heating | Natural Gas | Infiltration Control - Loading Dock Sealing | A | Incremental Summer Peak Savings (MW) | Achievable Economic UCT Potential | 0 | 0 | 0 | 0 | 0 | 0 | 0 | 0 | 0 | 0 | 0 | 0 | 0 | 0 | 0 | 0 | 0 | 0 | 0 | 0 | 0 | 0 | 0 | 0 | 0 | 0 | 0
F6_Commercial_WA - College_Existing_Space Heating_Natural Gas_Infiltration Control - Loading Dock Sealing_A_Achievable Economic UCT Potential | F6 | Commercial | WA - College | Existing | Space Heating | Natural Gas | Infiltration Control - Loading Dock Sealing | A | Incremental Winter Peak Savings (MW) | Achievable Economic UCT Potential | 0 | 0 | 0 | 0 | 0 | 0 | 0 | 0 | 0 | 0 | 0 | 0 | 0 | 0 | 0 | 0 | 0 | 0 | 0 | 0 | 0 | 0 | 0 | 0 | 0 | 0 | 0
F7_Commercial_WA - College_Existing_Space Heating_Natural Gas_Infiltration Control - Loading Dock Sealing_A_Achievable Economic UCT Potential | F7 | Commercial | WA - College | Existing | Space Heating | Natural Gas | Infiltration Control - Loading Dock Sealing | A | Cumulative Energy Savings (MWh or mTherms) | Achievable Economic UCT Potential | 0 | 0 | 0 | 0 | 0 | 0 | 0 | 0 | 0 | 0 | 0 | 0 | 0 | 0 | 0 | 0 | 0 | 0 | 0 | 0 | 0 | 0 | 0 | 0 | 0 | 0 | 0
F8_Commercial_WA - College_Existing_Space Heating_Natural Gas_Infiltration Control - Loading Dock Sealing_A_Achievable Economic UCT Potential | F8 | Commercial | WA - College | Existing | Space Heating | Natural Gas | Infiltration Control - Loading Dock Sealing | A | Cumulative Summer Peak Savings (MW) | Achievable Economic UCT Potential | 0 | 0 | 0 | 0 | 0 | 0 | 0 | 0 | 0 | 0 | 0 | 0 | 0 | 0 | 0 | 0 | 0 | 0 | 0 | 0 | 0 | 0 | 0 | 0 | 0 | 0 | 0
F9_Commercial_WA - College_Existing_Space Heating_Natural Gas_Infiltration Control - Loading Dock Sealing_A_Achievable Economic UCT Potential | F9 | Commercial | WA - College | Existing | Space Heating | Natural Gas | Infiltration Control - Loading Dock Sealing | A | Cumulative Winter Peak Savings (MW) | Achievable Economic UCT Potential | 0 | 0 | 0 | 0 | 0 | 0 | 0 | 0 | 0 | 0 | 0 | 0 | 0 | 0 | 0 | 0 | 0 | 0 | 0 | 0 | 0 | 0 | 0 | 0 | 0 | 0 | 0
F10_Commercial_WA - College_Existing_Space Heating_Natural Gas_Infiltration Control - Loading Dock Sealing_A_Achievable Economic UCT Potential | F10 | Commercial | WA - College | Existing | Space Heating | Natural Gas | Infiltration Control - Loading Dock Sealing | A | Purchases (Incremental) | Achievable Economic UCT Potential | 0 | 0 | 0 | 0 | 0 | 0 | 0 | 0 | 0 | 0 | 0 | 0 | 0 | 0 | 0 | 0 | 0 | 0 | 0 | 0 | 0 | 0 | 0 | 0 | 0 | 0 | 0
F11_Commercial_WA - College_Existing_Space Heating_Natural Gas_Infiltration Control - Loading Dock Sealing_A_Achievable Economic UCT Potential | F11 | Commercial | WA - College | Existing | Space Heating | Natural Gas | Infiltration Control - Loading Dock Sealing | A | Purchases (Cumulative) | Achievable Economic UCT Potential | 0 | 0 | 0 | 0 | 0 | 0 | 0 | 0 | 0 | 0 | 0 | 0 | 0 | 0 | 0 | 0 | 0 | 0 | 0 | 0 | 0 | 0 | 0 | 0 | 0 | 0 | 0
F1_Commercial_WA - College_Existing_Space Heating_Natural Gas_Greenhouse Heat Curtain_A_Achievable Economic UCT Potential | F1 | Commercial | WA - College | Existing | Space Heating | Natural Gas | Greenhouse Heat Curtain | A | Integrated Unit Energy Savings (kWh or therms) | Achievable Economic UCT Potential | 0 | 0 | 186.9586 | 185.7774 | 184.0785 | 182.3021 | 180.4625 | 178.5328 | 176.4861 | 174.3058 | 171.9776 | 169.4935 | 166.8725 | 164.1572 | 161.4091 | 158.7092 | 156.1401 | 153.7747 | 151.9095 | 150.569 | 149.4332 | 148.5751 | 147.7759 | 147.5851 | 147.4104 | 147.2505 | 147.1039
F2_Commercial_WA - College_Existing_Space Heating_Natural Gas_Greenhouse Heat Curtain_A_Achievable Economic UCT Potential | F2 | Commercial | WA - College | Existing | Space Heating | Natural Gas | Greenhouse Heat Curtain | A | Integrated Unit Summer Peak Savings (kW) | Achievable Economic UCT Potential | 0 | 0 | 0 | 0 | 0 | 0 | 0 | 0 | 0 | 0 | 0 | 0 | 0 | 0 | 0 | 0 | 0 | 0 | 0 | 0 | 0 | 0 | 0 | 0 | 0 | 0 | 0
F3_Commercial_WA - College_Existing_Space Heating_Natural Gas_Greenhouse Heat Curtain_A_Achievable Economic UCT Potential | F3 | Commercial | WA - College | Existing | Space Heating | Natural Gas | Greenhouse Heat Curtain | A | Integrated Unit Winter Peak Savings (kW) | Achievable Economic UCT Potential | 0 | 0 | 0 | 0 | 0 | 0 | 0 | 0 | 0 | 0 | 0 | 0 | 0 | 0 | 0 | 0 | 0 | 0 | 0 | 0 | 0 | 0 | 0 | 0 | 0 | 0 | 0
F4_Commercial_WA - College_Existing_Space Heating_Natural Gas_Greenhouse Heat Curtain_A_Achievable Economic UCT Potential | F4 | Commercial | WA - College | Existing | Space Heating | Natural Gas | Greenhouse Heat Curtain | A | Incremental Energy Savings (MWh or mTherms) | Achievable Economic UCT Potential | 0 | 0 | 0 | 0 | 0 | 0 | 0 | 0 | 0 | 0 | 0 | 0 | 0 | 0 | 0 | 0 | 0 | 0 | 0 | 0 | 0 | 0 | 0 | 0 | 0 | 0 | 0
F5_Commercial_WA - College_Existing_Space Heating_Natural Gas_Greenhouse Heat Curtain_A_Achievable Economic UCT Potential | F5 | Commercial | WA - College | Existing | Space Heating | Natural Gas | Greenhouse Heat Curtain | A | Incremental Summer Peak Savings (MW) | Achievable Economic UCT Potential | 0 | 0 | 0 | 0 | 0 | 0 | 0 | 0 | 0 | 0 | 0 | 0 | 0 | 0 | 0 | 0 | 0 | 0 | 0 | 0 | 0 | 0 | 0 | 0 | 0 | 0 | 0
F6_Commercial_WA - College_Existing_Space Heating_Natural Gas_Greenhouse Heat Curtain_A_Achievable Economic UCT Potential | F6 | Commercial | WA - College | Existing | Space Heating | Natural Gas | Greenhouse Heat Curtain | A | Incremental Winter Peak Savings (MW) | Achievable Economic UCT Potential | 0 | 0 | 0 | 0 | 0 | 0 | 0 | 0 | 0 | 0 | 0 | 0 | 0 | 0 | 0 | 0 | 0 | 0 | 0 | 0 | 0 | 0 | 0 | 0 | 0 | 0 | 0
F7_Commercial_WA - College_Existing_Space Heating_Natural Gas_Greenhouse Heat Curtain_A_Achievable Economic UCT Potential | F7 | Commercial | WA - College | Existing | Space Heating | Natural Gas | Greenhouse Heat Curtain | A | Cumulative Energy Savings (MWh or mTherms) | Achievable Economic UCT Potential | 0 | 0 | 0 | 0 | 0 | 0 | 0 | 0 | 0 | 0 | 0 | 0 | 0 | 0 | 0 | 0 | 0 | 0 | 0 | 0 | 0 | 0 | 0 | 0 | 0 | 0 | 0
F8_Commercial_WA - College_Existing_Space Heating_Natural Gas_Greenhouse Heat Curtain_A_Achievable Economic UCT Potential | F8 | Commercial | WA - College | Existing | Space Heating | Natural Gas | Greenhouse Heat Curtain | A | Cumulative Summer Peak Savings (MW) | Achievable Economic UCT Potential | 0 | 0 | 0 | 0 | 0 | 0 | 0 | 0 | 0 | 0 | 0 | 0 | 0 | 0 | 0 | 0 | 0 | 0 | 0 | 0 | 0 | 0 | 0 | 0 | 0 | 0 | 0
F9_Commercial_WA - College_Existing_Space Heating_Natural Gas_Greenhouse Heat Curtain_A_Achievable Economic UCT Potential | F9 | Commercial | WA - College | Existing | Space Heating | Natural Gas | Greenhouse Heat Curtain | A | Cumulative Winter Peak Savings (MW) | Achievable Economic UCT Potential | 0 | 0 | 0 | 0 | 0 | 0 | 0 | 0 | 0 | 0 | 0 | 0 | 0 | 0 | 0 | 0 | 0 | 0 | 0 | 0 | 0 | 0 | 0 | 0 | 0 | 0 | 0
F10_Commercial_WA - College_Existing_Space Heating_Natural Gas_Greenhouse Heat Curtain_A_Achievable Economic UCT Potential | F10 | Commercial | WA - College | Existing | Space Heating | Natural Gas | Greenhouse Heat Curtain | A | Purchases (Incremental) | Achievable Economic UCT Potential | 0 | 0 | 0 | 0 | 0 | 0 | 0 | 0 | 0 | 0 | 0 | 0 | 0 | 0 | 0 | 0 | 0 | 0 | 0 | 0 | 0 | 0 | 0 | 0 | 0 | 0 | 0
F11_Commercial_WA - College_Existing_Space Heating_Natural Gas_Greenhouse Heat Curtain_A_Achievable Economic UCT Potential | F11 | Commercial | WA - College | Existing | Space Heating | Natural Gas | Greenhouse Heat Curtain | A | Purchases (Cumulative) | Achievable Economic UCT Potential | 0 | 0 | 0 | 0 | 0 | 0 | 0 | 0 | 0 | 0 | 0 | 0 | 0 | 0 | 0 | 0 | 0 | 0 | 0 | 0 | 0 | 0 | 0 | 0 | 0 | 0 | 0
F1_Commercial_WA - College_Existing_Space Heating_Natural Gas_Ventilation - Parking Garages, Demand Controlled_A_Achievable Economic UCT Potential | F1 | Commercial | WA - College | Existing | Space Heating | Natural Gas | Ventilation - Parking Garages, Demand Controlled | A | Integrated Unit Energy Savings (kWh or therms) | Achievable Economic UCT Potential | 0 | 0 | 0 | 0 | 0 | 0 | 0 | 0 | 0 | 0 | 0 | 0 | 0 | 0 | 0 | 0 | 0 | 0 | 0 | 0 | 0 | 0 | 0 | 0 | 0 | 0 | 0
F2_Commercial_WA - College_Existing_Space Heating_Natural Gas_Ventilation - Parking Garages, Demand Controlled_A_Achievable Economic UCT Potential | F2 | Commercial | WA - College | Existing | Space Heating | Natural Gas | Ventilation - Parking Garages, Demand Controlled | A | Integrated Unit Summer Peak Savings (kW) | Achievable Economic UCT Potential | 0 | 0 | 0 | 0 | 0 | 0 | 0 | 0 | 0 | 0 | 0 | 0 | 0 | 0 | 0 | 0 | 0 | 0 | 0 | 0 | 0 | 0 | 0 | 0 | 0 | 0 | 0
F3_Commercial_WA - College_Existing_Space Heating_Natural Gas_Ventilation - Parking Garages, Demand Controlled_A_Achievable Economic UCT Potential | F3 | Commercial | WA - College | Existing | Space Heating | Natural Gas | Ventilation - Parking Garages, Demand Controlled | A | Integrated Unit Winter Peak Savings (kW) | Achievable Economic UCT Potential | 0 | 0 | 0 | 0 | 0 | 0 | 0 | 0 | 0 | 0 | 0 | 0 | 0 | 0 | 0 | 0 | 0 | 0 | 0 | 0 | 0 | 0 | 0 | 0 | 0 | 0 | 0
F4_Commercial_WA - College_Existing_Space Heating_Natural Gas_Ventilation - Parking Garages, Demand Controlled_A_Achievable Economic UCT Potential | F4 | Commercial | WA - College | Existing | Space Heating | Natural Gas | Ventilation - Parking Garages, Demand Controlled | A | Incremental Energy Savings (MWh or mTherms) | Achievable Economic UCT Potential | 0 | 0 | 0 | 0 | 0 | 0 | 0 | 0 | 0 | 0 | 0 | 0 | 0 | 0 | 0 | 0 | 0 | 0 | 0 | 0 | 0 | 0 | 0 | 0 | 0 | 0 | 0
F5_Commercial_WA - College_Existing_Space Heating_Natural Gas_Ventilation - Parking Garages, Demand Controlled_A_Achievable Economic UCT Potential | F5 | Commercial | WA - College | Existing | Space Heating | Natural Gas | Ventilation - Parking Garages, Demand Controlled | A | Incremental Summer Peak Savings (MW) | Achievable Economic UCT Potential | 0 | 0 | 0 | 0 | 0 | 0 | 0 | 0 | 0 | 0 | 0 | 0 | 0 | 0 | 0 | 0 | 0 | 0 | 0 | 0 | 0 | 0 | 0 | 0 | 0 | 0 | 0
F6_Commercial_WA - College_Existing_Space Heating_Natural Gas_Ventilation - Parking Garages, Demand Controlled_A_Achievable Economic UCT Potential | F6 | Commercial | WA - College | Existing | Space Heating | Natural Gas | Ventilation - Parking Garages, Demand Controlled | A | Incremental Winter Peak Savings (MW) | Achievable Economic UCT Potential | 0 | 0 | 0 | 0 | 0 | 0 | 0 | 0 | 0 | 0 | 0 | 0 | 0 | 0 | 0 | 0 | 0 | 0 | 0 | 0 | 0 | 0 | 0 | 0 | 0 | 0 | 0
F7_Commercial_WA - College_Existing_Space Heating_Natural Gas_Ventilation - Parking Garages, Demand Controlled_A_Achievable Economic UCT Potential | F7 | Commercial | WA - College | Existing | Space Heating | Natural Gas | Ventilation - Parking Garages, Demand Controlled | A | Cumulative Energy Savings (MWh or mTherms) | Achievable Economic UCT Potential | 0 | 0 | 0 | 0 | 0 | 0 | 0 | 0 | 0 | 0 | 0 | 0 | 0 | 0 | 0 | 0 | 0 | 0 | 0 | 0 | 0 | 0 | 0 | 0 | 0 | 0 | 0
F8_Commercial_WA - College_Existing_Space Heating_Natural Gas_Ventilation - Parking Garages, Demand Controlled_A_Achievable Economic UCT Potential | F8 | Commercial | WA - College | Existing | Space Heating | Natural Gas | Ventilation - Parking Garages, Demand Controlled | A | Cumulative Summer Peak Savings (MW) | Achievable Economic UCT Potential | 0 | 0 | 0 | 0 | 0 | 0 | 0 | 0 | 0 | 0 | 0 | 0 | 0 | 0 | 0 | 0 | 0 | 0 | 0 | 0 | 0 | 0 | 0 | 0 | 0 | 0 | 0
F9_Commercial_WA - College_Existing_Space Heating_Natural Gas_Ventilation - Parking Garages, Demand Controlled_A_Achievable Economic UCT Potential | F9 | Commercial | WA - College | Existing | Space Heating | Natural Gas | Ventilation - Parking Garages, Demand Controlled | A | Cumulative Winter Peak Savings (MW) | Achievable Economic UCT Potential | 0 | 0 | 0 | 0 | 0 | 0 | 0 | 0 | 0 | 0 | 0 | 0 | 0 | 0 | 0 | 0 | 0 | 0 | 0 | 0 | 0 | 0 | 0 | 0 | 0 | 0 | 0
F10_Commercial_WA - College_Existing_Space Heating_Natural Gas_Ventilation - Parking Garages, Demand Controlled_A_Achievable Economic UCT Potential | F10 | Commercial | WA - College | Existing | Space Heating | Natural Gas | Ventilation - Parking Garages, Demand Controlled | A | Purchases (Incremental) | Achievable Economic UCT Potential | 0 | 0 | 0 | 0 | 0 | 0 | 0 | 0 | 0 | 0 | 0 | 0 | 0 | 0 | 0 | 0 | 0 | 0 | 0 | 0 | 0 | 0 | 0 | 0 | 0 | 0 | 0
F11_Commercial_WA - College_Existing_Space Heating_Natural Gas_Ventilation - Parking Garages, Demand Controlled_A_Achievable Economic UCT Potential | F11 | Commercial | WA - College | Existing | Space Heating | Natural Gas | Ventilation - Parking Garages, Demand Controlled | A | Purchases (Cumulative) | Achievable Economic UCT Potential | 0 | 0 | 0 | 0 | 0 | 0 | 0 | 0 | 0 | 0 | 0 | 0 | 0 | 0 | 0 | 0 | 0 | 0 | 0 | 0 | 0 | 0 | 0 | 0 | 0 | 0 | 0
F1_Commercial_WA - College_Existing_Miscellaneous_Natural Gas_Pool Heater - Night Covers_A_Achievable Economic UCT Potential | F1 | Commercial | WA - College | Existing | Miscellaneous | Natural Gas | Pool Heater - Night Covers | A | Integrated Unit Energy Savings (kWh or therms) | Achievable Economic UCT Potential | 0 | 0 | 0.0011799 | 0.0011799 | 0.0011799 | 0.0011799 | 0.0011799 | 0.0011799 | 0.0011799 | 0.0011799 | 0.0011799 | 0.0011799 | 0.0011798 | 0.0011798 | 0.0011798 | 0.0011797 | 0.0011796 | 0.0011796 | 0.0011795 | 0.0011795 | 0.0011794 | 0.0011794 | 0.0011794 | 0.0011794 | 0.0011793 | 0.0011793 | 0.0011793
F2_Commercial_WA - College_Existing_Miscellaneous_Natural Gas_Pool Heater - Night Covers_A_Achievable Economic UCT Potential | F2 | Commercial | WA - College | Existing | Miscellaneous | Natural Gas | Pool Heater - Night Covers | A | Integrated Unit Summer Peak Savings (kW) | Achievable Economic UCT Potential | 0 | 0 | 0 | 0 | 0 | 0 | 0 | 0 | 0 | 0 | 0 | 0 | 0 | 0 | 0 | 0 | 0 | 0 | 0 | 0 | 0 | 0 | 0 | 0 | 0 | 0 | 0
F3_Commercial_WA - College_Existing_Miscellaneous_Natural Gas_Pool Heater - Night Covers_A_Achievable Economic UCT Potential | F3 | Commercial | WA - College | Existing | Miscellaneous | Natural Gas | Pool Heater - Night Covers | A | Integrated Unit Winter Peak Savings (kW) | Achievable Economic UCT Potential | 0 | 0 | 0 | 0 | 0 | 0 | 0 | 0 | 0 | 0 | 0 | 0 | 0 | 0 | 0 | 0 | 0 | 0 | 0 | 0 | 0 | 0 | 0 | 0 | 0 | 0 | 0
F4_Commercial_WA - College_Existing_Miscellaneous_Natural Gas_Pool Heater - Night Covers_A_Achievable Economic UCT Potential | F4 | Commercial | WA - College | Existing | Miscellaneous | Natural Gas | Pool Heater - Night Covers | A | Incremental Energy Savings (MWh or mTherms) | Achievable Economic UCT Potential | 0 | 0 | 0 | 0 | 0 | 0 | 0 | 0 | 0 | 0 | 0 | 0 | 0 | 0 | 0 | 0 | 0 | 0 | 0 | 0 | 0 | 0 | 0 | 0 | 0 | 0 | 0
F5_Commercial_WA - College_Existing_Miscellaneous_Natural Gas_Pool Heater - Night Covers_A_Achievable Economic UCT Potential | F5 | Commercial | WA - College | Existing | Miscellaneous | Natural Gas | Pool Heater - Night Covers | A | Incremental Summer Peak Savings (MW) | Achievable Economic UCT Potential | 0 | 0 | 0 | 0 | 0 | 0 | 0 | 0 | 0 | 0 | 0 | 0 | 0 | 0 | 0 | 0 | 0 | 0 | 0 | 0 | 0 | 0 | 0 | 0 | 0 | 0 | 0
F6_Commercial_WA - College_Existing_Miscellaneous_Natural Gas_Pool Heater - Night Covers_A_Achievable Economic UCT Potential | F6 | Commercial | WA - College | Existing | Miscellaneous | Natural Gas | Pool Heater - Night Covers | A | Incremental Winter Peak Savings (MW) | Achievable Economic UCT Potential | 0 | 0 | 0 | 0 | 0 | 0 | 0 | 0 | 0 | 0 | 0 | 0 | 0 | 0 | 0 | 0 | 0 | 0 | 0 | 0 | 0 | 0 | 0 | 0 | 0 | 0 | 0
F7_Commercial_WA - College_Existing_Miscellaneous_Natural Gas_Pool Heater - Night Covers_A_Achievable Economic UCT Potential | F7 | Commercial | WA - College | Existing | Miscellaneous | Natural Gas | Pool Heater - Night Covers | A | Cumulative Energy Savings (MWh or mTherms) | Achievable Economic UCT Potential | 0 | 0 | 0 | 0 | 0 | 0 | 0 | 0 | 0 | 0 | 0 | 0 | 0 | 0 | 0 | 0 | 0 | 0 | 0 | 0 | 0 | 0 | 0 | 0 | 0 | 0 | 0
F8_Commercial_WA - College_Existing_Miscellaneous_Natural Gas_Pool Heater - Night Covers_A_Achievable Economic UCT Potential | F8 | Commercial | WA - College | Existing | Miscellaneous | Natural Gas | Pool Heater - Night Covers | A | Cumulative Summer Peak Savings (MW) | Achievable Economic UCT Potential | 0 | 0 | 0 | 0 | 0 | 0 | 0 | 0 | 0 | 0 | 0 | 0 | 0 | 0 | 0 | 0 | 0 | 0 | 0 | 0 | 0 | 0 | 0 | 0 | 0 | 0 | 0
F9_Commercial_WA - College_Existing_Miscellaneous_Natural Gas_Pool Heater - Night Covers_A_Achievable Economic UCT Potential | F9 | Commercial | WA - College | Existing | Miscellaneous | Natural Gas | Pool Heater - Night Covers | A | Cumulative Winter Peak Savings (MW) | Achievable Economic UCT Potential | 0 | 0 | 0 | 0 | 0 | 0 | 0 | 0 | 0 | 0 | 0 | 0 | 0 | 0 | 0 | 0 | 0 | 0 | 0 | 0 | 0 | 0 | 0 | 0 | 0 | 0 | 0
F10_Commercial_WA - College_Existing_Miscellaneous_Natural Gas_Pool Heater - Night Covers_A_Achievable Economic UCT Potential | F10 | Commercial | WA - College | Existing | Miscellaneous | Natural Gas | Pool Heater - Night Covers | A | Purchases (Incremental) | Achievable Economic UCT Potential | 0 | 0 | 0 | 0 | 0 | 0 | 0 | 0 | 0 | 0 | 0 | 0 | 0 | 0 | 0 | 0 | 0 | 0 | 0 | 0 | 0 | 0 | 0 | 0 | 0 | 0 | 0
F11_Commercial_WA - College_Existing_Miscellaneous_Natural Gas_Pool Heater - Night Covers_A_Achievable Economic UCT Potential | F11 | Commercial | WA - College | Existing | Miscellaneous | Natural Gas | Pool Heater - Night Covers | A | Purchases (Cumulative) | Achievable Economic UCT Potential | 0 | 0 | 0 | 0 | 0 | 0 | 0 | 0 | 0 | 0 | 0 | 0 | 0 | 0 | 0 | 0 | 0 | 0 | 0 | 0 | 0 | 0 | 0 | 0 | 0 | 0 | 0
F1_Commercial_WA - College_Existing_Space Heating_Natural Gas_Advanced New Construction Designs_A_Achievable Economic UCT Potential | F1 | Commercial | WA - College | Existing | Space Heating | Natural Gas | Advanced New Construction Designs | A | Integrated Unit Energy Savings (kWh or therms) | Achievable Economic UCT Potential | 0 | 0 | 0 | 0 | 0 | 0 | 0 | 0 | 0 | 0 | 0 | 0 | 0 | 0 | 0 | 0 | 0 | 0 | 0 | 0 | 0 | 0 | 0 | 0 | 0 | 0 | 0
F2_Commercial_WA - College_Existing_Space Heating_Natural Gas_Advanced New Construction Designs_A_Achievable Economic UCT Potential | F2 | Commercial | WA - College | Existing | Space Heating | Natural Gas | Advanced New Construction Designs | A | Integrated Unit Summer Peak Savings (kW) | Achievable Economic UCT Potential | 0 | 0 | 0 | 0 | 0 | 0 | 0 | 0 | 0 | 0 | 0 | 0 | 0 | 0 | 0 | 0 | 0 | 0 | 0 | 0 | 0 | 0 | 0 | 0 | 0 | 0 | 0
F3_Commercial_WA - College_Existing_Space Heating_Natural Gas_Advanced New Construction Designs_A_Achievable Economic UCT Potential | F3 | Commercial | WA - College | Existing | Space Heating | Natural Gas | Advanced New Construction Designs | A | Integrated Unit Winter Peak Savings (kW) | Achievable Economic UCT Potential | 0 | 0 | 0 | 0 | 0 | 0 | 0 | 0 | 0 | 0 | 0 | 0 | 0 | 0 | 0 | 0 | 0 | 0 | 0 | 0 | 0 | 0 | 0 | 0 | 0 | 0 | 0
F4_Commercial_WA - College_Existing_Space Heating_Natural Gas_Advanced New Construction Designs_A_Achievable Economic UCT Potential | F4 | Commercial | WA - College | Existing | Space Heating | Natural Gas | Advanced New Construction Designs | A | Incremental Energy Savings (MWh or mTherms) | Achievable Economic UCT Potential | 0 | 0 | 0 | 0 | 0 | 0 | 0 | 0 | 0 | 0 | 0 | 0 | 0 | 0 | 0 | 0 | 0 | 0 | 0 | 0 | 0 | 0 | 0 | 0 | 0 | 0 | 0
F5_Commercial_WA - College_Existing_Space Heating_Natural Gas_Advanced New Construction Designs_A_Achievable Economic UCT Potential | F5 | Commercial | WA - College | Existing | Space Heating | Natural Gas | Advanced New Construction Designs | A | Incremental Summer Peak Savings (MW) | Achievable Economic UCT Potential | 0 | 0 | 0 | 0 | 0 | 0 | 0 | 0 | 0 | 0 | 0 | 0 | 0 | 0 | 0 | 0 | 0 | 0 | 0 | 0 | 0 | 0 | 0 | 0 | 0 | 0 | 0
F6_Commercial_WA - College_Existing_Space Heating_Natural Gas_Advanced New Construction Designs_A_Achievable Economic UCT Potential | F6 | Commercial | WA - College | Existing | Space Heating | Natural Gas | Advanced New Construction Designs | A | Incremental Winter Peak Savings (MW) | Achievable Economic UCT Potential | 0 | 0 | 0 | 0 | 0 | 0 | 0 | 0 | 0 | 0 | 0 | 0 | 0 | 0 | 0 | 0 | 0 | 0 | 0 | 0 | 0 | 0 | 0 | 0 | 0 | 0 | 0
F7_Commercial_WA - College_Existing_Space Heating_Natural Gas_Advanced New Construction Designs_A_Achievable Economic UCT Potential | F7 | Commercial | WA - College | Existing | Space Heating | Natural Gas | Advanced New Construction Designs | A | Cumulative Energy Savings (MWh or mTherms) | Achievable Economic UCT Potential | 0 | 0 | 0 | 0 | 0 | 0 | 0 | 0 | 0 | 0 | 0 | 0 | 0 | 0 | 0 | 0 | 0 | 0 | 0 | 0 | 0 | 0 | 0 | 0 | 0 | 0 | 0
F8_Commercial_WA - College_Existing_Space Heating_Natural Gas_Advanced New Construction Designs_A_Achievable Economic UCT Potential | F8 | Commercial | WA - College | Existing | Space Heating | Natural Gas | Advanced New Construction Designs | A | Cumulative Summer Peak Savings (MW) | Achievable Economic UCT Potential | 0 | 0 | 0 | 0 | 0 | 0 | 0 | 0 | 0 | 0 | 0 | 0 | 0 | 0 | 0 | 0 | 0 | 0 | 0 | 0 | 0 | 0 | 0 | 0 | 0 | 0 | 0
F9_Commercial_WA - College_Existing_Space Heating_Natural Gas_Advanced New Construction Designs_A_Achievable Economic UCT Potential | F9 | Commercial | WA - College | Existing | Space Heating | Natural Gas | Advanced New Construction Designs | A | Cumulative Winter Peak Savings (MW) | Achievable Economic UCT Potential | 0 | 0 | 0 | 0 | 0 | 0 | 0 | 0 | 0 | 0 | 0 | 0 | 0 | 0 | 0 | 0 | 0 | 0 | 0 | 0 | 0 | 0 | 0 | 0 | 0 | 0 | 0
F10_Commercial_WA - College_Existing_Space Heating_Natural Gas_Advanced New Construction Designs_A_Achievable Economic UCT Potential | F10 | Commercial | WA - College | Existing | Space Heating | Natural Gas | Advanced New Construction Designs | A | Purchases (Incremental) | Achievable Economic UCT Potential | 0 | 0 | 0 | 0 | 0 | 0 | 0 | 0 | 0 | 0 | 0 | 0 | 0 | 0 | 0 | 0 | 0 | 0 | 0 | 0 | 0 | 0 | 0 | 0 | 0 | 0 | 0
F11_Commercial_WA - College_Existing_Space Heating_Natural Gas_Advanced New Construction Designs_A_Achievable Economic UCT Potential | F11 | Commercial | WA - College | Existing | Space Heating | Natural Gas | Advanced New Construction Designs | A | Purchases (Cumulative) | Achievable Economic UCT Potential | 0 | 0 | 0 | 0 | 0 | 0 | 0 | 0 | 0 | 0 | 0 | 0 | 0 | 0 | 0 | 0 | 0 | 0 | 0 | 0 | 0 | 0 | 0 | 0 | 0 | 0 | 0
F1_Commercial_WA - College_Existing_Water Heating_Natural Gas_Advanced New Construction Designs_A_Achievable Economic UCT Potential | F1 | Commercial | WA - College | Existing | Water Heating | Natural Gas | Advanced New Construction Designs | A | Integrated Unit Energy Savings (kWh or therms) | Achievable Economic UCT Potential | 0 | 0 | 0 | 0 | 0 | 0 | 0 | 0 | 0 | 0 | 0 | 0 | 0 | 0 | 0 | 0 | 0 | 0 | 0 | 0 | 0 | 0 | 0 | 0 | 0 | 0 | 0
F2_Commercial_WA - College_Existing_Water Heating_Natural Gas_Advanced New Construction Designs_A_Achievable Economic UCT Potential | F2 | Commercial | WA - College | Existing | Water Heating | Natural Gas | Advanced New Construction Designs | A | Integrated Unit Summer Peak Savings (kW) | Achievable Economic UCT Potential | 0 | 0 | 0 | 0 | 0 | 0 | 0 | 0 | 0 | 0 | 0 | 0 | 0 | 0 | 0 | 0 | 0 | 0 | 0 | 0 | 0 | 0 | 0 | 0 | 0 | 0 | 0
F3_Commercial_WA - College_Existing_Water Heating_Natural Gas_Advanced New Construction Designs_A_Achievable Economic UCT Potential | F3 | Commercial | WA - College | Existing | Water Heating | Natural Gas | Advanced New Construction Designs | A | Integrated Unit Winter Peak Savings (kW) | Achievable Economic UCT Potential | 0 | 0 | 0 | 0 | 0 | 0 | 0 | 0 | 0 | 0 | 0 | 0 | 0 | 0 | 0 | 0 | 0 | 0 | 0 | 0 | 0 | 0 | 0 | 0 | 0 | 0 | 0
F4_Commercial_WA - College_Existing_Water Heating_Natural Gas_Advanced New Construction Designs_A_Achievable Economic UCT Potential | F4 | Commercial | WA - College | Existing | Water Heating | Natural Gas | Advanced New Construction Designs | A | Incremental Energy Savings (MWh or mTherms) | Achievable Economic UCT Potential | 0 | 0 | 0 | 0 | 0 | 0 | 0 | 0 | 0 | 0 | 0 | 0 | 0 | 0 | 0 | 0 | 0 | 0 | 0 | 0 | 0 | 0 | 0 | 0 | 0 | 0 | 0
F5_Commercial_WA - College_Existing_Water Heating_Natural Gas_Advanced New Construction Designs_A_Achievable Economic UCT Potential | F5 | Commercial | WA - College | Existing | Water Heating | Natural Gas | Advanced New Construction Designs | A | Incremental Summer Peak Savings (MW) | Achievable Economic UCT Potential | 0 | 0 | 0 | 0 | 0 | 0 | 0 | 0 | 0 | 0 | 0 | 0 | 0 | 0 | 0 | 0 | 0 | 0 | 0 | 0 | 0 | 0 | 0 | 0 | 0 | 0 | 0
F6_Commercial_WA - College_Existing_Water Heating_Natural Gas_Advanced New Construction Designs_A_Achievable Economic UCT Potential | F6 | Commercial | WA - College | Existing | Water Heating | Natural Gas | Advanced New Construction Designs | A | Incremental Winter Peak Savings (MW) | Achievable Economic UCT Potential | 0 | 0 | 0 | 0 | 0 | 0 | 0 | 0 | 0 | 0 | 0 | 0 | 0 | 0 | 0 | 0 | 0 | 0 | 0 | 0 | 0 | 0 | 0 | 0 | 0 | 0 | 0
F7_Commercial_WA - College_Existing_Water Heating_Natural Gas_Advanced New Construction Designs_A_Achievable Economic UCT Potential | F7 | Commercial | WA - College | Existing | Water Heating | Natural Gas | Advanced New Construction Designs | A | Cumulative Energy Savings (MWh or mTherms) | Achievable Economic UCT Potential | 0 | 0 | 0 | 0 | 0 | 0 | 0 | 0 | 0 | 0 | 0 | 0 | 0 | 0 | 0 | 0 | 0 | 0 | 0 | 0 | 0 | 0 | 0 | 0 | 0 | 0 | 0
F8_Commercial_WA - College_Existing_Water Heating_Natural Gas_Advanced New Construction Designs_A_Achievable Economic UCT Potential | F8 | Commercial | WA - College | Existing | Water Heating | Natural Gas | Advanced New Construction Designs | A | Cumulative Summer Peak Savings (MW) | Achievable Economic UCT Potential | 0 | 0 | 0 | 0 | 0 | 0 | 0 | 0 | 0 | 0 | 0 | 0 | 0 | 0 | 0 | 0 | 0 | 0 | 0 | 0 | 0 | 0 | 0 | 0 | 0 | 0 | 0
F9_Commercial_WA - College_Existing_Water Heating_Natural Gas_Advanced New Construction Designs_A_Achievable Economic UCT Potential | F9 | Commercial | WA - College | Existing | Water Heating | Natural Gas | Advanced New Construction Designs | A | Cumulative Winter Peak Savings (MW) | Achievable Economic UCT Potential | 0 | 0 | 0 | 0 | 0 | 0 | 0 | 0 | 0 | 0 | 0 | 0 | 0 | 0 | 0 | 0 | 0 | 0 | 0 | 0 | 0 | 0 | 0 | 0 | 0 | 0 | 0
F10_Commercial_WA - College_Existing_Water Heating_Natural Gas_Advanced New Construction Designs_A_Achievable Economic UCT Potential | F10 | Commercial | WA - College | Existing | Water Heating | Natural Gas | Advanced New Construction Designs | A | Purchases (Incremental) | Achievable Economic UCT Potential | 0 | 0 | 0 | 0 | 0 | 0 | 0 | 0 | 0 | 0 | 0 | 0 | 0 | 0 | 0 | 0 | 0 | 0 | 0 | 0 | 0 | 0 | 0 | 0 | 0 | 0 | 0
F11_Commercial_WA - College_Existing_Water Heating_Natural Gas_Advanced New Construction Designs_A_Achievable Economic UCT Potential | F11 | Commercial | WA - College | Existing | Water Heating | Natural Gas | Advanced New Construction Designs | A | Purchases (Cumulative) | Achievable Economic UCT Potential | 0 | 0 | 0 | 0 | 0 | 0 | 0 | 0 | 0 | 0 | 0 | 0 | 0 | 0 | 0 | 0 | 0 | 0 | 0 | 0 | 0 | 0 | 0 | 0 | 0 | 0 | 0
F1_Commercial_WA - College_Existing_Space Heating_Natural Gas_Strategic Energy Management_A_Achievable Economic UCT Potential | F1 | Commercial | WA - College | Existing | Space Heating | Natural Gas | Strategic Energy Management | A | Integrated Unit Energy Savings (kWh or therms) | Achievable Economic UCT Potential | 0 | 0 | 0.02485 | 0.024608 | 0.024255 | 0.023872 | 0.023464 | 0.023025 | 0.022557 | 0.022052 | 0.02151 | 0.020939 | 0.02035 | 0.019761 | 0.019187 | 0.018639 | 0.018127 | 0.017668 | 0.017308 | 0.017048 | 0.016836 | 0.016684 | 0.016545 | 0.016524 | 0.016504 | 0.016486 | 0.01647
F2_Commercial_WA - College_Existing_Space Heating_Natural Gas_Strategic Energy Management_A_Achievable Economic UCT Potential | F2 | Commercial | WA - College | Existing | Space Heating | Natural Gas | Strategic Energy Management | A | Integrated Unit Summer Peak Savings (kW) | Achievable Economic UCT Potential | 0 | 0 | 0 | 0 | 0 | 0 | 0 | 0 | 0 | 0 | 0 | 0 | 0 | 0 | 0 | 0 | 0 | 0 | 0 | 0 | 0 | 0 | 0 | 0 | 0 | 0 | 0
F3_Commercial_WA - College_Existing_Space Heating_Natural Gas_Strategic Energy Management_A_Achievable Economic UCT Potential | F3 | Commercial | WA - College | Existing | Space Heating | Natural Gas | Strategic Energy Management | A | Integrated Unit Winter Peak Savings (kW) | Achievable Economic UCT Potential | 0 | 0 | 0 | 0 | 0 | 0 | 0 | 0 | 0 | 0 | 0 | 0 | 0 | 0 | 0 | 0 | 0 | 0 | 0 | 0 | 0 | 0 | 0 | 0 | 0 | 0 | 0
F4_Commercial_WA - College_Existing_Space Heating_Natural Gas_Strategic Energy Management_A_Achievable Economic UCT Potential | F4 | Commercial | WA - College | Existing | Space Heating | Natural Gas | Strategic Energy Management | A | Incremental Energy Savings (MWh or mTherms) | Achievable Economic UCT Potential | 0 | 0 | 0 | 5.3293 | 10.7823 | 10.612 | 5.3491 | 0 | 0 | 0 | 0 | 0 | 0 | 0 | 0 | 0 | 0 | 0 | 0 | 0 | 0 | 0 | 0 | 0 | 0 | 0 | 0
F5_Commercial_WA - College_Existing_Space Heating_Natural Gas_Strategic Energy Management_A_Achievable Economic UCT Potential | F5 | Commercial | WA - College | Existing | Space Heating | Natural Gas | Strategic Energy Management | A | Incremental Summer Peak Savings (MW) | Achievable Economic UCT Potential | 0 | 0 | 0 | 0 | 0 | 0 | 0 | 0 | 0 | 0 | 0 | 0 | 0 | 0 | 0 | 0 | 0 | 0 | 0 | 0 | 0 | 0 | 0 | 0 | 0 | 0 | 0
F6_Commercial_WA - College_Existing_Space Heating_Natural Gas_Strategic Energy Management_A_Achievable Economic UCT Potential | F6 | Commercial | WA - College | Existing | Space Heating | Natural Gas | Strategic Energy Management | A | Incremental Winter Peak Savings (MW) | Achievable Economic UCT Potential | 0 | 0 | 0 | 0 | 0 | 0 | 0 | 0 | 0 | 0 | 0 | 0 | 0 | 0 | 0 | 0 | 0 | 0 | 0 | 0 | 0 | 0 | 0 | 0 | 0 | 0 | 0
F7_Commercial_WA - College_Existing_Space Heating_Natural Gas_Strategic Energy Management_A_Achievable Economic UCT Potential | F7 | Commercial | WA - College | Existing | Space Heating | Natural Gas | Strategic Energy Management | A | Cumulative Energy Savings (MWh or mTherms) | Achievable Economic UCT Potential | 0 | 0 | 0 | 5.3293 | 16.0352 | 26.394 | 31.292 | 30.7059 | 30.0828 | 29.4083 | 28.6864 | 27.925 | 27.1393 | 26.3542 | 25.5879 | 24.857 | 24.1747 | 23.5626 | 23.0817 | 22.7355 | 22.4524 | 22.2497 | 22.0652 | 22.0366 | 22.0103 | 21.9863 | 21.9643
F8_Commercial_WA - College_Existing_Space Heating_Natural Gas_Strategic Energy Management_A_Achievable Economic UCT Potential | F8 | Commercial | WA - College | Existing | Space Heating | Natural Gas | Strategic Energy Management | A | Cumulative Summer Peak Savings (MW) | Achievable Economic UCT Potential | 0 | 0 | 0 | 0 | 0 | 0 | 0 | 0 | 0 | 0 | 0 | 0 | 0 | 0 | 0 | 0 | 0 | 0 | 0 | 0 | 0 | 0 | 0 | 0 | 0 | 0 | 0
F9_Commercial_WA - College_Existing_Space Heating_Natural Gas_Strategic Energy Management_A_Achievable Economic UCT Potential | F9 | Commercial | WA - College | Existing | Space Heating | Natural Gas | Strategic Energy Management | A | Cumulative Winter Peak Savings (MW) | Achievable Economic UCT Potential | 0 | 0 | 0 | 0 | 0 | 0 | 0 | 0 | 0 | 0 | 0 | 0 | 0 | 0 | 0 | 0 | 0 | 0 | 0 | 0 | 0 | 0 | 0 | 0 | 0 | 0 | 0
F10_Commercial_WA - College_Existing_Space Heating_Natural Gas_Strategic Energy Management_A_Achievable Economic UCT Potential | F10 | Commercial | WA - College | Existing | Space Heating | Natural Gas | Strategic Energy Management | A | Purchases (Incremental) | Achievable Economic UCT Potential | 0 | 0 | 0 | 216570.0091 | 444538.4398 | 444538.4398 | 227968.4306 | 0 | 0 | 0 | 0 | 0 | 0 | 0 | 0 | 0 | 0 | 0 | 0 | 0 | 0 | 0 | 0 | 0 | 0 | 0 | 0
F11_Commercial_WA - College_Existing_Space Heating_Natural Gas_Strategic Energy Management_A_Achievable Economic UCT Potential | F11 | Commercial | WA - College | Existing | Space Heating | Natural Gas | Strategic Energy Management | A | Purchases (Cumulative) | Achievable Economic UCT Potential | 0 | 0 | 0 | 216570.0091 | 661108.4489 | 1105646.8886 | 1333615.3193 | 1333615.3193 | 1333615.3193 | 1333615.3193 | 1333615.3193 | 1333615.3193 | 1333615.3193 | 1333615.3193 | 1333615.3193 | 1333615.3193 | 1333615.3193 | 1333615.3193 | 1333615.3193 | 1333615.3193 | 1333615.3193 | 1333615.3193 | 1333615.3193 | 1333615.3193 | 1333615.3193 | 1333615.3193 | 1333615.3193
F1_Commercial_WA - College_Existing_Water Heating_Natural Gas_Strategic Energy Management_A_Achievable Economic UCT Potential | F1 | Commercial | WA - College | Existing | Water Heating | Natural Gas | Strategic Energy Management | A | Integrated Unit Energy Savings (kWh or therms) | Achievable Economic UCT Potential | 0 | 0 | 0.010412 | 0.010206 | 0.010008 | 0.0098259 | 0.0096521 | 0.0094863 | 0.0093248 | 0.0091767 | 0.0090356 | 0.0089054 | 0.0087903 | 0.0086967 | 0.0086366 | 0.0085785 | 0.0085346 | 0.0085027 | 0.0084773 | 0.0084569 | 0.0084422 | 0.0084315 | 0.0084238 | 0.0084182 | 0.0084111 | 0.0084095 | 0.0084083
F2_Commercial_WA - College_Existing_Water Heating_Natural Gas_Strategic Energy Management_A_Achievable Economic UCT Potential | F2 | Commercial | WA - College | Existing | Water Heating | Natural Gas | Strategic Energy Management | A | Integrated Unit Summer Peak Savings (kW) | Achievable Economic UCT Potential | 0 | 0 | 0 | 0 | 0 | 0 | 0 | 0 | 0 | 0 | 0 | 0 | 0 | 0 | 0 | 0 | 0 | 0 | 0 | 0 | 0 | 0 | 0 | 0 | 0 | 0 | 0
F3_Commercial_WA - College_Existing_Water Heating_Natural Gas_Strategic Energy Management_A_Achievable Economic UCT Potential | F3 | Commercial | WA - College | Existing | Water Heating | Natural Gas | Strategic Energy Management | A | Integrated Unit Winter Peak Savings (kW) | Achievable Economic UCT Potential | 0 | 0 | 0 | 0 | 0 | 0 | 0 | 0 | 0 | 0 | 0 | 0 | 0 | 0 | 0 | 0 | 0 | 0 | 0 | 0 | 0 | 0 | 0 | 0 | 0 | 0 | 0
F4_Commercial_WA - College_Existing_Water Heating_Natural Gas_Strategic Energy Management_A_Achievable Economic UCT Potential | F4 | Commercial | WA - College | Existing | Water Heating | Natural Gas | Strategic Energy Management | A | Incremental Energy Savings (MWh or mTherms) | Achievable Economic UCT Potential | 0 | 0 | 0 | 2.4898 | 5.0117 | 4.9204 | 2.4786 | 0 | 0 | 0 | 0 | 0 | 0 | 0 | 0 | 0 | 0 | 0 | 0 | 0 | 0 | 0 | 0 | 0 | 0 | 0 | 0
F5_Commercial_WA - College_Existing_Water Heating_Natural Gas_Strategic Energy Management_A_Achievable Economic UCT Potential | F5 | Commercial | WA - College | Existing | Water Heating | Natural Gas | Strategic Energy Management | A | Incremental Summer Peak Savings (MW) | Achievable Economic UCT Potential | 0 | 0 | 0 | 0 | 0 | 0 | 0 | 0 | 0 | 0 | 0 | 0 | 0 | 0 | 0 | 0 | 0 | 0 | 0 | 0 | 0 | 0 | 0 | 0 | 0 | 0 | 0
F6_Commercial_WA - College_Existing_Water Heating_Natural Gas_Strategic Energy Management_A_Achievable Economic UCT Potential | F6 | Commercial | WA - College | Existing | Water Heating | Natural Gas | Strategic Energy Management | A | Incremental Winter Peak Savings (MW) | Achievable Economic UCT Potential | 0 | 0 | 0 | 0 | 0 | 0 | 0 | 0 | 0 | 0 | 0 | 0 | 0 | 0 | 0 | 0 | 0 | 0 | 0 | 0 | 0 | 0 | 0 | 0 | 0 | 0 | 0
F7_Commercial_WA - College_Existing_Water Heating_Natural Gas_Strategic Energy Management_A_Achievable Economic UCT Potential | F7 | Commercial | WA - College | Existing | Water Heating | Natural Gas | Strategic Energy Management | A | Cumulative Energy Savings (MWh or mTherms) | Achievable Economic UCT Potential | 0 | 0 | 0 | 2.4898 | 7.4532 | 12.2379 | 14.5 | 14.2509 | 14.0084 | 13.7859 | 13.5739 | 13.3784 | 13.2054 | 13.0648 | 12.9745 | 12.8872 | 12.8212 | 12.7733 | 12.7352 | 12.7046 | 12.6824 | 12.6664 | 12.6548 | 12.6464 | 12.6358 | 12.6334 | 12.6315
F8_Commercial_WA - College_Existing_Water Heating_Natural Gas_Strategic Energy Management_A_Achievable Economic UCT Potential | F8 | Commercial | WA - College | Existing | Water Heating | Natural Gas | Strategic Energy Management | A | Cumulative Summer Peak Savings (MW) | Achievable Economic UCT Potential | 0 | 0 | 0 | 0 | 0 | 0 | 0 | 0 | 0 | 0 | 0 | 0 | 0 | 0 | 0 | 0 | 0 | 0 | 0 | 0 | 0 | 0 | 0 | 0 | 0 | 0 | 0
F9_Commercial_WA - College_Existing_Water Heating_Natural Gas_Strategic Energy Management_A_Achievable Economic UCT Potential | F9 | Commercial | WA - College | Existing | Water Heating | Natural Gas | Strategic Energy Management | A | Cumulative Winter Peak Savings (MW) | Achievable Economic UCT Potential | 0 | 0 | 0 | 0 | 0 | 0 | 0 | 0 | 0 | 0 | 0 | 0 | 0 | 0 | 0 | 0 | 0 | 0 | 0 | 0 | 0 | 0 | 0 | 0 | 0 | 0 | 0
F10_Commercial_WA - College_Existing_Water Heating_Natural Gas_Strategic Energy Management_A_Achievable Economic UCT Potential | F10 | Commercial | WA - College | Existing | Water Heating | Natural Gas | Strategic Energy Management | A | Purchases (Incremental) | Achievable Economic UCT Potential | 0 | 0 | 0 | 243958.2881 | 500756.4862 | 500756.4862 | 256798.1981 | 0 | 0 | 0 | 0 | 0 | 0 | 0 | 0 | 0 | 0 | 0 | 0 | 0 | 0 | 0 | 0 | 0 | 0 | 0 | 0
F11_Commercial_WA - College_Existing_Water Heating_Natural Gas_Strategic Energy Management_A_Achievable Economic UCT Potential | F11 | Commercial | WA - College | Existing | Water Heating | Natural Gas | Strategic Energy Management | A | Purchases (Cumulative) | Achievable Economic UCT Potential | 0 | 0 | 0 | 243958.2881 | 744714.7743 | 1245471.2605 | 1502269.4586 | 1502269.4586 | 1502269.4586 | 1502269.4586 | 1502269.4586 | 1502269.4586 | 1502269.4586 | 1502269.4586 | 1502269.4586 | 1502269.4586 | 1502269.4586 | 1502269.4586 | 1502269.4586 | 1502269.4586 | 1502269.4586 | 1502269.4586 | 1502269.4586 | 1502269.4586 | 1502269.4586 | 1502269.4586 | 1502269.4586
F1_Commercial_WA - College_Existing_Space Heating_Natural Gas_Retrocommissioning_A_Achievable Economic UCT Potential | F1 | Commercial | WA - College | Existing | Space Heating | Natural Gas | Retrocommissioning | A | Integrated Unit Energy Savings (kWh or therms) | Achievable Economic UCT Potential | 0 | 0 | 0.030513 | 0.030204 | 0.029748 | 0.029255 | 0.028743 | 0.028205 | 0.027633 | 0.027013 | 0.02635 | 0.025651 | 0.024929 | 0.024208 | 0.023504 | 0.022833 | 0.022206 | 0.021644 | 0.021202 | 0.020884 | 0.020624 | 0.020438 | 0.020268 | 0.020242 | 0.020218 | 0.020196 | 0.020175
F2_Commercial_WA - College_Existing_Space Heating_Natural Gas_Retrocommissioning_A_Achievable Economic UCT Potential | F2 | Commercial | WA - College | Existing | Space Heating | Natural Gas | Retrocommissioning | A | Integrated Unit Summer Peak Savings (kW) | Achievable Economic UCT Potential | 0 | 0 | 0 | 0 | 0 | 0 | 0 | 0 | 0 | 0 | 0 | 0 | 0 | 0 | 0 | 0 | 0 | 0 | 0 | 0 | 0 | 0 | 0 | 0 | 0 | 0 | 0
F3_Commercial_WA - College_Existing_Space Heating_Natural Gas_Retrocommissioning_A_Achievable Economic UCT Potential | F3 | Commercial | WA - College | Existing | Space Heating | Natural Gas | Retrocommissioning | A | Integrated Unit Winter Peak Savings (kW) | Achievable Economic UCT Potential | 0 | 0 | 0 | 0 | 0 | 0 | 0 | 0 | 0 | 0 | 0 | 0 | 0 | 0 | 0 | 0 | 0 | 0 | 0 | 0 | 0 | 0 | 0 | 0 | 0 | 0 | 0
F4_Commercial_WA - College_Existing_Space Heating_Natural Gas_Retrocommissioning_A_Achievable Economic UCT Potential | F4 | Commercial | WA - College | Existing | Space Heating | Natural Gas | Retrocommissioning | A | Incremental Energy Savings (MWh or mTherms) | Achievable Economic UCT Potential | 0 | 0 | 0 | 10.3129 | 20.8489 | 20.5034 | 10.3307 | 0 | 0 | 0 | 0 | 0 | 0 | 0 | 0 | 0 | 0 | 0 | 0 | 0 | 0 | 0 | 0 | 0 | 0 | 0 | 0
F5_Commercial_WA - College_Existing_Space Heating_Natural Gas_Retrocommissioning_A_Achievable Economic UCT Potential | F5 | Commercial | WA - College | Existing | Space Heating | Natural Gas | Retrocommissioning | A | Incremental Summer Peak Savings (MW) | Achievable Economic UCT Potential | 0 | 0 | 0 | 0 | 0 | 0 | 0 | 0 | 0 | 0 | 0 | 0 | 0 | 0 | 0 | 0 | 0 | 0 | 0 | 0 | 0 | 0 | 0 | 0 | 0 | 0 | 0
F6_Commercial_WA - College_Existing_Space Heating_Natural Gas_Retrocommissioning_A_Achievable Economic UCT Potential | F6 | Commercial | WA - College | Existing | Space Heating | Natural Gas | Retrocommissioning | A | Incremental Winter Peak Savings (MW) | Achievable Economic UCT Potential | 0 | 0 | 0 | 0 | 0 | 0 | 0 | 0 | 0 | 0 | 0 | 0 | 0 | 0 | 0 | 0 | 0 | 0 | 0 | 0 | 0 | 0 | 0 | 0 | 0 | 0 | 0
F7_Commercial_WA - College_Existing_Space Heating_Natural Gas_Retrocommissioning_A_Achievable Economic UCT Potential | F7 | Commercial | WA - College | Existing | Space Heating | Natural Gas | Retrocommissioning | A | Cumulative Energy Savings (MWh or mTherms) | Achievable Economic UCT Potential | 0 | 0 | 0 | 10.3129 | 31.006 | 50.9956 | 60.4344 | 59.3025 | 58.0993 | 56.7965 | 55.4023 | 53.9319 | 52.4144 | 50.8981 | 49.4182 | 48.0066 | 46.6888 | 45.5066 | 44.5779 | 43.9093 | 43.3626 | 42.9711 | 42.6147 | 42.5594 | 42.5088 | 42.4624 | 42.4199
F8_Commercial_WA - College_Existing_Space Heating_Natural Gas_Retrocommissioning_A_Achievable Economic UCT Potential | F8 | Commercial | WA - College | Existing | Space Heating | Natural Gas | Retrocommissioning | A | Cumulative Summer Peak Savings (MW) | Achievable Economic UCT Potential | 0 | 0 | 0 | 0 | 0 | 0 | 0 | 0 | 0 | 0 | 0 | 0 | 0 | 0 | 0 | 0 | 0 | 0 | 0 | 0 | 0 | 0 | 0 | 0 | 0 | 0 | 0
F9_Commercial_WA - College_Existing_Space Heating_Natural Gas_Retrocommissioning_A_Achievable Economic UCT Potential | F9 | Commercial | WA - College | Existing | Space Heating | Natural Gas | Retrocommissioning | A | Cumulative Winter Peak Savings (MW) | Achievable Economic UCT Potential | 0 | 0 | 0 | 0 | 0 | 0 | 0 | 0 | 0 | 0 | 0 | 0 | 0 | 0 | 0 | 0 | 0 | 0 | 0 | 0 | 0 | 0 | 0 | 0 | 0 | 0 | 0
F10_Commercial_WA - College_Existing_Space Heating_Natural Gas_Retrocommissioning_A_Achievable Economic UCT Potential | F10 | Commercial | WA - College | Existing | Space Heating | Natural Gas | Retrocommissioning | A | Purchases (Incremental) | Achievable Economic UCT Potential | 0 | 0 | 0 | 341439.2036 | 700848.8915 | 700848.8915 | 359409.688 | 0 | 0 | 0 | 0 | 0 | 0 | 0 | 0 | 0 | 0 | 0 | 0 | 0 | 0 | 0 | 0 | 0 | 0 | 0 | 0
F11_Commercial_WA - College_Existing_Space Heating_Natural Gas_Retrocommissioning_A_Achievable Economic UCT Potential | F11 | Commercial | WA - College | Existing | Space Heating | Natural Gas | Retrocommissioning | A | Purchases (Cumulative) | Achievable Economic UCT Potential | 0 | 0 | 0 | 341439.2036 | 1042288.0951 | 1743136.9866 | 2102546.6745 | 2102546.6745 | 2102546.6745 | 2102546.6745 | 2102546.6745 | 2102546.6745 | 2102546.6745 | 2102546.6745 | 2102546.6745 | 2102546.6745 | 2102546.6745 | 2102546.6745 | 2102546.6745 | 2102546.6745 | 2102546.6745 | 2102546.6745 | 2102546.6745 | 2102546.6745 | 2102546.6745 | 2102546.6745 | 2102546.6745
F1_Commercial_WA - College_Existing_Water Heating_Natural Gas_Retrocommissioning_A_Achievable Economic UCT Potential | F1 | Commercial | WA - College | Existing | Water Heating | Natural Gas | Retrocommissioning | A | Integrated Unit Energy Savings (kWh or therms) | Achievable Economic UCT Potential | 0 | 0 | 0.012785 | 0.012526 | 0.012274 | 0.01204 | 0.011821 | 0.011618 | 0.01142 | 0.011238 | 0.011064 | 0.010905 | 0.010763 | 0.010649 | 0.010575 | 0.010504 | 0.01045 | 0.010411 | 0.01038 | 0.010355 | 0.010337 | 0.010324 | 0.010314 | 0.010307 | 0.010299 | 0.010297 | 0.010295
F2_Commercial_WA - College_Existing_Water Heating_Natural Gas_Retrocommissioning_A_Achievable Economic UCT Potential | F2 | Commercial | WA - College | Existing | Water Heating | Natural Gas | Retrocommissioning | A | Integrated Unit Summer Peak Savings (kW) | Achievable Economic UCT Potential | 0 | 0 | 0 | 0 | 0 | 0 | 0 | 0 | 0 | 0 | 0 | 0 | 0 | 0 | 0 | 0 | 0 | 0 | 0 | 0 | 0 | 0 | 0 | 0 | 0 | 0 | 0
F3_Commercial_WA - College_Existing_Water Heating_Natural Gas_Retrocommissioning_A_Achievable Economic UCT Potential | F3 | Commercial | WA - College | Existing | Water Heating | Natural Gas | Retrocommissioning | A | Integrated Unit Winter Peak Savings (kW) | Achievable Economic UCT Potential | 0 | 0 | 0 | 0 | 0 | 0 | 0 | 0 | 0 | 0 | 0 | 0 | 0 | 0 | 0 | 0 | 0 | 0 | 0 | 0 | 0 | 0 | 0 | 0 | 0 | 0 | 0
F4_Commercial_WA - College_Existing_Water Heating_Natural Gas_Retrocommissioning_A_Achievable Economic UCT Potential | F4 | Commercial | WA - College | Existing | Water Heating | Natural Gas | Retrocommissioning | A | Incremental Energy Savings (MWh or mTherms) | Achievable Economic UCT Potential | 0 | 0 | 0 | 4.8179 | 9.6898 | 9.5053 | 4.786 | 0 | 0 | 1.3082e-15 | 0 | 0 | 0 | 0 | 0 | 0 | 0 | 0 | 0 | 0 | 0 | 0 | 0 | 0 | 0 | 0 | 0
F5_Commercial_WA - College_Existing_Water Heating_Natural Gas_Retrocommissioning_A_Achievable Economic UCT Potential | F5 | Commercial | WA - College | Existing | Water Heating | Natural Gas | Retrocommissioning | A | Incremental Summer Peak Savings (MW) | Achievable Economic UCT Potential | 0 | 0 | 0 | 0 | 0 | 0 | 0 | 0 | 0 | 0 | 0 | 0 | 0 | 0 | 0 | 0 | 0 | 0 | 0 | 0 | 0 | 0 | 0 | 0 | 0 | 0 | 0
F6_Commercial_WA - College_Existing_Water Heating_Natural Gas_Retrocommissioning_A_Achievable Economic UCT Potential | F6 | Commercial | WA - College | Existing | Water Heating | Natural Gas | Retrocommissioning | A | Incremental Winter Peak Savings (MW) | Achievable Economic UCT Potential | 0 | 0 | 0 | 0 | 0 | 0 | 0 | 0 | 0 | 0 | 0 | 0 | 0 | 0 | 0 | 0 | 0 | 0 | 0 | 0 | 0 | 0 | 0 | 0 | 0 | 0 | 0
F7_Commercial_WA - College_Existing_Water Heating_Natural Gas_Retrocommissioning_A_Achievable Economic UCT Potential | F7 | Commercial | WA - College | Existing | Water Heating | Natural Gas | Retrocommissioning | A | Cumulative Energy Savings (MWh or mTherms) | Achievable Economic UCT Potential | 0 | 0 | 0 | 4.8179 | 14.4105 | 23.6413 | 27.998 | 27.5159 | 27.0465 | 26.6159 | 26.2051 | 25.8268 | 25.4925 | 25.2208 | 25.0464 | 24.8777 | 24.7503 | 24.6577 | 24.5842 | 24.5251 | 24.4823 | 24.4513 | 24.429 | 24.4126 | 24.3922 | 24.3876 | 24.3839
F8_Commercial_WA - College_Existing_Water Heating_Natural Gas_Retrocommissioning_A_Achievable Economic UCT Potential | F8 | Commercial | WA - College | Existing | Water Heating | Natural Gas | Retrocommissioning | A | Cumulative Summer Peak Savings (MW) | Achievable Economic UCT Potential | 0 | 0 | 0 | 0 | 0 | 0 | 0 | 0 | 0 | 0 | 0 | 0 | 0 | 0 | 0 | 0 | 0 | 0 | 0 | 0 | 0 | 0 | 0 | 0 | 0 | 0 | 0
F9_Commercial_WA - College_Existing_Water Heating_Natural Gas_Retrocommissioning_A_Achievable Economic UCT Potential | F9 | Commercial | WA - College | Existing | Water Heating | Natural Gas | Retrocommissioning | A | Cumulative Winter Peak Savings (MW) | Achievable Economic UCT Potential | 0 | 0 | 0 | 0 | 0 | 0 | 0 | 0 | 0 | 0 | 0 | 0 | 0 | 0 | 0 | 0 | 0 | 0 | 0 | 0 | 0 | 0 | 0 | 0 | 0 | 0 | 0
F10_Commercial_WA - College_Existing_Water Heating_Natural Gas_Retrocommissioning_A_Achievable Economic UCT Potential | F10 | Commercial | WA - College | Existing | Water Heating | Natural Gas | Retrocommissioning | A | Purchases (Incremental) | Achievable Economic UCT Potential | 0 | 0 | 0 | 384618.9228 | 789480.9467 | 789480.9467 | 404862.024 | 0 | 0 | 1.1642e-10 | 0 | 0 | 0 | 0 | 0 | 0 | 0 | 0 | 0 | 0 | 0 | 0 | 0 | 0 | 0 | 0 | 0
F11_Commercial_WA - College_Existing_Water Heating_Natural Gas_Retrocommissioning_A_Achievable Economic UCT Potential | F11 | Commercial | WA - College | Existing | Water Heating | Natural Gas | Retrocommissioning | A | Purchases (Cumulative) | Achievable Economic UCT Potential | 0 | 0 | 0 | 384618.9228 | 1174099.8695 | 1963580.8162 | 2368442.8401 | 2368442.8401 | 2368442.8401 | 2368442.8401 | 2368442.8401 | 2368442.8401 | 2368442.8401 | 2368442.8401 | 2368442.8401 | 2368442.8401 | 2368442.8401 | 2368442.8401 | 2368442.8401 | 2368442.8401 | 2368442.8401 | 2368442.8401 | 2368442.8401 | 2368442.8401 | 2368442.8401 | 2368442.8401 | 2368442.8401
F1_Commercial_WA - College_New_Space Heating_Natural Gas_Insulation - Ceiling_A_Achievable Economic UCT Potential | F1 | Commercial | WA - College | New | Space Heating | Natural Gas | Insulation - Ceiling | A | Integrated Unit Energy Savings (kWh or therms) | Achievable Economic UCT Potential | 0 | 0 | 0 | 0 | 0 | 0 | 0 | 0 | 0 | 0 | 0 | 0 | 0 | 0 | 0 | 0 | 0 | 0 | 0 | 0 | 0 | 0 | 0 | 0 | 0 | 0 | 0
F2_Commercial_WA - College_New_Space Heating_Natural Gas_Insulation - Ceiling_A_Achievable Economic UCT Potential | F2 | Commercial | WA - College | New | Space Heating | Natural Gas | Insulation - Ceiling | A | Integrated Unit Summer Peak Savings (kW) | Achievable Economic UCT Potential | 0 | 0 | 0 | 0 | 0 | 0 | 0 | 0 | 0 | 0 | 0 | 0 | 0 | 0 | 0 | 0 | 0 | 0 | 0 | 0 | 0 | 0 | 0 | 0 | 0 | 0 | 0
F3_Commercial_WA - College_New_Space Heating_Natural Gas_Insulation - Ceiling_A_Achievable Economic UCT Potential | F3 | Commercial | WA - College | New | Space Heating | Natural Gas | Insulation - Ceiling | A | Integrated Unit Winter Peak Savings (kW) | Achievable Economic UCT Potential | 0 | 0 | 0 | 0 | 0 | 0 | 0 | 0 | 0 | 0 | 0 | 0 | 0 | 0 | 0 | 0 | 0 | 0 | 0 | 0 | 0 | 0 | 0 | 0 | 0 | 0 | 0
F4_Commercial_WA - College_New_Space Heating_Natural Gas_Insulation - Ceiling_A_Achievable Economic UCT Potential | F4 | Commercial | WA - College | New | Space Heating | Natural Gas | Insulation - Ceiling | A | Incremental Energy Savings (MWh or mTherms) | Achievable Economic UCT Potential | 0 | 0 | 0 | 0 | 0 | 0 | 0 | 0 | 0 | 0 | 0 | 0 | 0 | 0 | 0 | 0 | 0 | 0 | 0 | 0 | 0 | 0 | 0 | 0 | 0 | 0 | 0
F5_Commercial_WA - College_New_Space Heating_Natural Gas_Insulation - Ceiling_A_Achievable Economic UCT Potential | F5 | Commercial | WA - College | New | Space Heating | Natural Gas | Insulation - Ceiling | A | Incremental Summer Peak Savings (MW) | Achievable Economic UCT Potential | 0 | 0 | 0 | 0 | 0 | 0 | 0 | 0 | 0 | 0 | 0 | 0 | 0 | 0 | 0 | 0 | 0 | 0 | 0 | 0 | 0 | 0 | 0 | 0 | 0 | 0 | 0
F6_Commercial_WA - College_New_Space Heating_Natural Gas_Insulation - Ceiling_A_Achievable Economic UCT Potential | F6 | Commercial | WA - College | New | Space Heating | Natural Gas | Insulation - Ceiling | A | Incremental Winter Peak Savings (MW) | Achievable Economic UCT Potential | 0 | 0 | 0 | 0 | 0 | 0 | 0 | 0 | 0 | 0 | 0 | 0 | 0 | 0 | 0 | 0 | 0 | 0 | 0 | 0 | 0 | 0 | 0 | 0 | 0 | 0 | 0
F7_Commercial_WA - College_New_Space Heating_Natural Gas_Insulation - Ceiling_A_Achievable Economic UCT Potential | F7 | Commercial | WA - College | New | Space Heating | Natural Gas | Insulation - Ceiling | A | Cumulative Energy Savings (MWh or mTherms) | Achievable Economic UCT Potential | 0 | 0 | 0 | 0 | 0 | 0 | 0 | 0 | 0 | 0 | 0 | 0 | 0 | 0 | 0 | 0 | 0 | 0 | 0 | 0 | 0 | 0 | 0 | 0 | 0 | 0 | 0
F8_Commercial_WA - College_New_Space Heating_Natural Gas_Insulation - Ceiling_A_Achievable Economic UCT Potential | F8 | Commercial | WA - College | New | Space Heating | Natural Gas | Insulation - Ceiling | A | Cumulative Summer Peak Savings (MW) | Achievable Economic UCT Potential | 0 | 0 | 0 | 0 | 0 | 0 | 0 | 0 | 0 | 0 | 0 | 0 | 0 | 0 | 0 | 0 | 0 | 0 | 0 | 0 | 0 | 0 | 0 | 0 | 0 | 0 | 0
F9_Commercial_WA - College_New_Space Heating_Natural Gas_Insulation - Ceiling_A_Achievable Economic UCT Potential | F9 | Commercial | WA - College | New | Space Heating | Natural Gas | Insulation - Ceiling | A | Cumulative Winter Peak Savings (MW) | Achievable Economic UCT Potential | 0 | 0 | 0 | 0 | 0 | 0 | 0 | 0 | 0 | 0 | 0 | 0 | 0 | 0 | 0 | 0 | 0 | 0 | 0 | 0 | 0 | 0 | 0 | 0 | 0 | 0 | 0
F10_Commercial_WA - College_New_Space Heating_Natural Gas_Insulation - Ceiling_A_Achievable Economic UCT Potential | F10 | Commercial | WA - College | New | Space Heating | Natural Gas | Insulation - Ceiling | A | Purchases (Incremental) | Achievable Economic UCT Potential | 0 | 0 | 0 | 0 | 0 | 0 | 0 | 0 | 0 | 0 | 0 | 0 | 0 | 0 | 0 | 0 | 0 | 0 | 0 | 0 | 0 | 0 | 0 | 0 | 0 | 0 | 0
F11_Commercial_WA - College_New_Space Heating_Natural Gas_Insulation - Ceiling_A_Achievable Economic UCT Potential | F11 | Commercial | WA - College | New | Space Heating | Natural Gas | Insulation - Ceiling | A | Purchases (Cumulative) | Achievable Economic UCT Potential | 0 | 0 | 0 | 0 | 0 | 0 | 0 | 0 | 0 | 0 | 0 | 0 | 0 | 0 | 0 | 0 | 0 | 0 | 0 | 0 | 0 | 0 | 0 | 0 | 0 | 0 | 0
F1_Commercial_WA - College_New_Space Heating_Natural Gas_Insulation - Ducting_A_Achievable Economic UCT Potential | F1 | Commercial | WA - College | New | Space Heating | Natural Gas | Insulation - Ducting | A | Integrated Unit Energy Savings (kWh or therms) | Achievable Economic UCT Potential | 0 | 0 | 0 | 0 | 0 | 0 | 0 | 0 | 0 | 0 | 0 | 0 | 0 | 0 | 0 | 0 | 0 | 0 | 0 | 0 | 0 | 0 | 0 | 0 | 0 | 0 | 0
F2_Commercial_WA - College_New_Space Heating_Natural Gas_Insulation - Ducting_A_Achievable Economic UCT Potential | F2 | Commercial | WA - College | New | Space Heating | Natural Gas | Insulation - Ducting | A | Integrated Unit Summer Peak Savings (kW) | Achievable Economic UCT Potential | 0 | 0 | 0 | 0 | 0 | 0 | 0 | 0 | 0 | 0 | 0 | 0 | 0 | 0 | 0 | 0 | 0 | 0 | 0 | 0 | 0 | 0 | 0 | 0 | 0 | 0 | 0
F3_Commercial_WA - College_New_Space Heating_Natural Gas_Insulation - Ducting_A_Achievable Economic UCT Potential | F3 | Commercial | WA - College | New | Space Heating | Natural Gas | Insulation - Ducting | A | Integrated Unit Winter Peak Savings (kW) | Achievable Economic UCT Potential | 0 | 0 | 0 | 0 | 0 | 0 | 0 | 0 | 0 | 0 | 0 | 0 | 0 | 0 | 0 | 0 | 0 | 0 | 0 | 0 | 0 | 0 | 0 | 0 | 0 | 0 | 0
F4_Commercial_WA - College_New_Space Heating_Natural Gas_Insulation - Ducting_A_Achievable Economic UCT Potential | F4 | Commercial | WA - College | New | Space Heating | Natural Gas | Insulation - Ducting | A | Incremental Energy Savings (MWh or mTherms) | Achievable Economic UCT Potential | 0 | 0 | 0 | 0 | 0 | 0 | 0 | 0 | 0 | 0 | 0 | 0 | 0 | 0 | 0 | 0 | 0 | 0 | 0 | 0 | 0 | 0 | 0 | 0 | 0 | 0 | 0
F5_Commercial_WA - College_New_Space Heating_Natural Gas_Insulation - Ducting_A_Achievable Economic UCT Potential | F5 | Commercial | WA - College | New | Space Heating | Natural Gas | Insulation - Ducting | A | Incremental Summer Peak Savings (MW) | Achievable Economic UCT Potential | 0 | 0 | 0 | 0 | 0 | 0 | 0 | 0 | 0 | 0 | 0 | 0 | 0 | 0 | 0 | 0 | 0 | 0 | 0 | 0 | 0 | 0 | 0 | 0 | 0 | 0 | 0
F6_Commercial_WA - College_New_Space Heating_Natural Gas_Insulation - Ducting_A_Achievable Economic UCT Potential | F6 | Commercial | WA - College | New | Space Heating | Natural Gas | Insulation - Ducting | A | Incremental Winter Peak Savings (MW) | Achievable Economic UCT Potential | 0 | 0 | 0 | 0 | 0 | 0 | 0 | 0 | 0 | 0 | 0 | 0 | 0 | 0 | 0 | 0 | 0 | 0 | 0 | 0 | 0 | 0 | 0 | 0 | 0 | 0 | 0
F7_Commercial_WA - College_New_Space Heating_Natural Gas_Insulation - Ducting_A_Achievable Economic UCT Potential | F7 | Commercial | WA - College | New | Space Heating | Natural Gas | Insulation - Ducting | A | Cumulative Energy Savings (MWh or mTherms) | Achievable Economic UCT Potential | 0 | 0 | 0 | 0 | 0 | 0 | 0 | 0 | 0 | 0 | 0 | 0 | 0 | 0 | 0 | 0 | 0 | 0 | 0 | 0 | 0 | 0 | 0 | 0 | 0 | 0 | 0
F8_Commercial_WA - College_New_Space Heating_Natural Gas_Insulation - Ducting_A_Achievable Economic UCT Potential | F8 | Commercial | WA - College | New | Space Heating | Natural Gas | Insulation - Ducting | A | Cumulative Summer Peak Savings (MW) | Achievable Economic UCT Potential | 0 | 0 | 0 | 0 | 0 | 0 | 0 | 0 | 0 | 0 | 0 | 0 | 0 | 0 | 0 | 0 | 0 | 0 | 0 | 0 | 0 | 0 | 0 | 0 | 0 | 0 | 0
F9_Commercial_WA - College_New_Space Heating_Natural Gas_Insulation - Ducting_A_Achievable Economic UCT Potential | F9 | Commercial | WA - College | New | Space Heating | Natural Gas | Insulation - Ducting | A | Cumulative Winter Peak Savings (MW) | Achievable Economic UCT Potential | 0 | 0 | 0 | 0 | 0 | 0 | 0 | 0 | 0 | 0 | 0 | 0 | 0 | 0 | 0 | 0 | 0 | 0 | 0 | 0 | 0 | 0 | 0 | 0 | 0 | 0 | 0
F10_Commercial_WA - College_New_Space Heating_Natural Gas_Insulation - Ducting_A_Achievable Economic UCT Potential | F10 | Commercial | WA - College | New | Space Heating | Natural Gas | Insulation - Ducting | A | Purchases (Incremental) | Achievable Economic UCT Potential | 0 | 0 | 0 | 0 | 0 | 0 | 0 | 0 | 0 | 0 | 0 | 0 | 0 | 0 | 0 | 0 | 0 | 0 | 0 | 0 | 0 | 0 | 0 | 0 | 0 | 0 | 0
F11_Commercial_WA - College_New_Space Heating_Natural Gas_Insulation - Ducting_A_Achievable Economic UCT Potential | F11 | Commercial | WA - College | New | Space Heating | Natural Gas | Insulation - Ducting | A | Purchases (Cumulative) | Achievable Economic UCT Potential | 0 | 0 | 0 | 0 | 0 | 0 | 0 | 0 | 0 | 0 | 0 | 0 | 0 | 0 | 0 | 0 | 0 | 0 | 0 | 0 | 0 | 0 | 0 | 0 | 0 | 0 | 0
F1_Commercial_WA - College_New_Space Heating_Natural Gas_Insulation - Wall Cavity_A_Achievable Economic UCT Potential | F1 | Commercial | WA - College | New | Space Heating | Natural Gas | Insulation - Wall Cavity | A | Integrated Unit Energy Savings (kWh or therms) | Achievable Economic UCT Potential | 0 | 0 | 0 | 0 | 0 | 0 | 0 | 0 | 0 | 0 | 0 | 0 | 0 | 0 | 0 | 0 | 0 | 0 | 0 | 0 | 0 | 0 | 0 | 0 | 0 | 0 | 0
F2_Commercial_WA - College_New_Space Heating_Natural Gas_Insulation - Wall Cavity_A_Achievable Economic UCT Potential | F2 | Commercial | WA - College | New | Space Heating | Natural Gas | Insulation - Wall Cavity | A | Integrated Unit Summer Peak Savings (kW) | Achievable Economic UCT Potential | 0 | 0 | 0 | 0 | 0 | 0 | 0 | 0 | 0 | 0 | 0 | 0 | 0 | 0 | 0 | 0 | 0 | 0 | 0 | 0 | 0 | 0 | 0 | 0 | 0 | 0 | 0
F3_Commercial_WA - College_New_Space Heating_Natural Gas_Insulation - Wall Cavity_A_Achievable Economic UCT Potential | F3 | Commercial | WA - College | New | Space Heating | Natural Gas | Insulation - Wall Cavity | A | Integrated Unit Winter Peak Savings (kW) | Achievable Economic UCT Potential | 0 | 0 | 0 | 0 | 0 | 0 | 0 | 0 | 0 | 0 | 0 | 0 | 0 | 0 | 0 | 0 | 0 | 0 | 0 | 0 | 0 | 0 | 0 | 0 | 0 | 0 | 0
F4_Commercial_WA - College_New_Space Heating_Natural Gas_Insulation - Wall Cavity_A_Achievable Economic UCT Potential | F4 | Commercial | WA - College | New | Space Heating | Natural Gas | Insulation - Wall Cavity | A | Incremental Energy Savings (MWh or mTherms) | Achievable Economic UCT Potential | 0 | 0 | 0 | 0 | 0 | 0 | 0 | 0 | 0 | 0 | 0 | 0 | 0 | 0 | 0 | 0 | 0 | 0 | 0 | 0 | 0 | 0 | 0 | 0 | 0 | 0 | 0
F5_Commercial_WA - College_New_Space Heating_Natural Gas_Insulation - Wall Cavity_A_Achievable Economic UCT Potential | F5 | Commercial | WA - College | New | Space Heating | Natural Gas | Insulation - Wall Cavity | A | Incremental Summer Peak Savings (MW) | Achievable Economic UCT Potential | 0 | 0 | 0 | 0 | 0 | 0 | 0 | 0 | 0 | 0 | 0 | 0 | 0 | 0 | 0 | 0 | 0 | 0 | 0 | 0 | 0 | 0 | 0 | 0 | 0 | 0 | 0
F6_Commercial_WA - College_New_Space Heating_Natural Gas_Insulation - Wall Cavity_A_Achievable Economic UCT Potential | F6 | Commercial | WA - College | New | Space Heating | Natural Gas | Insulation - Wall Cavity | A | Incremental Winter Peak Savings (MW) | Achievable Economic UCT Potential | 0 | 0 | 0 | 0 | 0 | 0 | 0 | 0 | 0 | 0 | 0 | 0 | 0 | 0 | 0 | 0 | 0 | 0 | 0 | 0 | 0 | 0 | 0 | 0 | 0 | 0 | 0
F7_Commercial_WA - College_New_Space Heating_Natural Gas_Insulation - Wall Cavity_A_Achievable Economic UCT Potential | F7 | Commercial | WA - College | New | Space Heating | Natural Gas | Insulation - Wall Cavity | A | Cumulative Energy Savings (MWh or mTherms) | Achievable Economic UCT Potential | 0 | 0 | 0 | 0 | 0 | 0 | 0 | 0 | 0 | 0 | 0 | 0 | 0 | 0 | 0 | 0 | 0 | 0 | 0 | 0 | 0 | 0 | 0 | 0 | 0 | 0 | 0
F8_Commercial_WA - College_New_Space Heating_Natural Gas_Insulation - Wall Cavity_A_Achievable Economic UCT Potential | F8 | Commercial | WA - College | New | Space Heating | Natural Gas | Insulation - Wall Cavity | A | Cumulative Summer Peak Savings (MW) | Achievable Economic UCT Potential | 0 | 0 | 0 | 0 | 0 | 0 | 0 | 0 | 0 | 0 | 0 | 0 | 0 | 0 | 0 | 0 | 0 | 0 | 0 | 0 | 0 | 0 | 0 | 0 | 0 | 0 | 0
F9_Commercial_WA - College_New_Space Heating_Natural Gas_Insulation - Wall Cavity_A_Achievable Economic UCT Potential | F9 | Commercial | WA - College | New | Space Heating | Natural Gas | Insulation - Wall Cavity | A | Cumulative Winter Peak Savings (MW) | Achievable Economic UCT Potential | 0 | 0 | 0 | 0 | 0 | 0 | 0 | 0 | 0 | 0 | 0 | 0 | 0 | 0 | 0 | 0 | 0 | 0 | 0 | 0 | 0 | 0 | 0 | 0 | 0 | 0 | 0
F10_Commercial_WA - College_New_Space Heating_Natural Gas_Insulation - Wall Cavity_A_Achievable Economic UCT Potential | F10 | Commercial | WA - College | New | Space Heating | Natural Gas | Insulation - Wall Cavity | A | Purchases (Incremental) | Achievable Economic UCT Potential | 0 | 0 | 0 | 0 | 0 | 0 | 0 | 0 | 0 | 0 | 0 | 0 | 0 | 0 | 0 | 0 | 0 | 0 | 0 | 0 | 0 | 0 | 0 | 0 | 0 | 0 | 0
F11_Commercial_WA - College_New_Space Heating_Natural Gas_Insulation - Wall Cavity_A_Achievable Economic UCT Potential | F11 | Commercial | WA - College | New | Space Heating | Natural Gas | Insulation - Wall Cavity | A | Purchases (Cumulative) | Achievable Economic UCT Potential | 0 | 0 | 0 | 0 | 0 | 0 | 0 | 0 | 0 | 0 | 0 | 0 | 0 | 0 | 0 | 0 | 0 | 0 | 0 | 0 | 0 | 0 | 0 | 0 | 0 | 0 | 0
F1_Commercial_WA - College_New_Space Heating_Natural Gas_Green Roof - Vegetated Rooftop_A_Achievable Economic UCT Potential | F1 | Commercial | WA - College | New | Space Heating | Natural Gas | Green Roof - Vegetated Rooftop | A | Integrated Unit Energy Savings (kWh or therms) | Achievable Economic UCT Potential | 0 | 0 | 0 | 0 | 0 | 0 | 0 | 0 | 0 | 0 | 0 | 0 | 0 | 0 | 0 | 0 | 0 | 0 | 0 | 0 | 0 | 0 | 0 | 0 | 0 | 0 | 0
F2_Commercial_WA - College_New_Space Heating_Natural Gas_Green Roof - Vegetated Rooftop_A_Achievable Economic UCT Potential | F2 | Commercial | WA - College | New | Space Heating | Natural Gas | Green Roof - Vegetated Rooftop | A | Integrated Unit Summer Peak Savings (kW) | Achievable Economic UCT Potential | 0 | 0 | 0 | 0 | 0 | 0 | 0 | 0 | 0 | 0 | 0 | 0 | 0 | 0 | 0 | 0 | 0 | 0 | 0 | 0 | 0 | 0 | 0 | 0 | 0 | 0 | 0
F3_Commercial_WA - College_New_Space Heating_Natural Gas_Green Roof - Vegetated Rooftop_A_Achievable Economic UCT Potential | F3 | Commercial | WA - College | New | Space Heating | Natural Gas | Green Roof - Vegetated Rooftop | A | Integrated Unit Winter Peak Savings (kW) | Achievable Economic UCT Potential | 0 | 0 | 0 | 0 | 0 | 0 | 0 | 0 | 0 | 0 | 0 | 0 | 0 | 0 | 0 | 0 | 0 | 0 | 0 | 0 | 0 | 0 | 0 | 0 | 0 | 0 | 0
F4_Commercial_WA - College_New_Space Heating_Natural Gas_Green Roof - Vegetated Rooftop_A_Achievable Economic UCT Potential | F4 | Commercial | WA - College | New | Space Heating | Natural Gas | Green Roof - Vegetated Rooftop | A | Incremental Energy Savings (MWh or mTherms) | Achievable Economic UCT Potential | 0 | 0 | 0 | 0 | 0 | 0 | 0 | 0 | 0 | 0 | 0 | 0 | 0 | 0 | 0 | 0 | 0 | 0 | 0 | 0 | 0 | 0 | 0 | 0 | 0 | 0 | 0
F5_Commercial_WA - College_New_Space Heating_Natural Gas_Green Roof - Vegetated Rooftop_A_Achievable Economic UCT Potential | F5 | Commercial | WA - College | New | Space Heating | Natural Gas | Green Roof - Vegetated Rooftop | A | Incremental Summer Peak Savings (MW) | Achievable Economic UCT Potential | 0 | 0 | 0 | 0 | 0 | 0 | 0 | 0 | 0 | 0 | 0 | 0 | 0 | 0 | 0 | 0 | 0 | 0 | 0 | 0 | 0 | 0 | 0 | 0 | 0 | 0 | 0
F6_Commercial_WA - College_New_Space Heating_Natural Gas_Green Roof - Vegetated Rooftop_A_Achievable Economic UCT Potential | F6 | Commercial | WA - College | New | Space Heating | Natural Gas | Green Roof - Vegetated Rooftop | A | Incremental Winter Peak Savings (MW) | Achievable Economic UCT Potential | 0 | 0 | 0 | 0 | 0 | 0 | 0 | 0 | 0 | 0 | 0 | 0 | 0 | 0 | 0 | 0 | 0 | 0 | 0 | 0 | 0 | 0 | 0 | 0 | 0 | 0 | 0
F7_Commercial_WA - College_New_Space Heating_Natural Gas_Green Roof - Vegetated Rooftop_A_Achievable Economic UCT Potential | F7 | Commercial | WA - College | New | Space Heating | Natural Gas | Green Roof - Vegetated Rooftop | A | Cumulative Energy Savings (MWh or mTherms) | Achievable Economic UCT Potential | 0 | 0 | 0 | 0 | 0 | 0 | 0 | 0 | 0 | 0 | 0 | 0 | 0 | 0 | 0 | 0 | 0 | 0 | 0 | 0 | 0 | 0 | 0 | 0 | 0 | 0 | 0
F8_Commercial_WA - College_New_Space Heating_Natural Gas_Green Roof - Vegetated Rooftop_A_Achievable Economic UCT Potential | F8 | Commercial | WA - College | New | Space Heating | Natural Gas | Green Roof - Vegetated Rooftop | A | Cumulative Summer Peak Savings (MW) | Achievable Economic UCT Potential | 0 | 0 | 0 | 0 | 0 | 0 | 0 | 0 | 0 | 0 | 0 | 0 | 0 | 0 | 0 | 0 | 0 | 0 | 0 | 0 | 0 | 0 | 0 | 0 | 0 | 0 | 0
F9_Commercial_WA - College_New_Space Heating_Natural Gas_Green Roof - Vegetated Rooftop_A_Achievable Economic UCT Potential | F9 | Commercial | WA - College | New | Space Heating | Natural Gas | Green Roof - Vegetated Rooftop | A | Cumulative Winter Peak Savings (MW) | Achievable Economic UCT Potential | 0 | 0 | 0 | 0 | 0 | 0 | 0 | 0 | 0 | 0 | 0 | 0 | 0 | 0 | 0 | 0 | 0 | 0 | 0 | 0 | 0 | 0 | 0 | 0 | 0 | 0 | 0
F10_Commercial_WA - College_New_Space Heating_Natural Gas_Green Roof - Vegetated Rooftop_A_Achievable Economic UCT Potential | F10 | Commercial | WA - College | New | Space Heating | Natural Gas | Green Roof - Vegetated Rooftop | A | Purchases (Incremental) | Achievable Economic UCT Potential | 0 | 0 | 0 | 0 | 0 | 0 | 0 | 0 | 0 | 0 | 0 | 0 | 0 | 0 | 0 | 0 | 0 | 0 | 0 | 0 | 0 | 0 | 0 | 0 | 0 | 0 | 0
F11_Commercial_WA - College_New_Space Heating_Natural Gas_Green Roof - Vegetated Rooftop_A_Achievable Economic UCT Potential | F11 | Commercial | WA - College | New | Space Heating | Natural Gas | Green Roof - Vegetated Rooftop | A | Purchases (Cumulative) | Achievable Economic UCT Potential | 0 | 0 | 0 | 0 | 0 | 0 | 0 | 0 | 0 | 0 | 0 | 0 | 0 | 0 | 0 | 0 | 0 | 0 | 0 | 0 | 0 | 0 | 0 | 0 | 0 | 0 | 0
F1_Commercial_WA - College_New_Space Heating_Natural Gas_Ducting - Repair and Sealing_A_Achievable Economic UCT Potential | F1 | Commercial | WA - College | New | Space Heating | Natural Gas | Ducting - Repair and Sealing | A | Integrated Unit Energy Savings (kWh or therms) | Achievable Economic UCT Potential | 0 | 0 | 0 | 0 | 0 | 0 | 0 | 0 | 0 | 0 | 0 | 0 | 0 | 0 | 0 | 0 | 0 | 0 | 0 | 0 | 0 | 0 | 0 | 0 | 0 | 0 | 0
F2_Commercial_WA - College_New_Space Heating_Natural Gas_Ducting - Repair and Sealing_A_Achievable Economic UCT Potential | F2 | Commercial | WA - College | New | Space Heating | Natural Gas | Ducting - Repair and Sealing | A | Integrated Unit Summer Peak Savings (kW) | Achievable Economic UCT Potential | 0 | 0 | 0 | 0 | 0 | 0 | 0 | 0 | 0 | 0 | 0 | 0 | 0 | 0 | 0 | 0 | 0 | 0 | 0 | 0 | 0 | 0 | 0 | 0 | 0 | 0 | 0
F3_Commercial_WA - College_New_Space Heating_Natural Gas_Ducting - Repair and Sealing_A_Achievable Economic UCT Potential | F3 | Commercial | WA - College | New | Space Heating | Natural Gas | Ducting - Repair and Sealing | A | Integrated Unit Winter Peak Savings (kW) | Achievable Economic UCT Potential | 0 | 0 | 0 | 0 | 0 | 0 | 0 | 0 | 0 | 0 | 0 | 0 | 0 | 0 | 0 | 0 | 0 | 0 | 0 | 0 | 0 | 0 | 0 | 0 | 0 | 0 | 0
F4_Commercial_WA - College_New_Space Heating_Natural Gas_Ducting - Repair and Sealing_A_Achievable Economic UCT Potential | F4 | Commercial | WA - College | New | Space Heating | Natural Gas | Ducting - Repair and Sealing | A | Incremental Energy Savings (MWh or mTherms) | Achievable Economic UCT Potential | 0 | 0 | 0 | 0 | 0 | 0 | 0 | 0 | 0 | 0 | 0 | 0 | 0 | 0 | 0 | 0 | 0 | 0 | 0 | 0 | 0 | 0 | 0 | 0 | 0 | 0 | 0
F5_Commercial_WA - College_New_Space Heating_Natural Gas_Ducting - Repair and Sealing_A_Achievable Economic UCT Potential | F5 | Commercial | WA - College | New | Space Heating | Natural Gas | Ducting - Repair and Sealing | A | Incremental Summer Peak Savings (MW) | Achievable Economic UCT Potential | 0 | 0 | 0 | 0 | 0 | 0 | 0 | 0 | 0 | 0 | 0 | 0 | 0 | 0 | 0 | 0 | 0 | 0 | 0 | 0 | 0 | 0 | 0 | 0 | 0 | 0 | 0
F6_Commercial_WA - College_New_Space Heating_Natural Gas_Ducting - Repair and Sealing_A_Achievable Economic UCT Potential | F6 | Commercial | WA - College | New | Space Heating | Natural Gas | Ducting - Repair and Sealing | A | Incremental Winter Peak Savings (MW) | Achievable Economic UCT Potential | 0 | 0 | 0 | 0 | 0 | 0 | 0 | 0 | 0 | 0 | 0 | 0 | 0 | 0 | 0 | 0 | 0 | 0 | 0 | 0 | 0 | 0 | 0 | 0 | 0 | 0 | 0
F7_Commercial_WA - College_New_Space Heating_Natural Gas_Ducting - Repair and Sealing_A_Achievable Economic UCT Potential | F7 | Commercial | WA - College | New | Space Heating | Natural Gas | Ducting - Repair and Sealing | A | Cumulative Energy Savings (MWh or mTherms) | Achievable Economic UCT Potential | 0 | 0 | 0 | 0 | 0 | 0 | 0 | 0 | 0 | 0 | 0 | 0 | 0 | 0 | 0 | 0 | 0 | 0 | 0 | 0 | 0 | 0 | 0 | 0 | 0 | 0 | 0
F8_Commercial_WA - College_New_Space Heating_Natural Gas_Ducting - Repair and Sealing_A_Achievable Economic UCT Potential | F8 | Commercial | WA - College | New | Space Heating | Natural Gas | Ducting - Repair and Sealing | A | Cumulative Summer Peak Savings (MW) | Achievable Economic UCT Potential | 0 | 0 | 0 | 0 | 0 | 0 | 0 | 0 | 0 | 0 | 0 | 0 | 0 | 0 | 0 | 0 | 0 | 0 | 0 | 0 | 0 | 0 | 0 | 0 | 0 | 0 | 0
F9_Commercial_WA - College_New_Space Heating_Natural Gas_Ducting - Repair and Sealing_A_Achievable Economic UCT Potential | F9 | Commercial | WA - College | New | Space Heating | Natural Gas | Ducting - Repair and Sealing | A | Cumulative Winter Peak Savings (MW) | Achievable Economic UCT Potential | 0 | 0 | 0 | 0 | 0 | 0 | 0 | 0 | 0 | 0 | 0 | 0 | 0 | 0 | 0 | 0 | 0 | 0 | 0 | 0 | 0 | 0 | 0 | 0 | 0 | 0 | 0
F10_Commercial_WA - College_New_Space Heating_Natural Gas_Ducting - Repair and Sealing_A_Achievable Economic UCT Potential | F10 | Commercial | WA - College | New | Space Heating | Natural Gas | Ducting - Repair and Sealing | A | Purchases (Incremental) | Achievable Economic UCT Potential | 0 | 0 | 0 | 0 | 0 | 0 | 0 | 0 | 0 | 0 | 0 | 0 | 0 | 0 | 0 | 0 | 0 | 0 | 0 | 0 | 0 | 0 | 0 | 0 | 0 | 0 | 0
F11_Commercial_WA - College_New_Space Heating_Natural Gas_Ducting - Repair and Sealing_A_Achievable Economic UCT Potential | F11 | Commercial | WA - College | New | Space Heating | Natural Gas | Ducting - Repair and Sealing | A | Purchases (Cumulative) | Achievable Economic UCT Potential | 0 | 0 | 0 | 0 | 0 | 0 | 0 | 0 | 0 | 0 | 0 | 0 | 0 | 0 | 0 | 0 | 0 | 0 | 0 | 0 | 0 | 0 | 0 | 0 | 0 | 0 | 0
F1_Commercial_WA - College_New_Space Heating_Natural Gas_Windows - High Efficiency Glazing_A_Achievable Economic UCT Potential | F1 | Commercial | WA - College | New | Space Heating | Natural Gas | Windows - High Efficiency Glazing | A | Integrated Unit Energy Savings (kWh or therms) | Achievable Economic UCT Potential | 0 | 0 | 0 | 0 | 0 | 0 | 0 | 0 | 0 | 0 | 0 | 0 | 0 | 0 | 0 | 0 | 0 | 0 | 0 | 0 | 0 | 0 | 0 | 0 | 0 | 0 | 0
F2_Commercial_WA - College_New_Space Heating_Natural Gas_Windows - High Efficiency Glazing_A_Achievable Economic UCT Potential | F2 | Commercial | WA - College | New | Space Heating | Natural Gas | Windows - High Efficiency Glazing | A | Integrated Unit Summer Peak Savings (kW) | Achievable Economic UCT Potential | 0 | 0 | 0 | 0 | 0 | 0 | 0 | 0 | 0 | 0 | 0 | 0 | 0 | 0 | 0 | 0 | 0 | 0 | 0 | 0 | 0 | 0 | 0 | 0 | 0 | 0 | 0
F3_Commercial_WA - College_New_Space Heating_Natural Gas_Windows - High Efficiency Glazing_A_Achievable Economic UCT Potential | F3 | Commercial | WA - College | New | Space Heating | Natural Gas | Windows - High Efficiency Glazing | A | Integrated Unit Winter Peak Savings (kW) | Achievable Economic UCT Potential | 0 | 0 | 0 | 0 | 0 | 0 | 0 | 0 | 0 | 0 | 0 | 0 | 0 | 0 | 0 | 0 | 0 | 0 | 0 | 0 | 0 | 0 | 0 | 0 | 0 | 0 | 0
F4_Commercial_WA - College_New_Space Heating_Natural Gas_Windows - High Efficiency Glazing_A_Achievable Economic UCT Potential | F4 | Commercial | WA - College | New | Space Heating | Natural Gas | Windows - High Efficiency Glazing | A | Incremental Energy Savings (MWh or mTherms) | Achievable Economic UCT Potential | 0 | 0 | 0 | 0 | 0 | 0 | 0 | 0 | 0 | 0 | 0 | 0 | 0 | 0 | 0 | 0 | 0 | 0 | 0 | 0 | 0 | 0 | 0 | 0 | 0 | 0 | 0
F5_Commercial_WA - College_New_Space Heating_Natural Gas_Windows - High Efficiency Glazing_A_Achievable Economic UCT Potential | F5 | Commercial | WA - College | New | Space Heating | Natural Gas | Windows - High Efficiency Glazing | A | Incremental Summer Peak Savings (MW) | Achievable Economic UCT Potential | 0 | 0 | 0 | 0 | 0 | 0 | 0 | 0 | 0 | 0 | 0 | 0 | 0 | 0 | 0 | 0 | 0 | 0 | 0 | 0 | 0 | 0 | 0 | 0 | 0 | 0 | 0
F6_Commercial_WA - College_New_Space Heating_Natural Gas_Windows - High Efficiency Glazing_A_Achievable Economic UCT Potential | F6 | Commercial | WA - College | New | Space Heating | Natural Gas | Windows - High Efficiency Glazing | A | Incremental Winter Peak Savings (MW) | Achievable Economic UCT Potential | 0 | 0 | 0 | 0 | 0 | 0 | 0 | 0 | 0 | 0 | 0 | 0 | 0 | 0 | 0 | 0 | 0 | 0 | 0 | 0 | 0 | 0 | 0 | 0 | 0 | 0 | 0
F7_Commercial_WA - College_New_Space Heating_Natural Gas_Windows - High Efficiency Glazing_A_Achievable Economic UCT Potential | F7 | Commercial | WA - College | New | Space Heating | Natural Gas | Windows - High Efficiency Glazing | A | Cumulative Energy Savings (MWh or mTherms) | Achievable Economic UCT Potential | 0 | 0 | 0 | 0 | 0 | 0 | 0 | 0 | 0 | 0 | 0 | 0 | 0 | 0 | 0 | 0 | 0 | 0 | 0 | 0 | 0 | 0 | 0 | 0 | 0 | 0 | 0
F8_Commercial_WA - College_New_Space Heating_Natural Gas_Windows - High Efficiency Glazing_A_Achievable Economic UCT Potential | F8 | Commercial | WA - College | New | Space Heating | Natural Gas | Windows - High Efficiency Glazing | A | Cumulative Summer Peak Savings (MW) | Achievable Economic UCT Potential | 0 | 0 | 0 | 0 | 0 | 0 | 0 | 0 | 0 | 0 | 0 | 0 | 0 | 0 | 0 | 0 | 0 | 0 | 0 | 0 | 0 | 0 | 0 | 0 | 0 | 0 | 0
F9_Commercial_WA - College_New_Space Heating_Natural Gas_Windows - High Efficiency Glazing_A_Achievable Economic UCT Potential | F9 | Commercial | WA - College | New | Space Heating | Natural Gas | Windows - High Efficiency Glazing | A | Cumulative Winter Peak Savings (MW) | Achievable Economic UCT Potential | 0 | 0 | 0 | 0 | 0 | 0 | 0 | 0 | 0 | 0 | 0 | 0 | 0 | 0 | 0 | 0 | 0 | 0 | 0 | 0 | 0 | 0 | 0 | 0 | 0 | 0 | 0
F10_Commercial_WA - College_New_Space Heating_Natural Gas_Windows - High Efficiency Glazing_A_Achievable Economic UCT Potential | F10 | Commercial | WA - College | New | Space Heating | Natural Gas | Windows - High Efficiency Glazing | A | Purchases (Incremental) | Achievable Economic UCT Potential | 0 | 0 | 0 | 0 | 0 | 0 | 0 | 0 | 0 | 0 | 0 | 0 | 0 | 0 | 0 | 0 | 0 | 0 | 0 | 0 | 0 | 0 | 0 | 0 | 0 | 0 | 0
F11_Commercial_WA - College_New_Space Heating_Natural Gas_Windows - High Efficiency Glazing_A_Achievable Economic UCT Potential | F11 | Commercial | WA - College | New | Space Heating | Natural Gas | Windows - High Efficiency Glazing | A | Purchases (Cumulative) | Achievable Economic UCT Potential | 0 | 0 | 0 | 0 | 0 | 0 | 0 | 0 | 0 | 0 | 0 | 0 | 0 | 0 | 0 | 0 | 0 | 0 | 0 | 0 | 0 | 0 | 0 | 0 | 0 | 0 | 0
F1_Commercial_WA - College_New_Space Heating_Natural Gas_Windows - Secondary Glazing Systems_A_Achievable Economic UCT Potential | F1 | Commercial | WA - College | New | Space Heating | Natural Gas | Windows - Secondary Glazing Systems | A | Integrated Unit Energy Savings (kWh or therms) | Achievable Economic UCT Potential | 0 | 0 | 0 | 0 | 0 | 0 | 0 | 0 | 0 | 0 | 0 | 0 | 0 | 0 | 0 | 0 | 0 | 0 | 0 | 0 | 0 | 0 | 0 | 0 | 0 | 0 | 0
F2_Commercial_WA - College_New_Space Heating_Natural Gas_Windows - Secondary Glazing Systems_A_Achievable Economic UCT Potential | F2 | Commercial | WA - College | New | Space Heating | Natural Gas | Windows - Secondary Glazing Systems | A | Integrated Unit Summer Peak Savings (kW) | Achievable Economic UCT Potential | 0 | 0 | 0 | 0 | 0 | 0 | 0 | 0 | 0 | 0 | 0 | 0 | 0 | 0 | 0 | 0 | 0 | 0 | 0 | 0 | 0 | 0 | 0 | 0 | 0 | 0 | 0
F3_Commercial_WA - College_New_Space Heating_Natural Gas_Windows - Secondary Glazing Systems_A_Achievable Economic UCT Potential | F3 | Commercial | WA - College | New | Space Heating | Natural Gas | Windows - Secondary Glazing Systems | A | Integrated Unit Winter Peak Savings (kW) | Achievable Economic UCT Potential | 0 | 0 | 0 | 0 | 0 | 0 | 0 | 0 | 0 | 0 | 0 | 0 | 0 | 0 | 0 | 0 | 0 | 0 | 0 | 0 | 0 | 0 | 0 | 0 | 0 | 0 | 0
F4_Commercial_WA - College_New_Space Heating_Natural Gas_Windows - Secondary Glazing Systems_A_Achievable Economic UCT Potential | F4 | Commercial | WA - College | New | Space Heating | Natural Gas | Windows - Secondary Glazing Systems | A | Incremental Energy Savings (MWh or mTherms) | Achievable Economic UCT Potential | 0 | 0 | 0 | 0 | 0 | 0 | 0 | 0 | 0 | 0 | 0 | 0 | 0 | 0 | 0 | 0 | 0 | 0 | 0 | 0 | 0 | 0 | 0 | 0 | 0 | 0 | 0
F5_Commercial_WA - College_New_Space Heating_Natural Gas_Windows - Secondary Glazing Systems_A_Achievable Economic UCT Potential | F5 | Commercial | WA - College | New | Space Heating | Natural Gas | Windows - Secondary Glazing Systems | A | Incremental Summer Peak Savings (MW) | Achievable Economic UCT Potential | 0 | 0 | 0 | 0 | 0 | 0 | 0 | 0 | 0 | 0 | 0 | 0 | 0 | 0 | 0 | 0 | 0 | 0 | 0 | 0 | 0 | 0 | 0 | 0 | 0 | 0 | 0
F6_Commercial_WA - College_New_Space Heating_Natural Gas_Windows - Secondary Glazing Systems_A_Achievable Economic UCT Potential | F6 | Commercial | WA - College | New | Space Heating | Natural Gas | Windows - Secondary Glazing Systems | A | Incremental Winter Peak Savings (MW) | Achievable Economic UCT Potential | 0 | 0 | 0 | 0 | 0 | 0 | 0 | 0 | 0 | 0 | 0 | 0 | 0 | 0 | 0 | 0 | 0 | 0 | 0 | 0 | 0 | 0 | 0 | 0 | 0 | 0 | 0
F7_Commercial_WA - College_New_Space Heating_Natural Gas_Windows - Secondary Glazing Systems_A_Achievable Economic UCT Potential | F7 | Commercial | WA - College | New | Space Heating | Natural Gas | Windows - Secondary Glazing Systems | A | Cumulative Energy Savings (MWh or mTherms) | Achievable Economic UCT Potential | 0 | 0 | 0 | 0 | 0 | 0 | 0 | 0 | 0 | 0 | 0 | 0 | 0 | 0 | 0 | 0 | 0 | 0 | 0 | 0 | 0 | 0 | 0 | 0 | 0 | 0 | 0
F8_Commercial_WA - College_New_Space Heating_Natural Gas_Windows - Secondary Glazing Systems_A_Achievable Economic UCT Potential | F8 | Commercial | WA - College | New | Space Heating | Natural Gas | Windows - Secondary Glazing Systems | A | Cumulative Summer Peak Savings (MW) | Achievable Economic UCT Potential | 0 | 0 | 0 | 0 | 0 | 0 | 0 | 0 | 0 | 0 | 0 | 0 | 0 | 0 | 0 | 0 | 0 | 0 | 0 | 0 | 0 | 0 | 0 | 0 | 0 | 0 | 0
F9_Commercial_WA - College_New_Space Heating_Natural Gas_Windows - Secondary Glazing Systems_A_Achievable Economic UCT Potential | F9 | Commercial | WA - College | New | Space Heating | Natural Gas | Windows - Secondary Glazing Systems | A | Cumulative Winter Peak Savings (MW) | Achievable Economic UCT Potential | 0 | 0 | 0 | 0 | 0 | 0 | 0 | 0 | 0 | 0 | 0 | 0 | 0 | 0 | 0 | 0 | 0 | 0 | 0 | 0 | 0 | 0 | 0 | 0 | 0 | 0 | 0
F10_Commercial_WA - College_New_Space Heating_Natural Gas_Windows - Secondary Glazing Systems_A_Achievable Economic UCT Potential | F10 | Commercial | WA - College | New | Space Heating | Natural Gas | Windows - Secondary Glazing Systems | A | Purchases (Incremental) | Achievable Economic UCT Potential | 0 | 0 | 0 | 0 | 0 | 0 | 0 | 0 | 0 | 0 | 0 | 0 | 0 | 0 | 0 | 0 | 0 | 0 | 0 | 0 | 0 | 0 | 0 | 0 | 0 | 0 | 0
F11_Commercial_WA - College_New_Space Heating_Natural Gas_Windows - Secondary Glazing Systems_A_Achievable Economic UCT Potential | F11 | Commercial | WA - College | New | Space Heating | Natural Gas | Windows - Secondary Glazing Systems | A | Purchases (Cumulative) | Achievable Economic UCT Potential | 0 | 0 | 0 | 0 | 0 | 0 | 0 | 0 | 0 | 0 | 0 | 0 | 0 | 0 | 0 | 0 | 0 | 0 | 0 | 0 | 0 | 0 | 0 | 0 | 0 | 0 | 0
F1_Commercial_WA - College_New_Space Heating_Natural Gas_HVAC - Energy Recovery Ventilator_A_Achievable Economic UCT Potential | F1 | Commercial | WA - College | New | Space Heating | Natural Gas | HVAC - Energy Recovery Ventilator | A | Integrated Unit Energy Savings (kWh or therms) | Achievable Economic UCT Potential | 0 | 0 | 0 | 0 | 0 | 0 | 0 | 0 | 0 | 0 | 0 | 0 | 0 | 0 | 0 | 0 | 0 | 0 | 0 | 0 | 0 | 0 | 0 | 0 | 0 | 0 | 0
F2_Commercial_WA - College_New_Space Heating_Natural Gas_HVAC - Energy Recovery Ventilator_A_Achievable Economic UCT Potential | F2 | Commercial | WA - College | New | Space Heating | Natural Gas | HVAC - Energy Recovery Ventilator | A | Integrated Unit Summer Peak Savings (kW) | Achievable Economic UCT Potential | 0 | 0 | 0 | 0 | 0 | 0 | 0 | 0 | 0 | 0 | 0 | 0 | 0 | 0 | 0 | 0 | 0 | 0 | 0 | 0 | 0 | 0 | 0 | 0 | 0 | 0 | 0
F3_Commercial_WA - College_New_Space Heating_Natural Gas_HVAC - Energy Recovery Ventilator_A_Achievable Economic UCT Potential | F3 | Commercial | WA - College | New | Space Heating | Natural Gas | HVAC - Energy Recovery Ventilator | A | Integrated Unit Winter Peak Savings (kW) | Achievable Economic UCT Potential | 0 | 0 | 0 | 0 | 0 | 0 | 0 | 0 | 0 | 0 | 0 | 0 | 0 | 0 | 0 | 0 | 0 | 0 | 0 | 0 | 0 | 0 | 0 | 0 | 0 | 0 | 0
F4_Commercial_WA - College_New_Space Heating_Natural Gas_HVAC - Energy Recovery Ventilator_A_Achievable Economic UCT Potential | F4 | Commercial | WA - College | New | Space Heating | Natural Gas | HVAC - Energy Recovery Ventilator | A | Incremental Energy Savings (MWh or mTherms) | Achievable Economic UCT Potential | 0 | 0 | 0 | 0 | 0 | 0 | 0 | 0 | 0 | 0 | 0 | 0 | 0 | 0 | 0 | 0 | 0 | 0 | 0 | 0 | 0 | 0 | 0 | 0 | 0 | 0 | 0
F5_Commercial_WA - College_New_Space Heating_Natural Gas_HVAC - Energy Recovery Ventilator_A_Achievable Economic UCT Potential | F5 | Commercial | WA - College | New | Space Heating | Natural Gas | HVAC - Energy Recovery Ventilator | A | Incremental Summer Peak Savings (MW) | Achievable Economic UCT Potential | 0 | 0 | 0 | 0 | 0 | 0 | 0 | 0 | 0 | 0 | 0 | 0 | 0 | 0 | 0 | 0 | 0 | 0 | 0 | 0 | 0 | 0 | 0 | 0 | 0 | 0 | 0
F6_Commercial_WA - College_New_Space Heating_Natural Gas_HVAC - Energy Recovery Ventilator_A_Achievable Economic UCT Potential | F6 | Commercial | WA - College | New | Space Heating | Natural Gas | HVAC - Energy Recovery Ventilator | A | Incremental Winter Peak Savings (MW) | Achievable Economic UCT Potential | 0 | 0 | 0 | 0 | 0 | 0 | 0 | 0 | 0 | 0 | 0 | 0 | 0 | 0 | 0 | 0 | 0 | 0 | 0 | 0 | 0 | 0 | 0 | 0 | 0 | 0 | 0
F7_Commercial_WA - College_New_Space Heating_Natural Gas_HVAC - Energy Recovery Ventilator_A_Achievable Economic UCT Potential | F7 | Commercial | WA - College | New | Space Heating | Natural Gas | HVAC - Energy Recovery Ventilator | A | Cumulative Energy Savings (MWh or mTherms) | Achievable Economic UCT Potential | 0 | 0 | 0 | 0 | 0 | 0 | 0 | 0 | 0 | 0 | 0 | 0 | 0 | 0 | 0 | 0 | 0 | 0 | 0 | 0 | 0 | 0 | 0 | 0 | 0 | 0 | 0
F8_Commercial_WA - College_New_Space Heating_Natural Gas_HVAC - Energy Recovery Ventilator_A_Achievable Economic UCT Potential | F8 | Commercial | WA - College | New | Space Heating | Natural Gas | HVAC - Energy Recovery Ventilator | A | Cumulative Summer Peak Savings (MW) | Achievable Economic UCT Potential | 0 | 0 | 0 | 0 | 0 | 0 | 0 | 0 | 0 | 0 | 0 | 0 | 0 | 0 | 0 | 0 | 0 | 0 | 0 | 0 | 0 | 0 | 0 | 0 | 0 | 0 | 0
F9_Commercial_WA - College_New_Space Heating_Natural Gas_HVAC - Energy Recovery Ventilator_A_Achievable Economic UCT Potential | F9 | Commercial | WA - College | New | Space Heating | Natural Gas | HVAC - Energy Recovery Ventilator | A | Cumulative Winter Peak Savings (MW) | Achievable Economic UCT Potential | 0 | 0 | 0 | 0 | 0 | 0 | 0 | 0 | 0 | 0 | 0 | 0 | 0 | 0 | 0 | 0 | 0 | 0 | 0 | 0 | 0 | 0 | 0 | 0 | 0 | 0 | 0
F10_Commercial_WA - College_New_Space Heating_Natural Gas_HVAC - Energy Recovery Ventilator_A_Achievable Economic UCT Potential | F10 | Commercial | WA - College | New | Space Heating | Natural Gas | HVAC - Energy Recovery Ventilator | A | Purchases (Incremental) | Achievable Economic UCT Potential | 0 | 0 | 0 | 0 | 0 | 0 | 0 | 0 | 0 | 0 | 0 | 0 | 0 | 0 | 0 | 0 | 0 | 0 | 0 | 0 | 0 | 0 | 0 | 0 | 0 | 0 | 0
F11_Commercial_WA - College_New_Space Heating_Natural Gas_HVAC - Energy Recovery Ventilator_A_Achievable Economic UCT Potential | F11 | Commercial | WA - College | New | Space Heating | Natural Gas | HVAC - Energy Recovery Ventilator | A | Purchases (Cumulative) | Achievable Economic UCT Potential | 0 | 0 | 0 | 0 | 0 | 0 | 0 | 0 | 0 | 0 | 0 | 0 | 0 | 0 | 0 | 0 | 0 | 0 | 0 | 0 | 0 | 0 | 0 | 0 | 0 | 0 | 0
F1_Commercial_WA - College_New_Space Heating_Natural Gas_Building Shell - Air Sealing (Infiltration Control)_A_Achievable Economic UCT Potential | F1 | Commercial | WA - College | New | Space Heating | Natural Gas | Building Shell - Air Sealing (Infiltration Control) | A | Integrated Unit Energy Savings (kWh or therms) | Achievable Economic UCT Potential | 0 | 0 | 0 | 0 | 0 | 0 | 0 | 0 | 0 | 0 | 0 | 0 | 0 | 0 | 0 | 0 | 0 | 0 | 0 | 0 | 0 | 0 | 0 | 0 | 0 | 0 | 0
F2_Commercial_WA - College_New_Space Heating_Natural Gas_Building Shell - Air Sealing (Infiltration Control)_A_Achievable Economic UCT Potential | F2 | Commercial | WA - College | New | Space Heating | Natural Gas | Building Shell - Air Sealing (Infiltration Control) | A | Integrated Unit Summer Peak Savings (kW) | Achievable Economic UCT Potential | 0 | 0 | 0 | 0 | 0 | 0 | 0 | 0 | 0 | 0 | 0 | 0 | 0 | 0 | 0 | 0 | 0 | 0 | 0 | 0 | 0 | 0 | 0 | 0 | 0 | 0 | 0
F3_Commercial_WA - College_New_Space Heating_Natural Gas_Building Shell - Air Sealing (Infiltration Control)_A_Achievable Economic UCT Potential | F3 | Commercial | WA - College | New | Space Heating | Natural Gas | Building Shell - Air Sealing (Infiltration Control) | A | Integrated Unit Winter Peak Savings (kW) | Achievable Economic UCT Potential | 0 | 0 | 0 | 0 | 0 | 0 | 0 | 0 | 0 | 0 | 0 | 0 | 0 | 0 | 0 | 0 | 0 | 0 | 0 | 0 | 0 | 0 | 0 | 0 | 0 | 0 | 0
F4_Commercial_WA - College_New_Space Heating_Natural Gas_Building Shell - Air Sealing (Infiltration Control)_A_Achievable Economic UCT Potential | F4 | Commercial | WA - College | New | Space Heating | Natural Gas | Building Shell - Air Sealing (Infiltration Control) | A | Incremental Energy Savings (MWh or mTherms) | Achievable Economic UCT Potential | 0 | 0 | 0 | 0 | 0 | 0 | 0 | 0 | 0 | 0 | 0 | 0 | 0 | 0 | 0 | 0 | 0 | 0 | 0 | 0 | 0 | 0 | 0 | 0 | 0 | 0 | 0
F5_Commercial_WA - College_New_Space Heating_Natural Gas_Building Shell - Air Sealing (Infiltration Control)_A_Achievable Economic UCT Potential | F5 | Commercial | WA - College | New | Space Heating | Natural Gas | Building Shell - Air Sealing (Infiltration Control) | A | Incremental Summer Peak Savings (MW) | Achievable Economic UCT Potential | 0 | 0 | 0 | 0 | 0 | 0 | 0 | 0 | 0 | 0 | 0 | 0 | 0 | 0 | 0 | 0 | 0 | 0 | 0 | 0 | 0 | 0 | 0 | 0 | 0 | 0 | 0
F6_Commercial_WA - College_New_Space Heating_Natural Gas_Building Shell - Air Sealing (Infiltration Control)_A_Achievable Economic UCT Potential | F6 | Commercial | WA - College | New | Space Heating | Natural Gas | Building Shell - Air Sealing (Infiltration Control) | A | Incremental Winter Peak Savings (MW) | Achievable Economic UCT Potential | 0 | 0 | 0 | 0 | 0 | 0 | 0 | 0 | 0 | 0 | 0 | 0 | 0 | 0 | 0 | 0 | 0 | 0 | 0 | 0 | 0 | 0 | 0 | 0 | 0 | 0 | 0
F7_Commercial_WA - College_New_Space Heating_Natural Gas_Building Shell - Air Sealing (Infiltration Control)_A_Achievable Economic UCT Potential | F7 | Commercial | WA - College | New | Space Heating | Natural Gas | Building Shell - Air Sealing (Infiltration Control) | A | Cumulative Energy Savings (MWh or mTherms) | Achievable Economic UCT Potential | 0 | 0 | 0 | 0 | 0 | 0 | 0 | 0 | 0 | 0 | 0 | 0 | 0 | 0 | 0 | 0 | 0 | 0 | 0 | 0 | 0 | 0 | 0 | 0 | 0 | 0 | 0
F8_Commercial_WA - College_New_Space Heating_Natural Gas_Building Shell - Air Sealing (Infiltration Control)_A_Achievable Economic UCT Potential | F8 | Commercial | WA - College | New | Space Heating | Natural Gas | Building Shell - Air Sealing (Infiltration Control) | A | Cumulative Summer Peak Savings (MW) | Achievable Economic UCT Potential | 0 | 0 | 0 | 0 | 0 | 0 | 0 | 0 | 0 | 0 | 0 | 0 | 0 | 0 | 0 | 0 | 0 | 0 | 0 | 0 | 0 | 0 | 0 | 0 | 0 | 0 | 0
F9_Commercial_WA - College_New_Space Heating_Natural Gas_Building Shell - Air Sealing (Infiltration Control)_A_Achievable Economic UCT Potential | F9 | Commercial | WA - College | New | Space Heating | Natural Gas | Building Shell - Air Sealing (Infiltration Control) | A | Cumulative Winter Peak Savings (MW) | Achievable Economic UCT Potential | 0 | 0 | 0 | 0 | 0 | 0 | 0 | 0 | 0 | 0 | 0 | 0 | 0 | 0 | 0 | 0 | 0 | 0 | 0 | 0 | 0 | 0 | 0 | 0 | 0 | 0 | 0
F10_Commercial_WA - College_New_Space Heating_Natural Gas_Building Shell - Air Sealing (Infiltration Control)_A_Achievable Economic UCT Potential | F10 | Commercial | WA - College | New | Space Heating | Natural Gas | Building Shell - Air Sealing (Infiltration Control) | A | Purchases (Incremental) | Achievable Economic UCT Potential | 0 | 0 | 0 | 0 | 0 | 0 | 0 | 0 | 0 | 0 | 0 | 0 | 0 | 0 | 0 | 0 | 0 | 0 | 0 | 0 | 0 | 0 | 0 | 0 | 0 | 0 | 0
F11_Commercial_WA - College_New_Space Heating_Natural Gas_Building Shell - Air Sealing (Infiltration Control)_A_Achievable Economic UCT Potential | F11 | Commercial | WA - College | New | Space Heating | Natural Gas | Building Shell - Air Sealing (Infiltration Control) | A | Purchases (Cumulative) | Achievable Economic UCT Potential | 0 | 0 | 0 | 0 | 0 | 0 | 0 | 0 | 0 | 0 | 0 | 0 | 0 | 0 | 0 | 0 | 0 | 0 | 0 | 0 | 0 | 0 | 0 | 0 | 0 | 0 | 0
F1_Commercial_WA - College_New_Space Heating_Natural Gas_Ventilation - Demand Controlled_A_Achievable Economic UCT Potential | F1 | Commercial | WA - College | New | Space Heating | Natural Gas | Ventilation - Demand Controlled | A | Integrated Unit Energy Savings (kWh or therms) | Achievable Economic UCT Potential | 0 | 0 | 0 | 0 | 0 | 0 | 0 | 0 | 0 | 0 | 0 | 0 | 0 | 0 | 0 | 0 | 0 | 0 | 0 | 0 | 0 | 0 | 0 | 0 | 0 | 0 | 0
F2_Commercial_WA - College_New_Space Heating_Natural Gas_Ventilation - Demand Controlled_A_Achievable Economic UCT Potential | F2 | Commercial | WA - College | New | Space Heating | Natural Gas | Ventilation - Demand Controlled | A | Integrated Unit Summer Peak Savings (kW) | Achievable Economic UCT Potential | 0 | 0 | 0 | 0 | 0 | 0 | 0 | 0 | 0 | 0 | 0 | 0 | 0 | 0 | 0 | 0 | 0 | 0 | 0 | 0 | 0 | 0 | 0 | 0 | 0 | 0 | 0
F3_Commercial_WA - College_New_Space Heating_Natural Gas_Ventilation - Demand Controlled_A_Achievable Economic UCT Potential | F3 | Commercial | WA - College | New | Space Heating | Natural Gas | Ventilation - Demand Controlled | A | Integrated Unit Winter Peak Savings (kW) | Achievable Economic UCT Potential | 0 | 0 | 0 | 0 | 0 | 0 | 0 | 0 | 0 | 0 | 0 | 0 | 0 | 0 | 0 | 0 | 0 | 0 | 0 | 0 | 0 | 0 | 0 | 0 | 0 | 0 | 0
F4_Commercial_WA - College_New_Space Heating_Natural Gas_Ventilation - Demand Controlled_A_Achievable Economic UCT Potential | F4 | Commercial | WA - College | New | Space Heating | Natural Gas | Ventilation - Demand Controlled | A | Incremental Energy Savings (MWh or mTherms) | Achievable Economic UCT Potential | 0 | 0 | 0 | 0 | 0 | 0 | 0 | 0 | 0 | 0 | 0 | 0 | 0 | 0 | 0 | 0 | 0 | 0 | 0 | 0 | 0 | 0 | 0 | 0 | 0 | 0 | 0
F5_Commercial_WA - College_New_Space Heating_Natural Gas_Ventilation - Demand Controlled_A_Achievable Economic UCT Potential | F5 | Commercial | WA - College | New | Space Heating | Natural Gas | Ventilation - Demand Controlled | A | Incremental Summer Peak Savings (MW) | Achievable Economic UCT Potential | 0 | 0 | 0 | 0 | 0 | 0 | 0 | 0 | 0 | 0 | 0 | 0 | 0 | 0 | 0 | 0 | 0 | 0 | 0 | 0 | 0 | 0 | 0 | 0 | 0 | 0 | 0
F6_Commercial_WA - College_New_Space Heating_Natural Gas_Ventilation - Demand Controlled_A_Achievable Economic UCT Potential | F6 | Commercial | WA - College | New | Space Heating | Natural Gas | Ventilation - Demand Controlled | A | Incremental Winter Peak Savings (MW) | Achievable Economic UCT Potential | 0 | 0 | 0 | 0 | 0 | 0 | 0 | 0 | 0 | 0 | 0 | 0 | 0 | 0 | 0 | 0 | 0 | 0 | 0 | 0 | 0 | 0 | 0 | 0 | 0 | 0 | 0
F7_Commercial_WA - College_New_Space Heating_Natural Gas_Ventilation - Demand Controlled_A_Achievable Economic UCT Potential | F7 | Commercial | WA - College | New | Space Heating | Natural Gas | Ventilation - Demand Controlled | A | Cumulative Energy Savings (MWh or mTherms) | Achievable Economic UCT Potential | 0 | 0 | 0 | 0 | 0 | 0 | 0 | 0 | 0 | 0 | 0 | 0 | 0 | 0 | 0 | 0 | 0 | 0 | 0 | 0 | 0 | 0 | 0 | 0 | 0 | 0 | 0
F8_Commercial_WA - College_New_Space Heating_Natural Gas_Ventilation - Demand Controlled_A_Achievable Economic UCT Potential | F8 | Commercial | WA - College | New | Space Heating | Natural Gas | Ventilation - Demand Controlled | A | Cumulative Summer Peak Savings (MW) | Achievable Economic UCT Potential | 0 | 0 | 0 | 0 | 0 | 0 | 0 | 0 | 0 | 0 | 0 | 0 | 0 | 0 | 0 | 0 | 0 | 0 | 0 | 0 | 0 | 0 | 0 | 0 | 0 | 0 | 0
F9_Commercial_WA - College_New_Space Heating_Natural Gas_Ventilation - Demand Controlled_A_Achievable Economic UCT Potential | F9 | Commercial | WA - College | New | Space Heating | Natural Gas | Ventilation - Demand Controlled | A | Cumulative Winter Peak Savings (MW) | Achievable Economic UCT Potential | 0 | 0 | 0 | 0 | 0 | 0 | 0 | 0 | 0 | 0 | 0 | 0 | 0 | 0 | 0 | 0 | 0 | 0 | 0 | 0 | 0 | 0 | 0 | 0 | 0 | 0 | 0
F10_Commercial_WA - College_New_Space Heating_Natural Gas_Ventilation - Demand Controlled_A_Achievable Economic UCT Potential | F10 | Commercial | WA - College | New | Space Heating | Natural Gas | Ventilation - Demand Controlled | A | Purchases (Incremental) | Achievable Economic UCT Potential | 0 | 0 | 0 | 0 | 0 | 0 | 0 | 0 | 0 | 0 | 0 | 0 | 0 | 0 | 0 | 0 | 0 | 0 | 0 | 0 | 0 | 0 | 0 | 0 | 0 | 0 | 0
F11_Commercial_WA - College_New_Space Heating_Natural Gas_Ventilation - Demand Controlled_A_Achievable Economic UCT Potential | F11 | Commercial | WA - College | New | Space Heating | Natural Gas | Ventilation - Demand Controlled | A | Purchases (Cumulative) | Achievable Economic UCT Potential | 0 | 0 | 0 | 0 | 0 | 0 | 0 | 0 | 0 | 0 | 0 | 0 | 0 | 0 | 0 | 0 | 0 | 0 | 0 | 0 | 0 | 0 | 0 | 0 | 0 | 0 | 0
F1_Commercial_WA - College_New_Space Heating_Natural Gas_HVAC - Dedicated Outdoor Air System (DOAS)_A_Achievable Economic UCT Potential | F1 | Commercial | WA - College | New | Space Heating | Natural Gas | HVAC - Dedicated Outdoor Air System (DOAS) | A | Integrated Unit Energy Savings (kWh or therms) | Achievable Economic UCT Potential | 0 | 0 | 0 | 0 | 0 | 0 | 0 | 0 | 0 | 0 | 0 | 0 | 0 | 0 | 0 | 0 | 0 | 0 | 0 | 0 | 0 | 0 | 0 | 0 | 0 | 0 | 0
F2_Commercial_WA - College_New_Space Heating_Natural Gas_HVAC - Dedicated Outdoor Air System (DOAS)_A_Achievable Economic UCT Potential | F2 | Commercial | WA - College | New | Space Heating | Natural Gas | HVAC - Dedicated Outdoor Air System (DOAS) | A | Integrated Unit Summer Peak Savings (kW) | Achievable Economic UCT Potential | 0 | 0 | 0 | 0 | 0 | 0 | 0 | 0 | 0 | 0 | 0 | 0 | 0 | 0 | 0 | 0 | 0 | 0 | 0 | 0 | 0 | 0 | 0 | 0 | 0 | 0 | 0
F3_Commercial_WA - College_New_Space Heating_Natural Gas_HVAC - Dedicated Outdoor Air System (DOAS)_A_Achievable Economic UCT Potential | F3 | Commercial | WA - College | New | Space Heating | Natural Gas | HVAC - Dedicated Outdoor Air System (DOAS) | A | Integrated Unit Winter Peak Savings (kW) | Achievable Economic UCT Potential | 0 | 0 | 0 | 0 | 0 | 0 | 0 | 0 | 0 | 0 | 0 | 0 | 0 | 0 | 0 | 0 | 0 | 0 | 0 | 0 | 0 | 0 | 0 | 0 | 0 | 0 | 0
F4_Commercial_WA - College_New_Space Heating_Natural Gas_HVAC - Dedicated Outdoor Air System (DOAS)_A_Achievable Economic UCT Potential | F4 | Commercial | WA - College | New | Space Heating | Natural Gas | HVAC - Dedicated Outdoor Air System (DOAS) | A | Incremental Energy Savings (MWh or mTherms) | Achievable Economic UCT Potential | 0 | 0 | 0 | 0 | 0 | 0 | 0 | 0 | 0 | 0 | 0 | 0 | 0 | 0 | 0 | 0 | 0 | 0 | 0 | 0 | 0 | 0 | 0 | 0 | 0 | 0 | 0
F5_Commercial_WA - College_New_Space Heating_Natural Gas_HVAC - Dedicated Outdoor Air System (DOAS)_A_Achievable Economic UCT Potential | F5 | Commercial | WA - College | New | Space Heating | Natural Gas | HVAC - Dedicated Outdoor Air System (DOAS) | A | Incremental Summer Peak Savings (MW) | Achievable Economic UCT Potential | 0 | 0 | 0 | 0 | 0 | 0 | 0 | 0 | 0 | 0 | 0 | 0 | 0 | 0 | 0 | 0 | 0 | 0 | 0 | 0 | 0 | 0 | 0 | 0 | 0 | 0 | 0
F6_Commercial_WA - College_New_Space Heating_Natural Gas_HVAC - Dedicated Outdoor Air System (DOAS)_A_Achievable Economic UCT Potential | F6 | Commercial | WA - College | New | Space Heating | Natural Gas | HVAC - Dedicated Outdoor Air System (DOAS) | A | Incremental Winter Peak Savings (MW) | Achievable Economic UCT Potential | 0 | 0 | 0 | 0 | 0 | 0 | 0 | 0 | 0 | 0 | 0 | 0 | 0 | 0 | 0 | 0 | 0 | 0 | 0 | 0 | 0 | 0 | 0 | 0 | 0 | 0 | 0
F7_Commercial_WA - College_New_Space Heating_Natural Gas_HVAC - Dedicated Outdoor Air System (DOAS)_A_Achievable Economic UCT Potential | F7 | Commercial | WA - College | New | Space Heating | Natural Gas | HVAC - Dedicated Outdoor Air System (DOAS) | A | Cumulative Energy Savings (MWh or mTherms) | Achievable Economic UCT Potential | 0 | 0 | 0 | 0 | 0 | 0 | 0 | 0 | 0 | 0 | 0 | 0 | 0 | 0 | 0 | 0 | 0 | 0 | 0 | 0 | 0 | 0 | 0 | 0 | 0 | 0 | 0
F8_Commercial_WA - College_New_Space Heating_Natural Gas_HVAC - Dedicated Outdoor Air System (DOAS)_A_Achievable Economic UCT Potential | F8 | Commercial | WA - College | New | Space Heating | Natural Gas | HVAC - Dedicated Outdoor Air System (DOAS) | A | Cumulative Summer Peak Savings (MW) | Achievable Economic UCT Potential | 0 | 0 | 0 | 0 | 0 | 0 | 0 | 0 | 0 | 0 | 0 | 0 | 0 | 0 | 0 | 0 | 0 | 0 | 0 | 0 | 0 | 0 | 0 | 0 | 0 | 0 | 0
F9_Commercial_WA - College_New_Space Heating_Natural Gas_HVAC - Dedicated Outdoor Air System (DOAS)_A_Achievable Economic UCT Potential | F9 | Commercial | WA - College | New | Space Heating | Natural Gas | HVAC - Dedicated Outdoor Air System (DOAS) | A | Cumulative Winter Peak Savings (MW) | Achievable Economic UCT Potential | 0 | 0 | 0 | 0 | 0 | 0 | 0 | 0 | 0 | 0 | 0 | 0 | 0 | 0 | 0 | 0 | 0 | 0 | 0 | 0 | 0 | 0 | 0 | 0 | 0 | 0 | 0
F10_Commercial_WA - College_New_Space Heating_Natural Gas_HVAC - Dedicated Outdoor Air System (DOAS)_A_Achievable Economic UCT Potential | F10 | Commercial | WA - College | New | Space Heating | Natural Gas | HVAC - Dedicated Outdoor Air System (DOAS) | A | Purchases (Incremental) | Achievable Economic UCT Potential | 0 | 0 | 0 | 0 | 0 | 0 | 0 | 0 | 0 | 0 | 0 | 0 | 0 | 0 | 0 | 0 | 0 | 0 | 0 | 0 | 0 | 0 | 0 | 0 | 0 | 0 | 0
F11_Commercial_WA - College_New_Space Heating_Natural Gas_HVAC - Dedicated Outdoor Air System (DOAS)_A_Achievable Economic UCT Potential | F11 | Commercial | WA - College | New | Space Heating | Natural Gas | HVAC - Dedicated Outdoor Air System (DOAS) | A | Purchases (Cumulative) | Achievable Economic UCT Potential | 0 | 0 | 0 | 0 | 0 | 0 | 0 | 0 | 0 | 0 | 0 | 0 | 0 | 0 | 0 | 0 | 0 | 0 | 0 | 0 | 0 | 0 | 0 | 0 | 0 | 0 | 0
F1_Commercial_WA - College_New_Space Heating_Natural Gas_Destratification Fans (HVLS)_A_Achievable Economic UCT Potential | F1 | Commercial | WA - College | New | Space Heating | Natural Gas | Destratification Fans (HVLS) | A | Integrated Unit Energy Savings (kWh or therms) | Achievable Economic UCT Potential | 0 | 0 | 0 | 0 | 0 | 0 | 0 | 0 | 0 | 0 | 0 | 0 | 0 | 0 | 0 | 0 | 0 | 0 | 0 | 0 | 0 | 0 | 0 | 0 | 0 | 0 | 0
F2_Commercial_WA - College_New_Space Heating_Natural Gas_Destratification Fans (HVLS)_A_Achievable Economic UCT Potential | F2 | Commercial | WA - College | New | Space Heating | Natural Gas | Destratification Fans (HVLS) | A | Integrated Unit Summer Peak Savings (kW) | Achievable Economic UCT Potential | 0 | 0 | 0 | 0 | 0 | 0 | 0 | 0 | 0 | 0 | 0 | 0 | 0 | 0 | 0 | 0 | 0 | 0 | 0 | 0 | 0 | 0 | 0 | 0 | 0 | 0 | 0
F3_Commercial_WA - College_New_Space Heating_Natural Gas_Destratification Fans (HVLS)_A_Achievable Economic UCT Potential | F3 | Commercial | WA - College | New | Space Heating | Natural Gas | Destratification Fans (HVLS) | A | Integrated Unit Winter Peak Savings (kW) | Achievable Economic UCT Potential | 0 | 0 | 0 | 0 | 0 | 0 | 0 | 0 | 0 | 0 | 0 | 0 | 0 | 0 | 0 | 0 | 0 | 0 | 0 | 0 | 0 | 0 | 0 | 0 | 0 | 0 | 0
F4_Commercial_WA - College_New_Space Heating_Natural Gas_Destratification Fans (HVLS)_A_Achievable Economic UCT Potential | F4 | Commercial | WA - College | New | Space Heating | Natural Gas | Destratification Fans (HVLS) | A | Incremental Energy Savings (MWh or mTherms) | Achievable Economic UCT Potential | 0 | 0 | 0 | 0 | 0 | 0 | 0 | 0 | 0 | 0 | 0 | 0 | 0 | 0 | 0 | 0 | 0 | 0 | 0 | 0 | 0 | 0 | 0 | 0 | 0 | 0 | 0
F5_Commercial_WA - College_New_Space Heating_Natural Gas_Destratification Fans (HVLS)_A_Achievable Economic UCT Potential | F5 | Commercial | WA - College | New | Space Heating | Natural Gas | Destratification Fans (HVLS) | A | Incremental Summer Peak Savings (MW) | Achievable Economic UCT Potential | 0 | 0 | 0 | 0 | 0 | 0 | 0 | 0 | 0 | 0 | 0 | 0 | 0 | 0 | 0 | 0 | 0 | 0 | 0 | 0 | 0 | 0 | 0 | 0 | 0 | 0 | 0
F6_Commercial_WA - College_New_Space Heating_Natural Gas_Destratification Fans (HVLS)_A_Achievable Economic UCT Potential | F6 | Commercial | WA - College | New | Space Heating | Natural Gas | Destratification Fans (HVLS) | A | Incremental Winter Peak Savings (MW) | Achievable Economic UCT Potential | 0 | 0 | 0 | 0 | 0 | 0 | 0 | 0 | 0 | 0 | 0 | 0 | 0 | 0 | 0 | 0 | 0 | 0 | 0 | 0 | 0 | 0 | 0 | 0 | 0 | 0 | 0
F7_Commercial_WA - College_New_Space Heating_Natural Gas_Destratification Fans (HVLS)_A_Achievable Economic UCT Potential | F7 | Commercial | WA - College | New | Space Heating | Natural Gas | Destratification Fans (HVLS) | A | Cumulative Energy Savings (MWh or mTherms) | Achievable Economic UCT Potential | 0 | 0 | 0 | 0 | 0 | 0 | 0 | 0 | 0 | 0 | 0 | 0 | 0 | 0 | 0 | 0 | 0 | 0 | 0 | 0 | 0 | 0 | 0 | 0 | 0 | 0 | 0
F8_Commercial_WA - College_New_Space Heating_Natural Gas_Destratification Fans (HVLS)_A_Achievable Economic UCT Potential | F8 | Commercial | WA - College | New | Space Heating | Natural Gas | Destratification Fans (HVLS) | A | Cumulative Summer Peak Savings (MW) | Achievable Economic UCT Potential | 0 | 0 | 0 | 0 | 0 | 0 | 0 | 0 | 0 | 0 | 0 | 0 | 0 | 0 | 0 | 0 | 0 | 0 | 0 | 0 | 0 | 0 | 0 | 0 | 0 | 0 | 0
F9_Commercial_WA - College_New_Space Heating_Natural Gas_Destratification Fans (HVLS)_A_Achievable Economic UCT Potential | F9 | Commercial | WA - College | New | Space Heating | Natural Gas | Destratification Fans (HVLS) | A | Cumulative Winter Peak Savings (MW) | Achievable Economic UCT Potential | 0 | 0 | 0 | 0 | 0 | 0 | 0 | 0 | 0 | 0 | 0 | 0 | 0 | 0 | 0 | 0 | 0 | 0 | 0 | 0 | 0 | 0 | 0 | 0 | 0 | 0 | 0
F10_Commercial_WA - College_New_Space Heating_Natural Gas_Destratification Fans (HVLS)_A_Achievable Economic UCT Potential | F10 | Commercial | WA - College | New | Space Heating | Natural Gas | Destratification Fans (HVLS) | A | Purchases (Incremental) | Achievable Economic UCT Potential | 0 | 0 | 0 | 0 | 0 | 0 | 0 | 0 | 0 | 0 | 0 | 0 | 0 | 0 | 0 | 0 | 0 | 0 | 0 | 0 | 0 | 0 | 0 | 0 | 0 | 0 | 0
F11_Commercial_WA - College_New_Space Heating_Natural Gas_Destratification Fans (HVLS)_A_Achievable Economic UCT Potential | F11 | Commercial | WA - College | New | Space Heating | Natural Gas | Destratification Fans (HVLS) | A | Purchases (Cumulative) | Achievable Economic UCT Potential | 0 | 0 | 0 | 0 | 0 | 0 | 0 | 0 | 0 | 0 | 0 | 0 | 0 | 0 | 0 | 0 | 0 | 0 | 0 | 0 | 0 | 0 | 0 | 0 | 0 | 0 | 0
F1_Commercial_WA - College_New_Space Heating_Natural Gas_Gas Boiler - Maintenance_A_Achievable Economic UCT Potential | F1 | Commercial | WA - College | New | Space Heating | Natural Gas | Gas Boiler - Maintenance | A | Integrated Unit Energy Savings (kWh or therms) | Achievable Economic UCT Potential | 0 | 0 | 0 | 0 | 0 | 0 | 0 | 0 | 0 | 0 | 0 | 0 | 0 | 0 | 0 | 0 | 0 | 0 | 0 | 0 | 0 | 0 | 0 | 0 | 0 | 0 | 0
F2_Commercial_WA - College_New_Space Heating_Natural Gas_Gas Boiler - Maintenance_A_Achievable Economic UCT Potential | F2 | Commercial | WA - College | New | Space Heating | Natural Gas | Gas Boiler - Maintenance | A | Integrated Unit Summer Peak Savings (kW) | Achievable Economic UCT Potential | 0 | 0 | 0 | 0 | 0 | 0 | 0 | 0 | 0 | 0 | 0 | 0 | 0 | 0 | 0 | 0 | 0 | 0 | 0 | 0 | 0 | 0 | 0 | 0 | 0 | 0 | 0
F3_Commercial_WA - College_New_Space Heating_Natural Gas_Gas Boiler - Maintenance_A_Achievable Economic UCT Potential | F3 | Commercial | WA - College | New | Space Heating | Natural Gas | Gas Boiler - Maintenance | A | Integrated Unit Winter Peak Savings (kW) | Achievable Economic UCT Potential | 0 | 0 | 0 | 0 | 0 | 0 | 0 | 0 | 0 | 0 | 0 | 0 | 0 | 0 | 0 | 0 | 0 | 0 | 0 | 0 | 0 | 0 | 0 | 0 | 0 | 0 | 0
F4_Commercial_WA - College_New_Space Heating_Natural Gas_Gas Boiler - Maintenance_A_Achievable Economic UCT Potential | F4 | Commercial | WA - College | New | Space Heating | Natural Gas | Gas Boiler - Maintenance | A | Incremental Energy Savings (MWh or mTherms) | Achievable Economic UCT Potential | 0 | 0 | 0 | 0 | 0 | 0 | 0 | 0 | 0 | 0 | 0 | 0 | 0 | 0 | 0 | 0 | 0 | 0 | 0 | 0 | 0 | 0 | 0 | 0 | 0 | 0 | 0
F5_Commercial_WA - College_New_Space Heating_Natural Gas_Gas Boiler - Maintenance_A_Achievable Economic UCT Potential | F5 | Commercial | WA - College | New | Space Heating | Natural Gas | Gas Boiler - Maintenance | A | Incremental Summer Peak Savings (MW) | Achievable Economic UCT Potential | 0 | 0 | 0 | 0 | 0 | 0 | 0 | 0 | 0 | 0 | 0 | 0 | 0 | 0 | 0 | 0 | 0 | 0 | 0 | 0 | 0 | 0 | 0 | 0 | 0 | 0 | 0
F6_Commercial_WA - College_New_Space Heating_Natural Gas_Gas Boiler - Maintenance_A_Achievable Economic UCT Potential | F6 | Commercial | WA - College | New | Space Heating | Natural Gas | Gas Boiler - Maintenance | A | Incremental Winter Peak Savings (MW) | Achievable Economic UCT Potential | 0 | 0 | 0 | 0 | 0 | 0 | 0 | 0 | 0 | 0 | 0 | 0 | 0 | 0 | 0 | 0 | 0 | 0 | 0 | 0 | 0 | 0 | 0 | 0 | 0 | 0 | 0
F7_Commercial_WA - College_New_Space Heating_Natural Gas_Gas Boiler - Maintenance_A_Achievable Economic UCT Potential | F7 | Commercial | WA - College | New | Space Heating | Natural Gas | Gas Boiler - Maintenance | A | Cumulative Energy Savings (MWh or mTherms) | Achievable Economic UCT Potential | 0 | 0 | 0 | 0 | 0 | 0 | 0 | 0 | 0 | 0 | 0 | 0 | 0 | 0 | 0 | 0 | 0 | 0 | 0 | 0 | 0 | 0 | 0 | 0 | 0 | 0 | 0
F8_Commercial_WA - College_New_Space Heating_Natural Gas_Gas Boiler - Maintenance_A_Achievable Economic UCT Potential | F8 | Commercial | WA - College | New | Space Heating | Natural Gas | Gas Boiler - Maintenance | A | Cumulative Summer Peak Savings (MW) | Achievable Economic UCT Potential | 0 | 0 | 0 | 0 | 0 | 0 | 0 | 0 | 0 | 0 | 0 | 0 | 0 | 0 | 0 | 0 | 0 | 0 | 0 | 0 | 0 | 0 | 0 | 0 | 0 | 0 | 0
F9_Commercial_WA - College_New_Space Heating_Natural Gas_Gas Boiler - Maintenance_A_Achievable Economic UCT Potential | F9 | Commercial | WA - College | New | Space Heating | Natural Gas | Gas Boiler - Maintenance | A | Cumulative Winter Peak Savings (MW) | Achievable Economic UCT Potential | 0 | 0 | 0 | 0 | 0 | 0 | 0 | 0 | 0 | 0 | 0 | 0 | 0 | 0 | 0 | 0 | 0 | 0 | 0 | 0 | 0 | 0 | 0 | 0 | 0 | 0 | 0
F10_Commercial_WA - College_New_Space Heating_Natural Gas_Gas Boiler - Maintenance_A_Achievable Economic UCT Potential | F10 | Commercial | WA - College | New | Space Heating | Natural Gas | Gas Boiler - Maintenance | A | Purchases (Incremental) | Achievable Economic UCT Potential | 0 | 0 | 0 | 0 | 0 | 0 | 0 | 0 | 0 | 0 | 0 | 0 | 0 | 0 | 0 | 0 | 0 | 0 | 0 | 0 | 0 | 0 | 0 | 0 | 0 | 0 | 0
F11_Commercial_WA - College_New_Space Heating_Natural Gas_Gas Boiler - Maintenance_A_Achievable Economic UCT Potential | F11 | Commercial | WA - College | New | Space Heating | Natural Gas | Gas Boiler - Maintenance | A | Purchases (Cumulative) | Achievable Economic UCT Potential | 0 | 0 | 0 | 0 | 0 | 0 | 0 | 0 | 0 | 0 | 0 | 0 | 0 | 0 | 0 | 0 | 0 | 0 | 0 | 0 | 0 | 0 | 0 | 0 | 0 | 0 | 0
F1_Commercial_WA - College_New_Space Heating_Natural Gas_Gas Furnace - Maintenance_A_Achievable Economic UCT Potential | F1 | Commercial | WA - College | New | Space Heating | Natural Gas | Gas Furnace - Maintenance | A | Integrated Unit Energy Savings (kWh or therms) | Achievable Economic UCT Potential | 0 | 0 | 0 | 0 | 0 | 0 | 0 | 0 | 0 | 0 | 0 | 0 | 0 | 0 | 0 | 0 | 0 | 0 | 0 | 0 | 0 | 0 | 0 | 0 | 0 | 0 | 0
F2_Commercial_WA - College_New_Space Heating_Natural Gas_Gas Furnace - Maintenance_A_Achievable Economic UCT Potential | F2 | Commercial | WA - College | New | Space Heating | Natural Gas | Gas Furnace - Maintenance | A | Integrated Unit Summer Peak Savings (kW) | Achievable Economic UCT Potential | 0 | 0 | 0 | 0 | 0 | 0 | 0 | 0 | 0 | 0 | 0 | 0 | 0 | 0 | 0 | 0 | 0 | 0 | 0 | 0 | 0 | 0 | 0 | 0 | 0 | 0 | 0
F3_Commercial_WA - College_New_Space Heating_Natural Gas_Gas Furnace - Maintenance_A_Achievable Economic UCT Potential | F3 | Commercial | WA - College | New | Space Heating | Natural Gas | Gas Furnace - Maintenance | A | Integrated Unit Winter Peak Savings (kW) | Achievable Economic UCT Potential | 0 | 0 | 0 | 0 | 0 | 0 | 0 | 0 | 0 | 0 | 0 | 0 | 0 | 0 | 0 | 0 | 0 | 0 | 0 | 0 | 0 | 0 | 0 | 0 | 0 | 0 | 0
F4_Commercial_WA - College_New_Space Heating_Natural Gas_Gas Furnace - Maintenance_A_Achievable Economic UCT Potential | F4 | Commercial | WA - College | New | Space Heating | Natural Gas | Gas Furnace - Maintenance | A | Incremental Energy Savings (MWh or mTherms) | Achievable Economic UCT Potential | 0 | 0 | 0 | 0 | 0 | 0 | 0 | 0 | 0 | 0 | 0 | 0 | 0 | 0 | 0 | 0 | 0 | 0 | 0 | 0 | 0 | 0 | 0 | 0 | 0 | 0 | 0
F5_Commercial_WA - College_New_Space Heating_Natural Gas_Gas Furnace - Maintenance_A_Achievable Economic UCT Potential | F5 | Commercial | WA - College | New | Space Heating | Natural Gas | Gas Furnace - Maintenance | A | Incremental Summer Peak Savings (MW) | Achievable Economic UCT Potential | 0 | 0 | 0 | 0 | 0 | 0 | 0 | 0 | 0 | 0 | 0 | 0 | 0 | 0 | 0 | 0 | 0 | 0 | 0 | 0 | 0 | 0 | 0 | 0 | 0 | 0 | 0
F6_Commercial_WA - College_New_Space Heating_Natural Gas_Gas Furnace - Maintenance_A_Achievable Economic UCT Potential | F6 | Commercial | WA - College | New | Space Heating | Natural Gas | Gas Furnace - Maintenance | A | Incremental Winter Peak Savings (MW) | Achievable Economic UCT Potential | 0 | 0 | 0 | 0 | 0 | 0 | 0 | 0 | 0 | 0 | 0 | 0 | 0 | 0 | 0 | 0 | 0 | 0 | 0 | 0 | 0 | 0 | 0 | 0 | 0 | 0 | 0
F7_Commercial_WA - College_New_Space Heating_Natural Gas_Gas Furnace - Maintenance_A_Achievable Economic UCT Potential | F7 | Commercial | WA - College | New | Space Heating | Natural Gas | Gas Furnace - Maintenance | A | Cumulative Energy Savings (MWh or mTherms) | Achievable Economic UCT Potential | 0 | 0 | 0 | 0 | 0 | 0 | 0 | 0 | 0 | 0 | 0 | 0 | 0 | 0 | 0 | 0 | 0 | 0 | 0 | 0 | 0 | 0 | 0 | 0 | 0 | 0 | 0
F8_Commercial_WA - College_New_Space Heating_Natural Gas_Gas Furnace - Maintenance_A_Achievable Economic UCT Potential | F8 | Commercial | WA - College | New | Space Heating | Natural Gas | Gas Furnace - Maintenance | A | Cumulative Summer Peak Savings (MW) | Achievable Economic UCT Potential | 0 | 0 | 0 | 0 | 0 | 0 | 0 | 0 | 0 | 0 | 0 | 0 | 0 | 0 | 0 | 0 | 0 | 0 | 0 | 0 | 0 | 0 | 0 | 0 | 0 | 0 | 0
F9_Commercial_WA - College_New_Space Heating_Natural Gas_Gas Furnace - Maintenance_A_Achievable Economic UCT Potential | F9 | Commercial | WA - College | New | Space Heating | Natural Gas | Gas Furnace - Maintenance | A | Cumulative Winter Peak Savings (MW) | Achievable Economic UCT Potential | 0 | 0 | 0 | 0 | 0 | 0 | 0 | 0 | 0 | 0 | 0 | 0 | 0 | 0 | 0 | 0 | 0 | 0 | 0 | 0 | 0 | 0 | 0 | 0 | 0 | 0 | 0
F10_Commercial_WA - College_New_Space Heating_Natural Gas_Gas Furnace - Maintenance_A_Achievable Economic UCT Potential | F10 | Commercial | WA - College | New | Space Heating | Natural Gas | Gas Furnace - Maintenance | A | Purchases (Incremental) | Achievable Economic UCT Potential | 0 | 0 | 0 | 0 | 0 | 0 | 0 | 0 | 0 | 0 | 0 | 0 | 0 | 0 | 0 | 0 | 0 | 0 | 0 | 0 | 0 | 0 | 0 | 0 | 0 | 0 | 0
F11_Commercial_WA - College_New_Space Heating_Natural Gas_Gas Furnace - Maintenance_A_Achievable Economic UCT Potential | F11 | Commercial | WA - College | New | Space Heating | Natural Gas | Gas Furnace - Maintenance | A | Purchases (Cumulative) | Achievable Economic UCT Potential | 0 | 0 | 0 | 0 | 0 | 0 | 0 | 0 | 0 | 0 | 0 | 0 | 0 | 0 | 0 | 0 | 0 | 0 | 0 | 0 | 0 | 0 | 0 | 0 | 0 | 0 | 0
F1_Commercial_WA - College_New_Space Heating_Natural Gas_Gas Boiler - Hot Water Reset_A_Achievable Economic UCT Potential | F1 | Commercial | WA - College | New | Space Heating | Natural Gas | Gas Boiler - Hot Water Reset | A | Integrated Unit Energy Savings (kWh or therms) | Achievable Economic UCT Potential | 0 | 0 | 0 | 0 | 0 | 0 | 0 | 0 | 0 | 0 | 0 | 0 | 0 | 0 | 0 | 0 | 0 | 0 | 0 | 0 | 0 | 0 | 0 | 0 | 0 | 0 | 0
F2_Commercial_WA - College_New_Space Heating_Natural Gas_Gas Boiler - Hot Water Reset_A_Achievable Economic UCT Potential | F2 | Commercial | WA - College | New | Space Heating | Natural Gas | Gas Boiler - Hot Water Reset | A | Integrated Unit Summer Peak Savings (kW) | Achievable Economic UCT Potential | 0 | 0 | 0 | 0 | 0 | 0 | 0 | 0 | 0 | 0 | 0 | 0 | 0 | 0 | 0 | 0 | 0 | 0 | 0 | 0 | 0 | 0 | 0 | 0 | 0 | 0 | 0
F3_Commercial_WA - College_New_Space Heating_Natural Gas_Gas Boiler - Hot Water Reset_A_Achievable Economic UCT Potential | F3 | Commercial | WA - College | New | Space Heating | Natural Gas | Gas Boiler - Hot Water Reset | A | Integrated Unit Winter Peak Savings (kW) | Achievable Economic UCT Potential | 0 | 0 | 0 | 0 | 0 | 0 | 0 | 0 | 0 | 0 | 0 | 0 | 0 | 0 | 0 | 0 | 0 | 0 | 0 | 0 | 0 | 0 | 0 | 0 | 0 | 0 | 0
F4_Commercial_WA - College_New_Space Heating_Natural Gas_Gas Boiler - Hot Water Reset_A_Achievable Economic UCT Potential | F4 | Commercial | WA - College | New | Space Heating | Natural Gas | Gas Boiler - Hot Water Reset | A | Incremental Energy Savings (MWh or mTherms) | Achievable Economic UCT Potential | 0 | 0 | 0 | 0 | 0 | 0 | 0 | 0 | 0 | 0 | 0 | 0 | 0 | 0 | 0 | 0 | 0 | 0 | 0 | 0 | 0 | 0 | 0 | 0 | 0 | 0 | 0
F5_Commercial_WA - College_New_Space Heating_Natural Gas_Gas Boiler - Hot Water Reset_A_Achievable Economic UCT Potential | F5 | Commercial | WA - College | New | Space Heating | Natural Gas | Gas Boiler - Hot Water Reset | A | Incremental Summer Peak Savings (MW) | Achievable Economic UCT Potential | 0 | 0 | 0 | 0 | 0 | 0 | 0 | 0 | 0 | 0 | 0 | 0 | 0 | 0 | 0 | 0 | 0 | 0 | 0 | 0 | 0 | 0 | 0 | 0 | 0 | 0 | 0
F6_Commercial_WA - College_New_Space Heating_Natural Gas_Gas Boiler - Hot Water Reset_A_Achievable Economic UCT Potential | F6 | Commercial | WA - College | New | Space Heating | Natural Gas | Gas Boiler - Hot Water Reset | A | Incremental Winter Peak Savings (MW) | Achievable Economic UCT Potential | 0 | 0 | 0 | 0 | 0 | 0 | 0 | 0 | 0 | 0 | 0 | 0 | 0 | 0 | 0 | 0 | 0 | 0 | 0 | 0 | 0 | 0 | 0 | 0 | 0 | 0 | 0
F7_Commercial_WA - College_New_Space Heating_Natural Gas_Gas Boiler - Hot Water Reset_A_Achievable Economic UCT Potential | F7 | Commercial | WA - College | New | Space Heating | Natural Gas | Gas Boiler - Hot Water Reset | A | Cumulative Energy Savings (MWh or mTherms) | Achievable Economic UCT Potential | 0 | 0 | 0 | 0 | 0 | 0 | 0 | 0 | 0 | 0 | 0 | 0 | 0 | 0 | 0 | 0 | 0 | 0 | 0 | 0 | 0 | 0 | 0 | 0 | 0 | 0 | 0
F8_Commercial_WA - College_New_Space Heating_Natural Gas_Gas Boiler - Hot Water Reset_A_Achievable Economic UCT Potential | F8 | Commercial | WA - College | New | Space Heating | Natural Gas | Gas Boiler - Hot Water Reset | A | Cumulative Summer Peak Savings (MW) | Achievable Economic UCT Potential | 0 | 0 | 0 | 0 | 0 | 0 | 0 | 0 | 0 | 0 | 0 | 0 | 0 | 0 | 0 | 0 | 0 | 0 | 0 | 0 | 0 | 0 | 0 | 0 | 0 | 0 | 0
F9_Commercial_WA - College_New_Space Heating_Natural Gas_Gas Boiler - Hot Water Reset_A_Achievable Economic UCT Potential | F9 | Commercial | WA - College | New | Space Heating | Natural Gas | Gas Boiler - Hot Water Reset | A | Cumulative Winter Peak Savings (MW) | Achievable Economic UCT Potential | 0 | 0 | 0 | 0 | 0 | 0 | 0 | 0 | 0 | 0 | 0 | 0 | 0 | 0 | 0 | 0 | 0 | 0 | 0 | 0 | 0 | 0 | 0 | 0 | 0 | 0 | 0
F10_Commercial_WA - College_New_Space Heating_Natural Gas_Gas Boiler - Hot Water Reset_A_Achievable Economic UCT Potential | F10 | Commercial | WA - College | New | Space Heating | Natural Gas | Gas Boiler - Hot Water Reset | A | Purchases (Incremental) | Achievable Economic UCT Potential | 0 | 0 | 0 | 0 | 0 | 0 | 0 | 0 | 0 | 0 | 0 | 0 | 0 | 0 | 0 | 0 | 0 | 0 | 0 | 0 | 0 | 0 | 0 | 0 | 0 | 0 | 0
F11_Commercial_WA - College_New_Space Heating_Natural Gas_Gas Boiler - Hot Water Reset_A_Achievable Economic UCT Potential | F11 | Commercial | WA - College | New | Space Heating | Natural Gas | Gas Boiler - Hot Water Reset | A | Purchases (Cumulative) | Achievable Economic UCT Potential | 0 | 0 | 0 | 0 | 0 | 0 | 0 | 0 | 0 | 0 | 0 | 0 | 0 | 0 | 0 | 0 | 0 | 0 | 0 | 0 | 0 | 0 | 0 | 0 | 0 | 0 | 0
F1_Commercial_WA - College_New_Space Heating_Natural Gas_Gas Boiler - Steam Trap Replacement_A_Achievable Economic UCT Potential | F1 | Commercial | WA - College | New | Space Heating | Natural Gas | Gas Boiler - Steam Trap Replacement | A | Integrated Unit Energy Savings (kWh or therms) | Achievable Economic UCT Potential | 0 | 0 | 0 | 0 | 0 | 0 | 0 | 0 | 0 | 0 | 0 | 0 | 0 | 0 | 0 | 0 | 0 | 0 | 0 | 0 | 0 | 0 | 0 | 0 | 0 | 0 | 0
F2_Commercial_WA - College_New_Space Heating_Natural Gas_Gas Boiler - Steam Trap Replacement_A_Achievable Economic UCT Potential | F2 | Commercial | WA - College | New | Space Heating | Natural Gas | Gas Boiler - Steam Trap Replacement | A | Integrated Unit Summer Peak Savings (kW) | Achievable Economic UCT Potential | 0 | 0 | 0 | 0 | 0 | 0 | 0 | 0 | 0 | 0 | 0 | 0 | 0 | 0 | 0 | 0 | 0 | 0 | 0 | 0 | 0 | 0 | 0 | 0 | 0 | 0 | 0
F3_Commercial_WA - College_New_Space Heating_Natural Gas_Gas Boiler - Steam Trap Replacement_A_Achievable Economic UCT Potential | F3 | Commercial | WA - College | New | Space Heating | Natural Gas | Gas Boiler - Steam Trap Replacement | A | Integrated Unit Winter Peak Savings (kW) | Achievable Economic UCT Potential | 0 | 0 | 0 | 0 | 0 | 0 | 0 | 0 | 0 | 0 | 0 | 0 | 0 | 0 | 0 | 0 | 0 | 0 | 0 | 0 | 0 | 0 | 0 | 0 | 0 | 0 | 0
F4_Commercial_WA - College_New_Space Heating_Natural Gas_Gas Boiler - Steam Trap Replacement_A_Achievable Economic UCT Potential | F4 | Commercial | WA - College | New | Space Heating | Natural Gas | Gas Boiler - Steam Trap Replacement | A | Incremental Energy Savings (MWh or mTherms) | Achievable Economic UCT Potential | 0 | 0 | 0 | 0 | 0 | 0 | 0 | 0 | 0 | 0 | 0 | 0 | 0 | 0 | 0 | 0 | 0 | 0 | 0 | 0 | 0 | 0 | 0 | 0 | 0 | 0 | 0
F5_Commercial_WA - College_New_Space Heating_Natural Gas_Gas Boiler - Steam Trap Replacement_A_Achievable Economic UCT Potential | F5 | Commercial | WA - College | New | Space Heating | Natural Gas | Gas Boiler - Steam Trap Replacement | A | Incremental Summer Peak Savings (MW) | Achievable Economic UCT Potential | 0 | 0 | 0 | 0 | 0 | 0 | 0 | 0 | 0 | 0 | 0 | 0 | 0 | 0 | 0 | 0 | 0 | 0 | 0 | 0 | 0 | 0 | 0 | 0 | 0 | 0 | 0
F6_Commercial_WA - College_New_Space Heating_Natural Gas_Gas Boiler - Steam Trap Replacement_A_Achievable Economic UCT Potential | F6 | Commercial | WA - College | New | Space Heating | Natural Gas | Gas Boiler - Steam Trap Replacement | A | Incremental Winter Peak Savings (MW) | Achievable Economic UCT Potential | 0 | 0 | 0 | 0 | 0 | 0 | 0 | 0 | 0 | 0 | 0 | 0 | 0 | 0 | 0 | 0 | 0 | 0 | 0 | 0 | 0 | 0 | 0 | 0 | 0 | 0 | 0
F7_Commercial_WA - College_New_Space Heating_Natural Gas_Gas Boiler - Steam Trap Replacement_A_Achievable Economic UCT Potential | F7 | Commercial | WA - College | New | Space Heating | Natural Gas | Gas Boiler - Steam Trap Replacement | A | Cumulative Energy Savings (MWh or mTherms) | Achievable Economic UCT Potential | 0 | 0 | 0 | 0 | 0 | 0 | 0 | 0 | 0 | 0 | 0 | 0 | 0 | 0 | 0 | 0 | 0 | 0 | 0 | 0 | 0 | 0 | 0 | 0 | 0 | 0 | 0
F8_Commercial_WA - College_New_Space Heating_Natural Gas_Gas Boiler - Steam Trap Replacement_A_Achievable Economic UCT Potential | F8 | Commercial | WA - College | New | Space Heating | Natural Gas | Gas Boiler - Steam Trap Replacement | A | Cumulative Summer Peak Savings (MW) | Achievable Economic UCT Potential | 0 | 0 | 0 | 0 | 0 | 0 | 0 | 0 | 0 | 0 | 0 | 0 | 0 | 0 | 0 | 0 | 0 | 0 | 0 | 0 | 0 | 0 | 0 | 0 | 0 | 0 | 0
F9_Commercial_WA - College_New_Space Heating_Natural Gas_Gas Boiler - Steam Trap Replacement_A_Achievable Economic UCT Potential | F9 | Commercial | WA - College | New | Space Heating | Natural Gas | Gas Boiler - Steam Trap Replacement | A | Cumulative Winter Peak Savings (MW) | Achievable Economic UCT Potential | 0 | 0 | 0 | 0 | 0 | 0 | 0 | 0 | 0 | 0 | 0 | 0 | 0 | 0 | 0 | 0 | 0 | 0 | 0 | 0 | 0 | 0 | 0 | 0 | 0 | 0 | 0
F10_Commercial_WA - College_New_Space Heating_Natural Gas_Gas Boiler - Steam Trap Replacement_A_Achievable Economic UCT Potential | F10 | Commercial | WA - College | New | Space Heating | Natural Gas | Gas Boiler - Steam Trap Replacement | A | Purchases (Incremental) | Achievable Economic UCT Potential | 0 | 0 | 0 | 0 | 0 | 0 | 0 | 0 | 0 | 0 | 0 | 0 | 0 | 0 | 0 | 0 | 0 | 0 | 0 | 0 | 0 | 0 | 0 | 0 | 0 | 0 | 0
F11_Commercial_WA - College_New_Space Heating_Natural Gas_Gas Boiler - Steam Trap Replacement_A_Achievable Economic UCT Potential | F11 | Commercial | WA - College | New | Space Heating | Natural Gas | Gas Boiler - Steam Trap Replacement | A | Purchases (Cumulative) | Achievable Economic UCT Potential | 0 | 0 | 0 | 0 | 0 | 0 | 0 | 0 | 0 | 0 | 0 | 0 | 0 | 0 | 0 | 0 | 0 | 0 | 0 | 0 | 0 | 0 | 0 | 0 | 0 | 0 | 0
F1_Commercial_WA - College_New_Space Heating_Natural Gas_Gas Boiler - High Turndown Burner_A_Achievable Economic UCT Potential | F1 | Commercial | WA - College | New | Space Heating | Natural Gas | Gas Boiler - High Turndown Burner | A | Integrated Unit Energy Savings (kWh or therms) | Achievable Economic UCT Potential | 0 | 0 | 0 | 0 | 0 | 0 | 0 | 0 | 0 | 0 | 0 | 0 | 0 | 0 | 0 | 0 | 0 | 0 | 0 | 0 | 0 | 0 | 0 | 0 | 0 | 0 | 0
F2_Commercial_WA - College_New_Space Heating_Natural Gas_Gas Boiler - High Turndown Burner_A_Achievable Economic UCT Potential | F2 | Commercial | WA - College | New | Space Heating | Natural Gas | Gas Boiler - High Turndown Burner | A | Integrated Unit Summer Peak Savings (kW) | Achievable Economic UCT Potential | 0 | 0 | 0 | 0 | 0 | 0 | 0 | 0 | 0 | 0 | 0 | 0 | 0 | 0 | 0 | 0 | 0 | 0 | 0 | 0 | 0 | 0 | 0 | 0 | 0 | 0 | 0
F3_Commercial_WA - College_New_Space Heating_Natural Gas_Gas Boiler - High Turndown Burner_A_Achievable Economic UCT Potential | F3 | Commercial | WA - College | New | Space Heating | Natural Gas | Gas Boiler - High Turndown Burner | A | Integrated Unit Winter Peak Savings (kW) | Achievable Economic UCT Potential | 0 | 0 | 0 | 0 | 0 | 0 | 0 | 0 | 0 | 0 | 0 | 0 | 0 | 0 | 0 | 0 | 0 | 0 | 0 | 0 | 0 | 0 | 0 | 0 | 0 | 0 | 0
F4_Commercial_WA - College_New_Space Heating_Natural Gas_Gas Boiler - High Turndown Burner_A_Achievable Economic UCT Potential | F4 | Commercial | WA - College | New | Space Heating | Natural Gas | Gas Boiler - High Turndown Burner | A | Incremental Energy Savings (MWh or mTherms) | Achievable Economic UCT Potential | 0 | 0 | 0 | 0 | 0 | 0 | 0 | 0 | 0 | 0 | 0 | 0 | 0 | 0 | 0 | 0 | 0 | 0 | 0 | 0 | 0 | 0 | 0 | 0 | 0 | 0 | 0
F5_Commercial_WA - College_New_Space Heating_Natural Gas_Gas Boiler - High Turndown Burner_A_Achievable Economic UCT Potential | F5 | Commercial | WA - College | New | Space Heating | Natural Gas | Gas Boiler - High Turndown Burner | A | Incremental Summer Peak Savings (MW) | Achievable Economic UCT Potential | 0 | 0 | 0 | 0 | 0 | 0 | 0 | 0 | 0 | 0 | 0 | 0 | 0 | 0 | 0 | 0 | 0 | 0 | 0 | 0 | 0 | 0 | 0 | 0 | 0 | 0 | 0
F6_Commercial_WA - College_New_Space Heating_Natural Gas_Gas Boiler - High Turndown Burner_A_Achievable Economic UCT Potential | F6 | Commercial | WA - College | New | Space Heating | Natural Gas | Gas Boiler - High Turndown Burner | A | Incremental Winter Peak Savings (MW) | Achievable Economic UCT Potential | 0 | 0 | 0 | 0 | 0 | 0 | 0 | 0 | 0 | 0 | 0 | 0 | 0 | 0 | 0 | 0 | 0 | 0 | 0 | 0 | 0 | 0 | 0 | 0 | 0 | 0 | 0
F7_Commercial_WA - College_New_Space Heating_Natural Gas_Gas Boiler - High Turndown Burner_A_Achievable Economic UCT Potential | F7 | Commercial | WA - College | New | Space Heating | Natural Gas | Gas Boiler - High Turndown Burner | A | Cumulative Energy Savings (MWh or mTherms) | Achievable Economic UCT Potential | 0 | 0 | 0 | 0 | 0 | 0 | 0 | 0 | 0 | 0 | 0 | 0 | 0 | 0 | 0 | 0 | 0 | 0 | 0 | 0 | 0 | 0 | 0 | 0 | 0 | 0 | 0
F8_Commercial_WA - College_New_Space Heating_Natural Gas_Gas Boiler - High Turndown Burner_A_Achievable Economic UCT Potential | F8 | Commercial | WA - College | New | Space Heating | Natural Gas | Gas Boiler - High Turndown Burner | A | Cumulative Summer Peak Savings (MW) | Achievable Economic UCT Potential | 0 | 0 | 0 | 0 | 0 | 0 | 0 | 0 | 0 | 0 | 0 | 0 | 0 | 0 | 0 | 0 | 0 | 0 | 0 | 0 | 0 | 0 | 0 | 0 | 0 | 0 | 0
F9_Commercial_WA - College_New_Space Heating_Natural Gas_Gas Boiler - High Turndown Burner_A_Achievable Economic UCT Potential | F9 | Commercial | WA - College | New | Space Heating | Natural Gas | Gas Boiler - High Turndown Burner | A | Cumulative Winter Peak Savings (MW) | Achievable Economic UCT Potential | 0 | 0 | 0 | 0 | 0 | 0 | 0 | 0 | 0 | 0 | 0 | 0 | 0 | 0 | 0 | 0 | 0 | 0 | 0 | 0 | 0 | 0 | 0 | 0 | 0 | 0 | 0
F10_Commercial_WA - College_New_Space Heating_Natural Gas_Gas Boiler - High Turndown Burner_A_Achievable Economic UCT Potential | F10 | Commercial | WA - College | New | Space Heating | Natural Gas | Gas Boiler - High Turndown Burner | A | Purchases (Incremental) | Achievable Economic UCT Potential | 0 | 0 | 0 | 0 | 0 | 0 | 0 | 0 | 0 | 0 | 0 | 0 | 0 | 0 | 0 | 0 | 0 | 0 | 0 | 0 | 0 | 0 | 0 | 0 | 0 | 0 | 0
F11_Commercial_WA - College_New_Space Heating_Natural Gas_Gas Boiler - High Turndown Burner_A_Achievable Economic UCT Potential | F11 | Commercial | WA - College | New | Space Heating | Natural Gas | Gas Boiler - High Turndown Burner | A | Purchases (Cumulative) | Achievable Economic UCT Potential | 0 | 0 | 0 | 0 | 0 | 0 | 0 | 0 | 0 | 0 | 0 | 0 | 0 | 0 | 0 | 0 | 0 | 0 | 0 | 0 | 0 | 0 | 0 | 0 | 0 | 0 | 0
F1_Commercial_WA - College_New_Space Heating_Natural Gas_Gas Boiler - Burner Control Optimization_A_Achievable Economic UCT Potential | F1 | Commercial | WA - College | New | Space Heating | Natural Gas | Gas Boiler - Burner Control Optimization | A | Integrated Unit Energy Savings (kWh or therms) | Achievable Economic UCT Potential | 0 | 0 | 0 | 0 | 0 | 0 | 0 | 0 | 0 | 0 | 0 | 0 | 0 | 0 | 0 | 0 | 0 | 0 | 0 | 0 | 0 | 0 | 0 | 0 | 0 | 0 | 0
F2_Commercial_WA - College_New_Space Heating_Natural Gas_Gas Boiler - Burner Control Optimization_A_Achievable Economic UCT Potential | F2 | Commercial | WA - College | New | Space Heating | Natural Gas | Gas Boiler - Burner Control Optimization | A | Integrated Unit Summer Peak Savings (kW) | Achievable Economic UCT Potential | 0 | 0 | 0 | 0 | 0 | 0 | 0 | 0 | 0 | 0 | 0 | 0 | 0 | 0 | 0 | 0 | 0 | 0 | 0 | 0 | 0 | 0 | 0 | 0 | 0 | 0 | 0
F3_Commercial_WA - College_New_Space Heating_Natural Gas_Gas Boiler - Burner Control Optimization_A_Achievable Economic UCT Potential | F3 | Commercial | WA - College | New | Space Heating | Natural Gas | Gas Boiler - Burner Control Optimization | A | Integrated Unit Winter Peak Savings (kW) | Achievable Economic UCT Potential | 0 | 0 | 0 | 0 | 0 | 0 | 0 | 0 | 0 | 0 | 0 | 0 | 0 | 0 | 0 | 0 | 0 | 0 | 0 | 0 | 0 | 0 | 0 | 0 | 0 | 0 | 0
F4_Commercial_WA - College_New_Space Heating_Natural Gas_Gas Boiler - Burner Control Optimization_A_Achievable Economic UCT Potential | F4 | Commercial | WA - College | New | Space Heating | Natural Gas | Gas Boiler - Burner Control Optimization | A | Incremental Energy Savings (MWh or mTherms) | Achievable Economic UCT Potential | 0 | 0 | 0 | 0 | 0 | 0 | 0 | 0 | 0 | 0 | 0 | 0 | 0 | 0 | 0 | 0 | 0 | 0 | 0 | 0 | 0 | 0 | 0 | 0 | 0 | 0 | 0
F5_Commercial_WA - College_New_Space Heating_Natural Gas_Gas Boiler - Burner Control Optimization_A_Achievable Economic UCT Potential | F5 | Commercial | WA - College | New | Space Heating | Natural Gas | Gas Boiler - Burner Control Optimization | A | Incremental Summer Peak Savings (MW) | Achievable Economic UCT Potential | 0 | 0 | 0 | 0 | 0 | 0 | 0 | 0 | 0 | 0 | 0 | 0 | 0 | 0 | 0 | 0 | 0 | 0 | 0 | 0 | 0 | 0 | 0 | 0 | 0 | 0 | 0
F6_Commercial_WA - College_New_Space Heating_Natural Gas_Gas Boiler - Burner Control Optimization_A_Achievable Economic UCT Potential | F6 | Commercial | WA - College | New | Space Heating | Natural Gas | Gas Boiler - Burner Control Optimization | A | Incremental Winter Peak Savings (MW) | Achievable Economic UCT Potential | 0 | 0 | 0 | 0 | 0 | 0 | 0 | 0 | 0 | 0 | 0 | 0 | 0 | 0 | 0 | 0 | 0 | 0 | 0 | 0 | 0 | 0 | 0 | 0 | 0 | 0 | 0
F7_Commercial_WA - College_New_Space Heating_Natural Gas_Gas Boiler - Burner Control Optimization_A_Achievable Economic UCT Potential | F7 | Commercial | WA - College | New | Space Heating | Natural Gas | Gas Boiler - Burner Control Optimization | A | Cumulative Energy Savings (MWh or mTherms) | Achievable Economic UCT Potential | 0 | 0 | 0 | 0 | 0 | 0 | 0 | 0 | 0 | 0 | 0 | 0 | 0 | 0 | 0 | 0 | 0 | 0 | 0 | 0 | 0 | 0 | 0 | 0 | 0 | 0 | 0
F8_Commercial_WA - College_New_Space Heating_Natural Gas_Gas Boiler - Burner Control Optimization_A_Achievable Economic UCT Potential | F8 | Commercial | WA - College | New | Space Heating | Natural Gas | Gas Boiler - Burner Control Optimization | A | Cumulative Summer Peak Savings (MW) | Achievable Economic UCT Potential | 0 | 0 | 0 | 0 | 0 | 0 | 0 | 0 | 0 | 0 | 0 | 0 | 0 | 0 | 0 | 0 | 0 | 0 | 0 | 0 | 0 | 0 | 0 | 0 | 0 | 0 | 0
F9_Commercial_WA - College_New_Space Heating_Natural Gas_Gas Boiler - Burner Control Optimization_A_Achievable Economic UCT Potential | F9 | Commercial | WA - College | New | Space Heating | Natural Gas | Gas Boiler - Burner Control Optimization | A | Cumulative Winter Peak Savings (MW) | Achievable Economic UCT Potential | 0 | 0 | 0 | 0 | 0 | 0 | 0 | 0 | 0 | 0 | 0 | 0 | 0 | 0 | 0 | 0 | 0 | 0 | 0 | 0 | 0 | 0 | 0 | 0 | 0 | 0 | 0
F10_Commercial_WA - College_New_Space Heating_Natural Gas_Gas Boiler - Burner Control Optimization_A_Achievable Economic UCT Potential | F10 | Commercial | WA - College | New | Space Heating | Natural Gas | Gas Boiler - Burner Control Optimization | A | Purchases (Incremental) | Achievable Economic UCT Potential | 0 | 0 | 0 | 0 | 0 | 0 | 0 | 0 | 0 | 0 | 0 | 0 | 0 | 0 | 0 | 0 | 0 | 0 | 0 | 0 | 0 | 0 | 0 | 0 | 0 | 0 | 0
F11_Commercial_WA - College_New_Space Heating_Natural Gas_Gas Boiler - Burner Control Optimization_A_Achievable Economic UCT Potential | F11 | Commercial | WA - College | New | Space Heating | Natural Gas | Gas Boiler - Burner Control Optimization | A | Purchases (Cumulative) | Achievable Economic UCT Potential | 0 | 0 | 0 | 0 | 0 | 0 | 0 | 0 | 0 | 0 | 0 | 0 | 0 | 0 | 0 | 0 | 0 | 0 | 0 | 0 | 0 | 0 | 0 | 0 | 0 | 0 | 0
F1_Commercial_WA - College_New_Space Heating_Natural Gas_Gas Boiler - Stack Economizer_A_Achievable Economic UCT Potential | F1 | Commercial | WA - College | New | Space Heating | Natural Gas | Gas Boiler - Stack Economizer | A | Integrated Unit Energy Savings (kWh or therms) | Achievable Economic UCT Potential | 0 | 0 | 0 | 0 | 0 | 0 | 0 | 0 | 0 | 0 | 0 | 0 | 0 | 0 | 0 | 0 | 0 | 0 | 0 | 0 | 0 | 0 | 0 | 0 | 0 | 0 | 0
F2_Commercial_WA - College_New_Space Heating_Natural Gas_Gas Boiler - Stack Economizer_A_Achievable Economic UCT Potential | F2 | Commercial | WA - College | New | Space Heating | Natural Gas | Gas Boiler - Stack Economizer | A | Integrated Unit Summer Peak Savings (kW) | Achievable Economic UCT Potential | 0 | 0 | 0 | 0 | 0 | 0 | 0 | 0 | 0 | 0 | 0 | 0 | 0 | 0 | 0 | 0 | 0 | 0 | 0 | 0 | 0 | 0 | 0 | 0 | 0 | 0 | 0
F3_Commercial_WA - College_New_Space Heating_Natural Gas_Gas Boiler - Stack Economizer_A_Achievable Economic UCT Potential | F3 | Commercial | WA - College | New | Space Heating | Natural Gas | Gas Boiler - Stack Economizer | A | Integrated Unit Winter Peak Savings (kW) | Achievable Economic UCT Potential | 0 | 0 | 0 | 0 | 0 | 0 | 0 | 0 | 0 | 0 | 0 | 0 | 0 | 0 | 0 | 0 | 0 | 0 | 0 | 0 | 0 | 0 | 0 | 0 | 0 | 0 | 0
F4_Commercial_WA - College_New_Space Heating_Natural Gas_Gas Boiler - Stack Economizer_A_Achievable Economic UCT Potential | F4 | Commercial | WA - College | New | Space Heating | Natural Gas | Gas Boiler - Stack Economizer | A | Incremental Energy Savings (MWh or mTherms) | Achievable Economic UCT Potential | 0 | 0 | 0 | 0 | 0 | 0 | 0 | 0 | 0 | 0 | 0 | 0 | 0 | 0 | 0 | 0 | 0 | 0 | 0 | 0 | 0 | 0 | 0 | 0 | 0 | 0 | 0
F5_Commercial_WA - College_New_Space Heating_Natural Gas_Gas Boiler - Stack Economizer_A_Achievable Economic UCT Potential | F5 | Commercial | WA - College | New | Space Heating | Natural Gas | Gas Boiler - Stack Economizer | A | Incremental Summer Peak Savings (MW) | Achievable Economic UCT Potential | 0 | 0 | 0 | 0 | 0 | 0 | 0 | 0 | 0 | 0 | 0 | 0 | 0 | 0 | 0 | 0 | 0 | 0 | 0 | 0 | 0 | 0 | 0 | 0 | 0 | 0 | 0
F6_Commercial_WA - College_New_Space Heating_Natural Gas_Gas Boiler - Stack Economizer_A_Achievable Economic UCT Potential | F6 | Commercial | WA - College | New | Space Heating | Natural Gas | Gas Boiler - Stack Economizer | A | Incremental Winter Peak Savings (MW) | Achievable Economic UCT Potential | 0 | 0 | 0 | 0 | 0 | 0 | 0 | 0 | 0 | 0 | 0 | 0 | 0 | 0 | 0 | 0 | 0 | 0 | 0 | 0 | 0 | 0 | 0 | 0 | 0 | 0 | 0
F7_Commercial_WA - College_New_Space Heating_Natural Gas_Gas Boiler - Stack Economizer_A_Achievable Economic UCT Potential | F7 | Commercial | WA - College | New | Space Heating | Natural Gas | Gas Boiler - Stack Economizer | A | Cumulative Energy Savings (MWh or mTherms) | Achievable Economic UCT Potential | 0 | 0 | 0 | 0 | 0 | 0 | 0 | 0 | 0 | 0 | 0 | 0 | 0 | 0 | 0 | 0 | 0 | 0 | 0 | 0 | 0 | 0 | 0 | 0 | 0 | 0 | 0
F8_Commercial_WA - College_New_Space Heating_Natural Gas_Gas Boiler - Stack Economizer_A_Achievable Economic UCT Potential | F8 | Commercial | WA - College | New | Space Heating | Natural Gas | Gas Boiler - Stack Economizer | A | Cumulative Summer Peak Savings (MW) | Achievable Economic UCT Potential | 0 | 0 | 0 | 0 | 0 | 0 | 0 | 0 | 0 | 0 | 0 | 0 | 0 | 0 | 0 | 0 | 0 | 0 | 0 | 0 | 0 | 0 | 0 | 0 | 0 | 0 | 0
F9_Commercial_WA - College_New_Space Heating_Natural Gas_Gas Boiler - Stack Economizer_A_Achievable Economic UCT Potential | F9 | Commercial | WA - College | New | Space Heating | Natural Gas | Gas Boiler - Stack Economizer | A | Cumulative Winter Peak Savings (MW) | Achievable Economic UCT Potential | 0 | 0 | 0 | 0 | 0 | 0 | 0 | 0 | 0 | 0 | 0 | 0 | 0 | 0 | 0 | 0 | 0 | 0 | 0 | 0 | 0 | 0 | 0 | 0 | 0 | 0 | 0
F10_Commercial_WA - College_New_Space Heating_Natural Gas_Gas Boiler - Stack Economizer_A_Achievable Economic UCT Potential | F10 | Commercial | WA - College | New | Space Heating | Natural Gas | Gas Boiler - Stack Economizer | A | Purchases (Incremental) | Achievable Economic UCT Potential | 0 | 0 | 0 | 0 | 0 | 0 | 0 | 0 | 0 | 0 | 0 | 0 | 0 | 0 | 0 | 0 | 0 | 0 | 0 | 0 | 0 | 0 | 0 | 0 | 0 | 0 | 0
F11_Commercial_WA - College_New_Space Heating_Natural Gas_Gas Boiler - Stack Economizer_A_Achievable Economic UCT Potential | F11 | Commercial | WA - College | New | Space Heating | Natural Gas | Gas Boiler - Stack Economizer | A | Purchases (Cumulative) | Achievable Economic UCT Potential | 0 | 0 | 0 | 0 | 0 | 0 | 0 | 0 | 0 | 0 | 0 | 0 | 0 | 0 | 0 | 0 | 0 | 0 | 0 | 0 | 0 | 0 | 0 | 0 | 0 | 0 | 0
F1_Commercial_WA - College_New_Space Heating_Natural Gas_Gas Boiler - Thermostatic Radiator Valves_A_Achievable Economic UCT Potential | F1 | Commercial | WA - College | New | Space Heating | Natural Gas | Gas Boiler - Thermostatic Radiator Valves | A | Integrated Unit Energy Savings (kWh or therms) | Achievable Economic UCT Potential | 0 | 0 | 0 | 0 | 0 | 0 | 0 | 0 | 0 | 0 | 0 | 0 | 0 | 0 | 0 | 0 | 0 | 0 | 0 | 0 | 0 | 0 | 0 | 0 | 0 | 0 | 0
F2_Commercial_WA - College_New_Space Heating_Natural Gas_Gas Boiler - Thermostatic Radiator Valves_A_Achievable Economic UCT Potential | F2 | Commercial | WA - College | New | Space Heating | Natural Gas | Gas Boiler - Thermostatic Radiator Valves | A | Integrated Unit Summer Peak Savings (kW) | Achievable Economic UCT Potential | 0 | 0 | 0 | 0 | 0 | 0 | 0 | 0 | 0 | 0 | 0 | 0 | 0 | 0 | 0 | 0 | 0 | 0 | 0 | 0 | 0 | 0 | 0 | 0 | 0 | 0 | 0
F3_Commercial_WA - College_New_Space Heating_Natural Gas_Gas Boiler - Thermostatic Radiator Valves_A_Achievable Economic UCT Potential | F3 | Commercial | WA - College | New | Space Heating | Natural Gas | Gas Boiler - Thermostatic Radiator Valves | A | Integrated Unit Winter Peak Savings (kW) | Achievable Economic UCT Potential | 0 | 0 | 0 | 0 | 0 | 0 | 0 | 0 | 0 | 0 | 0 | 0 | 0 | 0 | 0 | 0 | 0 | 0 | 0 | 0 | 0 | 0 | 0 | 0 | 0 | 0 | 0
F4_Commercial_WA - College_New_Space Heating_Natural Gas_Gas Boiler - Thermostatic Radiator Valves_A_Achievable Economic UCT Potential | F4 | Commercial | WA - College | New | Space Heating | Natural Gas | Gas Boiler - Thermostatic Radiator Valves | A | Incremental Energy Savings (MWh or mTherms) | Achievable Economic UCT Potential | 0 | 0 | 0 | 0 | 0 | 0 | 0 | 0 | 0 | 0 | 0 | 0 | 0 | 0 | 0 | 0 | 0 | 0 | 0 | 0 | 0 | 0 | 0 | 0 | 0 | 0 | 0
F5_Commercial_WA - College_New_Space Heating_Natural Gas_Gas Boiler - Thermostatic Radiator Valves_A_Achievable Economic UCT Potential | F5 | Commercial | WA - College | New | Space Heating | Natural Gas | Gas Boiler - Thermostatic Radiator Valves | A | Incremental Summer Peak Savings (MW) | Achievable Economic UCT Potential | 0 | 0 | 0 | 0 | 0 | 0 | 0 | 0 | 0 | 0 | 0 | 0 | 0 | 0 | 0 | 0 | 0 | 0 | 0 | 0 | 0 | 0 | 0 | 0 | 0 | 0 | 0
F6_Commercial_WA - College_New_Space Heating_Natural Gas_Gas Boiler - Thermostatic Radiator Valves_A_Achievable Economic UCT Potential | F6 | Commercial | WA - College | New | Space Heating | Natural Gas | Gas Boiler - Thermostatic Radiator Valves | A | Incremental Winter Peak Savings (MW) | Achievable Economic UCT Potential | 0 | 0 | 0 | 0 | 0 | 0 | 0 | 0 | 0 | 0 | 0 | 0 | 0 | 0 | 0 | 0 | 0 | 0 | 0 | 0 | 0 | 0 | 0 | 0 | 0 | 0 | 0
F7_Commercial_WA - College_New_Space Heating_Natural Gas_Gas Boiler - Thermostatic Radiator Valves_A_Achievable Economic UCT Potential | F7 | Commercial | WA - College | New | Space Heating | Natural Gas | Gas Boiler - Thermostatic Radiator Valves | A | Cumulative Energy Savings (MWh or mTherms) | Achievable Economic UCT Potential | 0 | 0 | 0 | 0 | 0 | 0 | 0 | 0 | 0 | 0 | 0 | 0 | 0 | 0 | 0 | 0 | 0 | 0 | 0 | 0 | 0 | 0 | 0 | 0 | 0 | 0 | 0
F8_Commercial_WA - College_New_Space Heating_Natural Gas_Gas Boiler - Thermostatic Radiator Valves_A_Achievable Economic UCT Potential | F8 | Commercial | WA - College | New | Space Heating | Natural Gas | Gas Boiler - Thermostatic Radiator Valves | A | Cumulative Summer Peak Savings (MW) | Achievable Economic UCT Potential | 0 | 0 | 0 | 0 | 0 | 0 | 0 | 0 | 0 | 0 | 0 | 0 | 0 | 0 | 0 | 0 | 0 | 0 | 0 | 0 | 0 | 0 | 0 | 0 | 0 | 0 | 0
F9_Commercial_WA - College_New_Space Heating_Natural Gas_Gas Boiler - Thermostatic Radiator Valves_A_Achievable Economic UCT Potential | F9 | Commercial | WA - College | New | Space Heating | Natural Gas | Gas Boiler - Thermostatic Radiator Valves | A | Cumulative Winter Peak Savings (MW) | Achievable Economic UCT Potential | 0 | 0 | 0 | 0 | 0 | 0 | 0 | 0 | 0 | 0 | 0 | 0 | 0 | 0 | 0 | 0 | 0 | 0 | 0 | 0 | 0 | 0 | 0 | 0 | 0 | 0 | 0
F10_Commercial_WA - College_New_Space Heating_Natural Gas_Gas Boiler - Thermostatic Radiator Valves_A_Achievable Economic UCT Potential | F10 | Commercial | WA - College | New | Space Heating | Natural Gas | Gas Boiler - Thermostatic Radiator Valves | A | Purchases (Incremental) | Achievable Economic UCT Potential | 0 | 0 | 0 | 0 | 0 | 0 | 0 | 0 | 0 | 0 | 0 | 0 | 0 | 0 | 0 | 0 | 0 | 0 | 0 | 0 | 0 | 0 | 0 | 0 | 0 | 0 | 0
F11_Commercial_WA - College_New_Space Heating_Natural Gas_Gas Boiler - Thermostatic Radiator Valves_A_Achievable Economic UCT Potential | F11 | Commercial | WA - College | New | Space Heating | Natural Gas | Gas Boiler - Thermostatic Radiator Valves | A | Purchases (Cumulative) | Achievable Economic UCT Potential | 0 | 0 | 0 | 0 | 0 | 0 | 0 | 0 | 0 | 0 | 0 | 0 | 0 | 0 | 0 | 0 | 0 | 0 | 0 | 0 | 0 | 0 | 0 | 0 | 0 | 0 | 0
F1_Commercial_WA - College_New_Space Heating_Natural Gas_HVAC - Shut Off Damper_A_Achievable Economic UCT Potential | F1 | Commercial | WA - College | New | Space Heating | Natural Gas | HVAC - Shut Off Damper | A | Integrated Unit Energy Savings (kWh or therms) | Achievable Economic UCT Potential | 0 | 0 | 0 | 0 | 0 | 0 | 0 | 0 | 0 | 0 | 0 | 0 | 0 | 0 | 0 | 0 | 0 | 0 | 0 | 0 | 0 | 0 | 0 | 0 | 0 | 0 | 0
F2_Commercial_WA - College_New_Space Heating_Natural Gas_HVAC - Shut Off Damper_A_Achievable Economic UCT Potential | F2 | Commercial | WA - College | New | Space Heating | Natural Gas | HVAC - Shut Off Damper | A | Integrated Unit Summer Peak Savings (kW) | Achievable Economic UCT Potential | 0 | 0 | 0 | 0 | 0 | 0 | 0 | 0 | 0 | 0 | 0 | 0 | 0 | 0 | 0 | 0 | 0 | 0 | 0 | 0 | 0 | 0 | 0 | 0 | 0 | 0 | 0
F3_Commercial_WA - College_New_Space Heating_Natural Gas_HVAC - Shut Off Damper_A_Achievable Economic UCT Potential | F3 | Commercial | WA - College | New | Space Heating | Natural Gas | HVAC - Shut Off Damper | A | Integrated Unit Winter Peak Savings (kW) | Achievable Economic UCT Potential | 0 | 0 | 0 | 0 | 0 | 0 | 0 | 0 | 0 | 0 | 0 | 0 | 0 | 0 | 0 | 0 | 0 | 0 | 0 | 0 | 0 | 0 | 0 | 0 | 0 | 0 | 0
F4_Commercial_WA - College_New_Space Heating_Natural Gas_HVAC - Shut Off Damper_A_Achievable Economic UCT Potential | F4 | Commercial | WA - College | New | Space Heating | Natural Gas | HVAC - Shut Off Damper | A | Incremental Energy Savings (MWh or mTherms) | Achievable Economic UCT Potential | 0 | 0 | 0 | 0 | 0 | 0 | 0 | 0 | 0 | 0 | 0 | 0 | 0 | 0 | 0 | 0 | 0 | 0 | 0 | 0 | 0 | 0 | 0 | 0 | 0 | 0 | 0
F5_Commercial_WA - College_New_Space Heating_Natural Gas_HVAC - Shut Off Damper_A_Achievable Economic UCT Potential | F5 | Commercial | WA - College | New | Space Heating | Natural Gas | HVAC - Shut Off Damper | A | Incremental Summer Peak Savings (MW) | Achievable Economic UCT Potential | 0 | 0 | 0 | 0 | 0 | 0 | 0 | 0 | 0 | 0 | 0 | 0 | 0 | 0 | 0 | 0 | 0 | 0 | 0 | 0 | 0 | 0 | 0 | 0 | 0 | 0 | 0
F6_Commercial_WA - College_New_Space Heating_Natural Gas_HVAC - Shut Off Damper_A_Achievable Economic UCT Potential | F6 | Commercial | WA - College | New | Space Heating | Natural Gas | HVAC - Shut Off Damper | A | Incremental Winter Peak Savings (MW) | Achievable Economic UCT Potential | 0 | 0 | 0 | 0 | 0 | 0 | 0 | 0 | 0 | 0 | 0 | 0 | 0 | 0 | 0 | 0 | 0 | 0 | 0 | 0 | 0 | 0 | 0 | 0 | 0 | 0 | 0
F7_Commercial_WA - College_New_Space Heating_Natural Gas_HVAC - Shut Off Damper_A_Achievable Economic UCT Potential | F7 | Commercial | WA - College | New | Space Heating | Natural Gas | HVAC - Shut Off Damper | A | Cumulative Energy Savings (MWh or mTherms) | Achievable Economic UCT Potential | 0 | 0 | 0 | 0 | 0 | 0 | 0 | 0 | 0 | 0 | 0 | 0 | 0 | 0 | 0 | 0 | 0 | 0 | 0 | 0 | 0 | 0 | 0 | 0 | 0 | 0 | 0
F8_Commercial_WA - College_New_Space Heating_Natural Gas_HVAC - Shut Off Damper_A_Achievable Economic UCT Potential | F8 | Commercial | WA - College | New | Space Heating | Natural Gas | HVAC - Shut Off Damper | A | Cumulative Summer Peak Savings (MW) | Achievable Economic UCT Potential | 0 | 0 | 0 | 0 | 0 | 0 | 0 | 0 | 0 | 0 | 0 | 0 | 0 | 0 | 0 | 0 | 0 | 0 | 0 | 0 | 0 | 0 | 0 | 0 | 0 | 0 | 0
F9_Commercial_WA - College_New_Space Heating_Natural Gas_HVAC - Shut Off Damper_A_Achievable Economic UCT Potential | F9 | Commercial | WA - College | New | Space Heating | Natural Gas | HVAC - Shut Off Damper | A | Cumulative Winter Peak Savings (MW) | Achievable Economic UCT Potential | 0 | 0 | 0 | 0 | 0 | 0 | 0 | 0 | 0 | 0 | 0 | 0 | 0 | 0 | 0 | 0 | 0 | 0 | 0 | 0 | 0 | 0 | 0 | 0 | 0 | 0 | 0
F10_Commercial_WA - College_New_Space Heating_Natural Gas_HVAC - Shut Off Damper_A_Achievable Economic UCT Potential | F10 | Commercial | WA - College | New | Space Heating | Natural Gas | HVAC - Shut Off Damper | A | Purchases (Incremental) | Achievable Economic UCT Potential | 0 | 0 | 0 | 0 | 0 | 0 | 0 | 0 | 0 | 0 | 0 | 0 | 0 | 0 | 0 | 0 | 0 | 0 | 0 | 0 | 0 | 0 | 0 | 0 | 0 | 0 | 0
F11_Commercial_WA - College_New_Space Heating_Natural Gas_HVAC - Shut Off Damper_A_Achievable Economic UCT Potential | F11 | Commercial | WA - College | New | Space Heating | Natural Gas | HVAC - Shut Off Damper | A | Purchases (Cumulative) | Achievable Economic UCT Potential | 0 | 0 | 0 | 0 | 0 | 0 | 0 | 0 | 0 | 0 | 0 | 0 | 0 | 0 | 0 | 0 | 0 | 0 | 0 | 0 | 0 | 0 | 0 | 0 | 0 | 0 | 0
F1_Commercial_WA - College_New_Space Heating_Natural Gas_Gas Furnace - Tube Inserts_A_Achievable Economic UCT Potential | F1 | Commercial | WA - College | New | Space Heating | Natural Gas | Gas Furnace - Tube Inserts | A | Integrated Unit Energy Savings (kWh or therms) | Achievable Economic UCT Potential | 0 | 0 | 0 | 0 | 0 | 0 | 0 | 0 | 0 | 0 | 0 | 0 | 0 | 0 | 0 | 0 | 0 | 0 | 0 | 0 | 0 | 0 | 0 | 0 | 0 | 0 | 0
F2_Commercial_WA - College_New_Space Heating_Natural Gas_Gas Furnace - Tube Inserts_A_Achievable Economic UCT Potential | F2 | Commercial | WA - College | New | Space Heating | Natural Gas | Gas Furnace - Tube Inserts | A | Integrated Unit Summer Peak Savings (kW) | Achievable Economic UCT Potential | 0 | 0 | 0 | 0 | 0 | 0 | 0 | 0 | 0 | 0 | 0 | 0 | 0 | 0 | 0 | 0 | 0 | 0 | 0 | 0 | 0 | 0 | 0 | 0 | 0 | 0 | 0
F3_Commercial_WA - College_New_Space Heating_Natural Gas_Gas Furnace - Tube Inserts_A_Achievable Economic UCT Potential | F3 | Commercial | WA - College | New | Space Heating | Natural Gas | Gas Furnace - Tube Inserts | A | Integrated Unit Winter Peak Savings (kW) | Achievable Economic UCT Potential | 0 | 0 | 0 | 0 | 0 | 0 | 0 | 0 | 0 | 0 | 0 | 0 | 0 | 0 | 0 | 0 | 0 | 0 | 0 | 0 | 0 | 0 | 0 | 0 | 0 | 0 | 0
F4_Commercial_WA - College_New_Space Heating_Natural Gas_Gas Furnace - Tube Inserts_A_Achievable Economic UCT Potential | F4 | Commercial | WA - College | New | Space Heating | Natural Gas | Gas Furnace - Tube Inserts | A | Incremental Energy Savings (MWh or mTherms) | Achievable Economic UCT Potential | 0 | 0 | 0 | 0 | 0 | 0 | 0 | 0 | 0 | 0 | 0 | 0 | 0 | 0 | 0 | 0 | 0 | 0 | 0 | 0 | 0 | 0 | 0 | 0 | 0 | 0 | 0
F5_Commercial_WA - College_New_Space Heating_Natural Gas_Gas Furnace - Tube Inserts_A_Achievable Economic UCT Potential | F5 | Commercial | WA - College | New | Space Heating | Natural Gas | Gas Furnace - Tube Inserts | A | Incremental Summer Peak Savings (MW) | Achievable Economic UCT Potential | 0 | 0 | 0 | 0 | 0 | 0 | 0 | 0 | 0 | 0 | 0 | 0 | 0 | 0 | 0 | 0 | 0 | 0 | 0 | 0 | 0 | 0 | 0 | 0 | 0 | 0 | 0
F6_Commercial_WA - College_New_Space Heating_Natural Gas_Gas Furnace - Tube Inserts_A_Achievable Economic UCT Potential | F6 | Commercial | WA - College | New | Space Heating | Natural Gas | Gas Furnace - Tube Inserts | A | Incremental Winter Peak Savings (MW) | Achievable Economic UCT Potential | 0 | 0 | 0 | 0 | 0 | 0 | 0 | 0 | 0 | 0 | 0 | 0 | 0 | 0 | 0 | 0 | 0 | 0 | 0 | 0 | 0 | 0 | 0 | 0 | 0 | 0 | 0
F7_Commercial_WA - College_New_Space Heating_Natural Gas_Gas Furnace - Tube Inserts_A_Achievable Economic UCT Potential | F7 | Commercial | WA - College | New | Space Heating | Natural Gas | Gas Furnace - Tube Inserts | A | Cumulative Energy Savings (MWh or mTherms) | Achievable Economic UCT Potential | 0 | 0 | 0 | 0 | 0 | 0 | 0 | 0 | 0 | 0 | 0 | 0 | 0 | 0 | 0 | 0 | 0 | 0 | 0 | 0 | 0 | 0 | 0 | 0 | 0 | 0 | 0
F8_Commercial_WA - College_New_Space Heating_Natural Gas_Gas Furnace - Tube Inserts_A_Achievable Economic UCT Potential | F8 | Commercial | WA - College | New | Space Heating | Natural Gas | Gas Furnace - Tube Inserts | A | Cumulative Summer Peak Savings (MW) | Achievable Economic UCT Potential | 0 | 0 | 0 | 0 | 0 | 0 | 0 | 0 | 0 | 0 | 0 | 0 | 0 | 0 | 0 | 0 | 0 | 0 | 0 | 0 | 0 | 0 | 0 | 0 | 0 | 0 | 0
F9_Commercial_WA - College_New_Space Heating_Natural Gas_Gas Furnace - Tube Inserts_A_Achievable Economic UCT Potential | F9 | Commercial | WA - College | New | Space Heating | Natural Gas | Gas Furnace - Tube Inserts | A | Cumulative Winter Peak Savings (MW) | Achievable Economic UCT Potential | 0 | 0 | 0 | 0 | 0 | 0 | 0 | 0 | 0 | 0 | 0 | 0 | 0 | 0 | 0 | 0 | 0 | 0 | 0 | 0 | 0 | 0 | 0 | 0 | 0 | 0 | 0
F10_Commercial_WA - College_New_Space Heating_Natural Gas_Gas Furnace - Tube Inserts_A_Achievable Economic UCT Potential | F10 | Commercial | WA - College | New | Space Heating | Natural Gas | Gas Furnace - Tube Inserts | A | Purchases (Incremental) | Achievable Economic UCT Potential | 0 | 0 | 0 | 0 | 0 | 0 | 0 | 0 | 0 | 0 | 0 | 0 | 0 | 0 | 0 | 0 | 0 | 0 | 0 | 0 | 0 | 0 | 0 | 0 | 0 | 0 | 0
F11_Commercial_WA - College_New_Space Heating_Natural Gas_Gas Furnace - Tube Inserts_A_Achievable Economic UCT Potential | F11 | Commercial | WA - College | New | Space Heating | Natural Gas | Gas Furnace - Tube Inserts | A | Purchases (Cumulative) | Achievable Economic UCT Potential | 0 | 0 | 0 | 0 | 0 | 0 | 0 | 0 | 0 | 0 | 0 | 0 | 0 | 0 | 0 | 0 | 0 | 0 | 0 | 0 | 0 | 0 | 0 | 0 | 0 | 0 | 0
F1_Commercial_WA - College_New_Space Heating_Natural Gas_Gas Boiler - Insulate Steam Lines/Condensate Tank_A_Achievable Economic UCT Potential | F1 | Commercial | WA - College | New | Space Heating | Natural Gas | Gas Boiler - Insulate Steam Lines/Condensate Tank | A | Integrated Unit Energy Savings (kWh or therms) | Achievable Economic UCT Potential | 0 | 0 | 0 | 0 | 0 | 0 | 0 | 0 | 0 | 0 | 0 | 0 | 0 | 0 | 0 | 0 | 0 | 0 | 0 | 0 | 0 | 0 | 0 | 0 | 0 | 0 | 0
F2_Commercial_WA - College_New_Space Heating_Natural Gas_Gas Boiler - Insulate Steam Lines/Condensate Tank_A_Achievable Economic UCT Potential | F2 | Commercial | WA - College | New | Space Heating | Natural Gas | Gas Boiler - Insulate Steam Lines/Condensate Tank | A | Integrated Unit Summer Peak Savings (kW) | Achievable Economic UCT Potential | 0 | 0 | 0 | 0 | 0 | 0 | 0 | 0 | 0 | 0 | 0 | 0 | 0 | 0 | 0 | 0 | 0 | 0 | 0 | 0 | 0 | 0 | 0 | 0 | 0 | 0 | 0
F3_Commercial_WA - College_New_Space Heating_Natural Gas_Gas Boiler - Insulate Steam Lines/Condensate Tank_A_Achievable Economic UCT Potential | F3 | Commercial | WA - College | New | Space Heating | Natural Gas | Gas Boiler - Insulate Steam Lines/Condensate Tank | A | Integrated Unit Winter Peak Savings (kW) | Achievable Economic UCT Potential | 0 | 0 | 0 | 0 | 0 | 0 | 0 | 0 | 0 | 0 | 0 | 0 | 0 | 0 | 0 | 0 | 0 | 0 | 0 | 0 | 0 | 0 | 0 | 0 | 0 | 0 | 0
F4_Commercial_WA - College_New_Space Heating_Natural Gas_Gas Boiler - Insulate Steam Lines/Condensate Tank_A_Achievable Economic UCT Potential | F4 | Commercial | WA - College | New | Space Heating | Natural Gas | Gas Boiler - Insulate Steam Lines/Condensate Tank | A | Incremental Energy Savings (MWh or mTherms) | Achievable Economic UCT Potential | 0 | 0 | 0 | 0 | 0 | 0 | 0 | 0 | 0 | 0 | 0 | 0 | 0 | 0 | 0 | 0 | 0 | 0 | 0 | 0 | 0 | 0 | 0 | 0 | 0 | 0 | 0
F5_Commercial_WA - College_New_Space Heating_Natural Gas_Gas Boiler - Insulate Steam Lines/Condensate Tank_A_Achievable Economic UCT Potential | F5 | Commercial | WA - College | New | Space Heating | Natural Gas | Gas Boiler - Insulate Steam Lines/Condensate Tank | A | Incremental Summer Peak Savings (MW) | Achievable Economic UCT Potential | 0 | 0 | 0 | 0 | 0 | 0 | 0 | 0 | 0 | 0 | 0 | 0 | 0 | 0 | 0 | 0 | 0 | 0 | 0 | 0 | 0 | 0 | 0 | 0 | 0 | 0 | 0
F6_Commercial_WA - College_New_Space Heating_Natural Gas_Gas Boiler - Insulate Steam Lines/Condensate Tank_A_Achievable Economic UCT Potential | F6 | Commercial | WA - College | New | Space Heating | Natural Gas | Gas Boiler - Insulate Steam Lines/Condensate Tank | A | Incremental Winter Peak Savings (MW) | Achievable Economic UCT Potential | 0 | 0 | 0 | 0 | 0 | 0 | 0 | 0 | 0 | 0 | 0 | 0 | 0 | 0 | 0 | 0 | 0 | 0 | 0 | 0 | 0 | 0 | 0 | 0 | 0 | 0 | 0
F7_Commercial_WA - College_New_Space Heating_Natural Gas_Gas Boiler - Insulate Steam Lines/Condensate Tank_A_Achievable Economic UCT Potential | F7 | Commercial | WA - College | New | Space Heating | Natural Gas | Gas Boiler - Insulate Steam Lines/Condensate Tank | A | Cumulative Energy Savings (MWh or mTherms) | Achievable Economic UCT Potential | 0 | 0 | 0 | 0 | 0 | 0 | 0 | 0 | 0 | 0 | 0 | 0 | 0 | 0 | 0 | 0 | 0 | 0 | 0 | 0 | 0 | 0 | 0 | 0 | 0 | 0 | 0
F8_Commercial_WA - College_New_Space Heating_Natural Gas_Gas Boiler - Insulate Steam Lines/Condensate Tank_A_Achievable Economic UCT Potential | F8 | Commercial | WA - College | New | Space Heating | Natural Gas | Gas Boiler - Insulate Steam Lines/Condensate Tank | A | Cumulative Summer Peak Savings (MW) | Achievable Economic UCT Potential | 0 | 0 | 0 | 0 | 0 | 0 | 0 | 0 | 0 | 0 | 0 | 0 | 0 | 0 | 0 | 0 | 0 | 0 | 0 | 0 | 0 | 0 | 0 | 0 | 0 | 0 | 0
F9_Commercial_WA - College_New_Space Heating_Natural Gas_Gas Boiler - Insulate Steam Lines/Condensate Tank_A_Achievable Economic UCT Potential | F9 | Commercial | WA - College | New | Space Heating | Natural Gas | Gas Boiler - Insulate Steam Lines/Condensate Tank | A | Cumulative Winter Peak Savings (MW) | Achievable Economic UCT Potential | 0 | 0 | 0 | 0 | 0 | 0 | 0 | 0 | 0 | 0 | 0 | 0 | 0 | 0 | 0 | 0 | 0 | 0 | 0 | 0 | 0 | 0 | 0 | 0 | 0 | 0 | 0
F10_Commercial_WA - College_New_Space Heating_Natural Gas_Gas Boiler - Insulate Steam Lines/Condensate Tank_A_Achievable Economic UCT Potential | F10 | Commercial | WA - College | New | Space Heating | Natural Gas | Gas Boiler - Insulate Steam Lines/Condensate Tank | A | Purchases (Incremental) | Achievable Economic UCT Potential | 0 | 0 | 0 | 0 | 0 | 0 | 0 | 0 | 0 | 0 | 0 | 0 | 0 | 0 | 0 | 0 | 0 | 0 | 0 | 0 | 0 | 0 | 0 | 0 | 0 | 0 | 0
F11_Commercial_WA - College_New_Space Heating_Natural Gas_Gas Boiler - Insulate Steam Lines/Condensate Tank_A_Achievable Economic UCT Potential | F11 | Commercial | WA - College | New | Space Heating | Natural Gas | Gas Boiler - Insulate Steam Lines/Condensate Tank | A | Purchases (Cumulative) | Achievable Economic UCT Potential | 0 | 0 | 0 | 0 | 0 | 0 | 0 | 0 | 0 | 0 | 0 | 0 | 0 | 0 | 0 | 0 | 0 | 0 | 0 | 0 | 0 | 0 | 0 | 0 | 0 | 0 | 0
F1_Commercial_WA - College_New_Space Heating_Natural Gas_Gas Boiler - Insulate Hot Water Lines_A_Achievable Economic UCT Potential | F1 | Commercial | WA - College | New | Space Heating | Natural Gas | Gas Boiler - Insulate Hot Water Lines | A | Integrated Unit Energy Savings (kWh or therms) | Achievable Economic UCT Potential | 0 | 0 | 0 | 0 | 0 | 0 | 0 | 0 | 0 | 0 | 0 | 0 | 0 | 0 | 0 | 0 | 0 | 0 | 0 | 0 | 0 | 0 | 0 | 0 | 0 | 0 | 0
F2_Commercial_WA - College_New_Space Heating_Natural Gas_Gas Boiler - Insulate Hot Water Lines_A_Achievable Economic UCT Potential | F2 | Commercial | WA - College | New | Space Heating | Natural Gas | Gas Boiler - Insulate Hot Water Lines | A | Integrated Unit Summer Peak Savings (kW) | Achievable Economic UCT Potential | 0 | 0 | 0 | 0 | 0 | 0 | 0 | 0 | 0 | 0 | 0 | 0 | 0 | 0 | 0 | 0 | 0 | 0 | 0 | 0 | 0 | 0 | 0 | 0 | 0 | 0 | 0
F3_Commercial_WA - College_New_Space Heating_Natural Gas_Gas Boiler - Insulate Hot Water Lines_A_Achievable Economic UCT Potential | F3 | Commercial | WA - College | New | Space Heating | Natural Gas | Gas Boiler - Insulate Hot Water Lines | A | Integrated Unit Winter Peak Savings (kW) | Achievable Economic UCT Potential | 0 | 0 | 0 | 0 | 0 | 0 | 0 | 0 | 0 | 0 | 0 | 0 | 0 | 0 | 0 | 0 | 0 | 0 | 0 | 0 | 0 | 0 | 0 | 0 | 0 | 0 | 0
F4_Commercial_WA - College_New_Space Heating_Natural Gas_Gas Boiler - Insulate Hot Water Lines_A_Achievable Economic UCT Potential | F4 | Commercial | WA - College | New | Space Heating | Natural Gas | Gas Boiler - Insulate Hot Water Lines | A | Incremental Energy Savings (MWh or mTherms) | Achievable Economic UCT Potential | 0 | 0 | 0 | 0 | 0 | 0 | 0 | 0 | 0 | 0 | 0 | 0 | 0 | 0 | 0 | 0 | 0 | 0 | 0 | 0 | 0 | 0 | 0 | 0 | 0 | 0 | 0
F5_Commercial_WA - College_New_Space Heating_Natural Gas_Gas Boiler - Insulate Hot Water Lines_A_Achievable Economic UCT Potential | F5 | Commercial | WA - College | New | Space Heating | Natural Gas | Gas Boiler - Insulate Hot Water Lines | A | Incremental Summer Peak Savings (MW) | Achievable Economic UCT Potential | 0 | 0 | 0 | 0 | 0 | 0 | 0 | 0 | 0 | 0 | 0 | 0 | 0 | 0 | 0 | 0 | 0 | 0 | 0 | 0 | 0 | 0 | 0 | 0 | 0 | 0 | 0
F6_Commercial_WA - College_New_Space Heating_Natural Gas_Gas Boiler - Insulate Hot Water Lines_A_Achievable Economic UCT Potential | F6 | Commercial | WA - College | New | Space Heating | Natural Gas | Gas Boiler - Insulate Hot Water Lines | A | Incremental Winter Peak Savings (MW) | Achievable Economic UCT Potential | 0 | 0 | 0 | 0 | 0 | 0 | 0 | 0 | 0 | 0 | 0 | 0 | 0 | 0 | 0 | 0 | 0 | 0 | 0 | 0 | 0 | 0 | 0 | 0 | 0 | 0 | 0
F7_Commercial_WA - College_New_Space Heating_Natural Gas_Gas Boiler - Insulate Hot Water Lines_A_Achievable Economic UCT Potential | F7 | Commercial | WA - College | New | Space Heating | Natural Gas | Gas Boiler - Insulate Hot Water Lines | A | Cumulative Energy Savings (MWh or mTherms) | Achievable Economic UCT Potential | 0 | 0 | 0 | 0 | 0 | 0 | 0 | 0 | 0 | 0 | 0 | 0 | 0 | 0 | 0 | 0 | 0 | 0 | 0 | 0 | 0 | 0 | 0 | 0 | 0 | 0 | 0
F8_Commercial_WA - College_New_Space Heating_Natural Gas_Gas Boiler - Insulate Hot Water Lines_A_Achievable Economic UCT Potential | F8 | Commercial | WA - College | New | Space Heating | Natural Gas | Gas Boiler - Insulate Hot Water Lines | A | Cumulative Summer Peak Savings (MW) | Achievable Economic UCT Potential | 0 | 0 | 0 | 0 | 0 | 0 | 0 | 0 | 0 | 0 | 0 | 0 | 0 | 0 | 0 | 0 | 0 | 0 | 0 | 0 | 0 | 0 | 0 | 0 | 0 | 0 | 0
F9_Commercial_WA - College_New_Space Heating_Natural Gas_Gas Boiler - Insulate Hot Water Lines_A_Achievable Economic UCT Potential | F9 | Commercial | WA - College | New | Space Heating | Natural Gas | Gas Boiler - Insulate Hot Water Lines | A | Cumulative Winter Peak Savings (MW) | Achievable Economic UCT Potential | 0 | 0 | 0 | 0 | 0 | 0 | 0 | 0 | 0 | 0 | 0 | 0 | 0 | 0 | 0 | 0 | 0 | 0 | 0 | 0 | 0 | 0 | 0 | 0 | 0 | 0 | 0
F10_Commercial_WA - College_New_Space Heating_Natural Gas_Gas Boiler - Insulate Hot Water Lines_A_Achievable Economic UCT Potential | F10 | Commercial | WA - College | New | Space Heating | Natural Gas | Gas Boiler - Insulate Hot Water Lines | A | Purchases (Incremental) | Achievable Economic UCT Potential | 0 | 0 | 0 | 0 | 0 | 0 | 0 | 0 | 0 | 0 | 0 | 0 | 0 | 0 | 0 | 0 | 0 | 0 | 0 | 0 | 0 | 0 | 0 | 0 | 0 | 0 | 0
F11_Commercial_WA - College_New_Space Heating_Natural Gas_Gas Boiler - Insulate Hot Water Lines_A_Achievable Economic UCT Potential | F11 | Commercial | WA - College | New | Space Heating | Natural Gas | Gas Boiler - Insulate Hot Water Lines | A | Purchases (Cumulative) | Achievable Economic UCT Potential | 0 | 0 | 0 | 0 | 0 | 0 | 0 | 0 | 0 | 0 | 0 | 0 | 0 | 0 | 0 | 0 | 0 | 0 | 0 | 0 | 0 | 0 | 0 | 0 | 0 | 0 | 0
F1_Commercial_WA - College_New_Space Heating_Natural Gas_Condensing RTU_A_Achievable Economic UCT Potential | F1 | Commercial | WA - College | New | Space Heating | Natural Gas | Condensing RTU | A | Integrated Unit Energy Savings (kWh or therms) | Achievable Economic UCT Potential | 0 | 0 | 0 | 0 | 0 | 0 | 0 | 0 | 0 | 0 | 0 | 0 | 0 | 0 | 0 | 0 | 0 | 0 | 0 | 0 | 0 | 0 | 0 | 0 | 0 | 0 | 0
F2_Commercial_WA - College_New_Space Heating_Natural Gas_Condensing RTU_A_Achievable Economic UCT Potential | F2 | Commercial | WA - College | New | Space Heating | Natural Gas | Condensing RTU | A | Integrated Unit Summer Peak Savings (kW) | Achievable Economic UCT Potential | 0 | 0 | 0 | 0 | 0 | 0 | 0 | 0 | 0 | 0 | 0 | 0 | 0 | 0 | 0 | 0 | 0 | 0 | 0 | 0 | 0 | 0 | 0 | 0 | 0 | 0 | 0
F3_Commercial_WA - College_New_Space Heating_Natural Gas_Condensing RTU_A_Achievable Economic UCT Potential | F3 | Commercial | WA - College | New | Space Heating | Natural Gas | Condensing RTU | A | Integrated Unit Winter Peak Savings (kW) | Achievable Economic UCT Potential | 0 | 0 | 0 | 0 | 0 | 0 | 0 | 0 | 0 | 0 | 0 | 0 | 0 | 0 | 0 | 0 | 0 | 0 | 0 | 0 | 0 | 0 | 0 | 0 | 0 | 0 | 0
F4_Commercial_WA - College_New_Space Heating_Natural Gas_Condensing RTU_A_Achievable Economic UCT Potential | F4 | Commercial | WA - College | New | Space Heating | Natural Gas | Condensing RTU | A | Incremental Energy Savings (MWh or mTherms) | Achievable Economic UCT Potential | 0 | 0 | 0 | 0 | 0 | 0 | 0 | 0 | 0 | 0 | 0 | 0 | 0 | 0 | 0 | 0 | 0 | 0 | 0 | 0 | 0 | 0 | 0 | 0 | 0 | 0 | 0
F5_Commercial_WA - College_New_Space Heating_Natural Gas_Condensing RTU_A_Achievable Economic UCT Potential | F5 | Commercial | WA - College | New | Space Heating | Natural Gas | Condensing RTU | A | Incremental Summer Peak Savings (MW) | Achievable Economic UCT Potential | 0 | 0 | 0 | 0 | 0 | 0 | 0 | 0 | 0 | 0 | 0 | 0 | 0 | 0 | 0 | 0 | 0 | 0 | 0 | 0 | 0 | 0 | 0 | 0 | 0 | 0 | 0
F6_Commercial_WA - College_New_Space Heating_Natural Gas_Condensing RTU_A_Achievable Economic UCT Potential | F6 | Commercial | WA - College | New | Space Heating | Natural Gas | Condensing RTU | A | Incremental Winter Peak Savings (MW) | Achievable Economic UCT Potential | 0 | 0 | 0 | 0 | 0 | 0 | 0 | 0 | 0 | 0 | 0 | 0 | 0 | 0 | 0 | 0 | 0 | 0 | 0 | 0 | 0 | 0 | 0 | 0 | 0 | 0 | 0
F7_Commercial_WA - College_New_Space Heating_Natural Gas_Condensing RTU_A_Achievable Economic UCT Potential | F7 | Commercial | WA - College | New | Space Heating | Natural Gas | Condensing RTU | A | Cumulative Energy Savings (MWh or mTherms) | Achievable Economic UCT Potential | 0 | 0 | 0 | 0 | 0 | 0 | 0 | 0 | 0 | 0 | 0 | 0 | 0 | 0 | 0 | 0 | 0 | 0 | 0 | 0 | 0 | 0 | 0 | 0 | 0 | 0 | 0
F8_Commercial_WA - College_New_Space Heating_Natural Gas_Condensing RTU_A_Achievable Economic UCT Potential | F8 | Commercial | WA - College | New | Space Heating | Natural Gas | Condensing RTU | A | Cumulative Summer Peak Savings (MW) | Achievable Economic UCT Potential | 0 | 0 | 0 | 0 | 0 | 0 | 0 | 0 | 0 | 0 | 0 | 0 | 0 | 0 | 0 | 0 | 0 | 0 | 0 | 0 | 0 | 0 | 0 | 0 | 0 | 0 | 0
F9_Commercial_WA - College_New_Space Heating_Natural Gas_Condensing RTU_A_Achievable Economic UCT Potential | F9 | Commercial | WA - College | New | Space Heating | Natural Gas | Condensing RTU | A | Cumulative Winter Peak Savings (MW) | Achievable Economic UCT Potential | 0 | 0 | 0 | 0 | 0 | 0 | 0 | 0 | 0 | 0 | 0 | 0 | 0 | 0 | 0 | 0 | 0 | 0 | 0 | 0 | 0 | 0 | 0 | 0 | 0 | 0 | 0
F10_Commercial_WA - College_New_Space Heating_Natural Gas_Condensing RTU_A_Achievable Economic UCT Potential | F10 | Commercial | WA - College | New | Space Heating | Natural Gas | Condensing RTU | A | Purchases (Incremental) | Achievable Economic UCT Potential | 0 | 0 | 0 | 0 | 0 | 0 | 0 | 0 | 0 | 0 | 0 | 0 | 0 | 0 | 0 | 0 | 0 | 0 | 0 | 0 | 0 | 0 | 0 | 0 | 0 | 0 | 0
F11_Commercial_WA - College_New_Space Heating_Natural Gas_Condensing RTU_A_Achievable Economic UCT Potential | F11 | Commercial | WA - College | New | Space Heating | Natural Gas | Condensing RTU | A | Purchases (Cumulative) | Achievable Economic UCT Potential | 0 | 0 | 0 | 0 | 0 | 0 | 0 | 0 | 0 | 0 | 0 | 0 | 0 | 0 | 0 | 0 | 0 | 0 | 0 | 0 | 0 | 0 | 0 | 0 | 0 | 0 | 0
F1_Commercial_WA - College_New_Space Heating_Natural Gas_Hydronic Heating Radiator Replacement_A_Achievable Economic UCT Potential | F1 | Commercial | WA - College | New | Space Heating | Natural Gas | Hydronic Heating Radiator Replacement | A | Integrated Unit Energy Savings (kWh or therms) | Achievable Economic UCT Potential | 0 | 0 | 0 | 0 | 0 | 0 | 0 | 0 | 0 | 0 | 0 | 0 | 0 | 0 | 0 | 0 | 0 | 0 | 0 | 0 | 0 | 0 | 0 | 0 | 0 | 0 | 0
F2_Commercial_WA - College_New_Space Heating_Natural Gas_Hydronic Heating Radiator Replacement_A_Achievable Economic UCT Potential | F2 | Commercial | WA - College | New | Space Heating | Natural Gas | Hydronic Heating Radiator Replacement | A | Integrated Unit Summer Peak Savings (kW) | Achievable Economic UCT Potential | 0 | 0 | 0 | 0 | 0 | 0 | 0 | 0 | 0 | 0 | 0 | 0 | 0 | 0 | 0 | 0 | 0 | 0 | 0 | 0 | 0 | 0 | 0 | 0 | 0 | 0 | 0
F3_Commercial_WA - College_New_Space Heating_Natural Gas_Hydronic Heating Radiator Replacement_A_Achievable Economic UCT Potential | F3 | Commercial | WA - College | New | Space Heating | Natural Gas | Hydronic Heating Radiator Replacement | A | Integrated Unit Winter Peak Savings (kW) | Achievable Economic UCT Potential | 0 | 0 | 0 | 0 | 0 | 0 | 0 | 0 | 0 | 0 | 0 | 0 | 0 | 0 | 0 | 0 | 0 | 0 | 0 | 0 | 0 | 0 | 0 | 0 | 0 | 0 | 0
F4_Commercial_WA - College_New_Space Heating_Natural Gas_Hydronic Heating Radiator Replacement_A_Achievable Economic UCT Potential | F4 | Commercial | WA - College | New | Space Heating | Natural Gas | Hydronic Heating Radiator Replacement | A | Incremental Energy Savings (MWh or mTherms) | Achievable Economic UCT Potential | 0 | 0 | 0 | 0 | 0 | 0 | 0 | 0 | 0 | 0 | 0 | 0 | 0 | 0 | 0 | 0 | 0 | 0 | 0 | 0 | 0 | 0 | 0 | 0 | 0 | 0 | 0
F5_Commercial_WA - College_New_Space Heating_Natural Gas_Hydronic Heating Radiator Replacement_A_Achievable Economic UCT Potential | F5 | Commercial | WA - College | New | Space Heating | Natural Gas | Hydronic Heating Radiator Replacement | A | Incremental Summer Peak Savings (MW) | Achievable Economic UCT Potential | 0 | 0 | 0 | 0 | 0 | 0 | 0 | 0 | 0 | 0 | 0 | 0 | 0 | 0 | 0 | 0 | 0 | 0 | 0 | 0 | 0 | 0 | 0 | 0 | 0 | 0 | 0
F6_Commercial_WA - College_New_Space Heating_Natural Gas_Hydronic Heating Radiator Replacement_A_Achievable Economic UCT Potential | F6 | Commercial | WA - College | New | Space Heating | Natural Gas | Hydronic Heating Radiator Replacement | A | Incremental Winter Peak Savings (MW) | Achievable Economic UCT Potential | 0 | 0 | 0 | 0 | 0 | 0 | 0 | 0 | 0 | 0 | 0 | 0 | 0 | 0 | 0 | 0 | 0 | 0 | 0 | 0 | 0 | 0 | 0 | 0 | 0 | 0 | 0
F7_Commercial_WA - College_New_Space Heating_Natural Gas_Hydronic Heating Radiator Replacement_A_Achievable Economic UCT Potential | F7 | Commercial | WA - College | New | Space Heating | Natural Gas | Hydronic Heating Radiator Replacement | A | Cumulative Energy Savings (MWh or mTherms) | Achievable Economic UCT Potential | 0 | 0 | 0 | 0 | 0 | 0 | 0 | 0 | 0 | 0 | 0 | 0 | 0 | 0 | 0 | 0 | 0 | 0 | 0 | 0 | 0 | 0 | 0 | 0 | 0 | 0 | 0
F8_Commercial_WA - College_New_Space Heating_Natural Gas_Hydronic Heating Radiator Replacement_A_Achievable Economic UCT Potential | F8 | Commercial | WA - College | New | Space Heating | Natural Gas | Hydronic Heating Radiator Replacement | A | Cumulative Summer Peak Savings (MW) | Achievable Economic UCT Potential | 0 | 0 | 0 | 0 | 0 | 0 | 0 | 0 | 0 | 0 | 0 | 0 | 0 | 0 | 0 | 0 | 0 | 0 | 0 | 0 | 0 | 0 | 0 | 0 | 0 | 0 | 0
F9_Commercial_WA - College_New_Space Heating_Natural Gas_Hydronic Heating Radiator Replacement_A_Achievable Economic UCT Potential | F9 | Commercial | WA - College | New | Space Heating | Natural Gas | Hydronic Heating Radiator Replacement | A | Cumulative Winter Peak Savings (MW) | Achievable Economic UCT Potential | 0 | 0 | 0 | 0 | 0 | 0 | 0 | 0 | 0 | 0 | 0 | 0 | 0 | 0 | 0 | 0 | 0 | 0 | 0 | 0 | 0 | 0 | 0 | 0 | 0 | 0 | 0
F10_Commercial_WA - College_New_Space Heating_Natural Gas_Hydronic Heating Radiator Replacement_A_Achievable Economic UCT Potential | F10 | Commercial | WA - College | New | Space Heating | Natural Gas | Hydronic Heating Radiator Replacement | A | Purchases (Incremental) | Achievable Economic UCT Potential | 0 | 0 | 0 | 0 | 0 | 0 | 0 | 0 | 0 | 0 | 0 | 0 | 0 | 0 | 0 | 0 | 0 | 0 | 0 | 0 | 0 | 0 | 0 | 0 | 0 | 0 | 0
F11_Commercial_WA - College_New_Space Heating_Natural Gas_Hydronic Heating Radiator Replacement_A_Achievable Economic UCT Potential | F11 | Commercial | WA - College | New | Space Heating | Natural Gas | Hydronic Heating Radiator Replacement | A | Purchases (Cumulative) | Achievable Economic UCT Potential | 0 | 0 | 0 | 0 | 0 | 0 | 0 | 0 | 0 | 0 | 0 | 0 | 0 | 0 | 0 | 0 | 0 | 0 | 0 | 0 | 0 | 0 | 0 | 0 | 0 | 0 | 0
F1_Commercial_WA - College_New_Space Heating_Natural Gas_Thermostat - Connected_A_Achievable Economic UCT Potential | F1 | Commercial | WA - College | New | Space Heating | Natural Gas | Thermostat - Connected | A | Integrated Unit Energy Savings (kWh or therms) | Achievable Economic UCT Potential | 0 | 0 | 0 | 0 | 0 | 0 | 0 | 0 | 0 | 0 | 0 | 0 | 0 | 0 | 0 | 0 | 0 | 0 | 0 | 0 | 0 | 0 | 0 | 0 | 0 | 0 | 0
F2_Commercial_WA - College_New_Space Heating_Natural Gas_Thermostat - Connected_A_Achievable Economic UCT Potential | F2 | Commercial | WA - College | New | Space Heating | Natural Gas | Thermostat - Connected | A | Integrated Unit Summer Peak Savings (kW) | Achievable Economic UCT Potential | 0 | 0 | 0 | 0 | 0 | 0 | 0 | 0 | 0 | 0 | 0 | 0 | 0 | 0 | 0 | 0 | 0 | 0 | 0 | 0 | 0 | 0 | 0 | 0 | 0 | 0 | 0
F3_Commercial_WA - College_New_Space Heating_Natural Gas_Thermostat - Connected_A_Achievable Economic UCT Potential | F3 | Commercial | WA - College | New | Space Heating | Natural Gas | Thermostat - Connected | A | Integrated Unit Winter Peak Savings (kW) | Achievable Economic UCT Potential | 0 | 0 | 0 | 0 | 0 | 0 | 0 | 0 | 0 | 0 | 0 | 0 | 0 | 0 | 0 | 0 | 0 | 0 | 0 | 0 | 0 | 0 | 0 | 0 | 0 | 0 | 0
F4_Commercial_WA - College_New_Space Heating_Natural Gas_Thermostat - Connected_A_Achievable Economic UCT Potential | F4 | Commercial | WA - College | New | Space Heating | Natural Gas | Thermostat - Connected | A | Incremental Energy Savings (MWh or mTherms) | Achievable Economic UCT Potential | 0 | 0 | 0 | 0 | 0 | 0 | 0 | 0 | 0 | 0 | 0 | 0 | 0 | 0 | 0 | 0 | 0 | 0 | 0 | 0 | 0 | 0 | 0 | 0 | 0 | 0 | 0
F5_Commercial_WA - College_New_Space Heating_Natural Gas_Thermostat - Connected_A_Achievable Economic UCT Potential | F5 | Commercial | WA - College | New | Space Heating | Natural Gas | Thermostat - Connected | A | Incremental Summer Peak Savings (MW) | Achievable Economic UCT Potential | 0 | 0 | 0 | 0 | 0 | 0 | 0 | 0 | 0 | 0 | 0 | 0 | 0 | 0 | 0 | 0 | 0 | 0 | 0 | 0 | 0 | 0 | 0 | 0 | 0 | 0 | 0
F6_Commercial_WA - College_New_Space Heating_Natural Gas_Thermostat - Connected_A_Achievable Economic UCT Potential | F6 | Commercial | WA - College | New | Space Heating | Natural Gas | Thermostat - Connected | A | Incremental Winter Peak Savings (MW) | Achievable Economic UCT Potential | 0 | 0 | 0 | 0 | 0 | 0 | 0 | 0 | 0 | 0 | 0 | 0 | 0 | 0 | 0 | 0 | 0 | 0 | 0 | 0 | 0 | 0 | 0 | 0 | 0 | 0 | 0
F7_Commercial_WA - College_New_Space Heating_Natural Gas_Thermostat - Connected_A_Achievable Economic UCT Potential | F7 | Commercial | WA - College | New | Space Heating | Natural Gas | Thermostat - Connected | A | Cumulative Energy Savings (MWh or mTherms) | Achievable Economic UCT Potential | 0 | 0 | 0 | 0 | 0 | 0 | 0 | 0 | 0 | 0 | 0 | 0 | 0 | 0 | 0 | 0 | 0 | 0 | 0 | 0 | 0 | 0 | 0 | 0 | 0 | 0 | 0
F8_Commercial_WA - College_New_Space Heating_Natural Gas_Thermostat - Connected_A_Achievable Economic UCT Potential | F8 | Commercial | WA - College | New | Space Heating | Natural Gas | Thermostat - Connected | A | Cumulative Summer Peak Savings (MW) | Achievable Economic UCT Potential | 0 | 0 | 0 | 0 | 0 | 0 | 0 | 0 | 0 | 0 | 0 | 0 | 0 | 0 | 0 | 0 | 0 | 0 | 0 | 0 | 0 | 0 | 0 | 0 | 0 | 0 | 0
F9_Commercial_WA - College_New_Space Heating_Natural Gas_Thermostat - Connected_A_Achievable Economic UCT Potential | F9 | Commercial | WA - College | New | Space Heating | Natural Gas | Thermostat - Connected | A | Cumulative Winter Peak Savings (MW) | Achievable Economic UCT Potential | 0 | 0 | 0 | 0 | 0 | 0 | 0 | 0 | 0 | 0 | 0 | 0 | 0 | 0 | 0 | 0 | 0 | 0 | 0 | 0 | 0 | 0 | 0 | 0 | 0 | 0 | 0
F10_Commercial_WA - College_New_Space Heating_Natural Gas_Thermostat - Connected_A_Achievable Economic UCT Potential | F10 | Commercial | WA - College | New | Space Heating | Natural Gas | Thermostat - Connected | A | Purchases (Incremental) | Achievable Economic UCT Potential | 0 | 0 | 0 | 0 | 0 | 0 | 0 | 0 | 0 | 0 | 0 | 0 | 0 | 0 | 0 | 0 | 0 | 0 | 0 | 0 | 0 | 0 | 0 | 0 | 0 | 0 | 0
F11_Commercial_WA - College_New_Space Heating_Natural Gas_Thermostat - Connected_A_Achievable Economic UCT Potential | F11 | Commercial | WA - College | New | Space Heating | Natural Gas | Thermostat - Connected | A | Purchases (Cumulative) | Achievable Economic UCT Potential | 0 | 0 | 0 | 0 | 0 | 0 | 0 | 0 | 0 | 0 | 0 | 0 | 0 | 0 | 0 | 0 | 0 | 0 | 0 | 0 | 0 | 0 | 0 | 0 | 0 | 0 | 0
F1_Commercial_WA - College_New_Water Heating_Natural Gas_Water Heater - Thermostatic Shower Restriction Valve_A_Achievable Economic UCT Potential | F1 | Commercial | WA - College | New | Water Heating | Natural Gas | Water Heater - Thermostatic Shower Restriction Valve | A | Integrated Unit Energy Savings (kWh or therms) | Achievable Economic UCT Potential | 0 | 0 | 0 | 0 | 0 | 0 | 0 | 0 | 0 | 0 | 0 | 0 | 0 | 0 | 0 | 0 | 0 | 0 | 0 | 0 | 0 | 0 | 0 | 0 | 0 | 0 | 0
F2_Commercial_WA - College_New_Water Heating_Natural Gas_Water Heater - Thermostatic Shower Restriction Valve_A_Achievable Economic UCT Potential | F2 | Commercial | WA - College | New | Water Heating | Natural Gas | Water Heater - Thermostatic Shower Restriction Valve | A | Integrated Unit Summer Peak Savings (kW) | Achievable Economic UCT Potential | 0 | 0 | 0 | 0 | 0 | 0 | 0 | 0 | 0 | 0 | 0 | 0 | 0 | 0 | 0 | 0 | 0 | 0 | 0 | 0 | 0 | 0 | 0 | 0 | 0 | 0 | 0
F3_Commercial_WA - College_New_Water Heating_Natural Gas_Water Heater - Thermostatic Shower Restriction Valve_A_Achievable Economic UCT Potential | F3 | Commercial | WA - College | New | Water Heating | Natural Gas | Water Heater - Thermostatic Shower Restriction Valve | A | Integrated Unit Winter Peak Savings (kW) | Achievable Economic UCT Potential | 0 | 0 | 0 | 0 | 0 | 0 | 0 | 0 | 0 | 0 | 0 | 0 | 0 | 0 | 0 | 0 | 0 | 0 | 0 | 0 | 0 | 0 | 0 | 0 | 0 | 0 | 0
F4_Commercial_WA - College_New_Water Heating_Natural Gas_Water Heater - Thermostatic Shower Restriction Valve_A_Achievable Economic UCT Potential | F4 | Commercial | WA - College | New | Water Heating | Natural Gas | Water Heater - Thermostatic Shower Restriction Valve | A | Incremental Energy Savings (MWh or mTherms) | Achievable Economic UCT Potential | 0 | 0 | 0 | 0 | 0 | 0 | 0 | 0 | 0 | 0 | 0 | 0 | 0 | 0 | 0 | 0 | 0 | 0 | 0 | 0 | 0 | 0 | 0 | 0 | 0 | 0 | 0
F5_Commercial_WA - College_New_Water Heating_Natural Gas_Water Heater - Thermostatic Shower Restriction Valve_A_Achievable Economic UCT Potential | F5 | Commercial | WA - College | New | Water Heating | Natural Gas | Water Heater - Thermostatic Shower Restriction Valve | A | Incremental Summer Peak Savings (MW) | Achievable Economic UCT Potential | 0 | 0 | 0 | 0 | 0 | 0 | 0 | 0 | 0 | 0 | 0 | 0 | 0 | 0 | 0 | 0 | 0 | 0 | 0 | 0 | 0 | 0 | 0 | 0 | 0 | 0 | 0
F6_Commercial_WA - College_New_Water Heating_Natural Gas_Water Heater - Thermostatic Shower Restriction Valve_A_Achievable Economic UCT Potential | F6 | Commercial | WA - College | New | Water Heating | Natural Gas | Water Heater - Thermostatic Shower Restriction Valve | A | Incremental Winter Peak Savings (MW) | Achievable Economic UCT Potential | 0 | 0 | 0 | 0 | 0 | 0 | 0 | 0 | 0 | 0 | 0 | 0 | 0 | 0 | 0 | 0 | 0 | 0 | 0 | 0 | 0 | 0 | 0 | 0 | 0 | 0 | 0
F7_Commercial_WA - College_New_Water Heating_Natural Gas_Water Heater - Thermostatic Shower Restriction Valve_A_Achievable Economic UCT Potential | F7 | Commercial | WA - College | New | Water Heating | Natural Gas | Water Heater - Thermostatic Shower Restriction Valve | A | Cumulative Energy Savings (MWh or mTherms) | Achievable Economic UCT Potential | 0 | 0 | 0 | 0 | 0 | 0 | 0 | 0 | 0 | 0 | 0 | 0 | 0 | 0 | 0 | 0 | 0 | 0 | 0 | 0 | 0 | 0 | 0 | 0 | 0 | 0 | 0
F8_Commercial_WA - College_New_Water Heating_Natural Gas_Water Heater - Thermostatic Shower Restriction Valve_A_Achievable Economic UCT Potential | F8 | Commercial | WA - College | New | Water Heating | Natural Gas | Water Heater - Thermostatic Shower Restriction Valve | A | Cumulative Summer Peak Savings (MW) | Achievable Economic UCT Potential | 0 | 0 | 0 | 0 | 0 | 0 | 0 | 0 | 0 | 0 | 0 | 0 | 0 | 0 | 0 | 0 | 0 | 0 | 0 | 0 | 0 | 0 | 0 | 0 | 0 | 0 | 0
F9_Commercial_WA - College_New_Water Heating_Natural Gas_Water Heater - Thermostatic Shower Restriction Valve_A_Achievable Economic UCT Potential | F9 | Commercial | WA - College | New | Water Heating | Natural Gas | Water Heater - Thermostatic Shower Restriction Valve | A | Cumulative Winter Peak Savings (MW) | Achievable Economic UCT Potential | 0 | 0 | 0 | 0 | 0 | 0 | 0 | 0 | 0 | 0 | 0 | 0 | 0 | 0 | 0 | 0 | 0 | 0 | 0 | 0 | 0 | 0 | 0 | 0 | 0 | 0 | 0
F10_Commercial_WA - College_New_Water Heating_Natural Gas_Water Heater - Thermostatic Shower Restriction Valve_A_Achievable Economic UCT Potential | F10 | Commercial | WA - College | New | Water Heating | Natural Gas | Water Heater - Thermostatic Shower Restriction Valve | A | Purchases (Incremental) | Achievable Economic UCT Potential | 0 | 0 | 0 | 0 | 0 | 0 | 0 | 0 | 0 | 0 | 0 | 0 | 0 | 0 | 0 | 0 | 0 | 0 | 0 | 0 | 0 | 0 | 0 | 0 | 0 | 0 | 0
F11_Commercial_WA - College_New_Water Heating_Natural Gas_Water Heater - Thermostatic Shower Restriction Valve_A_Achievable Economic UCT Potential | F11 | Commercial | WA - College | New | Water Heating | Natural Gas | Water Heater - Thermostatic Shower Restriction Valve | A | Purchases (Cumulative) | Achievable Economic UCT Potential | 0 | 0 | 0 | 0 | 0 | 0 | 0 | 0 | 0 | 0 | 0 | 0 | 0 | 0 | 0 | 0 | 0 | 0 | 0 | 0 | 0 | 0 | 0 | 0 | 0 | 0 | 0
F1_Commercial_WA - College_New_Water Heating_Natural Gas_Water Heater - Pre-Rinse Spray Valve_A_Achievable Economic UCT Potential | F1 | Commercial | WA - College | New | Water Heating | Natural Gas | Water Heater - Pre-Rinse Spray Valve | A | Integrated Unit Energy Savings (kWh or therms) | Achievable Economic UCT Potential | 0 | 0 | 0 | 0 | 0 | 0 | 0 | 0 | 0 | 0 | 0 | 0 | 0 | 0 | 0 | 0 | 0 | 0 | 0 | 0 | 0 | 0 | 0 | 0 | 0 | 0 | 0
F2_Commercial_WA - College_New_Water Heating_Natural Gas_Water Heater - Pre-Rinse Spray Valve_A_Achievable Economic UCT Potential | F2 | Commercial | WA - College | New | Water Heating | Natural Gas | Water Heater - Pre-Rinse Spray Valve | A | Integrated Unit Summer Peak Savings (kW) | Achievable Economic UCT Potential | 0 | 0 | 0 | 0 | 0 | 0 | 0 | 0 | 0 | 0 | 0 | 0 | 0 | 0 | 0 | 0 | 0 | 0 | 0 | 0 | 0 | 0 | 0 | 0 | 0 | 0 | 0
F3_Commercial_WA - College_New_Water Heating_Natural Gas_Water Heater - Pre-Rinse Spray Valve_A_Achievable Economic UCT Potential | F3 | Commercial | WA - College | New | Water Heating | Natural Gas | Water Heater - Pre-Rinse Spray Valve | A | Integrated Unit Winter Peak Savings (kW) | Achievable Economic UCT Potential | 0 | 0 | 0 | 0 | 0 | 0 | 0 | 0 | 0 | 0 | 0 | 0 | 0 | 0 | 0 | 0 | 0 | 0 | 0 | 0 | 0 | 0 | 0 | 0 | 0 | 0 | 0
F4_Commercial_WA - College_New_Water Heating_Natural Gas_Water Heater - Pre-Rinse Spray Valve_A_Achievable Economic UCT Potential | F4 | Commercial | WA - College | New | Water Heating | Natural Gas | Water Heater - Pre-Rinse Spray Valve | A | Incremental Energy Savings (MWh or mTherms) | Achievable Economic UCT Potential | 0 | 0 | 0 | 0 | 0 | 0 | 0 | 0 | 0 | 0 | 0 | 0 | 0 | 0 | 0 | 0 | 0 | 0 | 0 | 0 | 0 | 0 | 0 | 0 | 0 | 0 | 0
F5_Commercial_WA - College_New_Water Heating_Natural Gas_Water Heater - Pre-Rinse Spray Valve_A_Achievable Economic UCT Potential | F5 | Commercial | WA - College | New | Water Heating | Natural Gas | Water Heater - Pre-Rinse Spray Valve | A | Incremental Summer Peak Savings (MW) | Achievable Economic UCT Potential | 0 | 0 | 0 | 0 | 0 | 0 | 0 | 0 | 0 | 0 | 0 | 0 | 0 | 0 | 0 | 0 | 0 | 0 | 0 | 0 | 0 | 0 | 0 | 0 | 0 | 0 | 0
F6_Commercial_WA - College_New_Water Heating_Natural Gas_Water Heater - Pre-Rinse Spray Valve_A_Achievable Economic UCT Potential | F6 | Commercial | WA - College | New | Water Heating | Natural Gas | Water Heater - Pre-Rinse Spray Valve | A | Incremental Winter Peak Savings (MW) | Achievable Economic UCT Potential | 0 | 0 | 0 | 0 | 0 | 0 | 0 | 0 | 0 | 0 | 0 | 0 | 0 | 0 | 0 | 0 | 0 | 0 | 0 | 0 | 0 | 0 | 0 | 0 | 0 | 0 | 0
F7_Commercial_WA - College_New_Water Heating_Natural Gas_Water Heater - Pre-Rinse Spray Valve_A_Achievable Economic UCT Potential | F7 | Commercial | WA - College | New | Water Heating | Natural Gas | Water Heater - Pre-Rinse Spray Valve | A | Cumulative Energy Savings (MWh or mTherms) | Achievable Economic UCT Potential | 0 | 0 | 0 | 0 | 0 | 0 | 0 | 0 | 0 | 0 | 0 | 0 | 0 | 0 | 0 | 0 | 0 | 0 | 0 | 0 | 0 | 0 | 0 | 0 | 0 | 0 | 0
F8_Commercial_WA - College_New_Water Heating_Natural Gas_Water Heater - Pre-Rinse Spray Valve_A_Achievable Economic UCT Potential | F8 | Commercial | WA - College | New | Water Heating | Natural Gas | Water Heater - Pre-Rinse Spray Valve | A | Cumulative Summer Peak Savings (MW) | Achievable Economic UCT Potential | 0 | 0 | 0 | 0 | 0 | 0 | 0 | 0 | 0 | 0 | 0 | 0 | 0 | 0 | 0 | 0 | 0 | 0 | 0 | 0 | 0 | 0 | 0 | 0 | 0 | 0 | 0
F9_Commercial_WA - College_New_Water Heating_Natural Gas_Water Heater - Pre-Rinse Spray Valve_A_Achievable Economic UCT Potential | F9 | Commercial | WA - College | New | Water Heating | Natural Gas | Water Heater - Pre-Rinse Spray Valve | A | Cumulative Winter Peak Savings (MW) | Achievable Economic UCT Potential | 0 | 0 | 0 | 0 | 0 | 0 | 0 | 0 | 0 | 0 | 0 | 0 | 0 | 0 | 0 | 0 | 0 | 0 | 0 | 0 | 0 | 0 | 0 | 0 | 0 | 0 | 0
F10_Commercial_WA - College_New_Water Heating_Natural Gas_Water Heater - Pre-Rinse Spray Valve_A_Achievable Economic UCT Potential | F10 | Commercial | WA - College | New | Water Heating | Natural Gas | Water Heater - Pre-Rinse Spray Valve | A | Purchases (Incremental) | Achievable Economic UCT Potential | 0 | 0 | 0 | 0 | 0 | 0 | 0 | 0 | 0 | 0 | 0 | 0 | 0 | 0 | 0 | 0 | 0 | 0 | 0 | 0 | 0 | 0 | 0 | 0 | 0 | 0 | 0
F11_Commercial_WA - College_New_Water Heating_Natural Gas_Water Heater - Pre-Rinse Spray Valve_A_Achievable Economic UCT Potential | F11 | Commercial | WA - College | New | Water Heating | Natural Gas | Water Heater - Pre-Rinse Spray Valve | A | Purchases (Cumulative) | Achievable Economic UCT Potential | 0 | 0 | 0 | 0 | 0 | 0 | 0 | 0 | 0 | 0 | 0 | 0 | 0 | 0 | 0 | 0 | 0 | 0 | 0 | 0 | 0 | 0 | 0 | 0 | 0 | 0 | 0
F1_Commercial_WA - College_New_Water Heating_Natural Gas_Water Heater - Temperature Setback_A_Achievable Economic UCT Potential | F1 | Commercial | WA - College | New | Water Heating | Natural Gas | Water Heater - Temperature Setback | A | Integrated Unit Energy Savings (kWh or therms) | Achievable Economic UCT Potential | 0 | 0 | 0 | 0 | 0 | 0 | 0 | 0 | 0 | 0 | 0 | 0 | 0 | 0 | 0 | 0 | 0 | 0 | 0 | 0 | 0 | 0 | 0 | 0 | 0 | 0 | 0
F2_Commercial_WA - College_New_Water Heating_Natural Gas_Water Heater - Temperature Setback_A_Achievable Economic UCT Potential | F2 | Commercial | WA - College | New | Water Heating | Natural Gas | Water Heater - Temperature Setback | A | Integrated Unit Summer Peak Savings (kW) | Achievable Economic UCT Potential | 0 | 0 | 0 | 0 | 0 | 0 | 0 | 0 | 0 | 0 | 0 | 0 | 0 | 0 | 0 | 0 | 0 | 0 | 0 | 0 | 0 | 0 | 0 | 0 | 0 | 0 | 0
F3_Commercial_WA - College_New_Water Heating_Natural Gas_Water Heater - Temperature Setback_A_Achievable Economic UCT Potential | F3 | Commercial | WA - College | New | Water Heating | Natural Gas | Water Heater - Temperature Setback | A | Integrated Unit Winter Peak Savings (kW) | Achievable Economic UCT Potential | 0 | 0 | 0 | 0 | 0 | 0 | 0 | 0 | 0 | 0 | 0 | 0 | 0 | 0 | 0 | 0 | 0 | 0 | 0 | 0 | 0 | 0 | 0 | 0 | 0 | 0 | 0
F4_Commercial_WA - College_New_Water Heating_Natural Gas_Water Heater - Temperature Setback_A_Achievable Economic UCT Potential | F4 | Commercial | WA - College | New | Water Heating | Natural Gas | Water Heater - Temperature Setback | A | Incremental Energy Savings (MWh or mTherms) | Achievable Economic UCT Potential | 0 | 0 | 0 | 0 | 0 | 0 | 0 | 0 | 0 | 0 | 0 | 0 | 0 | 0 | 0 | 0 | 0 | 0 | 0 | 0 | 0 | 0 | 0 | 0 | 0 | 0 | 0
F5_Commercial_WA - College_New_Water Heating_Natural Gas_Water Heater - Temperature Setback_A_Achievable Economic UCT Potential | F5 | Commercial | WA - College | New | Water Heating | Natural Gas | Water Heater - Temperature Setback | A | Incremental Summer Peak Savings (MW) | Achievable Economic UCT Potential | 0 | 0 | 0 | 0 | 0 | 0 | 0 | 0 | 0 | 0 | 0 | 0 | 0 | 0 | 0 | 0 | 0 | 0 | 0 | 0 | 0 | 0 | 0 | 0 | 0 | 0 | 0
F6_Commercial_WA - College_New_Water Heating_Natural Gas_Water Heater - Temperature Setback_A_Achievable Economic UCT Potential | F6 | Commercial | WA - College | New | Water Heating | Natural Gas | Water Heater - Temperature Setback | A | Incremental Winter Peak Savings (MW) | Achievable Economic UCT Potential | 0 | 0 | 0 | 0 | 0 | 0 | 0 | 0 | 0 | 0 | 0 | 0 | 0 | 0 | 0 | 0 | 0 | 0 | 0 | 0 | 0 | 0 | 0 | 0 | 0 | 0 | 0
F7_Commercial_WA - College_New_Water Heating_Natural Gas_Water Heater - Temperature Setback_A_Achievable Economic UCT Potential | F7 | Commercial | WA - College | New | Water Heating | Natural Gas | Water Heater - Temperature Setback | A | Cumulative Energy Savings (MWh or mTherms) | Achievable Economic UCT Potential | 0 | 0 | 0 | 0 | 0 | 0 | 0 | 0 | 0 | 0 | 0 | 0 | 0 | 0 | 0 | 0 | 0 | 0 | 0 | 0 | 0 | 0 | 0 | 0 | 0 | 0 | 0
F8_Commercial_WA - College_New_Water Heating_Natural Gas_Water Heater - Temperature Setback_A_Achievable Economic UCT Potential | F8 | Commercial | WA - College | New | Water Heating | Natural Gas | Water Heater - Temperature Setback | A | Cumulative Summer Peak Savings (MW) | Achievable Economic UCT Potential | 0 | 0 | 0 | 0 | 0 | 0 | 0 | 0 | 0 | 0 | 0 | 0 | 0 | 0 | 0 | 0 | 0 | 0 | 0 | 0 | 0 | 0 | 0 | 0 | 0 | 0 | 0
F9_Commercial_WA - College_New_Water Heating_Natural Gas_Water Heater - Temperature Setback_A_Achievable Economic UCT Potential | F9 | Commercial | WA - College | New | Water Heating | Natural Gas | Water Heater - Temperature Setback | A | Cumulative Winter Peak Savings (MW) | Achievable Economic UCT Potential | 0 | 0 | 0 | 0 | 0 | 0 | 0 | 0 | 0 | 0 | 0 | 0 | 0 | 0 | 0 | 0 | 0 | 0 | 0 | 0 | 0 | 0 | 0 | 0 | 0 | 0 | 0
F10_Commercial_WA - College_New_Water Heating_Natural Gas_Water Heater - Temperature Setback_A_Achievable Economic UCT Potential | F10 | Commercial | WA - College | New | Water Heating | Natural Gas | Water Heater - Temperature Setback | A | Purchases (Incremental) | Achievable Economic UCT Potential | 0 | 0 | 0 | 0 | 0 | 0 | 0 | 0 | 0 | 0 | 0 | 0 | 0 | 0 | 0 | 0 | 0 | 0 | 0 | 0 | 0 | 0 | 0 | 0 | 0 | 0 | 0
F11_Commercial_WA - College_New_Water Heating_Natural Gas_Water Heater - Temperature Setback_A_Achievable Economic UCT Potential | F11 | Commercial | WA - College | New | Water Heating | Natural Gas | Water Heater - Temperature Setback | A | Purchases (Cumulative) | Achievable Economic UCT Potential | 0 | 0 | 0 | 0 | 0 | 0 | 0 | 0 | 0 | 0 | 0 | 0 | 0 | 0 | 0 | 0 | 0 | 0 | 0 | 0 | 0 | 0 | 0 | 0 | 0 | 0 | 0
F1_Commercial_WA - College_New_Water Heating_Natural Gas_Water Heater - Faucet Aerators_A_Achievable Economic UCT Potential | F1 | Commercial | WA - College | New | Water Heating | Natural Gas | Water Heater - Faucet Aerators | A | Integrated Unit Energy Savings (kWh or therms) | Achievable Economic UCT Potential | 0 | 0 | 0 | 0 | 0 | 0 | 0 | 0 | 0 | 0 | 0 | 0 | 0 | 0 | 0 | 0 | 0 | 0 | 0 | 0 | 0 | 0 | 0 | 0 | 0 | 0 | 0
F2_Commercial_WA - College_New_Water Heating_Natural Gas_Water Heater - Faucet Aerators_A_Achievable Economic UCT Potential | F2 | Commercial | WA - College | New | Water Heating | Natural Gas | Water Heater - Faucet Aerators | A | Integrated Unit Summer Peak Savings (kW) | Achievable Economic UCT Potential | 0 | 0 | 0 | 0 | 0 | 0 | 0 | 0 | 0 | 0 | 0 | 0 | 0 | 0 | 0 | 0 | 0 | 0 | 0 | 0 | 0 | 0 | 0 | 0 | 0 | 0 | 0
F3_Commercial_WA - College_New_Water Heating_Natural Gas_Water Heater - Faucet Aerators_A_Achievable Economic UCT Potential | F3 | Commercial | WA - College | New | Water Heating | Natural Gas | Water Heater - Faucet Aerators | A | Integrated Unit Winter Peak Savings (kW) | Achievable Economic UCT Potential | 0 | 0 | 0 | 0 | 0 | 0 | 0 | 0 | 0 | 0 | 0 | 0 | 0 | 0 | 0 | 0 | 0 | 0 | 0 | 0 | 0 | 0 | 0 | 0 | 0 | 0 | 0
F4_Commercial_WA - College_New_Water Heating_Natural Gas_Water Heater - Faucet Aerators_A_Achievable Economic UCT Potential | F4 | Commercial | WA - College | New | Water Heating | Natural Gas | Water Heater - Faucet Aerators | A | Incremental Energy Savings (MWh or mTherms) | Achievable Economic UCT Potential | 0 | 0 | 0 | 0 | 0 | 0 | 0 | 0 | 0 | 0 | 0 | 0 | 0 | 0 | 0 | 0 | 0 | 0 | 0 | 0 | 0 | 0 | 0 | 0 | 0 | 0 | 0
F5_Commercial_WA - College_New_Water Heating_Natural Gas_Water Heater - Faucet Aerators_A_Achievable Economic UCT Potential | F5 | Commercial | WA - College | New | Water Heating | Natural Gas | Water Heater - Faucet Aerators | A | Incremental Summer Peak Savings (MW) | Achievable Economic UCT Potential | 0 | 0 | 0 | 0 | 0 | 0 | 0 | 0 | 0 | 0 | 0 | 0 | 0 | 0 | 0 | 0 | 0 | 0 | 0 | 0 | 0 | 0 | 0 | 0 | 0 | 0 | 0
F6_Commercial_WA - College_New_Water Heating_Natural Gas_Water Heater - Faucet Aerators_A_Achievable Economic UCT Potential | F6 | Commercial | WA - College | New | Water Heating | Natural Gas | Water Heater - Faucet Aerators | A | Incremental Winter Peak Savings (MW) | Achievable Economic UCT Potential | 0 | 0 | 0 | 0 | 0 | 0 | 0 | 0 | 0 | 0 | 0 | 0 | 0 | 0 | 0 | 0 | 0 | 0 | 0 | 0 | 0 | 0 | 0 | 0 | 0 | 0 | 0
F7_Commercial_WA - College_New_Water Heating_Natural Gas_Water Heater - Faucet Aerators_A_Achievable Economic UCT Potential | F7 | Commercial | WA - College | New | Water Heating | Natural Gas | Water Heater - Faucet Aerators | A | Cumulative Energy Savings (MWh or mTherms) | Achievable Economic UCT Potential | 0 | 0 | 0 | 0 | 0 | 0 | 0 | 0 | 0 | 0 | 0 | 0 | 0 | 0 | 0 | 0 | 0 | 0 | 0 | 0 | 0 | 0 | 0 | 0 | 0 | 0 | 0
F8_Commercial_WA - College_New_Water Heating_Natural Gas_Water Heater - Faucet Aerators_A_Achievable Economic UCT Potential | F8 | Commercial | WA - College | New | Water Heating | Natural Gas | Water Heater - Faucet Aerators | A | Cumulative Summer Peak Savings (MW) | Achievable Economic UCT Potential | 0 | 0 | 0 | 0 | 0 | 0 | 0 | 0 | 0 | 0 | 0 | 0 | 0 | 0 | 0 | 0 | 0 | 0 | 0 | 0 | 0 | 0 | 0 | 0 | 0 | 0 | 0
F9_Commercial_WA - College_New_Water Heating_Natural Gas_Water Heater - Faucet Aerators_A_Achievable Economic UCT Potential | F9 | Commercial | WA - College | New | Water Heating | Natural Gas | Water Heater - Faucet Aerators | A | Cumulative Winter Peak Savings (MW) | Achievable Economic UCT Potential | 0 | 0 | 0 | 0 | 0 | 0 | 0 | 0 | 0 | 0 | 0 | 0 | 0 | 0 | 0 | 0 | 0 | 0 | 0 | 0 | 0 | 0 | 0 | 0 | 0 | 0 | 0
F10_Commercial_WA - College_New_Water Heating_Natural Gas_Water Heater - Faucet Aerators_A_Achievable Economic UCT Potential | F10 | Commercial | WA - College | New | Water Heating | Natural Gas | Water Heater - Faucet Aerators | A | Purchases (Incremental) | Achievable Economic UCT Potential | 0 | 0 | 0 | 0 | 0 | 0 | 0 | 0 | 0 | 0 | 0 | 0 | 0 | 0 | 0 | 0 | 0 | 0 | 0 | 0 | 0 | 0 | 0 | 0 | 0 | 0 | 0
F11_Commercial_WA - College_New_Water Heating_Natural Gas_Water Heater - Faucet Aerators_A_Achievable Economic UCT Potential | F11 | Commercial | WA - College | New | Water Heating | Natural Gas | Water Heater - Faucet Aerators | A | Purchases (Cumulative) | Achievable Economic UCT Potential | 0 | 0 | 0 | 0 | 0 | 0 | 0 | 0 | 0 | 0 | 0 | 0 | 0 | 0 | 0 | 0 | 0 | 0 | 0 | 0 | 0 | 0 | 0 | 0 | 0 | 0 | 0
F1_Commercial_WA - College_New_Water Heating_Natural Gas_Water Heater - Low-Flow Showerheads_A_Achievable Economic UCT Potential | F1 | Commercial | WA - College | New | Water Heating | Natural Gas | Water Heater - Low-Flow Showerheads | A | Integrated Unit Energy Savings (kWh or therms) | Achievable Economic UCT Potential | 0 | 0 | 0 | 0 | 0 | 0 | 0 | 0 | 0 | 0 | 0 | 0 | 0 | 0 | 0 | 0 | 0 | 0 | 0 | 0 | 0 | 0 | 0 | 0 | 0 | 0 | 0
F2_Commercial_WA - College_New_Water Heating_Natural Gas_Water Heater - Low-Flow Showerheads_A_Achievable Economic UCT Potential | F2 | Commercial | WA - College | New | Water Heating | Natural Gas | Water Heater - Low-Flow Showerheads | A | Integrated Unit Summer Peak Savings (kW) | Achievable Economic UCT Potential | 0 | 0 | 0 | 0 | 0 | 0 | 0 | 0 | 0 | 0 | 0 | 0 | 0 | 0 | 0 | 0 | 0 | 0 | 0 | 0 | 0 | 0 | 0 | 0 | 0 | 0 | 0
F3_Commercial_WA - College_New_Water Heating_Natural Gas_Water Heater - Low-Flow Showerheads_A_Achievable Economic UCT Potential | F3 | Commercial | WA - College | New | Water Heating | Natural Gas | Water Heater - Low-Flow Showerheads | A | Integrated Unit Winter Peak Savings (kW) | Achievable Economic UCT Potential | 0 | 0 | 0 | 0 | 0 | 0 | 0 | 0 | 0 | 0 | 0 | 0 | 0 | 0 | 0 | 0 | 0 | 0 | 0 | 0 | 0 | 0 | 0 | 0 | 0 | 0 | 0
F4_Commercial_WA - College_New_Water Heating_Natural Gas_Water Heater - Low-Flow Showerheads_A_Achievable Economic UCT Potential | F4 | Commercial | WA - College | New | Water Heating | Natural Gas | Water Heater - Low-Flow Showerheads | A | Incremental Energy Savings (MWh or mTherms) | Achievable Economic UCT Potential | 0 | 0 | 0 | 0 | 0 | 0 | 0 | 0 | 0 | 0 | 0 | 0 | 0 | 0 | 0 | 0 | 0 | 0 | 0 | 0 | 0 | 0 | 0 | 0 | 0 | 0 | 0
F5_Commercial_WA - College_New_Water Heating_Natural Gas_Water Heater - Low-Flow Showerheads_A_Achievable Economic UCT Potential | F5 | Commercial | WA - College | New | Water Heating | Natural Gas | Water Heater - Low-Flow Showerheads | A | Incremental Summer Peak Savings (MW) | Achievable Economic UCT Potential | 0 | 0 | 0 | 0 | 0 | 0 | 0 | 0 | 0 | 0 | 0 | 0 | 0 | 0 | 0 | 0 | 0 | 0 | 0 | 0 | 0 | 0 | 0 | 0 | 0 | 0 | 0
F6_Commercial_WA - College_New_Water Heating_Natural Gas_Water Heater - Low-Flow Showerheads_A_Achievable Economic UCT Potential | F6 | Commercial | WA - College | New | Water Heating | Natural Gas | Water Heater - Low-Flow Showerheads | A | Incremental Winter Peak Savings (MW) | Achievable Economic UCT Potential | 0 | 0 | 0 | 0 | 0 | 0 | 0 | 0 | 0 | 0 | 0 | 0 | 0 | 0 | 0 | 0 | 0 | 0 | 0 | 0 | 0 | 0 | 0 | 0 | 0 | 0 | 0
F7_Commercial_WA - College_New_Water Heating_Natural Gas_Water Heater - Low-Flow Showerheads_A_Achievable Economic UCT Potential | F7 | Commercial | WA - College | New | Water Heating | Natural Gas | Water Heater - Low-Flow Showerheads | A | Cumulative Energy Savings (MWh or mTherms) | Achievable Economic UCT Potential | 0 | 0 | 0 | 0 | 0 | 0 | 0 | 0 | 0 | 0 | 0 | 0 | 0 | 0 | 0 | 0 | 0 | 0 | 0 | 0 | 0 | 0 | 0 | 0 | 0 | 0 | 0
F8_Commercial_WA - College_New_Water Heating_Natural Gas_Water Heater - Low-Flow Showerheads_A_Achievable Economic UCT Potential | F8 | Commercial | WA - College | New | Water Heating | Natural Gas | Water Heater - Low-Flow Showerheads | A | Cumulative Summer Peak Savings (MW) | Achievable Economic UCT Potential | 0 | 0 | 0 | 0 | 0 | 0 | 0 | 0 | 0 | 0 | 0 | 0 | 0 | 0 | 0 | 0 | 0 | 0 | 0 | 0 | 0 | 0 | 0 | 0 | 0 | 0 | 0
F9_Commercial_WA - College_New_Water Heating_Natural Gas_Water Heater - Low-Flow Showerheads_A_Achievable Economic UCT Potential | F9 | Commercial | WA - College | New | Water Heating | Natural Gas | Water Heater - Low-Flow Showerheads | A | Cumulative Winter Peak Savings (MW) | Achievable Economic UCT Potential | 0 | 0 | 0 | 0 | 0 | 0 | 0 | 0 | 0 | 0 | 0 | 0 | 0 | 0 | 0 | 0 | 0 | 0 | 0 | 0 | 0 | 0 | 0 | 0 | 0 | 0 | 0
F10_Commercial_WA - College_New_Water Heating_Natural Gas_Water Heater - Low-Flow Showerheads_A_Achievable Economic UCT Potential | F10 | Commercial | WA - College | New | Water Heating | Natural Gas | Water Heater - Low-Flow Showerheads | A | Purchases (Incremental) | Achievable Economic UCT Potential | 0 | 0 | 0 | 0 | 0 | 0 | 0 | 0 | 0 | 0 | 0 | 0 | 0 | 0 | 0 | 0 | 0 | 0 | 0 | 0 | 0 | 0 | 0 | 0 | 0 | 0 | 0
F11_Commercial_WA - College_New_Water Heating_Natural Gas_Water Heater - Low-Flow Showerheads_A_Achievable Economic UCT Potential | F11 | Commercial | WA - College | New | Water Heating | Natural Gas | Water Heater - Low-Flow Showerheads | A | Purchases (Cumulative) | Achievable Economic UCT Potential | 0 | 0 | 0 | 0 | 0 | 0 | 0 | 0 | 0 | 0 | 0 | 0 | 0 | 0 | 0 | 0 | 0 | 0 | 0 | 0 | 0 | 0 | 0 | 0 | 0 | 0 | 0
F1_Commercial_WA - College_New_Water Heating_Natural Gas_Water Heater - Tank Blanket/Insulation_A_Achievable Economic UCT Potential | F1 | Commercial | WA - College | New | Water Heating | Natural Gas | Water Heater - Tank Blanket/Insulation | A | Integrated Unit Energy Savings (kWh or therms) | Achievable Economic UCT Potential | 0 | 0 | 0 | 0 | 0 | 0 | 0 | 0 | 0 | 0 | 0 | 0 | 0 | 0 | 0 | 0 | 0 | 0 | 0 | 0 | 0 | 0 | 0 | 0 | 0 | 0 | 0
F2_Commercial_WA - College_New_Water Heating_Natural Gas_Water Heater - Tank Blanket/Insulation_A_Achievable Economic UCT Potential | F2 | Commercial | WA - College | New | Water Heating | Natural Gas | Water Heater - Tank Blanket/Insulation | A | Integrated Unit Summer Peak Savings (kW) | Achievable Economic UCT Potential | 0 | 0 | 0 | 0 | 0 | 0 | 0 | 0 | 0 | 0 | 0 | 0 | 0 | 0 | 0 | 0 | 0 | 0 | 0 | 0 | 0 | 0 | 0 | 0 | 0 | 0 | 0
F3_Commercial_WA - College_New_Water Heating_Natural Gas_Water Heater - Tank Blanket/Insulation_A_Achievable Economic UCT Potential | F3 | Commercial | WA - College | New | Water Heating | Natural Gas | Water Heater - Tank Blanket/Insulation | A | Integrated Unit Winter Peak Savings (kW) | Achievable Economic UCT Potential | 0 | 0 | 0 | 0 | 0 | 0 | 0 | 0 | 0 | 0 | 0 | 0 | 0 | 0 | 0 | 0 | 0 | 0 | 0 | 0 | 0 | 0 | 0 | 0 | 0 | 0 | 0
F4_Commercial_WA - College_New_Water Heating_Natural Gas_Water Heater - Tank Blanket/Insulation_A_Achievable Economic UCT Potential | F4 | Commercial | WA - College | New | Water Heating | Natural Gas | Water Heater - Tank Blanket/Insulation | A | Incremental Energy Savings (MWh or mTherms) | Achievable Economic UCT Potential | 0 | 0 | 0 | 0 | 0 | 0 | 0 | 0 | 0 | 0 | 0 | 0 | 0 | 0 | 0 | 0 | 0 | 0 | 0 | 0 | 0 | 0 | 0 | 0 | 0 | 0 | 0
F5_Commercial_WA - College_New_Water Heating_Natural Gas_Water Heater - Tank Blanket/Insulation_A_Achievable Economic UCT Potential | F5 | Commercial | WA - College | New | Water Heating | Natural Gas | Water Heater - Tank Blanket/Insulation | A | Incremental Summer Peak Savings (MW) | Achievable Economic UCT Potential | 0 | 0 | 0 | 0 | 0 | 0 | 0 | 0 | 0 | 0 | 0 | 0 | 0 | 0 | 0 | 0 | 0 | 0 | 0 | 0 | 0 | 0 | 0 | 0 | 0 | 0 | 0
F6_Commercial_WA - College_New_Water Heating_Natural Gas_Water Heater - Tank Blanket/Insulation_A_Achievable Economic UCT Potential | F6 | Commercial | WA - College | New | Water Heating | Natural Gas | Water Heater - Tank Blanket/Insulation | A | Incremental Winter Peak Savings (MW) | Achievable Economic UCT Potential | 0 | 0 | 0 | 0 | 0 | 0 | 0 | 0 | 0 | 0 | 0 | 0 | 0 | 0 | 0 | 0 | 0 | 0 | 0 | 0 | 0 | 0 | 0 | 0 | 0 | 0 | 0
F7_Commercial_WA - College_New_Water Heating_Natural Gas_Water Heater - Tank Blanket/Insulation_A_Achievable Economic UCT Potential | F7 | Commercial | WA - College | New | Water Heating | Natural Gas | Water Heater - Tank Blanket/Insulation | A | Cumulative Energy Savings (MWh or mTherms) | Achievable Economic UCT Potential | 0 | 0 | 0 | 0 | 0 | 0 | 0 | 0 | 0 | 0 | 0 | 0 | 0 | 0 | 0 | 0 | 0 | 0 | 0 | 0 | 0 | 0 | 0 | 0 | 0 | 0 | 0
F8_Commercial_WA - College_New_Water Heating_Natural Gas_Water Heater - Tank Blanket/Insulation_A_Achievable Economic UCT Potential | F8 | Commercial | WA - College | New | Water Heating | Natural Gas | Water Heater - Tank Blanket/Insulation | A | Cumulative Summer Peak Savings (MW) | Achievable Economic UCT Potential | 0 | 0 | 0 | 0 | 0 | 0 | 0 | 0 | 0 | 0 | 0 | 0 | 0 | 0 | 0 | 0 | 0 | 0 | 0 | 0 | 0 | 0 | 0 | 0 | 0 | 0 | 0
F9_Commercial_WA - College_New_Water Heating_Natural Gas_Water Heater - Tank Blanket/Insulation_A_Achievable Economic UCT Potential | F9 | Commercial | WA - College | New | Water Heating | Natural Gas | Water Heater - Tank Blanket/Insulation | A | Cumulative Winter Peak Savings (MW) | Achievable Economic UCT Potential | 0 | 0 | 0 | 0 | 0 | 0 | 0 | 0 | 0 | 0 | 0 | 0 | 0 | 0 | 0 | 0 | 0 | 0 | 0 | 0 | 0 | 0 | 0 | 0 | 0 | 0 | 0
F10_Commercial_WA - College_New_Water Heating_Natural Gas_Water Heater - Tank Blanket/Insulation_A_Achievable Economic UCT Potential | F10 | Commercial | WA - College | New | Water Heating | Natural Gas | Water Heater - Tank Blanket/Insulation | A | Purchases (Incremental) | Achievable Economic UCT Potential | 0 | 0 | 0 | 0 | 0 | 0 | 0 | 0 | 0 | 0 | 0 | 0 | 0 | 0 | 0 | 0 | 0 | 0 | 0 | 0 | 0 | 0 | 0 | 0 | 0 | 0 | 0
F11_Commercial_WA - College_New_Water Heating_Natural Gas_Water Heater - Tank Blanket/Insulation_A_Achievable Economic UCT Potential | F11 | Commercial | WA - College | New | Water Heating | Natural Gas | Water Heater - Tank Blanket/Insulation | A | Purchases (Cumulative) | Achievable Economic UCT Potential | 0 | 0 | 0 | 0 | 0 | 0 | 0 | 0 | 0 | 0 | 0 | 0 | 0 | 0 | 0 | 0 | 0 | 0 | 0 | 0 | 0 | 0 | 0 | 0 | 0 | 0 | 0
F1_Commercial_WA - College_New_Water Heating_Natural Gas_Water Heater - Drainwater Heat Recovery_A_Achievable Economic UCT Potential | F1 | Commercial | WA - College | New | Water Heating | Natural Gas | Water Heater - Drainwater Heat Recovery | A | Integrated Unit Energy Savings (kWh or therms) | Achievable Economic UCT Potential | 0 | 0 | 0 | 0 | 0 | 0 | 0 | 0 | 0 | 0 | 0 | 0 | 0 | 0 | 0 | 0 | 0 | 0 | 0 | 0 | 0 | 0 | 0 | 0 | 0 | 0 | 0
F2_Commercial_WA - College_New_Water Heating_Natural Gas_Water Heater - Drainwater Heat Recovery_A_Achievable Economic UCT Potential | F2 | Commercial | WA - College | New | Water Heating | Natural Gas | Water Heater - Drainwater Heat Recovery | A | Integrated Unit Summer Peak Savings (kW) | Achievable Economic UCT Potential | 0 | 0 | 0 | 0 | 0 | 0 | 0 | 0 | 0 | 0 | 0 | 0 | 0 | 0 | 0 | 0 | 0 | 0 | 0 | 0 | 0 | 0 | 0 | 0 | 0 | 0 | 0
F3_Commercial_WA - College_New_Water Heating_Natural Gas_Water Heater - Drainwater Heat Recovery_A_Achievable Economic UCT Potential | F3 | Commercial | WA - College | New | Water Heating | Natural Gas | Water Heater - Drainwater Heat Recovery | A | Integrated Unit Winter Peak Savings (kW) | Achievable Economic UCT Potential | 0 | 0 | 0 | 0 | 0 | 0 | 0 | 0 | 0 | 0 | 0 | 0 | 0 | 0 | 0 | 0 | 0 | 0 | 0 | 0 | 0 | 0 | 0 | 0 | 0 | 0 | 0
F4_Commercial_WA - College_New_Water Heating_Natural Gas_Water Heater - Drainwater Heat Recovery_A_Achievable Economic UCT Potential | F4 | Commercial | WA - College | New | Water Heating | Natural Gas | Water Heater - Drainwater Heat Recovery | A | Incremental Energy Savings (MWh or mTherms) | Achievable Economic UCT Potential | 0 | 0 | 0 | 0 | 0 | 0 | 0 | 0 | 0 | 0 | 0 | 0 | 0 | 0 | 0 | 0 | 0 | 0 | 0 | 0 | 0 | 0 | 0 | 0 | 0 | 0 | 0
F5_Commercial_WA - College_New_Water Heating_Natural Gas_Water Heater - Drainwater Heat Recovery_A_Achievable Economic UCT Potential | F5 | Commercial | WA - College | New | Water Heating | Natural Gas | Water Heater - Drainwater Heat Recovery | A | Incremental Summer Peak Savings (MW) | Achievable Economic UCT Potential | 0 | 0 | 0 | 0 | 0 | 0 | 0 | 0 | 0 | 0 | 0 | 0 | 0 | 0 | 0 | 0 | 0 | 0 | 0 | 0 | 0 | 0 | 0 | 0 | 0 | 0 | 0
F6_Commercial_WA - College_New_Water Heating_Natural Gas_Water Heater - Drainwater Heat Recovery_A_Achievable Economic UCT Potential | F6 | Commercial | WA - College | New | Water Heating | Natural Gas | Water Heater - Drainwater Heat Recovery | A | Incremental Winter Peak Savings (MW) | Achievable Economic UCT Potential | 0 | 0 | 0 | 0 | 0 | 0 | 0 | 0 | 0 | 0 | 0 | 0 | 0 | 0 | 0 | 0 | 0 | 0 | 0 | 0 | 0 | 0 | 0 | 0 | 0 | 0 | 0
F7_Commercial_WA - College_New_Water Heating_Natural Gas_Water Heater - Drainwater Heat Recovery_A_Achievable Economic UCT Potential | F7 | Commercial | WA - College | New | Water Heating | Natural Gas | Water Heater - Drainwater Heat Recovery | A | Cumulative Energy Savings (MWh or mTherms) | Achievable Economic UCT Potential | 0 | 0 | 0 | 0 | 0 | 0 | 0 | 0 | 0 | 0 | 0 | 0 | 0 | 0 | 0 | 0 | 0 | 0 | 0 | 0 | 0 | 0 | 0 | 0 | 0 | 0 | 0
F8_Commercial_WA - College_New_Water Heating_Natural Gas_Water Heater - Drainwater Heat Recovery_A_Achievable Economic UCT Potential | F8 | Commercial | WA - College | New | Water Heating | Natural Gas | Water Heater - Drainwater Heat Recovery | A | Cumulative Summer Peak Savings (MW) | Achievable Economic UCT Potential | 0 | 0 | 0 | 0 | 0 | 0 | 0 | 0 | 0 | 0 | 0 | 0 | 0 | 0 | 0 | 0 | 0 | 0 | 0 | 0 | 0 | 0 | 0 | 0 | 0 | 0 | 0
F9_Commercial_WA - College_New_Water Heating_Natural Gas_Water Heater - Drainwater Heat Recovery_A_Achievable Economic UCT Potential | F9 | Commercial | WA - College | New | Water Heating | Natural Gas | Water Heater - Drainwater Heat Recovery | A | Cumulative Winter Peak Savings (MW) | Achievable Economic UCT Potential | 0 | 0 | 0 | 0 | 0 | 0 | 0 | 0 | 0 | 0 | 0 | 0 | 0 | 0 | 0 | 0 | 0 | 0 | 0 | 0 | 0 | 0 | 0 | 0 | 0 | 0 | 0
F10_Commercial_WA - College_New_Water Heating_Natural Gas_Water Heater - Drainwater Heat Recovery_A_Achievable Economic UCT Potential | F10 | Commercial | WA - College | New | Water Heating | Natural Gas | Water Heater - Drainwater Heat Recovery | A | Purchases (Incremental) | Achievable Economic UCT Potential | 0 | 0 | 0 | 0 | 0 | 0 | 0 | 0 | 0 | 0 | 0 | 0 | 0 | 0 | 0 | 0 | 0 | 0 | 0 | 0 | 0 | 0 | 0 | 0 | 0 | 0 | 0
F11_Commercial_WA - College_New_Water Heating_Natural Gas_Water Heater - Drainwater Heat Recovery_A_Achievable Economic UCT Potential | F11 | Commercial | WA - College | New | Water Heating | Natural Gas | Water Heater - Drainwater Heat Recovery | A | Purchases (Cumulative) | Achievable Economic UCT Potential | 0 | 0 | 0 | 0 | 0 | 0 | 0 | 0 | 0 | 0 | 0 | 0 | 0 | 0 | 0 | 0 | 0 | 0 | 0 | 0 | 0 | 0 | 0 | 0 | 0 | 0 | 0
F1_Commercial_WA - College_New_Water Heating_Natural Gas_Water Heater - Circulation Pump Controls_A_Achievable Economic UCT Potential | F1 | Commercial | WA - College | New | Water Heating | Natural Gas | Water Heater - Circulation Pump Controls | A | Integrated Unit Energy Savings (kWh or therms) | Achievable Economic UCT Potential | 0 | 0 | 0 | 0 | 0 | 0 | 0 | 0 | 0 | 0 | 0 | 0 | 0 | 0 | 0 | 0 | 0 | 0 | 0 | 0 | 0 | 0 | 0 | 0 | 0 | 0 | 0
F2_Commercial_WA - College_New_Water Heating_Natural Gas_Water Heater - Circulation Pump Controls_A_Achievable Economic UCT Potential | F2 | Commercial | WA - College | New | Water Heating | Natural Gas | Water Heater - Circulation Pump Controls | A | Integrated Unit Summer Peak Savings (kW) | Achievable Economic UCT Potential | 0 | 0 | 0 | 0 | 0 | 0 | 0 | 0 | 0 | 0 | 0 | 0 | 0 | 0 | 0 | 0 | 0 | 0 | 0 | 0 | 0 | 0 | 0 | 0 | 0 | 0 | 0
F3_Commercial_WA - College_New_Water Heating_Natural Gas_Water Heater - Circulation Pump Controls_A_Achievable Economic UCT Potential | F3 | Commercial | WA - College | New | Water Heating | Natural Gas | Water Heater - Circulation Pump Controls | A | Integrated Unit Winter Peak Savings (kW) | Achievable Economic UCT Potential | 0 | 0 | 0 | 0 | 0 | 0 | 0 | 0 | 0 | 0 | 0 | 0 | 0 | 0 | 0 | 0 | 0 | 0 | 0 | 0 | 0 | 0 | 0 | 0 | 0 | 0 | 0
F4_Commercial_WA - College_New_Water Heating_Natural Gas_Water Heater - Circulation Pump Controls_A_Achievable Economic UCT Potential | F4 | Commercial | WA - College | New | Water Heating | Natural Gas | Water Heater - Circulation Pump Controls | A | Incremental Energy Savings (MWh or mTherms) | Achievable Economic UCT Potential | 0 | 0 | 0 | 0 | 0 | 0 | 0 | 0 | 0 | 0 | 0 | 0 | 0 | 0 | 0 | 0 | 0 | 0 | 0 | 0 | 0 | 0 | 0 | 0 | 0 | 0 | 0
F5_Commercial_WA - College_New_Water Heating_Natural Gas_Water Heater - Circulation Pump Controls_A_Achievable Economic UCT Potential | F5 | Commercial | WA - College | New | Water Heating | Natural Gas | Water Heater - Circulation Pump Controls | A | Incremental Summer Peak Savings (MW) | Achievable Economic UCT Potential | 0 | 0 | 0 | 0 | 0 | 0 | 0 | 0 | 0 | 0 | 0 | 0 | 0 | 0 | 0 | 0 | 0 | 0 | 0 | 0 | 0 | 0 | 0 | 0 | 0 | 0 | 0
F6_Commercial_WA - College_New_Water Heating_Natural Gas_Water Heater - Circulation Pump Controls_A_Achievable Economic UCT Potential | F6 | Commercial | WA - College | New | Water Heating | Natural Gas | Water Heater - Circulation Pump Controls | A | Incremental Winter Peak Savings (MW) | Achievable Economic UCT Potential | 0 | 0 | 0 | 0 | 0 | 0 | 0 | 0 | 0 | 0 | 0 | 0 | 0 | 0 | 0 | 0 | 0 | 0 | 0 | 0 | 0 | 0 | 0 | 0 | 0 | 0 | 0
F7_Commercial_WA - College_New_Water Heating_Natural Gas_Water Heater - Circulation Pump Controls_A_Achievable Economic UCT Potential | F7 | Commercial | WA - College | New | Water Heating | Natural Gas | Water Heater - Circulation Pump Controls | A | Cumulative Energy Savings (MWh or mTherms) | Achievable Economic UCT Potential | 0 | 0 | 0 | 0 | 0 | 0 | 0 | 0 | 0 | 0 | 0 | 0 | 0 | 0 | 0 | 0 | 0 | 0 | 0 | 0 | 0 | 0 | 0 | 0 | 0 | 0 | 0
F8_Commercial_WA - College_New_Water Heating_Natural Gas_Water Heater - Circulation Pump Controls_A_Achievable Economic UCT Potential | F8 | Commercial | WA - College | New | Water Heating | Natural Gas | Water Heater - Circulation Pump Controls | A | Cumulative Summer Peak Savings (MW) | Achievable Economic UCT Potential | 0 | 0 | 0 | 0 | 0 | 0 | 0 | 0 | 0 | 0 | 0 | 0 | 0 | 0 | 0 | 0 | 0 | 0 | 0 | 0 | 0 | 0 | 0 | 0 | 0 | 0 | 0
F9_Commercial_WA - College_New_Water Heating_Natural Gas_Water Heater - Circulation Pump Controls_A_Achievable Economic UCT Potential | F9 | Commercial | WA - College | New | Water Heating | Natural Gas | Water Heater - Circulation Pump Controls | A | Cumulative Winter Peak Savings (MW) | Achievable Economic UCT Potential | 0 | 0 | 0 | 0 | 0 | 0 | 0 | 0 | 0 | 0 | 0 | 0 | 0 | 0 | 0 | 0 | 0 | 0 | 0 | 0 | 0 | 0 | 0 | 0 | 0 | 0 | 0
F10_Commercial_WA - College_New_Water Heating_Natural Gas_Water Heater - Circulation Pump Controls_A_Achievable Economic UCT Potential | F10 | Commercial | WA - College | New | Water Heating | Natural Gas | Water Heater - Circulation Pump Controls | A | Purchases (Incremental) | Achievable Economic UCT Potential | 0 | 0 | 0 | 0 | 0 | 0 | 0 | 0 | 0 | 0 | 0 | 0 | 0 | 0 | 0 | 0 | 0 | 0 | 0 | 0 | 0 | 0 | 0 | 0 | 0 | 0 | 0
F11_Commercial_WA - College_New_Water Heating_Natural Gas_Water Heater - Circulation Pump Controls_A_Achievable Economic UCT Potential | F11 | Commercial | WA - College | New | Water Heating | Natural Gas | Water Heater - Circulation Pump Controls | A | Purchases (Cumulative) | Achievable Economic UCT Potential | 0 | 0 | 0 | 0 | 0 | 0 | 0 | 0 | 0 | 0 | 0 | 0 | 0 | 0 | 0 | 0 | 0 | 0 | 0 | 0 | 0 | 0 | 0 | 0 | 0 | 0 | 0
F1_Commercial_WA - College_New_Water Heating_Natural Gas_Water Heater - Pipe Insulation_A_Achievable Economic UCT Potential | F1 | Commercial | WA - College | New | Water Heating | Natural Gas | Water Heater - Pipe Insulation | A | Integrated Unit Energy Savings (kWh or therms) | Achievable Economic UCT Potential | 0 | 0 | 0 | 0 | 0 | 0 | 0 | 0 | 0 | 0 | 0 | 0 | 0 | 0 | 0 | 0 | 0 | 0 | 0 | 0 | 0 | 0 | 0 | 0 | 0 | 0 | 0
F2_Commercial_WA - College_New_Water Heating_Natural Gas_Water Heater - Pipe Insulation_A_Achievable Economic UCT Potential | F2 | Commercial | WA - College | New | Water Heating | Natural Gas | Water Heater - Pipe Insulation | A | Integrated Unit Summer Peak Savings (kW) | Achievable Economic UCT Potential | 0 | 0 | 0 | 0 | 0 | 0 | 0 | 0 | 0 | 0 | 0 | 0 | 0 | 0 | 0 | 0 | 0 | 0 | 0 | 0 | 0 | 0 | 0 | 0 | 0 | 0 | 0
F3_Commercial_WA - College_New_Water Heating_Natural Gas_Water Heater - Pipe Insulation_A_Achievable Economic UCT Potential | F3 | Commercial | WA - College | New | Water Heating | Natural Gas | Water Heater - Pipe Insulation | A | Integrated Unit Winter Peak Savings (kW) | Achievable Economic UCT Potential | 0 | 0 | 0 | 0 | 0 | 0 | 0 | 0 | 0 | 0 | 0 | 0 | 0 | 0 | 0 | 0 | 0 | 0 | 0 | 0 | 0 | 0 | 0 | 0 | 0 | 0 | 0
F4_Commercial_WA - College_New_Water Heating_Natural Gas_Water Heater - Pipe Insulation_A_Achievable Economic UCT Potential | F4 | Commercial | WA - College | New | Water Heating | Natural Gas | Water Heater - Pipe Insulation | A | Incremental Energy Savings (MWh or mTherms) | Achievable Economic UCT Potential | 0 | 0 | 0 | 0 | 0 | 0 | 0 | 0 | 0 | 0 | 0 | 0 | 0 | 0 | 0 | 0 | 0 | 0 | 0 | 0 | 0 | 0 | 0 | 0 | 0 | 0 | 0
F5_Commercial_WA - College_New_Water Heating_Natural Gas_Water Heater - Pipe Insulation_A_Achievable Economic UCT Potential | F5 | Commercial | WA - College | New | Water Heating | Natural Gas | Water Heater - Pipe Insulation | A | Incremental Summer Peak Savings (MW) | Achievable Economic UCT Potential | 0 | 0 | 0 | 0 | 0 | 0 | 0 | 0 | 0 | 0 | 0 | 0 | 0 | 0 | 0 | 0 | 0 | 0 | 0 | 0 | 0 | 0 | 0 | 0 | 0 | 0 | 0
F6_Commercial_WA - College_New_Water Heating_Natural Gas_Water Heater - Pipe Insulation_A_Achievable Economic UCT Potential | F6 | Commercial | WA - College | New | Water Heating | Natural Gas | Water Heater - Pipe Insulation | A | Incremental Winter Peak Savings (MW) | Achievable Economic UCT Potential | 0 | 0 | 0 | 0 | 0 | 0 | 0 | 0 | 0 | 0 | 0 | 0 | 0 | 0 | 0 | 0 | 0 | 0 | 0 | 0 | 0 | 0 | 0 | 0 | 0 | 0 | 0
F7_Commercial_WA - College_New_Water Heating_Natural Gas_Water Heater - Pipe Insulation_A_Achievable Economic UCT Potential | F7 | Commercial | WA - College | New | Water Heating | Natural Gas | Water Heater - Pipe Insulation | A | Cumulative Energy Savings (MWh or mTherms) | Achievable Economic UCT Potential | 0 | 0 | 0 | 0 | 0 | 0 | 0 | 0 | 0 | 0 | 0 | 0 | 0 | 0 | 0 | 0 | 0 | 0 | 0 | 0 | 0 | 0 | 0 | 0 | 0 | 0 | 0
F8_Commercial_WA - College_New_Water Heating_Natural Gas_Water Heater - Pipe Insulation_A_Achievable Economic UCT Potential | F8 | Commercial | WA - College | New | Water Heating | Natural Gas | Water Heater - Pipe Insulation | A | Cumulative Summer Peak Savings (MW) | Achievable Economic UCT Potential | 0 | 0 | 0 | 0 | 0 | 0 | 0 | 0 | 0 | 0 | 0 | 0 | 0 | 0 | 0 | 0 | 0 | 0 | 0 | 0 | 0 | 0 | 0 | 0 | 0 | 0 | 0
F9_Commercial_WA - College_New_Water Heating_Natural Gas_Water Heater - Pipe Insulation_A_Achievable Economic UCT Potential | F9 | Commercial | WA - College | New | Water Heating | Natural Gas | Water Heater - Pipe Insulation | A | Cumulative Winter Peak Savings (MW) | Achievable Economic UCT Potential | 0 | 0 | 0 | 0 | 0 | 0 | 0 | 0 | 0 | 0 | 0 | 0 | 0 | 0 | 0 | 0 | 0 | 0 | 0 | 0 | 0 | 0 | 0 | 0 | 0 | 0 | 0
F10_Commercial_WA - College_New_Water Heating_Natural Gas_Water Heater - Pipe Insulation_A_Achievable Economic UCT Potential | F10 | Commercial | WA - College | New | Water Heating | Natural Gas | Water Heater - Pipe Insulation | A | Purchases (Incremental) | Achievable Economic UCT Potential | 0 | 0 | 0 | 0 | 0 | 0 | 0 | 0 | 0 | 0 | 0 | 0 | 0 | 0 | 0 | 0 | 0 | 0 | 0 | 0 | 0 | 0 | 0 | 0 | 0 | 0 | 0
F11_Commercial_WA - College_New_Water Heating_Natural Gas_Water Heater - Pipe Insulation_A_Achievable Economic UCT Potential | F11 | Commercial | WA - College | New | Water Heating | Natural Gas | Water Heater - Pipe Insulation | A | Purchases (Cumulative) | Achievable Economic UCT Potential | 0 | 0 | 0 | 0 | 0 | 0 | 0 | 0 | 0 | 0 | 0 | 0 | 0 | 0 | 0 | 0 | 0 | 0 | 0 | 0 | 0 | 0 | 0 | 0 | 0 | 0 | 0
F1_Commercial_WA - College_New_Water Heating_Natural Gas_Water Heater - Motion Control Faucet_A_Achievable Economic UCT Potential | F1 | Commercial | WA - College | New | Water Heating | Natural Gas | Water Heater - Motion Control Faucet | A | Integrated Unit Energy Savings (kWh or therms) | Achievable Economic UCT Potential | 0 | 0 | 0 | 0 | 0 | 0 | 0 | 0 | 0 | 0 | 0 | 0 | 0 | 0 | 0 | 0 | 0 | 0 | 0 | 0 | 0 | 0 | 0 | 0 | 0 | 0 | 0
F2_Commercial_WA - College_New_Water Heating_Natural Gas_Water Heater - Motion Control Faucet_A_Achievable Economic UCT Potential | F2 | Commercial | WA - College | New | Water Heating | Natural Gas | Water Heater - Motion Control Faucet | A | Integrated Unit Summer Peak Savings (kW) | Achievable Economic UCT Potential | 0 | 0 | 0 | 0 | 0 | 0 | 0 | 0 | 0 | 0 | 0 | 0 | 0 | 0 | 0 | 0 | 0 | 0 | 0 | 0 | 0 | 0 | 0 | 0 | 0 | 0 | 0
F3_Commercial_WA - College_New_Water Heating_Natural Gas_Water Heater - Motion Control Faucet_A_Achievable Economic UCT Potential | F3 | Commercial | WA - College | New | Water Heating | Natural Gas | Water Heater - Motion Control Faucet | A | Integrated Unit Winter Peak Savings (kW) | Achievable Economic UCT Potential | 0 | 0 | 0 | 0 | 0 | 0 | 0 | 0 | 0 | 0 | 0 | 0 | 0 | 0 | 0 | 0 | 0 | 0 | 0 | 0 | 0 | 0 | 0 | 0 | 0 | 0 | 0
F4_Commercial_WA - College_New_Water Heating_Natural Gas_Water Heater - Motion Control Faucet_A_Achievable Economic UCT Potential | F4 | Commercial | WA - College | New | Water Heating | Natural Gas | Water Heater - Motion Control Faucet | A | Incremental Energy Savings (MWh or mTherms) | Achievable Economic UCT Potential | 0 | 0 | 0 | 0 | 0 | 0 | 0 | 0 | 0 | 0 | 0 | 0 | 0 | 0 | 0 | 0 | 0 | 0 | 0 | 0 | 0 | 0 | 0 | 0 | 0 | 0 | 0
F5_Commercial_WA - College_New_Water Heating_Natural Gas_Water Heater - Motion Control Faucet_A_Achievable Economic UCT Potential | F5 | Commercial | WA - College | New | Water Heating | Natural Gas | Water Heater - Motion Control Faucet | A | Incremental Summer Peak Savings (MW) | Achievable Economic UCT Potential | 0 | 0 | 0 | 0 | 0 | 0 | 0 | 0 | 0 | 0 | 0 | 0 | 0 | 0 | 0 | 0 | 0 | 0 | 0 | 0 | 0 | 0 | 0 | 0 | 0 | 0 | 0
F6_Commercial_WA - College_New_Water Heating_Natural Gas_Water Heater - Motion Control Faucet_A_Achievable Economic UCT Potential | F6 | Commercial | WA - College | New | Water Heating | Natural Gas | Water Heater - Motion Control Faucet | A | Incremental Winter Peak Savings (MW) | Achievable Economic UCT Potential | 0 | 0 | 0 | 0 | 0 | 0 | 0 | 0 | 0 | 0 | 0 | 0 | 0 | 0 | 0 | 0 | 0 | 0 | 0 | 0 | 0 | 0 | 0 | 0 | 0 | 0 | 0
F7_Commercial_WA - College_New_Water Heating_Natural Gas_Water Heater - Motion Control Faucet_A_Achievable Economic UCT Potential | F7 | Commercial | WA - College | New | Water Heating | Natural Gas | Water Heater - Motion Control Faucet | A | Cumulative Energy Savings (MWh or mTherms) | Achievable Economic UCT Potential | 0 | 0 | 0 | 0 | 0 | 0 | 0 | 0 | 0 | 0 | 0 | 0 | 0 | 0 | 0 | 0 | 0 | 0 | 0 | 0 | 0 | 0 | 0 | 0 | 0 | 0 | 0
F8_Commercial_WA - College_New_Water Heating_Natural Gas_Water Heater - Motion Control Faucet_A_Achievable Economic UCT Potential | F8 | Commercial | WA - College | New | Water Heating | Natural Gas | Water Heater - Motion Control Faucet | A | Cumulative Summer Peak Savings (MW) | Achievable Economic UCT Potential | 0 | 0 | 0 | 0 | 0 | 0 | 0 | 0 | 0 | 0 | 0 | 0 | 0 | 0 | 0 | 0 | 0 | 0 | 0 | 0 | 0 | 0 | 0 | 0 | 0 | 0 | 0
F9_Commercial_WA - College_New_Water Heating_Natural Gas_Water Heater - Motion Control Faucet_A_Achievable Economic UCT Potential | F9 | Commercial | WA - College | New | Water Heating | Natural Gas | Water Heater - Motion Control Faucet | A | Cumulative Winter Peak Savings (MW) | Achievable Economic UCT Potential | 0 | 0 | 0 | 0 | 0 | 0 | 0 | 0 | 0 | 0 | 0 | 0 | 0 | 0 | 0 | 0 | 0 | 0 | 0 | 0 | 0 | 0 | 0 | 0 | 0 | 0 | 0
F10_Commercial_WA - College_New_Water Heating_Natural Gas_Water Heater - Motion Control Faucet_A_Achievable Economic UCT Potential | F10 | Commercial | WA - College | New | Water Heating | Natural Gas | Water Heater - Motion Control Faucet | A | Purchases (Incremental) | Achievable Economic UCT Potential | 0 | 0 | 0 | 0 | 0 | 0 | 0 | 0 | 0 | 0 | 0 | 0 | 0 | 0 | 0 | 0 | 0 | 0 | 0 | 0 | 0 | 0 | 0 | 0 | 0 | 0 | 0
F11_Commercial_WA - College_New_Water Heating_Natural Gas_Water Heater - Motion Control Faucet_A_Achievable Economic UCT Potential | F11 | Commercial | WA - College | New | Water Heating | Natural Gas | Water Heater - Motion Control Faucet | A | Purchases (Cumulative) | Achievable Economic UCT Potential | 0 | 0 | 0 | 0 | 0 | 0 | 0 | 0 | 0 | 0 | 0 | 0 | 0 | 0 | 0 | 0 | 0 | 0 | 0 | 0 | 0 | 0 | 0 | 0 | 0 | 0 | 0
F1_Commercial_WA - College_New_Water Heating_Natural Gas_Water Heater - Solar System_A_Achievable Economic UCT Potential | F1 | Commercial | WA - College | New | Water Heating | Natural Gas | Water Heater - Solar System | A | Integrated Unit Energy Savings (kWh or therms) | Achievable Economic UCT Potential | 0 | 0 | 0 | 0 | 0 | 0 | 0 | 0 | 0 | 0 | 0 | 0 | 0 | 0 | 0 | 0 | 0 | 0 | 0 | 0 | 0 | 0 | 0 | 0 | 0 | 0 | 0
F2_Commercial_WA - College_New_Water Heating_Natural Gas_Water Heater - Solar System_A_Achievable Economic UCT Potential | F2 | Commercial | WA - College | New | Water Heating | Natural Gas | Water Heater - Solar System | A | Integrated Unit Summer Peak Savings (kW) | Achievable Economic UCT Potential | 0 | 0 | 0 | 0 | 0 | 0 | 0 | 0 | 0 | 0 | 0 | 0 | 0 | 0 | 0 | 0 | 0 | 0 | 0 | 0 | 0 | 0 | 0 | 0 | 0 | 0 | 0
F3_Commercial_WA - College_New_Water Heating_Natural Gas_Water Heater - Solar System_A_Achievable Economic UCT Potential | F3 | Commercial | WA - College | New | Water Heating | Natural Gas | Water Heater - Solar System | A | Integrated Unit Winter Peak Savings (kW) | Achievable Economic UCT Potential | 0 | 0 | 0 | 0 | 0 | 0 | 0 | 0 | 0 | 0 | 0 | 0 | 0 | 0 | 0 | 0 | 0 | 0 | 0 | 0 | 0 | 0 | 0 | 0 | 0 | 0 | 0
F4_Commercial_WA - College_New_Water Heating_Natural Gas_Water Heater - Solar System_A_Achievable Economic UCT Potential | F4 | Commercial | WA - College | New | Water Heating | Natural Gas | Water Heater - Solar System | A | Incremental Energy Savings (MWh or mTherms) | Achievable Economic UCT Potential | 0 | 0 | 0 | 0 | 0 | 0 | 0 | 0 | 0 | 0 | 0 | 0 | 0 | 0 | 0 | 0 | 0 | 0 | 0 | 0 | 0 | 0 | 0 | 0 | 0 | 0 | 0
F5_Commercial_WA - College_New_Water Heating_Natural Gas_Water Heater - Solar System_A_Achievable Economic UCT Potential | F5 | Commercial | WA - College | New | Water Heating | Natural Gas | Water Heater - Solar System | A | Incremental Summer Peak Savings (MW) | Achievable Economic UCT Potential | 0 | 0 | 0 | 0 | 0 | 0 | 0 | 0 | 0 | 0 | 0 | 0 | 0 | 0 | 0 | 0 | 0 | 0 | 0 | 0 | 0 | 0 | 0 | 0 | 0 | 0 | 0
F6_Commercial_WA - College_New_Water Heating_Natural Gas_Water Heater - Solar System_A_Achievable Economic UCT Potential | F6 | Commercial | WA - College | New | Water Heating | Natural Gas | Water Heater - Solar System | A | Incremental Winter Peak Savings (MW) | Achievable Economic UCT Potential | 0 | 0 | 0 | 0 | 0 | 0 | 0 | 0 | 0 | 0 | 0 | 0 | 0 | 0 | 0 | 0 | 0 | 0 | 0 | 0 | 0 | 0 | 0 | 0 | 0 | 0 | 0
F7_Commercial_WA - College_New_Water Heating_Natural Gas_Water Heater - Solar System_A_Achievable Economic UCT Potential | F7 | Commercial | WA - College | New | Water Heating | Natural Gas | Water Heater - Solar System | A | Cumulative Energy Savings (MWh or mTherms) | Achievable Economic UCT Potential | 0 | 0 | 0 | 0 | 0 | 0 | 0 | 0 | 0 | 0 | 0 | 0 | 0 | 0 | 0 | 0 | 0 | 0 | 0 | 0 | 0 | 0 | 0 | 0 | 0 | 0 | 0
F8_Commercial_WA - College_New_Water Heating_Natural Gas_Water Heater - Solar System_A_Achievable Economic UCT Potential | F8 | Commercial | WA - College | New | Water Heating | Natural Gas | Water Heater - Solar System | A | Cumulative Summer Peak Savings (MW) | Achievable Economic UCT Potential | 0 | 0 | 0 | 0 | 0 | 0 | 0 | 0 | 0 | 0 | 0 | 0 | 0 | 0 | 0 | 0 | 0 | 0 | 0 | 0 | 0 | 0 | 0 | 0 | 0 | 0 | 0
F9_Commercial_WA - College_New_Water Heating_Natural Gas_Water Heater - Solar System_A_Achievable Economic UCT Potential | F9 | Commercial | WA - College | New | Water Heating | Natural Gas | Water Heater - Solar System | A | Cumulative Winter Peak Savings (MW) | Achievable Economic UCT Potential | 0 | 0 | 0 | 0 | 0 | 0 | 0 | 0 | 0 | 0 | 0 | 0 | 0 | 0 | 0 | 0 | 0 | 0 | 0 | 0 | 0 | 0 | 0 | 0 | 0 | 0 | 0
F10_Commercial_WA - College_New_Water Heating_Natural Gas_Water Heater - Solar System_A_Achievable Economic UCT Potential | F10 | Commercial | WA - College | New | Water Heating | Natural Gas | Water Heater - Solar System | A | Purchases (Incremental) | Achievable Economic UCT Potential | 0 | 0 | 0 | 0 | 0 | 0 | 0 | 0 | 0 | 0 | 0 | 0 | 0 | 0 | 0 | 0 | 0 | 0 | 0 | 0 | 0 | 0 | 0 | 0 | 0 | 0 | 0
F11_Commercial_WA - College_New_Water Heating_Natural Gas_Water Heater - Solar System_A_Achievable Economic UCT Potential | F11 | Commercial | WA - College | New | Water Heating | Natural Gas | Water Heater - Solar System | A | Purchases (Cumulative) | Achievable Economic UCT Potential | 0 | 0 | 0 | 0 | 0 | 0 | 0 | 0 | 0 | 0 | 0 | 0 | 0 | 0 | 0 | 0 | 0 | 0 | 0 | 0 | 0 | 0 | 0 | 0 | 0 | 0 | 0
F1_Commercial_WA - College_New_Water Heating_Natural Gas_Commercial Laundry - Ozone Treatment_A_Achievable Economic UCT Potential | F1 | Commercial | WA - College | New | Water Heating | Natural Gas | Commercial Laundry - Ozone Treatment | A | Integrated Unit Energy Savings (kWh or therms) | Achievable Economic UCT Potential | 0 | 0 | 0 | 0 | 0 | 0 | 0 | 0 | 0 | 0 | 0 | 0 | 0 | 0 | 0 | 0 | 0 | 0 | 0 | 0 | 0 | 0 | 0 | 0 | 0 | 0 | 0
F2_Commercial_WA - College_New_Water Heating_Natural Gas_Commercial Laundry - Ozone Treatment_A_Achievable Economic UCT Potential | F2 | Commercial | WA - College | New | Water Heating | Natural Gas | Commercial Laundry - Ozone Treatment | A | Integrated Unit Summer Peak Savings (kW) | Achievable Economic UCT Potential | 0 | 0 | 0 | 0 | 0 | 0 | 0 | 0 | 0 | 0 | 0 | 0 | 0 | 0 | 0 | 0 | 0 | 0 | 0 | 0 | 0 | 0 | 0 | 0 | 0 | 0 | 0
F3_Commercial_WA - College_New_Water Heating_Natural Gas_Commercial Laundry - Ozone Treatment_A_Achievable Economic UCT Potential | F3 | Commercial | WA - College | New | Water Heating | Natural Gas | Commercial Laundry - Ozone Treatment | A | Integrated Unit Winter Peak Savings (kW) | Achievable Economic UCT Potential | 0 | 0 | 0 | 0 | 0 | 0 | 0 | 0 | 0 | 0 | 0 | 0 | 0 | 0 | 0 | 0 | 0 | 0 | 0 | 0 | 0 | 0 | 0 | 0 | 0 | 0 | 0
F4_Commercial_WA - College_New_Water Heating_Natural Gas_Commercial Laundry - Ozone Treatment_A_Achievable Economic UCT Potential | F4 | Commercial | WA - College | New | Water Heating | Natural Gas | Commercial Laundry - Ozone Treatment | A | Incremental Energy Savings (MWh or mTherms) | Achievable Economic UCT Potential | 0 | 0 | 0 | 0 | 0 | 0 | 0 | 0 | 0 | 0 | 0 | 0 | 0 | 0 | 0 | 0 | 0 | 0 | 0 | 0 | 0 | 0 | 0 | 0 | 0 | 0 | 0
F5_Commercial_WA - College_New_Water Heating_Natural Gas_Commercial Laundry - Ozone Treatment_A_Achievable Economic UCT Potential | F5 | Commercial | WA - College | New | Water Heating | Natural Gas | Commercial Laundry - Ozone Treatment | A | Incremental Summer Peak Savings (MW) | Achievable Economic UCT Potential | 0 | 0 | 0 | 0 | 0 | 0 | 0 | 0 | 0 | 0 | 0 | 0 | 0 | 0 | 0 | 0 | 0 | 0 | 0 | 0 | 0 | 0 | 0 | 0 | 0 | 0 | 0
F6_Commercial_WA - College_New_Water Heating_Natural Gas_Commercial Laundry - Ozone Treatment_A_Achievable Economic UCT Potential | F6 | Commercial | WA - College | New | Water Heating | Natural Gas | Commercial Laundry - Ozone Treatment | A | Incremental Winter Peak Savings (MW) | Achievable Economic UCT Potential | 0 | 0 | 0 | 0 | 0 | 0 | 0 | 0 | 0 | 0 | 0 | 0 | 0 | 0 | 0 | 0 | 0 | 0 | 0 | 0 | 0 | 0 | 0 | 0 | 0 | 0 | 0
F7_Commercial_WA - College_New_Water Heating_Natural Gas_Commercial Laundry - Ozone Treatment_A_Achievable Economic UCT Potential | F7 | Commercial | WA - College | New | Water Heating | Natural Gas | Commercial Laundry - Ozone Treatment | A | Cumulative Energy Savings (MWh or mTherms) | Achievable Economic UCT Potential | 0 | 0 | 0 | 0 | 0 | 0 | 0 | 0 | 0 | 0 | 0 | 0 | 0 | 0 | 0 | 0 | 0 | 0 | 0 | 0 | 0 | 0 | 0 | 0 | 0 | 0 | 0
F8_Commercial_WA - College_New_Water Heating_Natural Gas_Commercial Laundry - Ozone Treatment_A_Achievable Economic UCT Potential | F8 | Commercial | WA - College | New | Water Heating | Natural Gas | Commercial Laundry - Ozone Treatment | A | Cumulative Summer Peak Savings (MW) | Achievable Economic UCT Potential | 0 | 0 | 0 | 0 | 0 | 0 | 0 | 0 | 0 | 0 | 0 | 0 | 0 | 0 | 0 | 0 | 0 | 0 | 0 | 0 | 0 | 0 | 0 | 0 | 0 | 0 | 0
F9_Commercial_WA - College_New_Water Heating_Natural Gas_Commercial Laundry - Ozone Treatment_A_Achievable Economic UCT Potential | F9 | Commercial | WA - College | New | Water Heating | Natural Gas | Commercial Laundry - Ozone Treatment | A | Cumulative Winter Peak Savings (MW) | Achievable Economic UCT Potential | 0 | 0 | 0 | 0 | 0 | 0 | 0 | 0 | 0 | 0 | 0 | 0 | 0 | 0 | 0 | 0 | 0 | 0 | 0 | 0 | 0 | 0 | 0 | 0 | 0 | 0 | 0
F10_Commercial_WA - College_New_Water Heating_Natural Gas_Commercial Laundry - Ozone Treatment_A_Achievable Economic UCT Potential | F10 | Commercial | WA - College | New | Water Heating | Natural Gas | Commercial Laundry - Ozone Treatment | A | Purchases (Incremental) | Achievable Economic UCT Potential | 0 | 0 | 0 | 0 | 0 | 0 | 0 | 0 | 0 | 0 | 0 | 0 | 0 | 0 | 0 | 0 | 0 | 0 | 0 | 0 | 0 | 0 | 0 | 0 | 0 | 0 | 0
F11_Commercial_WA - College_New_Water Heating_Natural Gas_Commercial Laundry - Ozone Treatment_A_Achievable Economic UCT Potential | F11 | Commercial | WA - College | New | Water Heating | Natural Gas | Commercial Laundry - Ozone Treatment | A | Purchases (Cumulative) | Achievable Economic UCT Potential | 0 | 0 | 0 | 0 | 0 | 0 | 0 | 0 | 0 | 0 | 0 | 0 | 0 | 0 | 0 | 0 | 0 | 0 | 0 | 0 | 0 | 0 | 0 | 0 | 0 | 0 | 0
F1_Commercial_WA - College_New_Water Heating_Natural Gas_Commercial Laundry - ENERGY STAR Washer_A_Achievable Economic UCT Potential | F1 | Commercial | WA - College | New | Water Heating | Natural Gas | Commercial Laundry - ENERGY STAR Washer | A | Integrated Unit Energy Savings (kWh or therms) | Achievable Economic UCT Potential | 0 | 0 | 0 | 0 | 0 | 0 | 0 | 0 | 0 | 0 | 0 | 0 | 0 | 0 | 0 | 0 | 0 | 0 | 0 | 0 | 0 | 0 | 0 | 0 | 0 | 0 | 0
F2_Commercial_WA - College_New_Water Heating_Natural Gas_Commercial Laundry - ENERGY STAR Washer_A_Achievable Economic UCT Potential | F2 | Commercial | WA - College | New | Water Heating | Natural Gas | Commercial Laundry - ENERGY STAR Washer | A | Integrated Unit Summer Peak Savings (kW) | Achievable Economic UCT Potential | 0 | 0 | 0 | 0 | 0 | 0 | 0 | 0 | 0 | 0 | 0 | 0 | 0 | 0 | 0 | 0 | 0 | 0 | 0 | 0 | 0 | 0 | 0 | 0 | 0 | 0 | 0
F3_Commercial_WA - College_New_Water Heating_Natural Gas_Commercial Laundry - ENERGY STAR Washer_A_Achievable Economic UCT Potential | F3 | Commercial | WA - College | New | Water Heating | Natural Gas | Commercial Laundry - ENERGY STAR Washer | A | Integrated Unit Winter Peak Savings (kW) | Achievable Economic UCT Potential | 0 | 0 | 0 | 0 | 0 | 0 | 0 | 0 | 0 | 0 | 0 | 0 | 0 | 0 | 0 | 0 | 0 | 0 | 0 | 0 | 0 | 0 | 0 | 0 | 0 | 0 | 0
F4_Commercial_WA - College_New_Water Heating_Natural Gas_Commercial Laundry - ENERGY STAR Washer_A_Achievable Economic UCT Potential | F4 | Commercial | WA - College | New | Water Heating | Natural Gas | Commercial Laundry - ENERGY STAR Washer | A | Incremental Energy Savings (MWh or mTherms) | Achievable Economic UCT Potential | 0 | 0 | 0 | 0 | 0 | 0 | 0 | 0 | 0 | 0 | 0 | 0 | 0 | 0 | 0 | 0 | 0 | 0 | 0 | 0 | 0 | 0 | 0 | 0 | 0 | 0 | 0
F5_Commercial_WA - College_New_Water Heating_Natural Gas_Commercial Laundry - ENERGY STAR Washer_A_Achievable Economic UCT Potential | F5 | Commercial | WA - College | New | Water Heating | Natural Gas | Commercial Laundry - ENERGY STAR Washer | A | Incremental Summer Peak Savings (MW) | Achievable Economic UCT Potential | 0 | 0 | 0 | 0 | 0 | 0 | 0 | 0 | 0 | 0 | 0 | 0 | 0 | 0 | 0 | 0 | 0 | 0 | 0 | 0 | 0 | 0 | 0 | 0 | 0 | 0 | 0
F6_Commercial_WA - College_New_Water Heating_Natural Gas_Commercial Laundry - ENERGY STAR Washer_A_Achievable Economic UCT Potential | F6 | Commercial | WA - College | New | Water Heating | Natural Gas | Commercial Laundry - ENERGY STAR Washer | A | Incremental Winter Peak Savings (MW) | Achievable Economic UCT Potential | 0 | 0 | 0 | 0 | 0 | 0 | 0 | 0 | 0 | 0 | 0 | 0 | 0 | 0 | 0 | 0 | 0 | 0 | 0 | 0 | 0 | 0 | 0 | 0 | 0 | 0 | 0
F7_Commercial_WA - College_New_Water Heating_Natural Gas_Commercial Laundry - ENERGY STAR Washer_A_Achievable Economic UCT Potential | F7 | Commercial | WA - College | New | Water Heating | Natural Gas | Commercial Laundry - ENERGY STAR Washer | A | Cumulative Energy Savings (MWh or mTherms) | Achievable Economic UCT Potential | 0 | 0 | 0 | 0 | 0 | 0 | 0 | 0 | 0 | 0 | 0 | 0 | 0 | 0 | 0 | 0 | 0 | 0 | 0 | 0 | 0 | 0 | 0 | 0 | 0 | 0 | 0
F8_Commercial_WA - College_New_Water Heating_Natural Gas_Commercial Laundry - ENERGY STAR Washer_A_Achievable Economic UCT Potential | F8 | Commercial | WA - College | New | Water Heating | Natural Gas | Commercial Laundry - ENERGY STAR Washer | A | Cumulative Summer Peak Savings (MW) | Achievable Economic UCT Potential | 0 | 0 | 0 | 0 | 0 | 0 | 0 | 0 | 0 | 0 | 0 | 0 | 0 | 0 | 0 | 0 | 0 | 0 | 0 | 0 | 0 | 0 | 0 | 0 | 0 | 0 | 0
F9_Commercial_WA - College_New_Water Heating_Natural Gas_Commercial Laundry - ENERGY STAR Washer_A_Achievable Economic UCT Potential | F9 | Commercial | WA - College | New | Water Heating | Natural Gas | Commercial Laundry - ENERGY STAR Washer | A | Cumulative Winter Peak Savings (MW) | Achievable Economic UCT Potential | 0 | 0 | 0 | 0 | 0 | 0 | 0 | 0 | 0 | 0 | 0 | 0 | 0 | 0 | 0 | 0 | 0 | 0 | 0 | 0 | 0 | 0 | 0 | 0 | 0 | 0 | 0
F10_Commercial_WA - College_New_Water Heating_Natural Gas_Commercial Laundry - ENERGY STAR Washer_A_Achievable Economic UCT Potential | F10 | Commercial | WA - College | New | Water Heating | Natural Gas | Commercial Laundry - ENERGY STAR Washer | A | Purchases (Incremental) | Achievable Economic UCT Potential | 0 | 0 | 0 | 0 | 0 | 0 | 0 | 0 | 0 | 0 | 0 | 0 | 0 | 0 | 0 | 0 | 0 | 0 | 0 | 0 | 0 | 0 | 0 | 0 | 0 | 0 | 0
F11_Commercial_WA - College_New_Water Heating_Natural Gas_Commercial Laundry - ENERGY STAR Washer_A_Achievable Economic UCT Potential | F11 | Commercial | WA - College | New | Water Heating | Natural Gas | Commercial Laundry - ENERGY STAR Washer | A | Purchases (Cumulative) | Achievable Economic UCT Potential | 0 | 0 | 0 | 0 | 0 | 0 | 0 | 0 | 0 | 0 | 0 | 0 | 0 | 0 | 0 | 0 | 0 | 0 | 0 | 0 | 0 | 0 | 0 | 0 | 0 | 0 | 0
F1_Commercial_WA - College_New_Water Heating_Natural Gas_Water Heater - Efficient Dishwasher_A_Achievable Economic UCT Potential | F1 | Commercial | WA - College | New | Water Heating | Natural Gas | Water Heater - Efficient Dishwasher | A | Integrated Unit Energy Savings (kWh or therms) | Achievable Economic UCT Potential | 0 | 0 | 0 | 0 | 0 | 0 | 0 | 0 | 0 | 0 | 0 | 0 | 0 | 0 | 0 | 0 | 0 | 0 | 0 | 0 | 0 | 0 | 0 | 0 | 0 | 0 | 0
F2_Commercial_WA - College_New_Water Heating_Natural Gas_Water Heater - Efficient Dishwasher_A_Achievable Economic UCT Potential | F2 | Commercial | WA - College | New | Water Heating | Natural Gas | Water Heater - Efficient Dishwasher | A | Integrated Unit Summer Peak Savings (kW) | Achievable Economic UCT Potential | 0 | 0 | 0 | 0 | 0 | 0 | 0 | 0 | 0 | 0 | 0 | 0 | 0 | 0 | 0 | 0 | 0 | 0 | 0 | 0 | 0 | 0 | 0 | 0 | 0 | 0 | 0
F3_Commercial_WA - College_New_Water Heating_Natural Gas_Water Heater - Efficient Dishwasher_A_Achievable Economic UCT Potential | F3 | Commercial | WA - College | New | Water Heating | Natural Gas | Water Heater - Efficient Dishwasher | A | Integrated Unit Winter Peak Savings (kW) | Achievable Economic UCT Potential | 0 | 0 | 0 | 0 | 0 | 0 | 0 | 0 | 0 | 0 | 0 | 0 | 0 | 0 | 0 | 0 | 0 | 0 | 0 | 0 | 0 | 0 | 0 | 0 | 0 | 0 | 0
F4_Commercial_WA - College_New_Water Heating_Natural Gas_Water Heater - Efficient Dishwasher_A_Achievable Economic UCT Potential | F4 | Commercial | WA - College | New | Water Heating | Natural Gas | Water Heater - Efficient Dishwasher | A | Incremental Energy Savings (MWh or mTherms) | Achievable Economic UCT Potential | 0 | 0 | 0 | 0 | 0 | 0 | 0 | 0 | 0 | 0 | 0 | 0 | 0 | 0 | 0 | 0 | 0 | 0 | 0 | 0 | 0 | 0 | 0 | 0 | 0 | 0 | 0
F5_Commercial_WA - College_New_Water Heating_Natural Gas_Water Heater - Efficient Dishwasher_A_Achievable Economic UCT Potential | F5 | Commercial | WA - College | New | Water Heating | Natural Gas | Water Heater - Efficient Dishwasher | A | Incremental Summer Peak Savings (MW) | Achievable Economic UCT Potential | 0 | 0 | 0 | 0 | 0 | 0 | 0 | 0 | 0 | 0 | 0 | 0 | 0 | 0 | 0 | 0 | 0 | 0 | 0 | 0 | 0 | 0 | 0 | 0 | 0 | 0 | 0
F6_Commercial_WA - College_New_Water Heating_Natural Gas_Water Heater - Efficient Dishwasher_A_Achievable Economic UCT Potential | F6 | Commercial | WA - College | New | Water Heating | Natural Gas | Water Heater - Efficient Dishwasher | A | Incremental Winter Peak Savings (MW) | Achievable Economic UCT Potential | 0 | 0 | 0 | 0 | 0 | 0 | 0 | 0 | 0 | 0 | 0 | 0 | 0 | 0 | 0 | 0 | 0 | 0 | 0 | 0 | 0 | 0 | 0 | 0 | 0 | 0 | 0
F7_Commercial_WA - College_New_Water Heating_Natural Gas_Water Heater - Efficient Dishwasher_A_Achievable Economic UCT Potential | F7 | Commercial | WA - College | New | Water Heating | Natural Gas | Water Heater - Efficient Dishwasher | A | Cumulative Energy Savings (MWh or mTherms) | Achievable Economic UCT Potential | 0 | 0 | 0 | 0 | 0 | 0 | 0 | 0 | 0 | 0 | 0 | 0 | 0 | 0 | 0 | 0 | 0 | 0 | 0 | 0 | 0 | 0 | 0 | 0 | 0 | 0 | 0
F8_Commercial_WA - College_New_Water Heating_Natural Gas_Water Heater - Efficient Dishwasher_A_Achievable Economic UCT Potential | F8 | Commercial | WA - College | New | Water Heating | Natural Gas | Water Heater - Efficient Dishwasher | A | Cumulative Summer Peak Savings (MW) | Achievable Economic UCT Potential | 0 | 0 | 0 | 0 | 0 | 0 | 0 | 0 | 0 | 0 | 0 | 0 | 0 | 0 | 0 | 0 | 0 | 0 | 0 | 0 | 0 | 0 | 0 | 0 | 0 | 0 | 0
F9_Commercial_WA - College_New_Water Heating_Natural Gas_Water Heater - Efficient Dishwasher_A_Achievable Economic UCT Potential | F9 | Commercial | WA - College | New | Water Heating | Natural Gas | Water Heater - Efficient Dishwasher | A | Cumulative Winter Peak Savings (MW) | Achievable Economic UCT Potential | 0 | 0 | 0 | 0 | 0 | 0 | 0 | 0 | 0 | 0 | 0 | 0 | 0 | 0 | 0 | 0 | 0 | 0 | 0 | 0 | 0 | 0 | 0 | 0 | 0 | 0 | 0
F10_Commercial_WA - College_New_Water Heating_Natural Gas_Water Heater - Efficient Dishwasher_A_Achievable Economic UCT Potential | F10 | Commercial | WA - College | New | Water Heating | Natural Gas | Water Heater - Efficient Dishwasher | A | Purchases (Incremental) | Achievable Economic UCT Potential | 0 | 0 | 0 | 0 | 0 | 0 | 0 | 0 | 0 | 0 | 0 | 0 | 0 | 0 | 0 | 0 | 0 | 0 | 0 | 0 | 0 | 0 | 0 | 0 | 0 | 0 | 0
F11_Commercial_WA - College_New_Water Heating_Natural Gas_Water Heater - Efficient Dishwasher_A_Achievable Economic UCT Potential | F11 | Commercial | WA - College | New | Water Heating | Natural Gas | Water Heater - Efficient Dishwasher | A | Purchases (Cumulative) | Achievable Economic UCT Potential | 0 | 0 | 0 | 0 | 0 | 0 | 0 | 0 | 0 | 0 | 0 | 0 | 0 | 0 | 0 | 0 | 0 | 0 | 0 | 0 | 0 | 0 | 0 | 0 | 0 | 0 | 0
F1_Commercial_WA - College_New_Water Heating_Natural Gas_Commercial Laundry - Alternative Dry-Cleaning Methods_A_Achievable Economic UCT Potential | F1 | Commercial | WA - College | New | Water Heating | Natural Gas | Commercial Laundry - Alternative Dry-Cleaning Methods | A | Integrated Unit Energy Savings (kWh or therms) | Achievable Economic UCT Potential | 0 | 0 | 0 | 0 | 0 | 0 | 0 | 0 | 0 | 0 | 0 | 0 | 0 | 0 | 0 | 0 | 0 | 0 | 0 | 0 | 0 | 0 | 0 | 0 | 0 | 0 | 0
F2_Commercial_WA - College_New_Water Heating_Natural Gas_Commercial Laundry - Alternative Dry-Cleaning Methods_A_Achievable Economic UCT Potential | F2 | Commercial | WA - College | New | Water Heating | Natural Gas | Commercial Laundry - Alternative Dry-Cleaning Methods | A | Integrated Unit Summer Peak Savings (kW) | Achievable Economic UCT Potential | 0 | 0 | 0 | 0 | 0 | 0 | 0 | 0 | 0 | 0 | 0 | 0 | 0 | 0 | 0 | 0 | 0 | 0 | 0 | 0 | 0 | 0 | 0 | 0 | 0 | 0 | 0
F3_Commercial_WA - College_New_Water Heating_Natural Gas_Commercial Laundry - Alternative Dry-Cleaning Methods_A_Achievable Economic UCT Potential | F3 | Commercial | WA - College | New | Water Heating | Natural Gas | Commercial Laundry - Alternative Dry-Cleaning Methods | A | Integrated Unit Winter Peak Savings (kW) | Achievable Economic UCT Potential | 0 | 0 | 0 | 0 | 0 | 0 | 0 | 0 | 0 | 0 | 0 | 0 | 0 | 0 | 0 | 0 | 0 | 0 | 0 | 0 | 0 | 0 | 0 | 0 | 0 | 0 | 0
F4_Commercial_WA - College_New_Water Heating_Natural Gas_Commercial Laundry - Alternative Dry-Cleaning Methods_A_Achievable Economic UCT Potential | F4 | Commercial | WA - College | New | Water Heating | Natural Gas | Commercial Laundry - Alternative Dry-Cleaning Methods | A | Incremental Energy Savings (MWh or mTherms) | Achievable Economic UCT Potential | 0 | 0 | 0 | 0 | 0 | 0 | 0 | 0 | 0 | 0 | 0 | 0 | 0 | 0 | 0 | 0 | 0 | 0 | 0 | 0 | 0 | 0 | 0 | 0 | 0 | 0 | 0
F5_Commercial_WA - College_New_Water Heating_Natural Gas_Commercial Laundry - Alternative Dry-Cleaning Methods_A_Achievable Economic UCT Potential | F5 | Commercial | WA - College | New | Water Heating | Natural Gas | Commercial Laundry - Alternative Dry-Cleaning Methods | A | Incremental Summer Peak Savings (MW) | Achievable Economic UCT Potential | 0 | 0 | 0 | 0 | 0 | 0 | 0 | 0 | 0 | 0 | 0 | 0 | 0 | 0 | 0 | 0 | 0 | 0 | 0 | 0 | 0 | 0 | 0 | 0 | 0 | 0 | 0
F6_Commercial_WA - College_New_Water Heating_Natural Gas_Commercial Laundry - Alternative Dry-Cleaning Methods_A_Achievable Economic UCT Potential | F6 | Commercial | WA - College | New | Water Heating | Natural Gas | Commercial Laundry - Alternative Dry-Cleaning Methods | A | Incremental Winter Peak Savings (MW) | Achievable Economic UCT Potential | 0 | 0 | 0 | 0 | 0 | 0 | 0 | 0 | 0 | 0 | 0 | 0 | 0 | 0 | 0 | 0 | 0 | 0 | 0 | 0 | 0 | 0 | 0 | 0 | 0 | 0 | 0
F7_Commercial_WA - College_New_Water Heating_Natural Gas_Commercial Laundry - Alternative Dry-Cleaning Methods_A_Achievable Economic UCT Potential | F7 | Commercial | WA - College | New | Water Heating | Natural Gas | Commercial Laundry - Alternative Dry-Cleaning Methods | A | Cumulative Energy Savings (MWh or mTherms) | Achievable Economic UCT Potential | 0 | 0 | 0 | 0 | 0 | 0 | 0 | 0 | 0 | 0 | 0 | 0 | 0 | 0 | 0 | 0 | 0 | 0 | 0 | 0 | 0 | 0 | 0 | 0 | 0 | 0 | 0
F8_Commercial_WA - College_New_Water Heating_Natural Gas_Commercial Laundry - Alternative Dry-Cleaning Methods_A_Achievable Economic UCT Potential | F8 | Commercial | WA - College | New | Water Heating | Natural Gas | Commercial Laundry - Alternative Dry-Cleaning Methods | A | Cumulative Summer Peak Savings (MW) | Achievable Economic UCT Potential | 0 | 0 | 0 | 0 | 0 | 0 | 0 | 0 | 0 | 0 | 0 | 0 | 0 | 0 | 0 | 0 | 0 | 0 | 0 | 0 | 0 | 0 | 0 | 0 | 0 | 0 | 0
F9_Commercial_WA - College_New_Water Heating_Natural Gas_Commercial Laundry - Alternative Dry-Cleaning Methods_A_Achievable Economic UCT Potential | F9 | Commercial | WA - College | New | Water Heating | Natural Gas | Commercial Laundry - Alternative Dry-Cleaning Methods | A | Cumulative Winter Peak Savings (MW) | Achievable Economic UCT Potential | 0 | 0 | 0 | 0 | 0 | 0 | 0 | 0 | 0 | 0 | 0 | 0 | 0 | 0 | 0 | 0 | 0 | 0 | 0 | 0 | 0 | 0 | 0 | 0 | 0 | 0 | 0
F10_Commercial_WA - College_New_Water Heating_Natural Gas_Commercial Laundry - Alternative Dry-Cleaning Methods_A_Achievable Economic UCT Potential | F10 | Commercial | WA - College | New | Water Heating | Natural Gas | Commercial Laundry - Alternative Dry-Cleaning Methods | A | Purchases (Incremental) | Achievable Economic UCT Potential | 0 | 0 | 0 | 0 | 0 | 0 | 0 | 0 | 0 | 0 | 0 | 0 | 0 | 0 | 0 | 0 | 0 | 0 | 0 | 0 | 0 | 0 | 0 | 0 | 0 | 0 | 0
F11_Commercial_WA - College_New_Water Heating_Natural Gas_Commercial Laundry - Alternative Dry-Cleaning Methods_A_Achievable Economic UCT Potential | F11 | Commercial | WA - College | New | Water Heating | Natural Gas | Commercial Laundry - Alternative Dry-Cleaning Methods | A | Purchases (Cumulative) | Achievable Economic UCT Potential | 0 | 0 | 0 | 0 | 0 | 0 | 0 | 0 | 0 | 0 | 0 | 0 | 0 | 0 | 0 | 0 | 0 | 0 | 0 | 0 | 0 | 0 | 0 | 0 | 0 | 0 | 0
F1_Commercial_WA - College_New_Space Heating_Natural Gas_Advanced Kitchen Ventilation Controls_A_Achievable Economic UCT Potential | F1 | Commercial | WA - College | New | Space Heating | Natural Gas | Advanced Kitchen Ventilation Controls | A | Integrated Unit Energy Savings (kWh or therms) | Achievable Economic UCT Potential | 0 | 0 | 0 | 0 | 0 | 0 | 0 | 0 | 0 | 0 | 0 | 0 | 0 | 0 | 0 | 0 | 0 | 0 | 0 | 0 | 0 | 0 | 0 | 0 | 0 | 0 | 0
F2_Commercial_WA - College_New_Space Heating_Natural Gas_Advanced Kitchen Ventilation Controls_A_Achievable Economic UCT Potential | F2 | Commercial | WA - College | New | Space Heating | Natural Gas | Advanced Kitchen Ventilation Controls | A | Integrated Unit Summer Peak Savings (kW) | Achievable Economic UCT Potential | 0 | 0 | 0 | 0 | 0 | 0 | 0 | 0 | 0 | 0 | 0 | 0 | 0 | 0 | 0 | 0 | 0 | 0 | 0 | 0 | 0 | 0 | 0 | 0 | 0 | 0 | 0
F3_Commercial_WA - College_New_Space Heating_Natural Gas_Advanced Kitchen Ventilation Controls_A_Achievable Economic UCT Potential | F3 | Commercial | WA - College | New | Space Heating | Natural Gas | Advanced Kitchen Ventilation Controls | A | Integrated Unit Winter Peak Savings (kW) | Achievable Economic UCT Potential | 0 | 0 | 0 | 0 | 0 | 0 | 0 | 0 | 0 | 0 | 0 | 0 | 0 | 0 | 0 | 0 | 0 | 0 | 0 | 0 | 0 | 0 | 0 | 0 | 0 | 0 | 0
F4_Commercial_WA - College_New_Space Heating_Natural Gas_Advanced Kitchen Ventilation Controls_A_Achievable Economic UCT Potential | F4 | Commercial | WA - College | New | Space Heating | Natural Gas | Advanced Kitchen Ventilation Controls | A | Incremental Energy Savings (MWh or mTherms) | Achievable Economic UCT Potential | 0 | 0 | 0 | 0 | 0 | 0 | 0 | 0 | 0 | 0 | 0 | 0 | 0 | 0 | 0 | 0 | 0 | 0 | 0 | 0 | 0 | 0 | 0 | 0 | 0 | 0 | 0
F5_Commercial_WA - College_New_Space Heating_Natural Gas_Advanced Kitchen Ventilation Controls_A_Achievable Economic UCT Potential | F5 | Commercial | WA - College | New | Space Heating | Natural Gas | Advanced Kitchen Ventilation Controls | A | Incremental Summer Peak Savings (MW) | Achievable Economic UCT Potential | 0 | 0 | 0 | 0 | 0 | 0 | 0 | 0 | 0 | 0 | 0 | 0 | 0 | 0 | 0 | 0 | 0 | 0 | 0 | 0 | 0 | 0 | 0 | 0 | 0 | 0 | 0
F6_Commercial_WA - College_New_Space Heating_Natural Gas_Advanced Kitchen Ventilation Controls_A_Achievable Economic UCT Potential | F6 | Commercial | WA - College | New | Space Heating | Natural Gas | Advanced Kitchen Ventilation Controls | A | Incremental Winter Peak Savings (MW) | Achievable Economic UCT Potential | 0 | 0 | 0 | 0 | 0 | 0 | 0 | 0 | 0 | 0 | 0 | 0 | 0 | 0 | 0 | 0 | 0 | 0 | 0 | 0 | 0 | 0 | 0 | 0 | 0 | 0 | 0
F7_Commercial_WA - College_New_Space Heating_Natural Gas_Advanced Kitchen Ventilation Controls_A_Achievable Economic UCT Potential | F7 | Commercial | WA - College | New | Space Heating | Natural Gas | Advanced Kitchen Ventilation Controls | A | Cumulative Energy Savings (MWh or mTherms) | Achievable Economic UCT Potential | 0 | 0 | 0 | 0 | 0 | 0 | 0 | 0 | 0 | 0 | 0 | 0 | 0 | 0 | 0 | 0 | 0 | 0 | 0 | 0 | 0 | 0 | 0 | 0 | 0 | 0 | 0
F8_Commercial_WA - College_New_Space Heating_Natural Gas_Advanced Kitchen Ventilation Controls_A_Achievable Economic UCT Potential | F8 | Commercial | WA - College | New | Space Heating | Natural Gas | Advanced Kitchen Ventilation Controls | A | Cumulative Summer Peak Savings (MW) | Achievable Economic UCT Potential | 0 | 0 | 0 | 0 | 0 | 0 | 0 | 0 | 0 | 0 | 0 | 0 | 0 | 0 | 0 | 0 | 0 | 0 | 0 | 0 | 0 | 0 | 0 | 0 | 0 | 0 | 0
F9_Commercial_WA - College_New_Space Heating_Natural Gas_Advanced Kitchen Ventilation Controls_A_Achievable Economic UCT Potential | F9 | Commercial | WA - College | New | Space Heating | Natural Gas | Advanced Kitchen Ventilation Controls | A | Cumulative Winter Peak Savings (MW) | Achievable Economic UCT Potential | 0 | 0 | 0 | 0 | 0 | 0 | 0 | 0 | 0 | 0 | 0 | 0 | 0 | 0 | 0 | 0 | 0 | 0 | 0 | 0 | 0 | 0 | 0 | 0 | 0 | 0 | 0
F10_Commercial_WA - College_New_Space Heating_Natural Gas_Advanced Kitchen Ventilation Controls_A_Achievable Economic UCT Potential | F10 | Commercial | WA - College | New | Space Heating | Natural Gas | Advanced Kitchen Ventilation Controls | A | Purchases (Incremental) | Achievable Economic UCT Potential | 0 | 0 | 0 | 0 | 0 | 0 | 0 | 0 | 0 | 0 | 0 | 0 | 0 | 0 | 0 | 0 | 0 | 0 | 0 | 0 | 0 | 0 | 0 | 0 | 0 | 0 | 0
F11_Commercial_WA - College_New_Space Heating_Natural Gas_Advanced Kitchen Ventilation Controls_A_Achievable Economic UCT Potential | F11 | Commercial | WA - College | New | Space Heating | Natural Gas | Advanced Kitchen Ventilation Controls | A | Purchases (Cumulative) | Achievable Economic UCT Potential | 0 | 0 | 0 | 0 | 0 | 0 | 0 | 0 | 0 | 0 | 0 | 0 | 0 | 0 | 0 | 0 | 0 | 0 | 0 | 0 | 0 | 0 | 0 | 0 | 0 | 0 | 0
F1_Commercial_WA - College_New_Space Heating_Natural Gas_Infiltration Control - Loading Dock Sealing_A_Achievable Economic UCT Potential | F1 | Commercial | WA - College | New | Space Heating | Natural Gas | Infiltration Control - Loading Dock Sealing | A | Integrated Unit Energy Savings (kWh or therms) | Achievable Economic UCT Potential | 0 | 0 | 0 | 0 | 0 | 0 | 0 | 0 | 0 | 0 | 0 | 0 | 0 | 0 | 0 | 0 | 0 | 0 | 0 | 0 | 0 | 0 | 0 | 0 | 0 | 0 | 0
F2_Commercial_WA - College_New_Space Heating_Natural Gas_Infiltration Control - Loading Dock Sealing_A_Achievable Economic UCT Potential | F2 | Commercial | WA - College | New | Space Heating | Natural Gas | Infiltration Control - Loading Dock Sealing | A | Integrated Unit Summer Peak Savings (kW) | Achievable Economic UCT Potential | 0 | 0 | 0 | 0 | 0 | 0 | 0 | 0 | 0 | 0 | 0 | 0 | 0 | 0 | 0 | 0 | 0 | 0 | 0 | 0 | 0 | 0 | 0 | 0 | 0 | 0 | 0
F3_Commercial_WA - College_New_Space Heating_Natural Gas_Infiltration Control - Loading Dock Sealing_A_Achievable Economic UCT Potential | F3 | Commercial | WA - College | New | Space Heating | Natural Gas | Infiltration Control - Loading Dock Sealing | A | Integrated Unit Winter Peak Savings (kW) | Achievable Economic UCT Potential | 0 | 0 | 0 | 0 | 0 | 0 | 0 | 0 | 0 | 0 | 0 | 0 | 0 | 0 | 0 | 0 | 0 | 0 | 0 | 0 | 0 | 0 | 0 | 0 | 0 | 0 | 0
F4_Commercial_WA - College_New_Space Heating_Natural Gas_Infiltration Control - Loading Dock Sealing_A_Achievable Economic UCT Potential | F4 | Commercial | WA - College | New | Space Heating | Natural Gas | Infiltration Control - Loading Dock Sealing | A | Incremental Energy Savings (MWh or mTherms) | Achievable Economic UCT Potential | 0 | 0 | 0 | 0 | 0 | 0 | 0 | 0 | 0 | 0 | 0 | 0 | 0 | 0 | 0 | 0 | 0 | 0 | 0 | 0 | 0 | 0 | 0 | 0 | 0 | 0 | 0
F5_Commercial_WA - College_New_Space Heating_Natural Gas_Infiltration Control - Loading Dock Sealing_A_Achievable Economic UCT Potential | F5 | Commercial | WA - College | New | Space Heating | Natural Gas | Infiltration Control - Loading Dock Sealing | A | Incremental Summer Peak Savings (MW) | Achievable Economic UCT Potential | 0 | 0 | 0 | 0 | 0 | 0 | 0 | 0 | 0 | 0 | 0 | 0 | 0 | 0 | 0 | 0 | 0 | 0 | 0 | 0 | 0 | 0 | 0 | 0 | 0 | 0 | 0
F6_Commercial_WA - College_New_Space Heating_Natural Gas_Infiltration Control - Loading Dock Sealing_A_Achievable Economic UCT Potential | F6 | Commercial | WA - College | New | Space Heating | Natural Gas | Infiltration Control - Loading Dock Sealing | A | Incremental Winter Peak Savings (MW) | Achievable Economic UCT Potential | 0 | 0 | 0 | 0 | 0 | 0 | 0 | 0 | 0 | 0 | 0 | 0 | 0 | 0 | 0 | 0 | 0 | 0 | 0 | 0 | 0 | 0 | 0 | 0 | 0 | 0 | 0
F7_Commercial_WA - College_New_Space Heating_Natural Gas_Infiltration Control - Loading Dock Sealing_A_Achievable Economic UCT Potential | F7 | Commercial | WA - College | New | Space Heating | Natural Gas | Infiltration Control - Loading Dock Sealing | A | Cumulative Energy Savings (MWh or mTherms) | Achievable Economic UCT Potential | 0 | 0 | 0 | 0 | 0 | 0 | 0 | 0 | 0 | 0 | 0 | 0 | 0 | 0 | 0 | 0 | 0 | 0 | 0 | 0 | 0 | 0 | 0 | 0 | 0 | 0 | 0
F8_Commercial_WA - College_New_Space Heating_Natural Gas_Infiltration Control - Loading Dock Sealing_A_Achievable Economic UCT Potential | F8 | Commercial | WA - College | New | Space Heating | Natural Gas | Infiltration Control - Loading Dock Sealing | A | Cumulative Summer Peak Savings (MW) | Achievable Economic UCT Potential | 0 | 0 | 0 | 0 | 0 | 0 | 0 | 0 | 0 | 0 | 0 | 0 | 0 | 0 | 0 | 0 | 0 | 0 | 0 | 0 | 0 | 0 | 0 | 0 | 0 | 0 | 0
F9_Commercial_WA - College_New_Space Heating_Natural Gas_Infiltration Control - Loading Dock Sealing_A_Achievable Economic UCT Potential | F9 | Commercial | WA - College | New | Space Heating | Natural Gas | Infiltration Control - Loading Dock Sealing | A | Cumulative Winter Peak Savings (MW) | Achievable Economic UCT Potential | 0 | 0 | 0 | 0 | 0 | 0 | 0 | 0 | 0 | 0 | 0 | 0 | 0 | 0 | 0 | 0 | 0 | 0 | 0 | 0 | 0 | 0 | 0 | 0 | 0 | 0 | 0
F10_Commercial_WA - College_New_Space Heating_Natural Gas_Infiltration Control - Loading Dock Sealing_A_Achievable Economic UCT Potential | F10 | Commercial | WA - College | New | Space Heating | Natural Gas | Infiltration Control - Loading Dock Sealing | A | Purchases (Incremental) | Achievable Economic UCT Potential | 0 | 0 | 0 | 0 | 0 | 0 | 0 | 0 | 0 | 0 | 0 | 0 | 0 | 0 | 0 | 0 | 0 | 0 | 0 | 0 | 0 | 0 | 0 | 0 | 0 | 0 | 0
F11_Commercial_WA - College_New_Space Heating_Natural Gas_Infiltration Control - Loading Dock Sealing_A_Achievable Economic UCT Potential | F11 | Commercial | WA - College | New | Space Heating | Natural Gas | Infiltration Control - Loading Dock Sealing | A | Purchases (Cumulative) | Achievable Economic UCT Potential | 0 | 0 | 0 | 0 | 0 | 0 | 0 | 0 | 0 | 0 | 0 | 0 | 0 | 0 | 0 | 0 | 0 | 0 | 0 | 0 | 0 | 0 | 0 | 0 | 0 | 0 | 0
F1_Commercial_WA - College_New_Space Heating_Natural Gas_Greenhouse Heat Curtain_A_Achievable Economic UCT Potential | F1 | Commercial | WA - College | New | Space Heating | Natural Gas | Greenhouse Heat Curtain | A | Integrated Unit Energy Savings (kWh or therms) | Achievable Economic UCT Potential | 0 | 0 | 0 | 0 | 0 | 0 | 0 | 0 | 0 | 0 | 0 | 0 | 0 | 0 | 0 | 0 | 0 | 0 | 0 | 0 | 0 | 0 | 0 | 0 | 0 | 0 | 0
F2_Commercial_WA - College_New_Space Heating_Natural Gas_Greenhouse Heat Curtain_A_Achievable Economic UCT Potential | F2 | Commercial | WA - College | New | Space Heating | Natural Gas | Greenhouse Heat Curtain | A | Integrated Unit Summer Peak Savings (kW) | Achievable Economic UCT Potential | 0 | 0 | 0 | 0 | 0 | 0 | 0 | 0 | 0 | 0 | 0 | 0 | 0 | 0 | 0 | 0 | 0 | 0 | 0 | 0 | 0 | 0 | 0 | 0 | 0 | 0 | 0
F3_Commercial_WA - College_New_Space Heating_Natural Gas_Greenhouse Heat Curtain_A_Achievable Economic UCT Potential | F3 | Commercial | WA - College | New | Space Heating | Natural Gas | Greenhouse Heat Curtain | A | Integrated Unit Winter Peak Savings (kW) | Achievable Economic UCT Potential | 0 | 0 | 0 | 0 | 0 | 0 | 0 | 0 | 0 | 0 | 0 | 0 | 0 | 0 | 0 | 0 | 0 | 0 | 0 | 0 | 0 | 0 | 0 | 0 | 0 | 0 | 0
F4_Commercial_WA - College_New_Space Heating_Natural Gas_Greenhouse Heat Curtain_A_Achievable Economic UCT Potential | F4 | Commercial | WA - College | New | Space Heating | Natural Gas | Greenhouse Heat Curtain | A | Incremental Energy Savings (MWh or mTherms) | Achievable Economic UCT Potential | 0 | 0 | 0 | 0 | 0 | 0 | 0 | 0 | 0 | 0 | 0 | 0 | 0 | 0 | 0 | 0 | 0 | 0 | 0 | 0 | 0 | 0 | 0 | 0 | 0 | 0 | 0
F5_Commercial_WA - College_New_Space Heating_Natural Gas_Greenhouse Heat Curtain_A_Achievable Economic UCT Potential | F5 | Commercial | WA - College | New | Space Heating | Natural Gas | Greenhouse Heat Curtain | A | Incremental Summer Peak Savings (MW) | Achievable Economic UCT Potential | 0 | 0 | 0 | 0 | 0 | 0 | 0 | 0 | 0 | 0 | 0 | 0 | 0 | 0 | 0 | 0 | 0 | 0 | 0 | 0 | 0 | 0 | 0 | 0 | 0 | 0 | 0
F6_Commercial_WA - College_New_Space Heating_Natural Gas_Greenhouse Heat Curtain_A_Achievable Economic UCT Potential | F6 | Commercial | WA - College | New | Space Heating | Natural Gas | Greenhouse Heat Curtain | A | Incremental Winter Peak Savings (MW) | Achievable Economic UCT Potential | 0 | 0 | 0 | 0 | 0 | 0 | 0 | 0 | 0 | 0 | 0 | 0 | 0 | 0 | 0 | 0 | 0 | 0 | 0 | 0 | 0 | 0 | 0 | 0 | 0 | 0 | 0
F7_Commercial_WA - College_New_Space Heating_Natural Gas_Greenhouse Heat Curtain_A_Achievable Economic UCT Potential | F7 | Commercial | WA - College | New | Space Heating | Natural Gas | Greenhouse Heat Curtain | A | Cumulative Energy Savings (MWh or mTherms) | Achievable Economic UCT Potential | 0 | 0 | 0 | 0 | 0 | 0 | 0 | 0 | 0 | 0 | 0 | 0 | 0 | 0 | 0 | 0 | 0 | 0 | 0 | 0 | 0 | 0 | 0 | 0 | 0 | 0 | 0
F8_Commercial_WA - College_New_Space Heating_Natural Gas_Greenhouse Heat Curtain_A_Achievable Economic UCT Potential | F8 | Commercial | WA - College | New | Space Heating | Natural Gas | Greenhouse Heat Curtain | A | Cumulative Summer Peak Savings (MW) | Achievable Economic UCT Potential | 0 | 0 | 0 | 0 | 0 | 0 | 0 | 0 | 0 | 0 | 0 | 0 | 0 | 0 | 0 | 0 | 0 | 0 | 0 | 0 | 0 | 0 | 0 | 0 | 0 | 0 | 0
F9_Commercial_WA - College_New_Space Heating_Natural Gas_Greenhouse Heat Curtain_A_Achievable Economic UCT Potential | F9 | Commercial | WA - College | New | Space Heating | Natural Gas | Greenhouse Heat Curtain | A | Cumulative Winter Peak Savings (MW) | Achievable Economic UCT Potential | 0 | 0 | 0 | 0 | 0 | 0 | 0 | 0 | 0 | 0 | 0 | 0 | 0 | 0 | 0 | 0 | 0 | 0 | 0 | 0 | 0 | 0 | 0 | 0 | 0 | 0 | 0
F10_Commercial_WA - College_New_Space Heating_Natural Gas_Greenhouse Heat Curtain_A_Achievable Economic UCT Potential | F10 | Commercial | WA - College | New | Space Heating | Natural Gas | Greenhouse Heat Curtain | A | Purchases (Incremental) | Achievable Economic UCT Potential | 0 | 0 | 0 | 0 | 0 | 0 | 0 | 0 | 0 | 0 | 0 | 0 | 0 | 0 | 0 | 0 | 0 | 0 | 0 | 0 | 0 | 0 | 0 | 0 | 0 | 0 | 0
F11_Commercial_WA - College_New_Space Heating_Natural Gas_Greenhouse Heat Curtain_A_Achievable Economic UCT Potential | F11 | Commercial | WA - College | New | Space Heating | Natural Gas | Greenhouse Heat Curtain | A | Purchases (Cumulative) | Achievable Economic UCT Potential | 0 | 0 | 0 | 0 | 0 | 0 | 0 | 0 | 0 | 0 | 0 | 0 | 0 | 0 | 0 | 0 | 0 | 0 | 0 | 0 | 0 | 0 | 0 | 0 | 0 | 0 | 0
F1_Commercial_WA - College_New_Space Heating_Natural Gas_Ventilation - Parking Garages, Demand Controlled_A_Achievable Economic UCT Potential | F1 | Commercial | WA - College | New | Space Heating | Natural Gas | Ventilation - Parking Garages, Demand Controlled | A | Integrated Unit Energy Savings (kWh or therms) | Achievable Economic UCT Potential | 0 | 0 | 0 | 0 | 0 | 0 | 0 | 0 | 0 | 0 | 0 | 0 | 0 | 0 | 0 | 0 | 0 | 0 | 0 | 0 | 0 | 0 | 0 | 0 | 0 | 0 | 0
F2_Commercial_WA - College_New_Space Heating_Natural Gas_Ventilation - Parking Garages, Demand Controlled_A_Achievable Economic UCT Potential | F2 | Commercial | WA - College | New | Space Heating | Natural Gas | Ventilation - Parking Garages, Demand Controlled | A | Integrated Unit Summer Peak Savings (kW) | Achievable Economic UCT Potential | 0 | 0 | 0 | 0 | 0 | 0 | 0 | 0 | 0 | 0 | 0 | 0 | 0 | 0 | 0 | 0 | 0 | 0 | 0 | 0 | 0 | 0 | 0 | 0 | 0 | 0 | 0
F3_Commercial_WA - College_New_Space Heating_Natural Gas_Ventilation - Parking Garages, Demand Controlled_A_Achievable Economic UCT Potential | F3 | Commercial | WA - College | New | Space Heating | Natural Gas | Ventilation - Parking Garages, Demand Controlled | A | Integrated Unit Winter Peak Savings (kW) | Achievable Economic UCT Potential | 0 | 0 | 0 | 0 | 0 | 0 | 0 | 0 | 0 | 0 | 0 | 0 | 0 | 0 | 0 | 0 | 0 | 0 | 0 | 0 | 0 | 0 | 0 | 0 | 0 | 0 | 0
F4_Commercial_WA - College_New_Space Heating_Natural Gas_Ventilation - Parking Garages, Demand Controlled_A_Achievable Economic UCT Potential | F4 | Commercial | WA - College | New | Space Heating | Natural Gas | Ventilation - Parking Garages, Demand Controlled | A | Incremental Energy Savings (MWh or mTherms) | Achievable Economic UCT Potential | 0 | 0 | 0 | 0 | 0 | 0 | 0 | 0 | 0 | 0 | 0 | 0 | 0 | 0 | 0 | 0 | 0 | 0 | 0 | 0 | 0 | 0 | 0 | 0 | 0 | 0 | 0
F5_Commercial_WA - College_New_Space Heating_Natural Gas_Ventilation - Parking Garages, Demand Controlled_A_Achievable Economic UCT Potential | F5 | Commercial | WA - College | New | Space Heating | Natural Gas | Ventilation - Parking Garages, Demand Controlled | A | Incremental Summer Peak Savings (MW) | Achievable Economic UCT Potential | 0 | 0 | 0 | 0 | 0 | 0 | 0 | 0 | 0 | 0 | 0 | 0 | 0 | 0 | 0 | 0 | 0 | 0 | 0 | 0 | 0 | 0 | 0 | 0 | 0 | 0 | 0
F6_Commercial_WA - College_New_Space Heating_Natural Gas_Ventilation - Parking Garages, Demand Controlled_A_Achievable Economic UCT Potential | F6 | Commercial | WA - College | New | Space Heating | Natural Gas | Ventilation - Parking Garages, Demand Controlled | A | Incremental Winter Peak Savings (MW) | Achievable Economic UCT Potential | 0 | 0 | 0 | 0 | 0 | 0 | 0 | 0 | 0 | 0 | 0 | 0 | 0 | 0 | 0 | 0 | 0 | 0 | 0 | 0 | 0 | 0 | 0 | 0 | 0 | 0 | 0
F7_Commercial_WA - College_New_Space Heating_Natural Gas_Ventilation - Parking Garages, Demand Controlled_A_Achievable Economic UCT Potential | F7 | Commercial | WA - College | New | Space Heating | Natural Gas | Ventilation - Parking Garages, Demand Controlled | A | Cumulative Energy Savings (MWh or mTherms) | Achievable Economic UCT Potential | 0 | 0 | 0 | 0 | 0 | 0 | 0 | 0 | 0 | 0 | 0 | 0 | 0 | 0 | 0 | 0 | 0 | 0 | 0 | 0 | 0 | 0 | 0 | 0 | 0 | 0 | 0
F8_Commercial_WA - College_New_Space Heating_Natural Gas_Ventilation - Parking Garages, Demand Controlled_A_Achievable Economic UCT Potential | F8 | Commercial | WA - College | New | Space Heating | Natural Gas | Ventilation - Parking Garages, Demand Controlled | A | Cumulative Summer Peak Savings (MW) | Achievable Economic UCT Potential | 0 | 0 | 0 | 0 | 0 | 0 | 0 | 0 | 0 | 0 | 0 | 0 | 0 | 0 | 0 | 0 | 0 | 0 | 0 | 0 | 0 | 0 | 0 | 0 | 0 | 0 | 0
F9_Commercial_WA - College_New_Space Heating_Natural Gas_Ventilation - Parking Garages, Demand Controlled_A_Achievable Economic UCT Potential | F9 | Commercial | WA - College | New | Space Heating | Natural Gas | Ventilation - Parking Garages, Demand Controlled | A | Cumulative Winter Peak Savings (MW) | Achievable Economic UCT Potential | 0 | 0 | 0 | 0 | 0 | 0 | 0 | 0 | 0 | 0 | 0 | 0 | 0 | 0 | 0 | 0 | 0 | 0 | 0 | 0 | 0 | 0 | 0 | 0 | 0 | 0 | 0
F10_Commercial_WA - College_New_Space Heating_Natural Gas_Ventilation - Parking Garages, Demand Controlled_A_Achievable Economic UCT Potential | F10 | Commercial | WA - College | New | Space Heating | Natural Gas | Ventilation - Parking Garages, Demand Controlled | A | Purchases (Incremental) | Achievable Economic UCT Potential | 0 | 0 | 0 | 0 | 0 | 0 | 0 | 0 | 0 | 0 | 0 | 0 | 0 | 0 | 0 | 0 | 0 | 0 | 0 | 0 | 0 | 0 | 0 | 0 | 0 | 0 | 0
F11_Commercial_WA - College_New_Space Heating_Natural Gas_Ventilation - Parking Garages, Demand Controlled_A_Achievable Economic UCT Potential | F11 | Commercial | WA - College | New | Space Heating | Natural Gas | Ventilation - Parking Garages, Demand Controlled | A | Purchases (Cumulative) | Achievable Economic UCT Potential | 0 | 0 | 0 | 0 | 0 | 0 | 0 | 0 | 0 | 0 | 0 | 0 | 0 | 0 | 0 | 0 | 0 | 0 | 0 | 0 | 0 | 0 | 0 | 0 | 0 | 0 | 0
F1_Commercial_WA - College_New_Miscellaneous_Natural Gas_Pool Heater - Night Covers_A_Achievable Economic UCT Potential | F1 | Commercial | WA - College | New | Miscellaneous | Natural Gas | Pool Heater - Night Covers | A | Integrated Unit Energy Savings (kWh or therms) | Achievable Economic UCT Potential | 0 | 0 | 0 | 0 | 0 | 0 | 0 | 0 | 0 | 0 | 0 | 0 | 0 | 0 | 0 | 0 | 0 | 0 | 0 | 0 | 0 | 0 | 0 | 0 | 0 | 0 | 0
F2_Commercial_WA - College_New_Miscellaneous_Natural Gas_Pool Heater - Night Covers_A_Achievable Economic UCT Potential | F2 | Commercial | WA - College | New | Miscellaneous | Natural Gas | Pool Heater - Night Covers | A | Integrated Unit Summer Peak Savings (kW) | Achievable Economic UCT Potential | 0 | 0 | 0 | 0 | 0 | 0 | 0 | 0 | 0 | 0 | 0 | 0 | 0 | 0 | 0 | 0 | 0 | 0 | 0 | 0 | 0 | 0 | 0 | 0 | 0 | 0 | 0
F3_Commercial_WA - College_New_Miscellaneous_Natural Gas_Pool Heater - Night Covers_A_Achievable Economic UCT Potential | F3 | Commercial | WA - College | New | Miscellaneous | Natural Gas | Pool Heater - Night Covers | A | Integrated Unit Winter Peak Savings (kW) | Achievable Economic UCT Potential | 0 | 0 | 0 | 0 | 0 | 0 | 0 | 0 | 0 | 0 | 0 | 0 | 0 | 0 | 0 | 0 | 0 | 0 | 0 | 0 | 0 | 0 | 0 | 0 | 0 | 0 | 0
F4_Commercial_WA - College_New_Miscellaneous_Natural Gas_Pool Heater - Night Covers_A_Achievable Economic UCT Potential | F4 | Commercial | WA - College | New | Miscellaneous | Natural Gas | Pool Heater - Night Covers | A | Incremental Energy Savings (MWh or mTherms) | Achievable Economic UCT Potential | 0 | 0 | 0 | 0 | 0 | 0 | 0 | 0 | 0 | 0 | 0 | 0 | 0 | 0 | 0 | 0 | 0 | 0 | 0 | 0 | 0 | 0 | 0 | 0 | 0 | 0 | 0
F5_Commercial_WA - College_New_Miscellaneous_Natural Gas_Pool Heater - Night Covers_A_Achievable Economic UCT Potential | F5 | Commercial | WA - College | New | Miscellaneous | Natural Gas | Pool Heater - Night Covers | A | Incremental Summer Peak Savings (MW) | Achievable Economic UCT Potential | 0 | 0 | 0 | 0 | 0 | 0 | 0 | 0 | 0 | 0 | 0 | 0 | 0 | 0 | 0 | 0 | 0 | 0 | 0 | 0 | 0 | 0 | 0 | 0 | 0 | 0 | 0
F6_Commercial_WA - College_New_Miscellaneous_Natural Gas_Pool Heater - Night Covers_A_Achievable Economic UCT Potential | F6 | Commercial | WA - College | New | Miscellaneous | Natural Gas | Pool Heater - Night Covers | A | Incremental Winter Peak Savings (MW) | Achievable Economic UCT Potential | 0 | 0 | 0 | 0 | 0 | 0 | 0 | 0 | 0 | 0 | 0 | 0 | 0 | 0 | 0 | 0 | 0 | 0 | 0 | 0 | 0 | 0 | 0 | 0 | 0 | 0 | 0
F7_Commercial_WA - College_New_Miscellaneous_Natural Gas_Pool Heater - Night Covers_A_Achievable Economic UCT Potential | F7 | Commercial | WA - College | New | Miscellaneous | Natural Gas | Pool Heater - Night Covers | A | Cumulative Energy Savings (MWh or mTherms) | Achievable Economic UCT Potential | 0 | 0 | 0 | 0 | 0 | 0 | 0 | 0 | 0 | 0 | 0 | 0 | 0 | 0 | 0 | 0 | 0 | 0 | 0 | 0 | 0 | 0 | 0 | 0 | 0 | 0 | 0
F8_Commercial_WA - College_New_Miscellaneous_Natural Gas_Pool Heater - Night Covers_A_Achievable Economic UCT Potential | F8 | Commercial | WA - College | New | Miscellaneous | Natural Gas | Pool Heater - Night Covers | A | Cumulative Summer Peak Savings (MW) | Achievable Economic UCT Potential | 0 | 0 | 0 | 0 | 0 | 0 | 0 | 0 | 0 | 0 | 0 | 0 | 0 | 0 | 0 | 0 | 0 | 0 | 0 | 0 | 0 | 0 | 0 | 0 | 0 | 0 | 0
F9_Commercial_WA - College_New_Miscellaneous_Natural Gas_Pool Heater - Night Covers_A_Achievable Economic UCT Potential | F9 | Commercial | WA - College | New | Miscellaneous | Natural Gas | Pool Heater - Night Covers | A | Cumulative Winter Peak Savings (MW) | Achievable Economic UCT Potential | 0 | 0 | 0 | 0 | 0 | 0 | 0 | 0 | 0 | 0 | 0 | 0 | 0 | 0 | 0 | 0 | 0 | 0 | 0 | 0 | 0 | 0 | 0 | 0 | 0 | 0 | 0
F10_Commercial_WA - College_New_Miscellaneous_Natural Gas_Pool Heater - Night Covers_A_Achievable Economic UCT Potential | F10 | Commercial | WA - College | New | Miscellaneous | Natural Gas | Pool Heater - Night Covers | A | Purchases (Incremental) | Achievable Economic UCT Potential | 0 | 0 | 0 | 0 | 0 | 0 | 0 | 0 | 0 | 0 | 0 | 0 | 0 | 0 | 0 | 0 | 0 | 0 | 0 | 0 | 0 | 0 | 0 | 0 | 0 | 0 | 0
F11_Commercial_WA - College_New_Miscellaneous_Natural Gas_Pool Heater - Night Covers_A_Achievable Economic UCT Potential | F11 | Commercial | WA - College | New | Miscellaneous | Natural Gas | Pool Heater - Night Covers | A | Purchases (Cumulative) | Achievable Economic UCT Potential | 0 | 0 | 0 | 0 | 0 | 0 | 0 | 0 | 0 | 0 | 0 | 0 | 0 | 0 | 0 | 0 | 0 | 0 | 0 | 0 | 0 | 0 | 0 | 0 | 0 | 0 | 0
F1_Commercial_WA - College_New_Space Heating_Natural Gas_Advanced New Construction Designs_A_Achievable Economic UCT Potential | F1 | Commercial | WA - College | New | Space Heating | Natural Gas | Advanced New Construction Designs | A | Integrated Unit Energy Savings (kWh or therms) | Achievable Economic UCT Potential | 0 | 0 | 0 | 0 | 0 | 0 | 0 | 0 | 0 | 0 | 0 | 0 | 0 | 0 | 0 | 0 | 0 | 0 | 0 | 0 | 0 | 0 | 0 | 0 | 0 | 0 | 0
F2_Commercial_WA - College_New_Space Heating_Natural Gas_Advanced New Construction Designs_A_Achievable Economic UCT Potential | F2 | Commercial | WA - College | New | Space Heating | Natural Gas | Advanced New Construction Designs | A | Integrated Unit Summer Peak Savings (kW) | Achievable Economic UCT Potential | 0 | 0 | 0 | 0 | 0 | 0 | 0 | 0 | 0 | 0 | 0 | 0 | 0 | 0 | 0 | 0 | 0 | 0 | 0 | 0 | 0 | 0 | 0 | 0 | 0 | 0 | 0
F3_Commercial_WA - College_New_Space Heating_Natural Gas_Advanced New Construction Designs_A_Achievable Economic UCT Potential | F3 | Commercial | WA - College | New | Space Heating | Natural Gas | Advanced New Construction Designs | A | Integrated Unit Winter Peak Savings (kW) | Achievable Economic UCT Potential | 0 | 0 | 0 | 0 | 0 | 0 | 0 | 0 | 0 | 0 | 0 | 0 | 0 | 0 | 0 | 0 | 0 | 0 | 0 | 0 | 0 | 0 | 0 | 0 | 0 | 0 | 0
F4_Commercial_WA - College_New_Space Heating_Natural Gas_Advanced New Construction Designs_A_Achievable Economic UCT Potential | F4 | Commercial | WA - College | New | Space Heating | Natural Gas | Advanced New Construction Designs | A | Incremental Energy Savings (MWh or mTherms) | Achievable Economic UCT Potential | 0 | 0 | 0 | 0 | 0 | 0 | 0 | 0 | 0 | 0 | 0 | 0 | 0 | 0 | 0 | 0 | 0 | 0 | 0 | 0 | 0 | 0 | 0 | 0 | 0 | 0 | 0
F5_Commercial_WA - College_New_Space Heating_Natural Gas_Advanced New Construction Designs_A_Achievable Economic UCT Potential | F5 | Commercial | WA - College | New | Space Heating | Natural Gas | Advanced New Construction Designs | A | Incremental Summer Peak Savings (MW) | Achievable Economic UCT Potential | 0 | 0 | 0 | 0 | 0 | 0 | 0 | 0 | 0 | 0 | 0 | 0 | 0 | 0 | 0 | 0 | 0 | 0 | 0 | 0 | 0 | 0 | 0 | 0 | 0 | 0 | 0
F6_Commercial_WA - College_New_Space Heating_Natural Gas_Advanced New Construction Designs_A_Achievable Economic UCT Potential | F6 | Commercial | WA - College | New | Space Heating | Natural Gas | Advanced New Construction Designs | A | Incremental Winter Peak Savings (MW) | Achievable Economic UCT Potential | 0 | 0 | 0 | 0 | 0 | 0 | 0 | 0 | 0 | 0 | 0 | 0 | 0 | 0 | 0 | 0 | 0 | 0 | 0 | 0 | 0 | 0 | 0 | 0 | 0 | 0 | 0
F7_Commercial_WA - College_New_Space Heating_Natural Gas_Advanced New Construction Designs_A_Achievable Economic UCT Potential | F7 | Commercial | WA - College | New | Space Heating | Natural Gas | Advanced New Construction Designs | A | Cumulative Energy Savings (MWh or mTherms) | Achievable Economic UCT Potential | 0 | 0 | 0 | 0 | 0 | 0 | 0 | 0 | 0 | 0 | 0 | 0 | 0 | 0 | 0 | 0 | 0 | 0 | 0 | 0 | 0 | 0 | 0 | 0 | 0 | 0 | 0
F8_Commercial_WA - College_New_Space Heating_Natural Gas_Advanced New Construction Designs_A_Achievable Economic UCT Potential | F8 | Commercial | WA - College | New | Space Heating | Natural Gas | Advanced New Construction Designs | A | Cumulative Summer Peak Savings (MW) | Achievable Economic UCT Potential | 0 | 0 | 0 | 0 | 0 | 0 | 0 | 0 | 0 | 0 | 0 | 0 | 0 | 0 | 0 | 0 | 0 | 0 | 0 | 0 | 0 | 0 | 0 | 0 | 0 | 0 | 0
F9_Commercial_WA - College_New_Space Heating_Natural Gas_Advanced New Construction Designs_A_Achievable Economic UCT Potential | F9 | Commercial | WA - College | New | Space Heating | Natural Gas | Advanced New Construction Designs | A | Cumulative Winter Peak Savings (MW) | Achievable Economic UCT Potential | 0 | 0 | 0 | 0 | 0 | 0 | 0 | 0 | 0 | 0 | 0 | 0 | 0 | 0 | 0 | 0 | 0 | 0 | 0 | 0 | 0 | 0 | 0 | 0 | 0 | 0 | 0
F10_Commercial_WA - College_New_Space Heating_Natural Gas_Advanced New Construction Designs_A_Achievable Economic UCT Potential | F10 | Commercial | WA - College | New | Space Heating | Natural Gas | Advanced New Construction Designs | A | Purchases (Incremental) | Achievable Economic UCT Potential | 0 | 0 | 0 | 0 | 0 | 0 | 0 | 0 | 0 | 0 | 0 | 0 | 0 | 0 | 0 | 0 | 0 | 0 | 0 | 0 | 0 | 0 | 0 | 0 | 0 | 0 | 0
F11_Commercial_WA - College_New_Space Heating_Natural Gas_Advanced New Construction Designs_A_Achievable Economic UCT Potential | F11 | Commercial | WA - College | New | Space Heating | Natural Gas | Advanced New Construction Designs | A | Purchases (Cumulative) | Achievable Economic UCT Potential | 0 | 0 | 0 | 0 | 0 | 0 | 0 | 0 | 0 | 0 | 0 | 0 | 0 | 0 | 0 | 0 | 0 | 0 | 0 | 0 | 0 | 0 | 0 | 0 | 0 | 0 | 0
F1_Commercial_WA - College_New_Water Heating_Natural Gas_Advanced New Construction Designs_A_Achievable Economic UCT Potential | F1 | Commercial | WA - College | New | Water Heating | Natural Gas | Advanced New Construction Designs | A | Integrated Unit Energy Savings (kWh or therms) | Achievable Economic UCT Potential | 0 | 0 | 0 | 0 | 0 | 0 | 0 | 0 | 0 | 0 | 0 | 0 | 0 | 0 | 0 | 0 | 0 | 0 | 0 | 0 | 0 | 0 | 0 | 0 | 0 | 0 | 0
F2_Commercial_WA - College_New_Water Heating_Natural Gas_Advanced New Construction Designs_A_Achievable Economic UCT Potential | F2 | Commercial | WA - College | New | Water Heating | Natural Gas | Advanced New Construction Designs | A | Integrated Unit Summer Peak Savings (kW) | Achievable Economic UCT Potential | 0 | 0 | 0 | 0 | 0 | 0 | 0 | 0 | 0 | 0 | 0 | 0 | 0 | 0 | 0 | 0 | 0 | 0 | 0 | 0 | 0 | 0 | 0 | 0 | 0 | 0 | 0
F3_Commercial_WA - College_New_Water Heating_Natural Gas_Advanced New Construction Designs_A_Achievable Economic UCT Potential | F3 | Commercial | WA - College | New | Water Heating | Natural Gas | Advanced New Construction Designs | A | Integrated Unit Winter Peak Savings (kW) | Achievable Economic UCT Potential | 0 | 0 | 0 | 0 | 0 | 0 | 0 | 0 | 0 | 0 | 0 | 0 | 0 | 0 | 0 | 0 | 0 | 0 | 0 | 0 | 0 | 0 | 0 | 0 | 0 | 0 | 0
F4_Commercial_WA - College_New_Water Heating_Natural Gas_Advanced New Construction Designs_A_Achievable Economic UCT Potential | F4 | Commercial | WA - College | New | Water Heating | Natural Gas | Advanced New Construction Designs | A | Incremental Energy Savings (MWh or mTherms) | Achievable Economic UCT Potential | 0 | 0 | 0 | 0 | 0 | 0 | 0 | 0 | 0 | 0 | 0 | 0 | 0 | 0 | 0 | 0 | 0 | 0 | 0 | 0 | 0 | 0 | 0 | 0 | 0 | 0 | 0
F5_Commercial_WA - College_New_Water Heating_Natural Gas_Advanced New Construction Designs_A_Achievable Economic UCT Potential | F5 | Commercial | WA - College | New | Water Heating | Natural Gas | Advanced New Construction Designs | A | Incremental Summer Peak Savings (MW) | Achievable Economic UCT Potential | 0 | 0 | 0 | 0 | 0 | 0 | 0 | 0 | 0 | 0 | 0 | 0 | 0 | 0 | 0 | 0 | 0 | 0 | 0 | 0 | 0 | 0 | 0 | 0 | 0 | 0 | 0
F6_Commercial_WA - College_New_Water Heating_Natural Gas_Advanced New Construction Designs_A_Achievable Economic UCT Potential | F6 | Commercial | WA - College | New | Water Heating | Natural Gas | Advanced New Construction Designs | A | Incremental Winter Peak Savings (MW) | Achievable Economic UCT Potential | 0 | 0 | 0 | 0 | 0 | 0 | 0 | 0 | 0 | 0 | 0 | 0 | 0 | 0 | 0 | 0 | 0 | 0 | 0 | 0 | 0 | 0 | 0 | 0 | 0 | 0 | 0
F7_Commercial_WA - College_New_Water Heating_Natural Gas_Advanced New Construction Designs_A_Achievable Economic UCT Potential | F7 | Commercial | WA - College | New | Water Heating | Natural Gas | Advanced New Construction Designs | A | Cumulative Energy Savings (MWh or mTherms) | Achievable Economic UCT Potential | 0 | 0 | 0 | 0 | 0 | 0 | 0 | 0 | 0 | 0 | 0 | 0 | 0 | 0 | 0 | 0 | 0 | 0 | 0 | 0 | 0 | 0 | 0 | 0 | 0 | 0 | 0
F8_Commercial_WA - College_New_Water Heating_Natural Gas_Advanced New Construction Designs_A_Achievable Economic UCT Potential | F8 | Commercial | WA - College | New | Water Heating | Natural Gas | Advanced New Construction Designs | A | Cumulative Summer Peak Savings (MW) | Achievable Economic UCT Potential | 0 | 0 | 0 | 0 | 0 | 0 | 0 | 0 | 0 | 0 | 0 | 0 | 0 | 0 | 0 | 0 | 0 | 0 | 0 | 0 | 0 | 0 | 0 | 0 | 0 | 0 | 0
F9_Commercial_WA - College_New_Water Heating_Natural Gas_Advanced New Construction Designs_A_Achievable Economic UCT Potential | F9 | Commercial | WA - College | New | Water Heating | Natural Gas | Advanced New Construction Designs | A | Cumulative Winter Peak Savings (MW) | Achievable Economic UCT Potential | 0 | 0 | 0 | 0 | 0 | 0 | 0 | 0 | 0 | 0 | 0 | 0 | 0 | 0 | 0 | 0 | 0 | 0 | 0 | 0 | 0 | 0 | 0 | 0 | 0 | 0 | 0
F10_Commercial_WA - College_New_Water Heating_Natural Gas_Advanced New Construction Designs_A_Achievable Economic UCT Potential | F10 | Commercial | WA - College | New | Water Heating | Natural Gas | Advanced New Construction Designs | A | Purchases (Incremental) | Achievable Economic UCT Potential | 0 | 0 | 0 | 0 | 0 | 0 | 0 | 0 | 0 | 0 | 0 | 0 | 0 | 0 | 0 | 0 | 0 | 0 | 0 | 0 | 0 | 0 | 0 | 0 | 0 | 0 | 0
F11_Commercial_WA - College_New_Water Heating_Natural Gas_Advanced New Construction Designs_A_Achievable Economic UCT Potential | F11 | Commercial | WA - College | New | Water Heating | Natural Gas | Advanced New Construction Designs | A | Purchases (Cumulative) | Achievable Economic UCT Potential | 0 | 0 | 0 | 0 | 0 | 0 | 0 | 0 | 0 | 0 | 0 | 0 | 0 | 0 | 0 | 0 | 0 | 0 | 0 | 0 | 0 | 0 | 0 | 0 | 0 | 0 | 0
F1_Commercial_WA - College_New_Space Heating_Natural Gas_Strategic Energy Management_A_Achievable Economic UCT Potential | F1 | Commercial | WA - College | New | Space Heating | Natural Gas | Strategic Energy Management | A | Integrated Unit Energy Savings (kWh or therms) | Achievable Economic UCT Potential | 0 | 0 | 0 | 0 | 0 | 0 | 0 | 0 | 0 | 0 | 0 | 0 | 0 | 0 | 0 | 0 | 0 | 0 | 0 | 0 | 0 | 0 | 0 | 0 | 0 | 0 | 0
F2_Commercial_WA - College_New_Space Heating_Natural Gas_Strategic Energy Management_A_Achievable Economic UCT Potential | F2 | Commercial | WA - College | New | Space Heating | Natural Gas | Strategic Energy Management | A | Integrated Unit Summer Peak Savings (kW) | Achievable Economic UCT Potential | 0 | 0 | 0 | 0 | 0 | 0 | 0 | 0 | 0 | 0 | 0 | 0 | 0 | 0 | 0 | 0 | 0 | 0 | 0 | 0 | 0 | 0 | 0 | 0 | 0 | 0 | 0
F3_Commercial_WA - College_New_Space Heating_Natural Gas_Strategic Energy Management_A_Achievable Economic UCT Potential | F3 | Commercial | WA - College | New | Space Heating | Natural Gas | Strategic Energy Management | A | Integrated Unit Winter Peak Savings (kW) | Achievable Economic UCT Potential | 0 | 0 | 0 | 0 | 0 | 0 | 0 | 0 | 0 | 0 | 0 | 0 | 0 | 0 | 0 | 0 | 0 | 0 | 0 | 0 | 0 | 0 | 0 | 0 | 0 | 0 | 0
F4_Commercial_WA - College_New_Space Heating_Natural Gas_Strategic Energy Management_A_Achievable Economic UCT Potential | F4 | Commercial | WA - College | New | Space Heating | Natural Gas | Strategic Energy Management | A | Incremental Energy Savings (MWh or mTherms) | Achievable Economic UCT Potential | 0 | 0 | 0 | 0 | 0 | 0 | 0 | 0 | 0 | 0 | 0 | 0 | 0 | 0 | 0 | 0 | 0 | 0 | 0 | 0 | 0 | 0 | 0 | 0 | 0 | 0 | 0
F5_Commercial_WA - College_New_Space Heating_Natural Gas_Strategic Energy Management_A_Achievable Economic UCT Potential | F5 | Commercial | WA - College | New | Space Heating | Natural Gas | Strategic Energy Management | A | Incremental Summer Peak Savings (MW) | Achievable Economic UCT Potential | 0 | 0 | 0 | 0 | 0 | 0 | 0 | 0 | 0 | 0 | 0 | 0 | 0 | 0 | 0 | 0 | 0 | 0 | 0 | 0 | 0 | 0 | 0 | 0 | 0 | 0 | 0
F6_Commercial_WA - College_New_Space Heating_Natural Gas_Strategic Energy Management_A_Achievable Economic UCT Potential | F6 | Commercial | WA - College | New | Space Heating | Natural Gas | Strategic Energy Management | A | Incremental Winter Peak Savings (MW) | Achievable Economic UCT Potential | 0 | 0 | 0 | 0 | 0 | 0 | 0 | 0 | 0 | 0 | 0 | 0 | 0 | 0 | 0 | 0 | 0 | 0 | 0 | 0 | 0 | 0 | 0 | 0 | 0 | 0 | 0
F7_Commercial_WA - College_New_Space Heating_Natural Gas_Strategic Energy Management_A_Achievable Economic UCT Potential | F7 | Commercial | WA - College | New | Space Heating | Natural Gas | Strategic Energy Management | A | Cumulative Energy Savings (MWh or mTherms) | Achievable Economic UCT Potential | 0 | 0 | 0 | 0 | 0 | 0 | 0 | 0 | 0 | 0 | 0 | 0 | 0 | 0 | 0 | 0 | 0 | 0 | 0 | 0 | 0 | 0 | 0 | 0 | 0 | 0 | 0
F8_Commercial_WA - College_New_Space Heating_Natural Gas_Strategic Energy Management_A_Achievable Economic UCT Potential | F8 | Commercial | WA - College | New | Space Heating | Natural Gas | Strategic Energy Management | A | Cumulative Summer Peak Savings (MW) | Achievable Economic UCT Potential | 0 | 0 | 0 | 0 | 0 | 0 | 0 | 0 | 0 | 0 | 0 | 0 | 0 | 0 | 0 | 0 | 0 | 0 | 0 | 0 | 0 | 0 | 0 | 0 | 0 | 0 | 0
F9_Commercial_WA - College_New_Space Heating_Natural Gas_Strategic Energy Management_A_Achievable Economic UCT Potential | F9 | Commercial | WA - College | New | Space Heating | Natural Gas | Strategic Energy Management | A | Cumulative Winter Peak Savings (MW) | Achievable Economic UCT Potential | 0 | 0 | 0 | 0 | 0 | 0 | 0 | 0 | 0 | 0 | 0 | 0 | 0 | 0 | 0 | 0 | 0 | 0 | 0 | 0 | 0 | 0 | 0 | 0 | 0 | 0 | 0
F10_Commercial_WA - College_New_Space Heating_Natural Gas_Strategic Energy Management_A_Achievable Economic UCT Potential | F10 | Commercial | WA - College | New | Space Heating | Natural Gas | Strategic Energy Management | A | Purchases (Incremental) | Achievable Economic UCT Potential | 0 | 0 | 0 | 0 | 0 | 0 | 0 | 0 | 0 | 0 | 0 | 0 | 0 | 0 | 0 | 0 | 0 | 0 | 0 | 0 | 0 | 0 | 0 | 0 | 0 | 0 | 0
F11_Commercial_WA - College_New_Space Heating_Natural Gas_Strategic Energy Management_A_Achievable Economic UCT Potential | F11 | Commercial | WA - College | New | Space Heating | Natural Gas | Strategic Energy Management | A | Purchases (Cumulative) | Achievable Economic UCT Potential | 0 | 0 | 0 | 0 | 0 | 0 | 0 | 0 | 0 | 0 | 0 | 0 | 0 | 0 | 0 | 0 | 0 | 0 | 0 | 0 | 0 | 0 | 0 | 0 | 0 | 0 | 0
F1_Commercial_WA - College_New_Water Heating_Natural Gas_Strategic Energy Management_A_Achievable Economic UCT Potential | F1 | Commercial | WA - College | New | Water Heating | Natural Gas | Strategic Energy Management | A | Integrated Unit Energy Savings (kWh or therms) | Achievable Economic UCT Potential | 0 | 0 | 0 | 0 | 0 | 0 | 0 | 0 | 0 | 0 | 0 | 0 | 0 | 0 | 0 | 0 | 0 | 0 | 0 | 0 | 0 | 0 | 0 | 0 | 0 | 0 | 0
F2_Commercial_WA - College_New_Water Heating_Natural Gas_Strategic Energy Management_A_Achievable Economic UCT Potential | F2 | Commercial | WA - College | New | Water Heating | Natural Gas | Strategic Energy Management | A | Integrated Unit Summer Peak Savings (kW) | Achievable Economic UCT Potential | 0 | 0 | 0 | 0 | 0 | 0 | 0 | 0 | 0 | 0 | 0 | 0 | 0 | 0 | 0 | 0 | 0 | 0 | 0 | 0 | 0 | 0 | 0 | 0 | 0 | 0 | 0
F3_Commercial_WA - College_New_Water Heating_Natural Gas_Strategic Energy Management_A_Achievable Economic UCT Potential | F3 | Commercial | WA - College | New | Water Heating | Natural Gas | Strategic Energy Management | A | Integrated Unit Winter Peak Savings (kW) | Achievable Economic UCT Potential | 0 | 0 | 0 | 0 | 0 | 0 | 0 | 0 | 0 | 0 | 0 | 0 | 0 | 0 | 0 | 0 | 0 | 0 | 0 | 0 | 0 | 0 | 0 | 0 | 0 | 0 | 0
F4_Commercial_WA - College_New_Water Heating_Natural Gas_Strategic Energy Management_A_Achievable Economic UCT Potential | F4 | Commercial | WA - College | New | Water Heating | Natural Gas | Strategic Energy Management | A | Incremental Energy Savings (MWh or mTherms) | Achievable Economic UCT Potential | 0 | 0 | 0 | 0 | 0 | 0 | 0 | 0 | 0 | 0 | 0 | 0 | 0 | 0 | 0 | 0 | 0 | 0 | 0 | 0 | 0 | 0 | 0 | 0 | 0 | 0 | 0
F5_Commercial_WA - College_New_Water Heating_Natural Gas_Strategic Energy Management_A_Achievable Economic UCT Potential | F5 | Commercial | WA - College | New | Water Heating | Natural Gas | Strategic Energy Management | A | Incremental Summer Peak Savings (MW) | Achievable Economic UCT Potential | 0 | 0 | 0 | 0 | 0 | 0 | 0 | 0 | 0 | 0 | 0 | 0 | 0 | 0 | 0 | 0 | 0 | 0 | 0 | 0 | 0 | 0 | 0 | 0 | 0 | 0 | 0
F6_Commercial_WA - College_New_Water Heating_Natural Gas_Strategic Energy Management_A_Achievable Economic UCT Potential | F6 | Commercial | WA - College | New | Water Heating | Natural Gas | Strategic Energy Management | A | Incremental Winter Peak Savings (MW) | Achievable Economic UCT Potential | 0 | 0 | 0 | 0 | 0 | 0 | 0 | 0 | 0 | 0 | 0 | 0 | 0 | 0 | 0 | 0 | 0 | 0 | 0 | 0 | 0 | 0 | 0 | 0 | 0 | 0 | 0
F7_Commercial_WA - College_New_Water Heating_Natural Gas_Strategic Energy Management_A_Achievable Economic UCT Potential | F7 | Commercial | WA - College | New | Water Heating | Natural Gas | Strategic Energy Management | A | Cumulative Energy Savings (MWh or mTherms) | Achievable Economic UCT Potential | 0 | 0 | 0 | 0 | 0 | 0 | 0 | 0 | 0 | 0 | 0 | 0 | 0 | 0 | 0 | 0 | 0 | 0 | 0 | 0 | 0 | 0 | 0 | 0 | 0 | 0 | 0
F8_Commercial_WA - College_New_Water Heating_Natural Gas_Strategic Energy Management_A_Achievable Economic UCT Potential | F8 | Commercial | WA - College | New | Water Heating | Natural Gas | Strategic Energy Management | A | Cumulative Summer Peak Savings (MW) | Achievable Economic UCT Potential | 0 | 0 | 0 | 0 | 0 | 0 | 0 | 0 | 0 | 0 | 0 | 0 | 0 | 0 | 0 | 0 | 0 | 0 | 0 | 0 | 0 | 0 | 0 | 0 | 0 | 0 | 0
F9_Commercial_WA - College_New_Water Heating_Natural Gas_Strategic Energy Management_A_Achievable Economic UCT Potential | F9 | Commercial | WA - College | New | Water Heating | Natural Gas | Strategic Energy Management | A | Cumulative Winter Peak Savings (MW) | Achievable Economic UCT Potential | 0 | 0 | 0 | 0 | 0 | 0 | 0 | 0 | 0 | 0 | 0 | 0 | 0 | 0 | 0 | 0 | 0 | 0 | 0 | 0 | 0 | 0 | 0 | 0 | 0 | 0 | 0
F10_Commercial_WA - College_New_Water Heating_Natural Gas_Strategic Energy Management_A_Achievable Economic UCT Potential | F10 | Commercial | WA - College | New | Water Heating | Natural Gas | Strategic Energy Management | A | Purchases (Incremental) | Achievable Economic UCT Potential | 0 | 0 | 0 | 0 | 0 | 0 | 0 | 0 | 0 | 0 | 0 | 0 | 0 | 0 | 0 | 0 | 0 | 0 | 0 | 0 | 0 | 0 | 0 | 0 | 0 | 0 | 0
F11_Commercial_WA - College_New_Water Heating_Natural Gas_Strategic Energy Management_A_Achievable Economic UCT Potential | F11 | Commercial | WA - College | New | Water Heating | Natural Gas | Strategic Energy Management | A | Purchases (Cumulative) | Achievable Economic UCT Potential | 0 | 0 | 0 | 0 | 0 | 0 | 0 | 0 | 0 | 0 | 0 | 0 | 0 | 0 | 0 | 0 | 0 | 0 | 0 | 0 | 0 | 0 | 0 | 0 | 0 | 0 | 0
F1_Commercial_WA - College_New_Space Heating_Natural Gas_Retrocommissioning_A_Achievable Economic UCT Potential | F1 | Commercial | WA - College | New | Space Heating | Natural Gas | Retrocommissioning | A | Integrated Unit Energy Savings (kWh or therms) | Achievable Economic UCT Potential | 0 | 0 | 0 | 0 | 0 | 0 | 0 | 0 | 0 | 0 | 0 | 0 | 0 | 0 | 0 | 0 | 0 | 0 | 0 | 0 | 0 | 0 | 0 | 0 | 0 | 0 | 0
F2_Commercial_WA - College_New_Space Heating_Natural Gas_Retrocommissioning_A_Achievable Economic UCT Potential | F2 | Commercial | WA - College | New | Space Heating | Natural Gas | Retrocommissioning | A | Integrated Unit Summer Peak Savings (kW) | Achievable Economic UCT Potential | 0 | 0 | 0 | 0 | 0 | 0 | 0 | 0 | 0 | 0 | 0 | 0 | 0 | 0 | 0 | 0 | 0 | 0 | 0 | 0 | 0 | 0 | 0 | 0 | 0 | 0 | 0
F3_Commercial_WA - College_New_Space Heating_Natural Gas_Retrocommissioning_A_Achievable Economic UCT Potential | F3 | Commercial | WA - College | New | Space Heating | Natural Gas | Retrocommissioning | A | Integrated Unit Winter Peak Savings (kW) | Achievable Economic UCT Potential | 0 | 0 | 0 | 0 | 0 | 0 | 0 | 0 | 0 | 0 | 0 | 0 | 0 | 0 | 0 | 0 | 0 | 0 | 0 | 0 | 0 | 0 | 0 | 0 | 0 | 0 | 0
F4_Commercial_WA - College_New_Space Heating_Natural Gas_Retrocommissioning_A_Achievable Economic UCT Potential | F4 | Commercial | WA - College | New | Space Heating | Natural Gas | Retrocommissioning | A | Incremental Energy Savings (MWh or mTherms) | Achievable Economic UCT Potential | 0 | 0 | 0 | 0 | 0 | 0 | 0 | 0 | 0 | 0 | 0 | 0 | 0 | 0 | 0 | 0 | 0 | 0 | 0 | 0 | 0 | 0 | 0 | 0 | 0 | 0 | 0
F5_Commercial_WA - College_New_Space Heating_Natural Gas_Retrocommissioning_A_Achievable Economic UCT Potential | F5 | Commercial | WA - College | New | Space Heating | Natural Gas | Retrocommissioning | A | Incremental Summer Peak Savings (MW) | Achievable Economic UCT Potential | 0 | 0 | 0 | 0 | 0 | 0 | 0 | 0 | 0 | 0 | 0 | 0 | 0 | 0 | 0 | 0 | 0 | 0 | 0 | 0 | 0 | 0 | 0 | 0 | 0 | 0 | 0
F6_Commercial_WA - College_New_Space Heating_Natural Gas_Retrocommissioning_A_Achievable Economic UCT Potential | F6 | Commercial | WA - College | New | Space Heating | Natural Gas | Retrocommissioning | A | Incremental Winter Peak Savings (MW) | Achievable Economic UCT Potential | 0 | 0 | 0 | 0 | 0 | 0 | 0 | 0 | 0 | 0 | 0 | 0 | 0 | 0 | 0 | 0 | 0 | 0 | 0 | 0 | 0 | 0 | 0 | 0 | 0 | 0 | 0
F7_Commercial_WA - College_New_Space Heating_Natural Gas_Retrocommissioning_A_Achievable Economic UCT Potential | F7 | Commercial | WA - College | New | Space Heating | Natural Gas | Retrocommissioning | A | Cumulative Energy Savings (MWh or mTherms) | Achievable Economic UCT Potential | 0 | 0 | 0 | 0 | 0 | 0 | 0 | 0 | 0 | 0 | 0 | 0 | 0 | 0 | 0 | 0 | 0 | 0 | 0 | 0 | 0 | 0 | 0 | 0 | 0 | 0 | 0
F8_Commercial_WA - College_New_Space Heating_Natural Gas_Retrocommissioning_A_Achievable Economic UCT Potential | F8 | Commercial | WA - College | New | Space Heating | Natural Gas | Retrocommissioning | A | Cumulative Summer Peak Savings (MW) | Achievable Economic UCT Potential | 0 | 0 | 0 | 0 | 0 | 0 | 0 | 0 | 0 | 0 | 0 | 0 | 0 | 0 | 0 | 0 | 0 | 0 | 0 | 0 | 0 | 0 | 0 | 0 | 0 | 0 | 0
F9_Commercial_WA - College_New_Space Heating_Natural Gas_Retrocommissioning_A_Achievable Economic UCT Potential | F9 | Commercial | WA - College | New | Space Heating | Natural Gas | Retrocommissioning | A | Cumulative Winter Peak Savings (MW) | Achievable Economic UCT Potential | 0 | 0 | 0 | 0 | 0 | 0 | 0 | 0 | 0 | 0 | 0 | 0 | 0 | 0 | 0 | 0 | 0 | 0 | 0 | 0 | 0 | 0 | 0 | 0 | 0 | 0 | 0
F10_Commercial_WA - College_New_Space Heating_Natural Gas_Retrocommissioning_A_Achievable Economic UCT Potential | F10 | Commercial | WA - College | New | Space Heating | Natural Gas | Retrocommissioning | A | Purchases (Incremental) | Achievable Economic UCT Potential | 0 | 0 | 0 | 0 | 0 | 0 | 0 | 0 | 0 | 0 | 0 | 0 | 0 | 0 | 0 | 0 | 0 | 0 | 0 | 0 | 0 | 0 | 0 | 0 | 0 | 0 | 0
F11_Commercial_WA - College_New_Space Heating_Natural Gas_Retrocommissioning_A_Achievable Economic UCT Potential | F11 | Commercial | WA - College | New | Space Heating | Natural Gas | Retrocommissioning | A | Purchases (Cumulative) | Achievable Economic UCT Potential | 0 | 0 | 0 | 0 | 0 | 0 | 0 | 0 | 0 | 0 | 0 | 0 | 0 | 0 | 0 | 0 | 0 | 0 | 0 | 0 | 0 | 0 | 0 | 0 | 0 | 0 | 0
F1_Commercial_WA - College_New_Water Heating_Natural Gas_Retrocommissioning_A_Achievable Economic UCT Potential | F1 | Commercial | WA - College | New | Water Heating | Natural Gas | Retrocommissioning | A | Integrated Unit Energy Savings (kWh or therms) | Achievable Economic UCT Potential | 0 | 0 | 0 | 0 | 0 | 0 | 0 | 0 | 0 | 0 | 0 | 0 | 0 | 0 | 0 | 0 | 0 | 0 | 0 | 0 | 0 | 0 | 0 | 0 | 0 | 0 | 0
F2_Commercial_WA - College_New_Water Heating_Natural Gas_Retrocommissioning_A_Achievable Economic UCT Potential | F2 | Commercial | WA - College | New | Water Heating | Natural Gas | Retrocommissioning | A | Integrated Unit Summer Peak Savings (kW) | Achievable Economic UCT Potential | 0 | 0 | 0 | 0 | 0 | 0 | 0 | 0 | 0 | 0 | 0 | 0 | 0 | 0 | 0 | 0 | 0 | 0 | 0 | 0 | 0 | 0 | 0 | 0 | 0 | 0 | 0
F3_Commercial_WA - College_New_Water Heating_Natural Gas_Retrocommissioning_A_Achievable Economic UCT Potential | F3 | Commercial | WA - College | New | Water Heating | Natural Gas | Retrocommissioning | A | Integrated Unit Winter Peak Savings (kW) | Achievable Economic UCT Potential | 0 | 0 | 0 | 0 | 0 | 0 | 0 | 0 | 0 | 0 | 0 | 0 | 0 | 0 | 0 | 0 | 0 | 0 | 0 | 0 | 0 | 0 | 0 | 0 | 0 | 0 | 0
F4_Commercial_WA - College_New_Water Heating_Natural Gas_Retrocommissioning_A_Achievable Economic UCT Potential | F4 | Commercial | WA - College | New | Water Heating | Natural Gas | Retrocommissioning | A | Incremental Energy Savings (MWh or mTherms) | Achievable Economic UCT Potential | 0 | 0 | 0 | 0 | 0 | 0 | 0 | 0 | 0 | 0 | 0 | 0 | 0 | 0 | 0 | 0 | 0 | 0 | 0 | 0 | 0 | 0 | 0 | 0 | 0 | 0 | 0
F5_Commercial_WA - College_New_Water Heating_Natural Gas_Retrocommissioning_A_Achievable Economic UCT Potential | F5 | Commercial | WA - College | New | Water Heating | Natural Gas | Retrocommissioning | A | Incremental Summer Peak Savings (MW) | Achievable Economic UCT Potential | 0 | 0 | 0 | 0 | 0 | 0 | 0 | 0 | 0 | 0 | 0 | 0 | 0 | 0 | 0 | 0 | 0 | 0 | 0 | 0 | 0 | 0 | 0 | 0 | 0 | 0 | 0
F6_Commercial_WA - College_New_Water Heating_Natural Gas_Retrocommissioning_A_Achievable Economic UCT Potential | F6 | Commercial | WA - College | New | Water Heating | Natural Gas | Retrocommissioning | A | Incremental Winter Peak Savings (MW) | Achievable Economic UCT Potential | 0 | 0 | 0 | 0 | 0 | 0 | 0 | 0 | 0 | 0 | 0 | 0 | 0 | 0 | 0 | 0 | 0 | 0 | 0 | 0 | 0 | 0 | 0 | 0 | 0 | 0 | 0
F7_Commercial_WA - College_New_Water Heating_Natural Gas_Retrocommissioning_A_Achievable Economic UCT Potential | F7 | Commercial | WA - College | New | Water Heating | Natural Gas | Retrocommissioning | A | Cumulative Energy Savings (MWh or mTherms) | Achievable Economic UCT Potential | 0 | 0 | 0 | 0 | 0 | 0 | 0 | 0 | 0 | 0 | 0 | 0 | 0 | 0 | 0 | 0 | 0 | 0 | 0 | 0 | 0 | 0 | 0 | 0 | 0 | 0 | 0
F8_Commercial_WA - College_New_Water Heating_Natural Gas_Retrocommissioning_A_Achievable Economic UCT Potential | F8 | Commercial | WA - College | New | Water Heating | Natural Gas | Retrocommissioning | A | Cumulative Summer Peak Savings (MW) | Achievable Economic UCT Potential | 0 | 0 | 0 | 0 | 0 | 0 | 0 | 0 | 0 | 0 | 0 | 0 | 0 | 0 | 0 | 0 | 0 | 0 | 0 | 0 | 0 | 0 | 0 | 0 | 0 | 0 | 0
F9_Commercial_WA - College_New_Water Heating_Natural Gas_Retrocommissioning_A_Achievable Economic UCT Potential | F9 | Commercial | WA - College | New | Water Heating | Natural Gas | Retrocommissioning | A | Cumulative Winter Peak Savings (MW) | Achievable Economic UCT Potential | 0 | 0 | 0 | 0 | 0 | 0 | 0 | 0 | 0 | 0 | 0 | 0 | 0 | 0 | 0 | 0 | 0 | 0 | 0 | 0 | 0 | 0 | 0 | 0 | 0 | 0 | 0
F10_Commercial_WA - College_New_Water Heating_Natural Gas_Retrocommissioning_A_Achievable Economic UCT Potential | F10 | Commercial | WA - College | New | Water Heating | Natural Gas | Retrocommissioning | A | Purchases (Incremental) | Achievable Economic UCT Potential | 0 | 0 | 0 | 0 | 0 | 0 | 0 | 0 | 0 | 0 | 0 | 0 | 0 | 0 | 0 | 0 | 0 | 0 | 0 | 0 | 0 | 0 | 0 | 0 | 0 | 0 | 0
F11_Commercial_WA - College_New_Water Heating_Natural Gas_Retrocommissioning_A_Achievable Economic UCT Potential | F11 | Commercial | WA - College | New | Water Heating | Natural Gas | Retrocommissioning | A | Purchases (Cumulative) | Achievable Economic UCT Potential | 0 | 0 | 0 | 0 | 0 | 0 | 0 | 0 | 0 | 0 | 0 | 0 | 0 | 0 | 0 | 0 | 0 | 0 | 0 | 0 | 0 | 0 | 0 | 0 | 0 | 0 | 0
F1_Commercial_WA - Miscellaneous_Existing_Space Heating_Natural Gas_Insulation - Ceiling_A_Achievable Economic UCT Potential | F1 | Commercial | WA - Miscellaneous | Existing | Space Heating | Natural Gas | Insulation - Ceiling | A | Integrated Unit Energy Savings (kWh or therms) | Achievable Economic UCT Potential | 0 | 0 | 0.099485 | 0.098995 | 0.098401 | 0.09775 | 0.097053 | 0.096298 | 0.095474 | 0.094574 | 0.093601 | 0.092561 | 0.091469 | 0.090385 | 0.089301 | 0.088237 | 0.087228 | 0.086308 | 0.085536 | 0.084924 | 0.084397 | 0.083979 | 0.083587 | 0.083368 | 0.083159 | 0.08296 | 0.082768
F2_Commercial_WA - Miscellaneous_Existing_Space Heating_Natural Gas_Insulation - Ceiling_A_Achievable Economic UCT Potential | F2 | Commercial | WA - Miscellaneous | Existing | Space Heating | Natural Gas | Insulation - Ceiling | A | Integrated Unit Summer Peak Savings (kW) | Achievable Economic UCT Potential | 0 | 0 | 0 | 0 | 0 | 0 | 0 | 0 | 0 | 0 | 0 | 0 | 0 | 0 | 0 | 0 | 0 | 0 | 0 | 0 | 0 | 0 | 0 | 0 | 0 | 0 | 0
F3_Commercial_WA - Miscellaneous_Existing_Space Heating_Natural Gas_Insulation - Ceiling_A_Achievable Economic UCT Potential | F3 | Commercial | WA - Miscellaneous | Existing | Space Heating | Natural Gas | Insulation - Ceiling | A | Integrated Unit Winter Peak Savings (kW) | Achievable Economic UCT Potential | 0 | 0 | 0 | 0 | 0 | 0 | 0 | 0 | 0 | 0 | 0 | 0 | 0 | 0 | 0 | 0 | 0 | 0 | 0 | 0 | 0 | 0 | 0 | 0 | 0 | 0 | 0
F4_Commercial_WA - Miscellaneous_Existing_Space Heating_Natural Gas_Insulation - Ceiling_A_Achievable Economic UCT Potential | F4 | Commercial | WA - Miscellaneous | Existing | Space Heating | Natural Gas | Insulation - Ceiling | A | Incremental Energy Savings (MWh or mTherms) | Achievable Economic UCT Potential | 0 | 0 | 0 | 0.29602 | 0.15833 | 0.53208 | 0.85933 | 1.2942 | 1.8377 | 2.4762 | 3.177 | 3.8858 | 4.5282 | 5.0202 | 5.2765 | 5.2354 | 4.8788 | 4.2443 | 3.424 | 2.541 | 1.8501 | 1.0045 | 0.79984 | 0 | 0 | 0 | 0
F5_Commercial_WA - Miscellaneous_Existing_Space Heating_Natural Gas_Insulation - Ceiling_A_Achievable Economic UCT Potential | F5 | Commercial | WA - Miscellaneous | Existing | Space Heating | Natural Gas | Insulation - Ceiling | A | Incremental Summer Peak Savings (MW) | Achievable Economic UCT Potential | 0 | 0 | 0 | 0 | 0 | 0 | 0 | 0 | 0 | 0 | 0 | 0 | 0 | 0 | 0 | 0 | 0 | 0 | 0 | 0 | 0 | 0 | 0 | 0 | 0 | 0 | 0
F6_Commercial_WA - Miscellaneous_Existing_Space Heating_Natural Gas_Insulation - Ceiling_A_Achievable Economic UCT Potential | F6 | Commercial | WA - Miscellaneous | Existing | Space Heating | Natural Gas | Insulation - Ceiling | A | Incremental Winter Peak Savings (MW) | Achievable Economic UCT Potential | 0 | 0 | 0 | 0 | 0 | 0 | 0 | 0 | 0 | 0 | 0 | 0 | 0 | 0 | 0 | 0 | 0 | 0 | 0 | 0 | 0 | 0 | 0 | 0 | 0 | 0 | 0
F7_Commercial_WA - Miscellaneous_Existing_Space Heating_Natural Gas_Insulation - Ceiling_A_Achievable Economic UCT Potential | F7 | Commercial | WA - Miscellaneous | Existing | Space Heating | Natural Gas | Insulation - Ceiling | A | Cumulative Energy Savings (MWh or mTherms) | Achievable Economic UCT Potential | 0 | 0 | 0 | 0.29602 | 0.45258 | 0.98167 | 1.834 | 3.1139 | 4.925 | 7.3548 | 10.4561 | 14.2257 | 18.5861 | 23.3861 | 28.3822 | 33.2793 | 37.7775 | 41.6231 | 44.6748 | 46.8962 | 48.4553 | 49.2197 | 49.7898 | 49.6596 | 49.5354 | 49.4164 | 49.3023
F8_Commercial_WA - Miscellaneous_Existing_Space Heating_Natural Gas_Insulation - Ceiling_A_Achievable Economic UCT Potential | F8 | Commercial | WA - Miscellaneous | Existing | Space Heating | Natural Gas | Insulation - Ceiling | A | Cumulative Summer Peak Savings (MW) | Achievable Economic UCT Potential | 0 | 0 | 0 | 0 | 0 | 0 | 0 | 0 | 0 | 0 | 0 | 0 | 0 | 0 | 0 | 0 | 0 | 0 | 0 | 0 | 0 | 0 | 0 | 0 | 0 | 0 | 0
F9_Commercial_WA - Miscellaneous_Existing_Space Heating_Natural Gas_Insulation - Ceiling_A_Achievable Economic UCT Potential | F9 | Commercial | WA - Miscellaneous | Existing | Space Heating | Natural Gas | Insulation - Ceiling | A | Cumulative Winter Peak Savings (MW) | Achievable Economic UCT Potential | 0 | 0 | 0 | 0 | 0 | 0 | 0 | 0 | 0 | 0 | 0 | 0 | 0 | 0 | 0 | 0 | 0 | 0 | 0 | 0 | 0 | 0 | 0 | 0 | 0 | 0 | 0
F10_Commercial_WA - Miscellaneous_Existing_Space Heating_Natural Gas_Insulation - Ceiling_A_Achievable Economic UCT Potential | F10 | Commercial | WA - Miscellaneous | Existing | Space Heating | Natural Gas | Insulation - Ceiling | A | Purchases (Incremental) | Achievable Economic UCT Potential | 0 | 0 | 0 | 2990.2982 | 1609.0547 | 5443.2724 | 8854.2286 | 13439.4823 | 19248.2103 | 26182.852 | 33942.4328 | 41980.9394 | 49505.5002 | 55541.954 | 59086.1817 | 59332.8587 | 55931.2256 | 49176.0567 | 40030.2644 | 29920.6637 | 21921.7789 | 11961.1928 | 9568.9542 | 0 | 0 | 0 | 0
F11_Commercial_WA - Miscellaneous_Existing_Space Heating_Natural Gas_Insulation - Ceiling_A_Achievable Economic UCT Potential | F11 | Commercial | WA - Miscellaneous | Existing | Space Heating | Natural Gas | Insulation - Ceiling | A | Purchases (Cumulative) | Achievable Economic UCT Potential | 0 | 0 | 0 | 2990.2982 | 4599.3529 | 10042.6253 | 18896.8538 | 32336.3361 | 51584.5464 | 77767.3984 | 111709.8311 | 153690.7705 | 203196.2707 | 258738.2247 | 317824.4063 | 377157.265 | 433088.4906 | 482264.5473 | 522294.8117 | 552215.4754 | 574137.2543 | 586098.4471 | 595667.4014 | 595667.4014 | 595667.4014 | 595667.4014 | 595667.4014
F1_Commercial_WA - Miscellaneous_Existing_Space Heating_Natural Gas_Insulation - Ducting_A_Achievable Economic UCT Potential | F1 | Commercial | WA - Miscellaneous | Existing | Space Heating | Natural Gas | Insulation - Ducting | A | Integrated Unit Energy Savings (kWh or therms) | Achievable Economic UCT Potential | 0 | 0 | 0 | 0 | 0 | 0 | 0 | 0 | 0 | 0 | 0 | 0 | 0 | 0 | 0 | 0 | 0 | 0 | 0 | 0 | 0 | 0 | 0 | 0 | 0 | 0 | 0
F2_Commercial_WA - Miscellaneous_Existing_Space Heating_Natural Gas_Insulation - Ducting_A_Achievable Economic UCT Potential | F2 | Commercial | WA - Miscellaneous | Existing | Space Heating | Natural Gas | Insulation - Ducting | A | Integrated Unit Summer Peak Savings (kW) | Achievable Economic UCT Potential | 0 | 0 | 0 | 0 | 0 | 0 | 0 | 0 | 0 | 0 | 0 | 0 | 0 | 0 | 0 | 0 | 0 | 0 | 0 | 0 | 0 | 0 | 0 | 0 | 0 | 0 | 0
F3_Commercial_WA - Miscellaneous_Existing_Space Heating_Natural Gas_Insulation - Ducting_A_Achievable Economic UCT Potential | F3 | Commercial | WA - Miscellaneous | Existing | Space Heating | Natural Gas | Insulation - Ducting | A | Integrated Unit Winter Peak Savings (kW) | Achievable Economic UCT Potential | 0 | 0 | 0 | 0 | 0 | 0 | 0 | 0 | 0 | 0 | 0 | 0 | 0 | 0 | 0 | 0 | 0 | 0 | 0 | 0 | 0 | 0 | 0 | 0 | 0 | 0 | 0
F4_Commercial_WA - Miscellaneous_Existing_Space Heating_Natural Gas_Insulation - Ducting_A_Achievable Economic UCT Potential | F4 | Commercial | WA - Miscellaneous | Existing | Space Heating | Natural Gas | Insulation - Ducting | A | Incremental Energy Savings (MWh or mTherms) | Achievable Economic UCT Potential | 0 | 0 | 0 | 0 | 0 | 0 | 0 | 0 | 0 | 0 | 0 | 0 | 0 | 0 | 0 | 0 | 0 | 0 | 0 | 0 | 0 | 0 | 0 | 0 | 0 | 0 | 0
F5_Commercial_WA - Miscellaneous_Existing_Space Heating_Natural Gas_Insulation - Ducting_A_Achievable Economic UCT Potential | F5 | Commercial | WA - Miscellaneous | Existing | Space Heating | Natural Gas | Insulation - Ducting | A | Incremental Summer Peak Savings (MW) | Achievable Economic UCT Potential | 0 | 0 | 0 | 0 | 0 | 0 | 0 | 0 | 0 | 0 | 0 | 0 | 0 | 0 | 0 | 0 | 0 | 0 | 0 | 0 | 0 | 0 | 0 | 0 | 0 | 0 | 0
F6_Commercial_WA - Miscellaneous_Existing_Space Heating_Natural Gas_Insulation - Ducting_A_Achievable Economic UCT Potential | F6 | Commercial | WA - Miscellaneous | Existing | Space Heating | Natural Gas | Insulation - Ducting | A | Incremental Winter Peak Savings (MW) | Achievable Economic UCT Potential | 0 | 0 | 0 | 0 | 0 | 0 | 0 | 0 | 0 | 0 | 0 | 0 | 0 | 0 | 0 | 0 | 0 | 0 | 0 | 0 | 0 | 0 | 0 | 0 | 0 | 0 | 0
F7_Commercial_WA - Miscellaneous_Existing_Space Heating_Natural Gas_Insulation - Ducting_A_Achievable Economic UCT Potential | F7 | Commercial | WA - Miscellaneous | Existing | Space Heating | Natural Gas | Insulation - Ducting | A | Cumulative Energy Savings (MWh or mTherms) | Achievable Economic UCT Potential | 0 | 0 | 0 | 0 | 0 | 0 | 0 | 0 | 0 | 0 | 0 | 0 | 0 | 0 | 0 | 0 | 0 | 0 | 0 | 0 | 0 | 0 | 0 | 0 | 0 | 0 | 0
F8_Commercial_WA - Miscellaneous_Existing_Space Heating_Natural Gas_Insulation - Ducting_A_Achievable Economic UCT Potential | F8 | Commercial | WA - Miscellaneous | Existing | Space Heating | Natural Gas | Insulation - Ducting | A | Cumulative Summer Peak Savings (MW) | Achievable Economic UCT Potential | 0 | 0 | 0 | 0 | 0 | 0 | 0 | 0 | 0 | 0 | 0 | 0 | 0 | 0 | 0 | 0 | 0 | 0 | 0 | 0 | 0 | 0 | 0 | 0 | 0 | 0 | 0
F9_Commercial_WA - Miscellaneous_Existing_Space Heating_Natural Gas_Insulation - Ducting_A_Achievable Economic UCT Potential | F9 | Commercial | WA - Miscellaneous | Existing | Space Heating | Natural Gas | Insulation - Ducting | A | Cumulative Winter Peak Savings (MW) | Achievable Economic UCT Potential | 0 | 0 | 0 | 0 | 0 | 0 | 0 | 0 | 0 | 0 | 0 | 0 | 0 | 0 | 0 | 0 | 0 | 0 | 0 | 0 | 0 | 0 | 0 | 0 | 0 | 0 | 0
F10_Commercial_WA - Miscellaneous_Existing_Space Heating_Natural Gas_Insulation - Ducting_A_Achievable Economic UCT Potential | F10 | Commercial | WA - Miscellaneous | Existing | Space Heating | Natural Gas | Insulation - Ducting | A | Purchases (Incremental) | Achievable Economic UCT Potential | 0 | 0 | 0 | 0 | 0 | 0 | 0 | 0 | 0 | 0 | 0 | 0 | 0 | 0 | 0 | 0 | 0 | 0 | 0 | 0 | 0 | 0 | 0 | 0 | 0 | 0 | 0
F11_Commercial_WA - Miscellaneous_Existing_Space Heating_Natural Gas_Insulation - Ducting_A_Achievable Economic UCT Potential | F11 | Commercial | WA - Miscellaneous | Existing | Space Heating | Natural Gas | Insulation - Ducting | A | Purchases (Cumulative) | Achievable Economic UCT Potential | 0 | 0 | 0 | 0 | 0 | 0 | 0 | 0 | 0 | 0 | 0 | 0 | 0 | 0 | 0 | 0 | 0 | 0 | 0 | 0 | 0 | 0 | 0 | 0 | 0 | 0 | 0
F1_Commercial_WA - Miscellaneous_Existing_Space Heating_Natural Gas_Insulation - Wall Cavity_A_Achievable Economic UCT Potential | F1 | Commercial | WA - Miscellaneous | Existing | Space Heating | Natural Gas | Insulation - Wall Cavity | A | Integrated Unit Energy Savings (kWh or therms) | Achievable Economic UCT Potential | 0 | 0 | 0.15919 | 0.15864 | 0.15806 | 0.15746 | 0.15685 | 0.15622 | 0.15557 | 0.15491 | 0.15423 | 0.15355 | 0.15285 | 0.15215 | 0.15146 | 0.15079 | 0.15014 | 0.14954 | 0.14899 | 0.14849 | 0.14803 | 0.14758 | 0.14715 | 0.14677 | 0.14641 | 0.14606 | 0.14572
F2_Commercial_WA - Miscellaneous_Existing_Space Heating_Natural Gas_Insulation - Wall Cavity_A_Achievable Economic UCT Potential | F2 | Commercial | WA - Miscellaneous | Existing | Space Heating | Natural Gas | Insulation - Wall Cavity | A | Integrated Unit Summer Peak Savings (kW) | Achievable Economic UCT Potential | 0 | 0 | 0 | 0 | 0 | 0 | 0 | 0 | 0 | 0 | 0 | 0 | 0 | 0 | 0 | 0 | 0 | 0 | 0 | 0 | 0 | 0 | 0 | 0 | 0 | 0 | 0
F3_Commercial_WA - Miscellaneous_Existing_Space Heating_Natural Gas_Insulation - Wall Cavity_A_Achievable Economic UCT Potential | F3 | Commercial | WA - Miscellaneous | Existing | Space Heating | Natural Gas | Insulation - Wall Cavity | A | Integrated Unit Winter Peak Savings (kW) | Achievable Economic UCT Potential | 0 | 0 | 0 | 0 | 0 | 0 | 0 | 0 | 0 | 0 | 0 | 0 | 0 | 0 | 0 | 0 | 0 | 0 | 0 | 0 | 0 | 0 | 0 | 0 | 0 | 0 | 0
F4_Commercial_WA - Miscellaneous_Existing_Space Heating_Natural Gas_Insulation - Wall Cavity_A_Achievable Economic UCT Potential | F4 | Commercial | WA - Miscellaneous | Existing | Space Heating | Natural Gas | Insulation - Wall Cavity | A | Incremental Energy Savings (MWh or mTherms) | Achievable Economic UCT Potential | 0 | 0 | 0 | 0.35576 | 0.19074 | 0.64279 | 1.0415 | 1.5745 | 2.2457 | 3.0418 | 3.9261 | 4.8342 | 5.6748 | 6.3378 | 6.7115 | 6.7096 | 6.2979 | 5.5151 | 4.4728 | 3.3321 | 2.4336 | 1.3239 | 1.056 | 0 | 0 | 0 | 0
F5_Commercial_WA - Miscellaneous_Existing_Space Heating_Natural Gas_Insulation - Wall Cavity_A_Achievable Economic UCT Potential | F5 | Commercial | WA - Miscellaneous | Existing | Space Heating | Natural Gas | Insulation - Wall Cavity | A | Incremental Summer Peak Savings (MW) | Achievable Economic UCT Potential | 0 | 0 | 0 | 0 | 0 | 0 | 0 | 0 | 0 | 0 | 0 | 0 | 0 | 0 | 0 | 0 | 0 | 0 | 0 | 0 | 0 | 0 | 0 | 0 | 0 | 0 | 0
F6_Commercial_WA - Miscellaneous_Existing_Space Heating_Natural Gas_Insulation - Wall Cavity_A_Achievable Economic UCT Potential | F6 | Commercial | WA - Miscellaneous | Existing | Space Heating | Natural Gas | Insulation - Wall Cavity | A | Incremental Winter Peak Savings (MW) | Achievable Economic UCT Potential | 0 | 0 | 0 | 0 | 0 | 0 | 0 | 0 | 0 | 0 | 0 | 0 | 0 | 0 | 0 | 0 | 0 | 0 | 0 | 0 | 0 | 0 | 0 | 0 | 0 | 0 | 0
F7_Commercial_WA - Miscellaneous_Existing_Space Heating_Natural Gas_Insulation - Wall Cavity_A_Achievable Economic UCT Potential | F7 | Commercial | WA - Miscellaneous | Existing | Space Heating | Natural Gas | Insulation - Wall Cavity | A | Cumulative Energy Savings (MWh or mTherms) | Achievable Economic UCT Potential | 0 | 0 | 0 | 0.35576 | 0.5452 | 1.1859 | 2.2228 | 3.7884 | 6.0184 | 9.0346 | 12.9213 | 17.6979 | 23.2924 | 29.5244 | 36.1013 | 42.6505 | 48.7665 | 54.0859 | 58.3589 | 61.4971 | 63.7373 | 64.8688 | 65.7372 | 65.5664 | 65.4033 | 65.2472 | 65.0973
F8_Commercial_WA - Miscellaneous_Existing_Space Heating_Natural Gas_Insulation - Wall Cavity_A_Achievable Economic UCT Potential | F8 | Commercial | WA - Miscellaneous | Existing | Space Heating | Natural Gas | Insulation - Wall Cavity | A | Cumulative Summer Peak Savings (MW) | Achievable Economic UCT Potential | 0 | 0 | 0 | 0 | 0 | 0 | 0 | 0 | 0 | 0 | 0 | 0 | 0 | 0 | 0 | 0 | 0 | 0 | 0 | 0 | 0 | 0 | 0 | 0 | 0 | 0 | 0
F9_Commercial_WA - Miscellaneous_Existing_Space Heating_Natural Gas_Insulation - Wall Cavity_A_Achievable Economic UCT Potential | F9 | Commercial | WA - Miscellaneous | Existing | Space Heating | Natural Gas | Insulation - Wall Cavity | A | Cumulative Winter Peak Savings (MW) | Achievable Economic UCT Potential | 0 | 0 | 0 | 0 | 0 | 0 | 0 | 0 | 0 | 0 | 0 | 0 | 0 | 0 | 0 | 0 | 0 | 0 | 0 | 0 | 0 | 0 | 0 | 0 | 0 | 0 | 0
F10_Commercial_WA - Miscellaneous_Existing_Space Heating_Natural Gas_Insulation - Wall Cavity_A_Achievable Economic UCT Potential | F10 | Commercial | WA - Miscellaneous | Existing | Space Heating | Natural Gas | Insulation - Wall Cavity | A | Purchases (Incremental) | Achievable Economic UCT Potential | 0 | 0 | 0 | 2242.5873 | 1206.7177 | 4082.2061 | 6640.2678 | 10078.999 | 14435.2802 | 19635.9454 | 25455.2772 | 31483.7907 | 37126.8683 | 41653.9334 | 44311.9426 | 44496.9391 | 41945.8694 | 36879.8007 | 30020.8734 | 22439.1338 | 16440.3348 | 8970.3493 | 7176.2794 | 0 | 0 | 0 | 0
F11_Commercial_WA - Miscellaneous_Existing_Space Heating_Natural Gas_Insulation - Wall Cavity_A_Achievable Economic UCT Potential | F11 | Commercial | WA - Miscellaneous | Existing | Space Heating | Natural Gas | Insulation - Wall Cavity | A | Purchases (Cumulative) | Achievable Economic UCT Potential | 0 | 0 | 0 | 2242.5873 | 3449.305 | 7531.5111 | 14171.7789 | 24250.7779 | 38686.0581 | 58322.0035 | 83777.2807 | 115261.0714 | 152387.9397 | 194041.8731 | 238353.8157 | 282850.7548 | 324796.6242 | 361676.4249 | 391697.2983 | 414136.432 | 430576.7668 | 439547.1162 | 446723.3956 | 446723.3956 | 446723.3956 | 446723.3956 | 446723.3956
F1_Commercial_WA - Miscellaneous_Existing_Space Heating_Natural Gas_Green Roof - Vegetated Rooftop_A_Achievable Economic UCT Potential | F1 | Commercial | WA - Miscellaneous | Existing | Space Heating | Natural Gas | Green Roof - Vegetated Rooftop | A | Integrated Unit Energy Savings (kWh or therms) | Achievable Economic UCT Potential | 0 | 0 | 0.0056728 | 0.0056405 | 0.0056012 | 0.0055572 | 0.0055092 | 0.0054565 | 0.0054 | 0.005338 | 0.0052708 | 0.0051993 | 0.0051249 | 0.0050505 | 0.0049762 | 0.0049038 | 0.0048356 | 0.004774 | 0.0047231 | 0.0046835 | 0.0046502 | 0.0046249 | 0.0046015 | 0.0045894 | 0.0045779 | 0.0045669 | 0.0045563
F2_Commercial_WA - Miscellaneous_Existing_Space Heating_Natural Gas_Green Roof - Vegetated Rooftop_A_Achievable Economic UCT Potential | F2 | Commercial | WA - Miscellaneous | Existing | Space Heating | Natural Gas | Green Roof - Vegetated Rooftop | A | Integrated Unit Summer Peak Savings (kW) | Achievable Economic UCT Potential | 0 | 0 | 0 | 0 | 0 | 0 | 0 | 0 | 0 | 0 | 0 | 0 | 0 | 0 | 0 | 0 | 0 | 0 | 0 | 0 | 0 | 0 | 0 | 0 | 0 | 0 | 0
F3_Commercial_WA - Miscellaneous_Existing_Space Heating_Natural Gas_Green Roof - Vegetated Rooftop_A_Achievable Economic UCT Potential | F3 | Commercial | WA - Miscellaneous | Existing | Space Heating | Natural Gas | Green Roof - Vegetated Rooftop | A | Integrated Unit Winter Peak Savings (kW) | Achievable Economic UCT Potential | 0 | 0 | 0 | 0 | 0 | 0 | 0 | 0 | 0 | 0 | 0 | 0 | 0 | 0 | 0 | 0 | 0 | 0 | 0 | 0 | 0 | 0 | 0 | 0 | 0 | 0 | 0
F4_Commercial_WA - Miscellaneous_Existing_Space Heating_Natural Gas_Green Roof - Vegetated Rooftop_A_Achievable Economic UCT Potential | F4 | Commercial | WA - Miscellaneous | Existing | Space Heating | Natural Gas | Green Roof - Vegetated Rooftop | A | Incremental Energy Savings (MWh or mTherms) | Achievable Economic UCT Potential | 0 | 0 | 0 | 0 | 0 | 0 | 0 | 0 | 0 | 0 | 0 | 0 | 0 | 0 | 0 | 0 | 0 | 0 | 0 | 0 | 0 | 0 | 0 | 0 | 0 | 0 | 0
F5_Commercial_WA - Miscellaneous_Existing_Space Heating_Natural Gas_Green Roof - Vegetated Rooftop_A_Achievable Economic UCT Potential | F5 | Commercial | WA - Miscellaneous | Existing | Space Heating | Natural Gas | Green Roof - Vegetated Rooftop | A | Incremental Summer Peak Savings (MW) | Achievable Economic UCT Potential | 0 | 0 | 0 | 0 | 0 | 0 | 0 | 0 | 0 | 0 | 0 | 0 | 0 | 0 | 0 | 0 | 0 | 0 | 0 | 0 | 0 | 0 | 0 | 0 | 0 | 0 | 0
F6_Commercial_WA - Miscellaneous_Existing_Space Heating_Natural Gas_Green Roof - Vegetated Rooftop_A_Achievable Economic UCT Potential | F6 | Commercial | WA - Miscellaneous | Existing | Space Heating | Natural Gas | Green Roof - Vegetated Rooftop | A | Incremental Winter Peak Savings (MW) | Achievable Economic UCT Potential | 0 | 0 | 0 | 0 | 0 | 0 | 0 | 0 | 0 | 0 | 0 | 0 | 0 | 0 | 0 | 0 | 0 | 0 | 0 | 0 | 0 | 0 | 0 | 0 | 0 | 0 | 0
F7_Commercial_WA - Miscellaneous_Existing_Space Heating_Natural Gas_Green Roof - Vegetated Rooftop_A_Achievable Economic UCT Potential | F7 | Commercial | WA - Miscellaneous | Existing | Space Heating | Natural Gas | Green Roof - Vegetated Rooftop | A | Cumulative Energy Savings (MWh or mTherms) | Achievable Economic UCT Potential | 0 | 0 | 0 | 0 | 0 | 0 | 0 | 0 | 0 | 0 | 0 | 0 | 0 | 0 | 0 | 0 | 0 | 0 | 0 | 0 | 0 | 0 | 0 | 0 | 0 | 0 | 0
F8_Commercial_WA - Miscellaneous_Existing_Space Heating_Natural Gas_Green Roof - Vegetated Rooftop_A_Achievable Economic UCT Potential | F8 | Commercial | WA - Miscellaneous | Existing | Space Heating | Natural Gas | Green Roof - Vegetated Rooftop | A | Cumulative Summer Peak Savings (MW) | Achievable Economic UCT Potential | 0 | 0 | 0 | 0 | 0 | 0 | 0 | 0 | 0 | 0 | 0 | 0 | 0 | 0 | 0 | 0 | 0 | 0 | 0 | 0 | 0 | 0 | 0 | 0 | 0 | 0 | 0
F9_Commercial_WA - Miscellaneous_Existing_Space Heating_Natural Gas_Green Roof - Vegetated Rooftop_A_Achievable Economic UCT Potential | F9 | Commercial | WA - Miscellaneous | Existing | Space Heating | Natural Gas | Green Roof - Vegetated Rooftop | A | Cumulative Winter Peak Savings (MW) | Achievable Economic UCT Potential | 0 | 0 | 0 | 0 | 0 | 0 | 0 | 0 | 0 | 0 | 0 | 0 | 0 | 0 | 0 | 0 | 0 | 0 | 0 | 0 | 0 | 0 | 0 | 0 | 0 | 0 | 0
F10_Commercial_WA - Miscellaneous_Existing_Space Heating_Natural Gas_Green Roof - Vegetated Rooftop_A_Achievable Economic UCT Potential | F10 | Commercial | WA - Miscellaneous | Existing | Space Heating | Natural Gas | Green Roof - Vegetated Rooftop | A | Purchases (Incremental) | Achievable Economic UCT Potential | 0 | 0 | 0 | 0 | 0 | 0 | 0 | 0 | 0 | 0 | 0 | 0 | 0 | 0 | 0 | 0 | 0 | 0 | 0 | 0 | 0 | 0 | 0 | 0 | 0 | 0 | 0
F11_Commercial_WA - Miscellaneous_Existing_Space Heating_Natural Gas_Green Roof - Vegetated Rooftop_A_Achievable Economic UCT Potential | F11 | Commercial | WA - Miscellaneous | Existing | Space Heating | Natural Gas | Green Roof - Vegetated Rooftop | A | Purchases (Cumulative) | Achievable Economic UCT Potential | 0 | 0 | 0 | 0 | 0 | 0 | 0 | 0 | 0 | 0 | 0 | 0 | 0 | 0 | 0 | 0 | 0 | 0 | 0 | 0 | 0 | 0 | 0 | 0 | 0 | 0 | 0
F1_Commercial_WA - Miscellaneous_Existing_Space Heating_Natural Gas_Ducting - Repair and Sealing_A_Achievable Economic UCT Potential | F1 | Commercial | WA - Miscellaneous | Existing | Space Heating | Natural Gas | Ducting - Repair and Sealing | A | Integrated Unit Energy Savings (kWh or therms) | Achievable Economic UCT Potential | 0 | 0 | 0.16208 | 0.16148 | 0.16084 | 0.16015 | 0.15942 | 0.15864 | 0.15781 | 0.15692 | 0.15595 | 0.15492 | 0.15383 | 0.1527 | 0.15156 | 0.15044 | 0.14937 | 0.1484 | 0.14755 | 0.14686 | 0.14624 | 0.14572 | 0.14523 | 0.14485 | 0.14449 | 0.14415 | 0.14382
F2_Commercial_WA - Miscellaneous_Existing_Space Heating_Natural Gas_Ducting - Repair and Sealing_A_Achievable Economic UCT Potential | F2 | Commercial | WA - Miscellaneous | Existing | Space Heating | Natural Gas | Ducting - Repair and Sealing | A | Integrated Unit Summer Peak Savings (kW) | Achievable Economic UCT Potential | 0 | 0 | 0 | 0 | 0 | 0 | 0 | 0 | 0 | 0 | 0 | 0 | 0 | 0 | 0 | 0 | 0 | 0 | 0 | 0 | 0 | 0 | 0 | 0 | 0 | 0 | 0
F3_Commercial_WA - Miscellaneous_Existing_Space Heating_Natural Gas_Ducting - Repair and Sealing_A_Achievable Economic UCT Potential | F3 | Commercial | WA - Miscellaneous | Existing | Space Heating | Natural Gas | Ducting - Repair and Sealing | A | Integrated Unit Winter Peak Savings (kW) | Achievable Economic UCT Potential | 0 | 0 | 0 | 0 | 0 | 0 | 0 | 0 | 0 | 0 | 0 | 0 | 0 | 0 | 0 | 0 | 0 | 0 | 0 | 0 | 0 | 0 | 0 | 0 | 0 | 0 | 0
F4_Commercial_WA - Miscellaneous_Existing_Space Heating_Natural Gas_Ducting - Repair and Sealing_A_Achievable Economic UCT Potential | F4 | Commercial | WA - Miscellaneous | Existing | Space Heating | Natural Gas | Ducting - Repair and Sealing | A | Incremental Energy Savings (MWh or mTherms) | Achievable Economic UCT Potential | 0 | 0 | 0 | 0.39157 | 0.20986 | 0.7069 | 1.1446 | 1.7289 | 2.4632 | 3.3316 | 4.2924 | 5.2739 | 6.1754 | 6.8777 | 7.2617 | 7.238 | 6.7747 | 5.9176 | 4.7897 | 3.5632 | 2.5997 | 1.0601 | 0.93745 | 0 | 0 | 0 | 0
F5_Commercial_WA - Miscellaneous_Existing_Space Heating_Natural Gas_Ducting - Repair and Sealing_A_Achievable Economic UCT Potential | F5 | Commercial | WA - Miscellaneous | Existing | Space Heating | Natural Gas | Ducting - Repair and Sealing | A | Incremental Summer Peak Savings (MW) | Achievable Economic UCT Potential | 0 | 0 | 0 | 0 | 0 | 0 | 0 | 0 | 0 | 0 | 0 | 0 | 0 | 0 | 0 | 0 | 0 | 0 | 0 | 0 | 0 | 0 | 0 | 0 | 0 | 0 | 0
F6_Commercial_WA - Miscellaneous_Existing_Space Heating_Natural Gas_Ducting - Repair and Sealing_A_Achievable Economic UCT Potential | F6 | Commercial | WA - Miscellaneous | Existing | Space Heating | Natural Gas | Ducting - Repair and Sealing | A | Incremental Winter Peak Savings (MW) | Achievable Economic UCT Potential | 0 | 0 | 0 | 0 | 0 | 0 | 0 | 0 | 0 | 0 | 0 | 0 | 0 | 0 | 0 | 0 | 0 | 0 | 0 | 0 | 0 | 0 | 0 | 0 | 0 | 0 | 0
F7_Commercial_WA - Miscellaneous_Existing_Space Heating_Natural Gas_Ducting - Repair and Sealing_A_Achievable Economic UCT Potential | F7 | Commercial | WA - Miscellaneous | Existing | Space Heating | Natural Gas | Ducting - Repair and Sealing | A | Cumulative Energy Savings (MWh or mTherms) | Achievable Economic UCT Potential | 0 | 0 | 0 | 0.39157 | 0.59988 | 1.3042 | 2.4429 | 4.1599 | 6.6013 | 9.8954 | 14.1271 | 19.3076 | 25.3472 | 32.0393 | 39.0605 | 46.0091 | 52.458 | 58.0333 | 62.4937 | 65.7621 | 68.0875 | 68.9037 | 69.6107 | 69.4293 | 69.2561 | 69.0903 | 68.9312
F8_Commercial_WA - Miscellaneous_Existing_Space Heating_Natural Gas_Ducting - Repair and Sealing_A_Achievable Economic UCT Potential | F8 | Commercial | WA - Miscellaneous | Existing | Space Heating | Natural Gas | Ducting - Repair and Sealing | A | Cumulative Summer Peak Savings (MW) | Achievable Economic UCT Potential | 0 | 0 | 0 | 0 | 0 | 0 | 0 | 0 | 0 | 0 | 0 | 0 | 0 | 0 | 0 | 0 | 0 | 0 | 0 | 0 | 0 | 0 | 0 | 0 | 0 | 0 | 0
F9_Commercial_WA - Miscellaneous_Existing_Space Heating_Natural Gas_Ducting - Repair and Sealing_A_Achievable Economic UCT Potential | F9 | Commercial | WA - Miscellaneous | Existing | Space Heating | Natural Gas | Ducting - Repair and Sealing | A | Cumulative Winter Peak Savings (MW) | Achievable Economic UCT Potential | 0 | 0 | 0 | 0 | 0 | 0 | 0 | 0 | 0 | 0 | 0 | 0 | 0 | 0 | 0 | 0 | 0 | 0 | 0 | 0 | 0 | 0 | 0 | 0 | 0 | 0 | 0
F10_Commercial_WA - Miscellaneous_Existing_Space Heating_Natural Gas_Ducting - Repair and Sealing_A_Achievable Economic UCT Potential | F10 | Commercial | WA - Miscellaneous | Existing | Space Heating | Natural Gas | Ducting - Repair and Sealing | A | Purchases (Incremental) | Achievable Economic UCT Potential | 0 | 0 | 0 | 2424.8611 | 1304.7977 | 4414.0011 | 7179.9778 | 10898.2035 | 15608.5561 | 21231.9227 | 27524.2403 | 34042.7415 | 40144.4791 | 45039.4966 | 47913.5445 | 48113.5772 | 45355.1607 | 39877.3302 | 32460.9206 | 24262.9497 | 17776.5782 | 7274.5834 | 6454.7579 | 0 | 0 | 0 | 0
F11_Commercial_WA - Miscellaneous_Existing_Space Heating_Natural Gas_Ducting - Repair and Sealing_A_Achievable Economic UCT Potential | F11 | Commercial | WA - Miscellaneous | Existing | Space Heating | Natural Gas | Ducting - Repair and Sealing | A | Purchases (Cumulative) | Achievable Economic UCT Potential | 0 | 0 | 0 | 2424.8611 | 3729.6589 | 8143.66 | 15323.6378 | 26221.8413 | 41830.3973 | 63062.3201 | 90586.5603 | 124629.3018 | 164773.7809 | 209813.2775 | 257726.822 | 305840.3992 | 351195.5599 | 391072.8901 | 423533.8108 | 447796.7604 | 465573.3386 | 472847.922 | 479302.68 | 479302.68 | 479302.68 | 479302.68 | 479302.68
F1_Commercial_WA - Miscellaneous_Existing_Space Heating_Natural Gas_Windows - High Efficiency Glazing_A_Achievable Economic UCT Potential | F1 | Commercial | WA - Miscellaneous | Existing | Space Heating | Natural Gas | Windows - High Efficiency Glazing | A | Integrated Unit Energy Savings (kWh or therms) | Achievable Economic UCT Potential | 0 | 0 | 3.2418 | 3.2234 | 3.2009 | 3.1757 | 3.1483 | 3.1182 | 3.0859 | 3.0505 | 3.0121 | 2.9712 | 2.9287 | 2.8862 | 2.8437 | 2.8024 | 2.7634 | 2.7282 | 2.6991 | 2.6765 | 2.6574 | 2.643 | 2.6296 | 2.6227 | 2.6161 | 2.6098 | 2.6038
F2_Commercial_WA - Miscellaneous_Existing_Space Heating_Natural Gas_Windows - High Efficiency Glazing_A_Achievable Economic UCT Potential | F2 | Commercial | WA - Miscellaneous | Existing | Space Heating | Natural Gas | Windows - High Efficiency Glazing | A | Integrated Unit Summer Peak Savings (kW) | Achievable Economic UCT Potential | 0 | 0 | 0 | 0 | 0 | 0 | 0 | 0 | 0 | 0 | 0 | 0 | 0 | 0 | 0 | 0 | 0 | 0 | 0 | 0 | 0 | 0 | 0 | 0 | 0 | 0 | 0
F3_Commercial_WA - Miscellaneous_Existing_Space Heating_Natural Gas_Windows - High Efficiency Glazing_A_Achievable Economic UCT Potential | F3 | Commercial | WA - Miscellaneous | Existing | Space Heating | Natural Gas | Windows - High Efficiency Glazing | A | Integrated Unit Winter Peak Savings (kW) | Achievable Economic UCT Potential | 0 | 0 | 0 | 0 | 0 | 0 | 0 | 0 | 0 | 0 | 0 | 0 | 0 | 0 | 0 | 0 | 0 | 0 | 0 | 0 | 0 | 0 | 0 | 0 | 0 | 0 | 0
F4_Commercial_WA - Miscellaneous_Existing_Space Heating_Natural Gas_Windows - High Efficiency Glazing_A_Achievable Economic UCT Potential | F4 | Commercial | WA - Miscellaneous | Existing | Space Heating | Natural Gas | Windows - High Efficiency Glazing | A | Incremental Energy Savings (MWh or mTherms) | Achievable Economic UCT Potential | 0 | 0 | 0 | 0 | 0 | 0 | 0 | 0 | 0 | 0 | 0 | 0 | 0 | 0 | 0 | 0 | 0 | 0 | 0 | 0 | 0 | 0 | 0 | 0 | 0 | 0 | 0
F5_Commercial_WA - Miscellaneous_Existing_Space Heating_Natural Gas_Windows - High Efficiency Glazing_A_Achievable Economic UCT Potential | F5 | Commercial | WA - Miscellaneous | Existing | Space Heating | Natural Gas | Windows - High Efficiency Glazing | A | Incremental Summer Peak Savings (MW) | Achievable Economic UCT Potential | 0 | 0 | 0 | 0 | 0 | 0 | 0 | 0 | 0 | 0 | 0 | 0 | 0 | 0 | 0 | 0 | 0 | 0 | 0 | 0 | 0 | 0 | 0 | 0 | 0 | 0 | 0
F6_Commercial_WA - Miscellaneous_Existing_Space Heating_Natural Gas_Windows - High Efficiency Glazing_A_Achievable Economic UCT Potential | F6 | Commercial | WA - Miscellaneous | Existing | Space Heating | Natural Gas | Windows - High Efficiency Glazing | A | Incremental Winter Peak Savings (MW) | Achievable Economic UCT Potential | 0 | 0 | 0 | 0 | 0 | 0 | 0 | 0 | 0 | 0 | 0 | 0 | 0 | 0 | 0 | 0 | 0 | 0 | 0 | 0 | 0 | 0 | 0 | 0 | 0 | 0 | 0
F7_Commercial_WA - Miscellaneous_Existing_Space Heating_Natural Gas_Windows - High Efficiency Glazing_A_Achievable Economic UCT Potential | F7 | Commercial | WA - Miscellaneous | Existing | Space Heating | Natural Gas | Windows - High Efficiency Glazing | A | Cumulative Energy Savings (MWh or mTherms) | Achievable Economic UCT Potential | 0 | 0 | 0 | 0 | 0 | 0 | 0 | 0 | 0 | 0 | 0 | 0 | 0 | 0 | 0 | 0 | 0 | 0 | 0 | 0 | 0 | 0 | 0 | 0 | 0 | 0 | 0
F8_Commercial_WA - Miscellaneous_Existing_Space Heating_Natural Gas_Windows - High Efficiency Glazing_A_Achievable Economic UCT Potential | F8 | Commercial | WA - Miscellaneous | Existing | Space Heating | Natural Gas | Windows - High Efficiency Glazing | A | Cumulative Summer Peak Savings (MW) | Achievable Economic UCT Potential | 0 | 0 | 0 | 0 | 0 | 0 | 0 | 0 | 0 | 0 | 0 | 0 | 0 | 0 | 0 | 0 | 0 | 0 | 0 | 0 | 0 | 0 | 0 | 0 | 0 | 0 | 0
F9_Commercial_WA - Miscellaneous_Existing_Space Heating_Natural Gas_Windows - High Efficiency Glazing_A_Achievable Economic UCT Potential | F9 | Commercial | WA - Miscellaneous | Existing | Space Heating | Natural Gas | Windows - High Efficiency Glazing | A | Cumulative Winter Peak Savings (MW) | Achievable Economic UCT Potential | 0 | 0 | 0 | 0 | 0 | 0 | 0 | 0 | 0 | 0 | 0 | 0 | 0 | 0 | 0 | 0 | 0 | 0 | 0 | 0 | 0 | 0 | 0 | 0 | 0 | 0 | 0
F10_Commercial_WA - Miscellaneous_Existing_Space Heating_Natural Gas_Windows - High Efficiency Glazing_A_Achievable Economic UCT Potential | F10 | Commercial | WA - Miscellaneous | Existing | Space Heating | Natural Gas | Windows - High Efficiency Glazing | A | Purchases (Incremental) | Achievable Economic UCT Potential | 0 | 0 | 0 | 0 | 0 | 0 | 0 | 0 | 0 | 0 | 0 | 0 | 0 | 0 | 0 | 0 | 0 | 0 | 0 | 0 | 0 | 0 | 0 | 0 | 0 | 0 | 0
F11_Commercial_WA - Miscellaneous_Existing_Space Heating_Natural Gas_Windows - High Efficiency Glazing_A_Achievable Economic UCT Potential | F11 | Commercial | WA - Miscellaneous | Existing | Space Heating | Natural Gas | Windows - High Efficiency Glazing | A | Purchases (Cumulative) | Achievable Economic UCT Potential | 0 | 0 | 0 | 0 | 0 | 0 | 0 | 0 | 0 | 0 | 0 | 0 | 0 | 0 | 0 | 0 | 0 | 0 | 0 | 0 | 0 | 0 | 0 | 0 | 0 | 0 | 0
F1_Commercial_WA - Miscellaneous_Existing_Space Heating_Natural Gas_Windows - Secondary Glazing Systems_A_Achievable Economic UCT Potential | F1 | Commercial | WA - Miscellaneous | Existing | Space Heating | Natural Gas | Windows - Secondary Glazing Systems | A | Integrated Unit Energy Savings (kWh or therms) | Achievable Economic UCT Potential | 0 | 0 | 8.7332 | 8.6836 | 8.6231 | 8.5549 | 8.4807 | 8.3993 | 8.3124 | 8.2168 | 8.1134 | 8.0033 | 7.8888 | 7.7743 | 7.6599 | 7.5485 | 7.4436 | 7.3488 | 7.2703 | 7.2094 | 7.1581 | 7.1192 | 7.0831 | 7.0645 | 7.0468 | 7.0298 | 7.0135
F2_Commercial_WA - Miscellaneous_Existing_Space Heating_Natural Gas_Windows - Secondary Glazing Systems_A_Achievable Economic UCT Potential | F2 | Commercial | WA - Miscellaneous | Existing | Space Heating | Natural Gas | Windows - Secondary Glazing Systems | A | Integrated Unit Summer Peak Savings (kW) | Achievable Economic UCT Potential | 0 | 0 | 0 | 0 | 0 | 0 | 0 | 0 | 0 | 0 | 0 | 0 | 0 | 0 | 0 | 0 | 0 | 0 | 0 | 0 | 0 | 0 | 0 | 0 | 0 | 0 | 0
F3_Commercial_WA - Miscellaneous_Existing_Space Heating_Natural Gas_Windows - Secondary Glazing Systems_A_Achievable Economic UCT Potential | F3 | Commercial | WA - Miscellaneous | Existing | Space Heating | Natural Gas | Windows - Secondary Glazing Systems | A | Integrated Unit Winter Peak Savings (kW) | Achievable Economic UCT Potential | 0 | 0 | 0 | 0 | 0 | 0 | 0 | 0 | 0 | 0 | 0 | 0 | 0 | 0 | 0 | 0 | 0 | 0 | 0 | 0 | 0 | 0 | 0 | 0 | 0 | 0 | 0
F4_Commercial_WA - Miscellaneous_Existing_Space Heating_Natural Gas_Windows - Secondary Glazing Systems_A_Achievable Economic UCT Potential | F4 | Commercial | WA - Miscellaneous | Existing | Space Heating | Natural Gas | Windows - Secondary Glazing Systems | A | Incremental Energy Savings (MWh or mTherms) | Achievable Economic UCT Potential | 0 | 0 | 0 | 0 | 0 | 0 | 0 | 0 | 0 | 0 | 0 | 0 | 0 | 0 | 0 | 0 | 0 | 0 | 0 | 0 | 0 | 0 | 0 | 0 | 0 | 0 | 0
F5_Commercial_WA - Miscellaneous_Existing_Space Heating_Natural Gas_Windows - Secondary Glazing Systems_A_Achievable Economic UCT Potential | F5 | Commercial | WA - Miscellaneous | Existing | Space Heating | Natural Gas | Windows - Secondary Glazing Systems | A | Incremental Summer Peak Savings (MW) | Achievable Economic UCT Potential | 0 | 0 | 0 | 0 | 0 | 0 | 0 | 0 | 0 | 0 | 0 | 0 | 0 | 0 | 0 | 0 | 0 | 0 | 0 | 0 | 0 | 0 | 0 | 0 | 0 | 0 | 0
F6_Commercial_WA - Miscellaneous_Existing_Space Heating_Natural Gas_Windows - Secondary Glazing Systems_A_Achievable Economic UCT Potential | F6 | Commercial | WA - Miscellaneous | Existing | Space Heating | Natural Gas | Windows - Secondary Glazing Systems | A | Incremental Winter Peak Savings (MW) | Achievable Economic UCT Potential | 0 | 0 | 0 | 0 | 0 | 0 | 0 | 0 | 0 | 0 | 0 | 0 | 0 | 0 | 0 | 0 | 0 | 0 | 0 | 0 | 0 | 0 | 0 | 0 | 0 | 0 | 0
F7_Commercial_WA - Miscellaneous_Existing_Space Heating_Natural Gas_Windows - Secondary Glazing Systems_A_Achievable Economic UCT Potential | F7 | Commercial | WA - Miscellaneous | Existing | Space Heating | Natural Gas | Windows - Secondary Glazing Systems | A | Cumulative Energy Savings (MWh or mTherms) | Achievable Economic UCT Potential | 0 | 0 | 0 | 0 | 0 | 0 | 0 | 0 | 0 | 0 | 0 | 0 | 0 | 0 | 0 | 0 | 0 | 0 | 0 | 0 | 0 | 0 | 0 | 0 | 0 | 0 | 0
F8_Commercial_WA - Miscellaneous_Existing_Space Heating_Natural Gas_Windows - Secondary Glazing Systems_A_Achievable Economic UCT Potential | F8 | Commercial | WA - Miscellaneous | Existing | Space Heating | Natural Gas | Windows - Secondary Glazing Systems | A | Cumulative Summer Peak Savings (MW) | Achievable Economic UCT Potential | 0 | 0 | 0 | 0 | 0 | 0 | 0 | 0 | 0 | 0 | 0 | 0 | 0 | 0 | 0 | 0 | 0 | 0 | 0 | 0 | 0 | 0 | 0 | 0 | 0 | 0 | 0
F9_Commercial_WA - Miscellaneous_Existing_Space Heating_Natural Gas_Windows - Secondary Glazing Systems_A_Achievable Economic UCT Potential | F9 | Commercial | WA - Miscellaneous | Existing | Space Heating | Natural Gas | Windows - Secondary Glazing Systems | A | Cumulative Winter Peak Savings (MW) | Achievable Economic UCT Potential | 0 | 0 | 0 | 0 | 0 | 0 | 0 | 0 | 0 | 0 | 0 | 0 | 0 | 0 | 0 | 0 | 0 | 0 | 0 | 0 | 0 | 0 | 0 | 0 | 0 | 0 | 0
F10_Commercial_WA - Miscellaneous_Existing_Space Heating_Natural Gas_Windows - Secondary Glazing Systems_A_Achievable Economic UCT Potential | F10 | Commercial | WA - Miscellaneous | Existing | Space Heating | Natural Gas | Windows - Secondary Glazing Systems | A | Purchases (Incremental) | Achievable Economic UCT Potential | 0 | 0 | 0 | 0 | 0 | 0 | 0 | 0 | 0 | 0 | 0 | 0 | 0 | 0 | 0 | 0 | 0 | 0 | 0 | 0 | 0 | 0 | 0 | 0 | 0 | 0 | 0
F11_Commercial_WA - Miscellaneous_Existing_Space Heating_Natural Gas_Windows - Secondary Glazing Systems_A_Achievable Economic UCT Potential | F11 | Commercial | WA - Miscellaneous | Existing | Space Heating | Natural Gas | Windows - Secondary Glazing Systems | A | Purchases (Cumulative) | Achievable Economic UCT Potential | 0 | 0 | 0 | 0 | 0 | 0 | 0 | 0 | 0 | 0 | 0 | 0 | 0 | 0 | 0 | 0 | 0 | 0 | 0 | 0 | 0 | 0 | 0 | 0 | 0 | 0 | 0
F1_Commercial_WA - Miscellaneous_Existing_Space Heating_Natural Gas_HVAC - Energy Recovery Ventilator_A_Achievable Economic UCT Potential | F1 | Commercial | WA - Miscellaneous | Existing | Space Heating | Natural Gas | HVAC - Energy Recovery Ventilator | A | Integrated Unit Energy Savings (kWh or therms) | Achievable Economic UCT Potential | 0 | 0 | 0.12156 | 0.12109 | 0.1206 | 0.12006 | 0.11946 | 0.1188 | 0.11806 | 0.11724 | 0.11632 | 0.11531 | 0.11421 | 0.11306 | 0.11188 | 0.11072 | 0.10962 | 0.10863 | 0.1078 | 0.10713 | 0.10656 | 0.10613 | 0.10573 | 0.10546 | 0.1052 | 0.10494 | 0.1047
F2_Commercial_WA - Miscellaneous_Existing_Space Heating_Natural Gas_HVAC - Energy Recovery Ventilator_A_Achievable Economic UCT Potential | F2 | Commercial | WA - Miscellaneous | Existing | Space Heating | Natural Gas | HVAC - Energy Recovery Ventilator | A | Integrated Unit Summer Peak Savings (kW) | Achievable Economic UCT Potential | 0 | 0 | 0 | 0 | 0 | 0 | 0 | 0 | 0 | 0 | 0 | 0 | 0 | 0 | 0 | 0 | 0 | 0 | 0 | 0 | 0 | 0 | 0 | 0 | 0 | 0 | 0
F3_Commercial_WA - Miscellaneous_Existing_Space Heating_Natural Gas_HVAC - Energy Recovery Ventilator_A_Achievable Economic UCT Potential | F3 | Commercial | WA - Miscellaneous | Existing | Space Heating | Natural Gas | HVAC - Energy Recovery Ventilator | A | Integrated Unit Winter Peak Savings (kW) | Achievable Economic UCT Potential | 0 | 0 | 0 | 0 | 0 | 0 | 0 | 0 | 0 | 0 | 0 | 0 | 0 | 0 | 0 | 0 | 0 | 0 | 0 | 0 | 0 | 0 | 0 | 0 | 0 | 0 | 0
F4_Commercial_WA - Miscellaneous_Existing_Space Heating_Natural Gas_HVAC - Energy Recovery Ventilator_A_Achievable Economic UCT Potential | F4 | Commercial | WA - Miscellaneous | Existing | Space Heating | Natural Gas | HVAC - Energy Recovery Ventilator | A | Incremental Energy Savings (MWh or mTherms) | Achievable Economic UCT Potential | 0 | 0 | 0 | 1.1435 | 2.3377 | 2.3271 | 2.3155 | 2.3026 | 2.2884 | 2.2724 | 2.2546 | 2.235 | 2.2138 | 2.1915 | 2.1685 | 2.146 | 2.1248 | 2.1057 | 2.0894 | 2.0764 | 2.0655 | 2.0571 | 2.0494 | 0 | 0 | 0 | 0
F5_Commercial_WA - Miscellaneous_Existing_Space Heating_Natural Gas_HVAC - Energy Recovery Ventilator_A_Achievable Economic UCT Potential | F5 | Commercial | WA - Miscellaneous | Existing | Space Heating | Natural Gas | HVAC - Energy Recovery Ventilator | A | Incremental Summer Peak Savings (MW) | Achievable Economic UCT Potential | 0 | 0 | 0 | 0 | 0 | 0 | 0 | 0 | 0 | 0 | 0 | 0 | 0 | 0 | 0 | 0 | 0 | 0 | 0 | 0 | 0 | 0 | 0 | 0 | 0 | 0 | 0
F6_Commercial_WA - Miscellaneous_Existing_Space Heating_Natural Gas_HVAC - Energy Recovery Ventilator_A_Achievable Economic UCT Potential | F6 | Commercial | WA - Miscellaneous | Existing | Space Heating | Natural Gas | HVAC - Energy Recovery Ventilator | A | Incremental Winter Peak Savings (MW) | Achievable Economic UCT Potential | 0 | 0 | 0 | 0 | 0 | 0 | 0 | 0 | 0 | 0 | 0 | 0 | 0 | 0 | 0 | 0 | 0 | 0 | 0 | 0 | 0 | 0 | 0 | 0 | 0 | 0 | 0
F7_Commercial_WA - Miscellaneous_Existing_Space Heating_Natural Gas_HVAC - Energy Recovery Ventilator_A_Achievable Economic UCT Potential | F7 | Commercial | WA - Miscellaneous | Existing | Space Heating | Natural Gas | HVAC - Energy Recovery Ventilator | A | Cumulative Energy Savings (MWh or mTherms) | Achievable Economic UCT Potential | 0 | 0 | 0 | 1.1435 | 3.4766 | 5.7878 | 8.0744 | 10.3324 | 12.5567 | 14.7416 | 16.8809 | 18.9691 | 21.0028 | 22.9823 | 24.9104 | 26.7978 | 28.6574 | 30.505 | 32.3595 | 34.2343 | 36.1189 | 38.0304 | 39.9375 | 39.8337 | 39.7346 | 39.6398 | 39.5487
F8_Commercial_WA - Miscellaneous_Existing_Space Heating_Natural Gas_HVAC - Energy Recovery Ventilator_A_Achievable Economic UCT Potential | F8 | Commercial | WA - Miscellaneous | Existing | Space Heating | Natural Gas | HVAC - Energy Recovery Ventilator | A | Cumulative Summer Peak Savings (MW) | Achievable Economic UCT Potential | 0 | 0 | 0 | 0 | 0 | 0 | 0 | 0 | 0 | 0 | 0 | 0 | 0 | 0 | 0 | 0 | 0 | 0 | 0 | 0 | 0 | 0 | 0 | 0 | 0 | 0 | 0
F9_Commercial_WA - Miscellaneous_Existing_Space Heating_Natural Gas_HVAC - Energy Recovery Ventilator_A_Achievable Economic UCT Potential | F9 | Commercial | WA - Miscellaneous | Existing | Space Heating | Natural Gas | HVAC - Energy Recovery Ventilator | A | Cumulative Winter Peak Savings (MW) | Achievable Economic UCT Potential | 0 | 0 | 0 | 0 | 0 | 0 | 0 | 0 | 0 | 0 | 0 | 0 | 0 | 0 | 0 | 0 | 0 | 0 | 0 | 0 | 0 | 0 | 0 | 0 | 0 | 0 | 0
F10_Commercial_WA - Miscellaneous_Existing_Space Heating_Natural Gas_HVAC - Energy Recovery Ventilator_A_Achievable Economic UCT Potential | F10 | Commercial | WA - Miscellaneous | Existing | Space Heating | Natural Gas | HVAC - Energy Recovery Ventilator | A | Purchases (Incremental) | Achievable Economic UCT Potential | 0 | 0 | 0 | 9443.0469 | 19383.0964 | 19383.0964 | 19383.0964 | 19383.0964 | 19383.0964 | 19383.0964 | 19383.0964 | 19383.0964 | 19383.0964 | 19383.0964 | 19383.0964 | 19383.0964 | 19383.0964 | 19383.0964 | 19383.0964 | 19383.0964 | 19383.0964 | 19383.0964 | 19383.0964 | 0 | 0 | 0 | 0
F11_Commercial_WA - Miscellaneous_Existing_Space Heating_Natural Gas_HVAC - Energy Recovery Ventilator_A_Achievable Economic UCT Potential | F11 | Commercial | WA - Miscellaneous | Existing | Space Heating | Natural Gas | HVAC - Energy Recovery Ventilator | A | Purchases (Cumulative) | Achievable Economic UCT Potential | 0 | 0 | 0 | 9443.0469 | 28826.1433 | 48209.2397 | 67592.336 | 86975.4324 | 106358.5288 | 125741.6251 | 145124.7215 | 164507.8179 | 183890.9142 | 203274.0106 | 222657.1069 | 242040.2033 | 261423.2997 | 280806.396 | 300189.4924 | 319572.5888 | 338955.6851 | 358338.7815 | 377721.8778 | 377721.8778 | 377721.8778 | 377721.8778 | 377721.8778
F1_Commercial_WA - Miscellaneous_Existing_Space Heating_Natural Gas_Building Shell - Air Sealing (Infiltration Control)_A_Achievable Economic UCT Potential | F1 | Commercial | WA - Miscellaneous | Existing | Space Heating | Natural Gas | Building Shell - Air Sealing (Infiltration Control) | A | Integrated Unit Energy Savings (kWh or therms) | Achievable Economic UCT Potential | 0 | 0 | 110.0712 | 109.7074 | 109.3281 | 108.94 | 108.5466 | 108.1498 | 107.7514 | 107.3531 | 106.9566 | 106.5636 | 106.1754 | 105.7931 | 105.4182 | 105.0516 | 104.6946 | 104.348 | 104.0128 | 103.6912 | 103.3833 | 103.0896 | 102.8096 | 102.543 | 102.2885 | 102.0448 | 101.8109
F2_Commercial_WA - Miscellaneous_Existing_Space Heating_Natural Gas_Building Shell - Air Sealing (Infiltration Control)_A_Achievable Economic UCT Potential | F2 | Commercial | WA - Miscellaneous | Existing | Space Heating | Natural Gas | Building Shell - Air Sealing (Infiltration Control) | A | Integrated Unit Summer Peak Savings (kW) | Achievable Economic UCT Potential | 0 | 0 | 0 | 0 | 0 | 0 | 0 | 0 | 0 | 0 | 0 | 0 | 0 | 0 | 0 | 0 | 0 | 0 | 0 | 0 | 0 | 0 | 0 | 0 | 0 | 0 | 0
F3_Commercial_WA - Miscellaneous_Existing_Space Heating_Natural Gas_Building Shell - Air Sealing (Infiltration Control)_A_Achievable Economic UCT Potential | F3 | Commercial | WA - Miscellaneous | Existing | Space Heating | Natural Gas | Building Shell - Air Sealing (Infiltration Control) | A | Integrated Unit Winter Peak Savings (kW) | Achievable Economic UCT Potential | 0 | 0 | 0 | 0 | 0 | 0 | 0 | 0 | 0 | 0 | 0 | 0 | 0 | 0 | 0 | 0 | 0 | 0 | 0 | 0 | 0 | 0 | 0 | 0 | 0 | 0 | 0
F4_Commercial_WA - Miscellaneous_Existing_Space Heating_Natural Gas_Building Shell - Air Sealing (Infiltration Control)_A_Achievable Economic UCT Potential | F4 | Commercial | WA - Miscellaneous | Existing | Space Heating | Natural Gas | Building Shell - Air Sealing (Infiltration Control) | A | Incremental Energy Savings (MWh or mTherms) | Achievable Economic UCT Potential | 0 | 0 | 0 | 0.11553 | 0.061951 | 0.20883 | 0.33847 | 0.51187 | 0.7304 | 0.98987 | 1.2785 | 1.5755 | 1.8511 | 1.9579 | 2.1338 | 1.9937 | 1.7357 | 1.3132 | 0.76124 | 0.13649 | 0 | 0 | 0 | 0 | 0 | 0 | 0
F5_Commercial_WA - Miscellaneous_Existing_Space Heating_Natural Gas_Building Shell - Air Sealing (Infiltration Control)_A_Achievable Economic UCT Potential | F5 | Commercial | WA - Miscellaneous | Existing | Space Heating | Natural Gas | Building Shell - Air Sealing (Infiltration Control) | A | Incremental Summer Peak Savings (MW) | Achievable Economic UCT Potential | 0 | 0 | 0 | 0 | 0 | 0 | 0 | 0 | 0 | 0 | 0 | 0 | 0 | 0 | 0 | 0 | 0 | 0 | 0 | 0 | 0 | 0 | 0 | 0 | 0 | 0 | 0
F6_Commercial_WA - Miscellaneous_Existing_Space Heating_Natural Gas_Building Shell - Air Sealing (Infiltration Control)_A_Achievable Economic UCT Potential | F6 | Commercial | WA - Miscellaneous | Existing | Space Heating | Natural Gas | Building Shell - Air Sealing (Infiltration Control) | A | Incremental Winter Peak Savings (MW) | Achievable Economic UCT Potential | 0 | 0 | 0 | 0 | 0 | 0 | 0 | 0 | 0 | 0 | 0 | 0 | 0 | 0 | 0 | 0 | 0 | 0 | 0 | 0 | 0 | 0 | 0 | 0 | 0 | 0 | 0
F7_Commercial_WA - Miscellaneous_Existing_Space Heating_Natural Gas_Building Shell - Air Sealing (Infiltration Control)_A_Achievable Economic UCT Potential | F7 | Commercial | WA - Miscellaneous | Existing | Space Heating | Natural Gas | Building Shell - Air Sealing (Infiltration Control) | A | Cumulative Energy Savings (MWh or mTherms) | Achievable Economic UCT Potential | 0 | 0 | 0 | 0.11553 | 0.17708 | 0.38529 | 0.72236 | 1.2316 | 1.9575 | 2.9401 | 4.2077 | 5.7677 | 7.5978 | 9.5284 | 11.6284 | 13.5817 | 15.2712 | 16.5339 | 17.2421 | 17.3253 | 17.2738 | 17.2247 | 17.1779 | 17.1334 | 17.0909 | 17.0502 | 17.0111
F8_Commercial_WA - Miscellaneous_Existing_Space Heating_Natural Gas_Building Shell - Air Sealing (Infiltration Control)_A_Achievable Economic UCT Potential | F8 | Commercial | WA - Miscellaneous | Existing | Space Heating | Natural Gas | Building Shell - Air Sealing (Infiltration Control) | A | Cumulative Summer Peak Savings (MW) | Achievable Economic UCT Potential | 0 | 0 | 0 | 0 | 0 | 0 | 0 | 0 | 0 | 0 | 0 | 0 | 0 | 0 | 0 | 0 | 0 | 0 | 0 | 0 | 0 | 0 | 0 | 0 | 0 | 0 | 0
F9_Commercial_WA - Miscellaneous_Existing_Space Heating_Natural Gas_Building Shell - Air Sealing (Infiltration Control)_A_Achievable Economic UCT Potential | F9 | Commercial | WA - Miscellaneous | Existing | Space Heating | Natural Gas | Building Shell - Air Sealing (Infiltration Control) | A | Cumulative Winter Peak Savings (MW) | Achievable Economic UCT Potential | 0 | 0 | 0 | 0 | 0 | 0 | 0 | 0 | 0 | 0 | 0 | 0 | 0 | 0 | 0 | 0 | 0 | 0 | 0 | 0 | 0 | 0 | 0 | 0 | 0 | 0 | 0
F10_Commercial_WA - Miscellaneous_Existing_Space Heating_Natural Gas_Building Shell - Air Sealing (Infiltration Control)_A_Achievable Economic UCT Potential | F10 | Commercial | WA - Miscellaneous | Existing | Space Heating | Natural Gas | Building Shell - Air Sealing (Infiltration Control) | A | Purchases (Incremental) | Achievable Economic UCT Potential | 0 | 0 | 0 | 1.0531 | 0.56666 | 1.9169 | 3.1182 | 4.7329 | 6.7786 | 9.2207 | 11.9534 | 14.7843 | 17.4342 | 18.507 | 20.2416 | 18.9781 | 16.579 | 12.5852 | 7.3188 | 1.3163 | 0 | 0 | 0 | 0 | 0 | 0 | 0
F11_Commercial_WA - Miscellaneous_Existing_Space Heating_Natural Gas_Building Shell - Air Sealing (Infiltration Control)_A_Achievable Economic UCT Potential | F11 | Commercial | WA - Miscellaneous | Existing | Space Heating | Natural Gas | Building Shell - Air Sealing (Infiltration Control) | A | Purchases (Cumulative) | Achievable Economic UCT Potential | 0 | 0 | 0 | 1.0531 | 1.6197 | 3.5367 | 6.6549 | 11.3878 | 18.1664 | 27.3871 | 39.3405 | 54.1248 | 71.5591 | 90.066 | 110.3076 | 129.2857 | 145.8647 | 158.45 | 165.7687 | 167.085 | 167.085 | 167.085 | 167.085 | 167.085 | 167.085 | 167.085 | 167.085
F1_Commercial_WA - Miscellaneous_Existing_Space Heating_Natural Gas_Ventilation - Demand Controlled_A_Achievable Economic UCT Potential | F1 | Commercial | WA - Miscellaneous | Existing | Space Heating | Natural Gas | Ventilation - Demand Controlled | A | Integrated Unit Energy Savings (kWh or therms) | Achievable Economic UCT Potential | 0 | 0 | 0.029914 | 0.029777 | 0.029612 | 0.029432 | 0.029241 | 0.029034 | 0.02881 | 0.028565 | 0.028298 | 0.028009 | 0.0277 | 0.027378 | 0.027049 | 0.026726 | 0.026421 | 0.026141 | 0.025907 | 0.025722 | 0.025562 | 0.025435 | 0.025316 | 0.02525 | 0.025186 | 0.025126 | 0.025068
F2_Commercial_WA - Miscellaneous_Existing_Space Heating_Natural Gas_Ventilation - Demand Controlled_A_Achievable Economic UCT Potential | F2 | Commercial | WA - Miscellaneous | Existing | Space Heating | Natural Gas | Ventilation - Demand Controlled | A | Integrated Unit Summer Peak Savings (kW) | Achievable Economic UCT Potential | 0 | 0 | 0 | 0 | 0 | 0 | 0 | 0 | 0 | 0 | 0 | 0 | 0 | 0 | 0 | 0 | 0 | 0 | 0 | 0 | 0 | 0 | 0 | 0 | 0 | 0 | 0
F3_Commercial_WA - Miscellaneous_Existing_Space Heating_Natural Gas_Ventilation - Demand Controlled_A_Achievable Economic UCT Potential | F3 | Commercial | WA - Miscellaneous | Existing | Space Heating | Natural Gas | Ventilation - Demand Controlled | A | Integrated Unit Winter Peak Savings (kW) | Achievable Economic UCT Potential | 0 | 0 | 0 | 0 | 0 | 0 | 0 | 0 | 0 | 0 | 0 | 0 | 0 | 0 | 0 | 0 | 0 | 0 | 0 | 0 | 0 | 0 | 0 | 0 | 0 | 0 | 0
F4_Commercial_WA - Miscellaneous_Existing_Space Heating_Natural Gas_Ventilation - Demand Controlled_A_Achievable Economic UCT Potential | F4 | Commercial | WA - Miscellaneous | Existing | Space Heating | Natural Gas | Ventilation - Demand Controlled | A | Incremental Energy Savings (MWh or mTherms) | Achievable Economic UCT Potential | 0 | 0 | 0 | 0.9615 | 1.174 | 1.4279 | 1.6468 | 1.8651 | 2.1637 | 2.3535 | 2.3818 | 2.2216 | 1.8886 | 0.56044 | 0 | 0 | 0 | 0 | 0 | 0 | 0 | 0 | 0 | 0 | 0 | 0 | 0
F5_Commercial_WA - Miscellaneous_Existing_Space Heating_Natural Gas_Ventilation - Demand Controlled_A_Achievable Economic UCT Potential | F5 | Commercial | WA - Miscellaneous | Existing | Space Heating | Natural Gas | Ventilation - Demand Controlled | A | Incremental Summer Peak Savings (MW) | Achievable Economic UCT Potential | 0 | 0 | 0 | 0 | 0 | 0 | 0 | 0 | 0 | 0 | 0 | 0 | 0 | 0 | 0 | 0 | 0 | 0 | 0 | 0 | 0 | 0 | 0 | 0 | 0 | 0 | 0
F6_Commercial_WA - Miscellaneous_Existing_Space Heating_Natural Gas_Ventilation - Demand Controlled_A_Achievable Economic UCT Potential | F6 | Commercial | WA - Miscellaneous | Existing | Space Heating | Natural Gas | Ventilation - Demand Controlled | A | Incremental Winter Peak Savings (MW) | Achievable Economic UCT Potential | 0 | 0 | 0 | 0 | 0 | 0 | 0 | 0 | 0 | 0 | 0 | 0 | 0 | 0 | 0 | 0 | 0 | 0 | 0 | 0 | 0 | 0 | 0 | 0 | 0 | 0 | 0
F7_Commercial_WA - Miscellaneous_Existing_Space Heating_Natural Gas_Ventilation - Demand Controlled_A_Achievable Economic UCT Potential | F7 | Commercial | WA - Miscellaneous | Existing | Space Heating | Natural Gas | Ventilation - Demand Controlled | A | Cumulative Energy Savings (MWh or mTherms) | Achievable Economic UCT Potential | 0 | 0 | 0 | 0.9615 | 2.1302 | 3.5452 | 5.1689 | 6.9976 | 9.1073 | 11.3834 | 13.6587 | 15.7406 | 17.4555 | 17.813 | 17.5992 | 17.3893 | 17.1902 | 17.0087 | 16.8564 | 16.7356 | 16.6316 | 16.5491 | 16.4717 | 16.4285 | 16.3873 | 16.3478 | 16.31
F8_Commercial_WA - Miscellaneous_Existing_Space Heating_Natural Gas_Ventilation - Demand Controlled_A_Achievable Economic UCT Potential | F8 | Commercial | WA - Miscellaneous | Existing | Space Heating | Natural Gas | Ventilation - Demand Controlled | A | Cumulative Summer Peak Savings (MW) | Achievable Economic UCT Potential | 0 | 0 | 0 | 0 | 0 | 0 | 0 | 0 | 0 | 0 | 0 | 0 | 0 | 0 | 0 | 0 | 0 | 0 | 0 | 0 | 0 | 0 | 0 | 0 | 0 | 0 | 0
F9_Commercial_WA - Miscellaneous_Existing_Space Heating_Natural Gas_Ventilation - Demand Controlled_A_Achievable Economic UCT Potential | F9 | Commercial | WA - Miscellaneous | Existing | Space Heating | Natural Gas | Ventilation - Demand Controlled | A | Cumulative Winter Peak Savings (MW) | Achievable Economic UCT Potential | 0 | 0 | 0 | 0 | 0 | 0 | 0 | 0 | 0 | 0 | 0 | 0 | 0 | 0 | 0 | 0 | 0 | 0 | 0 | 0 | 0 | 0 | 0 | 0 | 0 | 0 | 0
F10_Commercial_WA - Miscellaneous_Existing_Space Heating_Natural Gas_Ventilation - Demand Controlled_A_Achievable Economic UCT Potential | F10 | Commercial | WA - Miscellaneous | Existing | Space Heating | Natural Gas | Ventilation - Demand Controlled | A | Purchases (Incremental) | Achievable Economic UCT Potential | 0 | 0 | 0 | 32289.7638 | 39646.6803 | 48515.9344 | 56319.3555 | 64239.3568 | 75103.5299 | 82389.7386 | 84166.9377 | 79317.2379 | 68179.8843 | 20470.7093 | 0 | 0 | 0 | 0 | 0 | 0 | 0 | 0 | 0 | 0 | 0 | 0 | 0
F11_Commercial_WA - Miscellaneous_Existing_Space Heating_Natural Gas_Ventilation - Demand Controlled_A_Achievable Economic UCT Potential | F11 | Commercial | WA - Miscellaneous | Existing | Space Heating | Natural Gas | Ventilation - Demand Controlled | A | Purchases (Cumulative) | Achievable Economic UCT Potential | 0 | 0 | 0 | 32289.7638 | 71936.4441 | 120452.3785 | 176771.734 | 241011.0908 | 316114.6207 | 398504.3593 | 482671.297 | 561988.5349 | 630168.4192 | 650639.1285 | 650639.1285 | 650639.1285 | 650639.1285 | 650639.1285 | 650639.1285 | 650639.1285 | 650639.1285 | 650639.1285 | 650639.1285 | 650639.1285 | 650639.1285 | 650639.1285 | 650639.1285
F1_Commercial_WA - Miscellaneous_Existing_Space Heating_Natural Gas_HVAC - Dedicated Outdoor Air System (DOAS)_A_Achievable Economic UCT Potential | F1 | Commercial | WA - Miscellaneous | Existing | Space Heating | Natural Gas | HVAC - Dedicated Outdoor Air System (DOAS) | A | Integrated Unit Energy Savings (kWh or therms) | Achievable Economic UCT Potential | 0 | 0 | -0.025891 | -0.025805 | -0.025716 | -0.025624 | -0.025532 | -0.025438 | -0.025344 | -0.02525 | -0.025157 | -0.025064 | -0.024972 | -0.024882 | -0.024794 | -0.024707 | -0.024623 | -0.024541 | -0.024462 | -0.024386 | -0.024314 | -0.024245 | -0.024179 | -0.024116 | -0.024056 | -0.023998 | -0.023943
F2_Commercial_WA - Miscellaneous_Existing_Space Heating_Natural Gas_HVAC - Dedicated Outdoor Air System (DOAS)_A_Achievable Economic UCT Potential | F2 | Commercial | WA - Miscellaneous | Existing | Space Heating | Natural Gas | HVAC - Dedicated Outdoor Air System (DOAS) | A | Integrated Unit Summer Peak Savings (kW) | Achievable Economic UCT Potential | 0 | 0 | 0 | 0 | 0 | 0 | 0 | 0 | 0 | 0 | 0 | 0 | 0 | 0 | 0 | 0 | 0 | 0 | 0 | 0 | 0 | 0 | 0 | 0 | 0 | 0 | 0
F3_Commercial_WA - Miscellaneous_Existing_Space Heating_Natural Gas_HVAC - Dedicated Outdoor Air System (DOAS)_A_Achievable Economic UCT Potential | F3 | Commercial | WA - Miscellaneous | Existing | Space Heating | Natural Gas | HVAC - Dedicated Outdoor Air System (DOAS) | A | Integrated Unit Winter Peak Savings (kW) | Achievable Economic UCT Potential | 0 | 0 | 0 | 0 | 0 | 0 | 0 | 0 | 0 | 0 | 0 | 0 | 0 | 0 | 0 | 0 | 0 | 0 | 0 | 0 | 0 | 0 | 0 | 0 | 0 | 0 | 0
F4_Commercial_WA - Miscellaneous_Existing_Space Heating_Natural Gas_HVAC - Dedicated Outdoor Air System (DOAS)_A_Achievable Economic UCT Potential | F4 | Commercial | WA - Miscellaneous | Existing | Space Heating | Natural Gas | HVAC - Dedicated Outdoor Air System (DOAS) | A | Incremental Energy Savings (MWh or mTherms) | Achievable Economic UCT Potential | 0 | 0 | 0 | 0 | 0 | 0 | 0 | 0 | 0 | 0 | 0 | 0 | 0 | 0 | 0 | 0 | 0 | 0 | 0 | 0 | 0 | 0 | 0 | 0 | 0 | 0 | 0
F5_Commercial_WA - Miscellaneous_Existing_Space Heating_Natural Gas_HVAC - Dedicated Outdoor Air System (DOAS)_A_Achievable Economic UCT Potential | F5 | Commercial | WA - Miscellaneous | Existing | Space Heating | Natural Gas | HVAC - Dedicated Outdoor Air System (DOAS) | A | Incremental Summer Peak Savings (MW) | Achievable Economic UCT Potential | 0 | 0 | 0 | 0 | 0 | 0 | 0 | 0 | 0 | 0 | 0 | 0 | 0 | 0 | 0 | 0 | 0 | 0 | 0 | 0 | 0 | 0 | 0 | 0 | 0 | 0 | 0
F6_Commercial_WA - Miscellaneous_Existing_Space Heating_Natural Gas_HVAC - Dedicated Outdoor Air System (DOAS)_A_Achievable Economic UCT Potential | F6 | Commercial | WA - Miscellaneous | Existing | Space Heating | Natural Gas | HVAC - Dedicated Outdoor Air System (DOAS) | A | Incremental Winter Peak Savings (MW) | Achievable Economic UCT Potential | 0 | 0 | 0 | 0 | 0 | 0 | 0 | 0 | 0 | 0 | 0 | 0 | 0 | 0 | 0 | 0 | 0 | 0 | 0 | 0 | 0 | 0 | 0 | 0 | 0 | 0 | 0
F7_Commercial_WA - Miscellaneous_Existing_Space Heating_Natural Gas_HVAC - Dedicated Outdoor Air System (DOAS)_A_Achievable Economic UCT Potential | F7 | Commercial | WA - Miscellaneous | Existing | Space Heating | Natural Gas | HVAC - Dedicated Outdoor Air System (DOAS) | A | Cumulative Energy Savings (MWh or mTherms) | Achievable Economic UCT Potential | 0 | 0 | 0 | 0 | 0 | 0 | 0 | 0 | 0 | 0 | 0 | 0 | 0 | 0 | 0 | 0 | 0 | 0 | 0 | 0 | 0 | 0 | 0 | 0 | 0 | 0 | 0
F8_Commercial_WA - Miscellaneous_Existing_Space Heating_Natural Gas_HVAC - Dedicated Outdoor Air System (DOAS)_A_Achievable Economic UCT Potential | F8 | Commercial | WA - Miscellaneous | Existing | Space Heating | Natural Gas | HVAC - Dedicated Outdoor Air System (DOAS) | A | Cumulative Summer Peak Savings (MW) | Achievable Economic UCT Potential | 0 | 0 | 0 | 0 | 0 | 0 | 0 | 0 | 0 | 0 | 0 | 0 | 0 | 0 | 0 | 0 | 0 | 0 | 0 | 0 | 0 | 0 | 0 | 0 | 0 | 0 | 0
F9_Commercial_WA - Miscellaneous_Existing_Space Heating_Natural Gas_HVAC - Dedicated Outdoor Air System (DOAS)_A_Achievable Economic UCT Potential | F9 | Commercial | WA - Miscellaneous | Existing | Space Heating | Natural Gas | HVAC - Dedicated Outdoor Air System (DOAS) | A | Cumulative Winter Peak Savings (MW) | Achievable Economic UCT Potential | 0 | 0 | 0 | 0 | 0 | 0 | 0 | 0 | 0 | 0 | 0 | 0 | 0 | 0 | 0 | 0 | 0 | 0 | 0 | 0 | 0 | 0 | 0 | 0 | 0 | 0 | 0
F10_Commercial_WA - Miscellaneous_Existing_Space Heating_Natural Gas_HVAC - Dedicated Outdoor Air System (DOAS)_A_Achievable Economic UCT Potential | F10 | Commercial | WA - Miscellaneous | Existing | Space Heating | Natural Gas | HVAC - Dedicated Outdoor Air System (DOAS) | A | Purchases (Incremental) | Achievable Economic UCT Potential | 0 | 0 | 0 | 0 | 0 | 0 | 0 | 0 | 0 | 0 | 0 | 0 | 0 | 0 | 0 | 0 | 0 | 0 | 0 | 0 | 0 | 0 | 0 | 0 | 0 | 0 | 0
F11_Commercial_WA - Miscellaneous_Existing_Space Heating_Natural Gas_HVAC - Dedicated Outdoor Air System (DOAS)_A_Achievable Economic UCT Potential | F11 | Commercial | WA - Miscellaneous | Existing | Space Heating | Natural Gas | HVAC - Dedicated Outdoor Air System (DOAS) | A | Purchases (Cumulative) | Achievable Economic UCT Potential | 0 | 0 | 0 | 0 | 0 | 0 | 0 | 0 | 0 | 0 | 0 | 0 | 0 | 0 | 0 | 0 | 0 | 0 | 0 | 0 | 0 | 0 | 0 | 0 | 0 | 0 | 0
F1_Commercial_WA - Miscellaneous_Existing_Space Heating_Natural Gas_Destratification Fans (HVLS)_A_Achievable Economic UCT Potential | F1 | Commercial | WA - Miscellaneous | Existing | Space Heating | Natural Gas | Destratification Fans (HVLS) | A | Integrated Unit Energy Savings (kWh or therms) | Achievable Economic UCT Potential | 0 | 0 | 606.5115 | 603.4083 | 599.7022 | 595.5484 | 591.021 | 586.0337 | 580.4774 | 574.3064 | 567.5198 | 560.1724 | 552.3817 | 544.5508 | 536.6909 | 528.9909 | 521.737 | 515.193 | 509.7465 | 505.4764 | 501.8857 | 499.1545 | 496.6286 | 495.3277 | 494.0859 | 492.8975 | 491.757
F2_Commercial_WA - Miscellaneous_Existing_Space Heating_Natural Gas_Destratification Fans (HVLS)_A_Achievable Economic UCT Potential | F2 | Commercial | WA - Miscellaneous | Existing | Space Heating | Natural Gas | Destratification Fans (HVLS) | A | Integrated Unit Summer Peak Savings (kW) | Achievable Economic UCT Potential | 0 | 0 | 0 | 0 | 0 | 0 | 0 | 0 | 0 | 0 | 0 | 0 | 0 | 0 | 0 | 0 | 0 | 0 | 0 | 0 | 0 | 0 | 0 | 0 | 0 | 0 | 0
F3_Commercial_WA - Miscellaneous_Existing_Space Heating_Natural Gas_Destratification Fans (HVLS)_A_Achievable Economic UCT Potential | F3 | Commercial | WA - Miscellaneous | Existing | Space Heating | Natural Gas | Destratification Fans (HVLS) | A | Integrated Unit Winter Peak Savings (kW) | Achievable Economic UCT Potential | 0 | 0 | 0 | 0 | 0 | 0 | 0 | 0 | 0 | 0 | 0 | 0 | 0 | 0 | 0 | 0 | 0 | 0 | 0 | 0 | 0 | 0 | 0 | 0 | 0 | 0 | 0
F4_Commercial_WA - Miscellaneous_Existing_Space Heating_Natural Gas_Destratification Fans (HVLS)_A_Achievable Economic UCT Potential | F4 | Commercial | WA - Miscellaneous | Existing | Space Heating | Natural Gas | Destratification Fans (HVLS) | A | Incremental Energy Savings (MWh or mTherms) | Achievable Economic UCT Potential | 0 | 0 | 0 | 0.2456 | 0.50104 | 0.49757 | 0.49379 | 0.48962 | 0.48498 | 0.47982 | 0.47415 | 0.46801 | 0.4615 | 0.45496 | 0.44839 | 0.44196 | 0.4359 | 0.43043 | 0.2184 | 0 | 7.8009e-16 | 0 | 0 | 0 | 0 | 0 | 0
F5_Commercial_WA - Miscellaneous_Existing_Space Heating_Natural Gas_Destratification Fans (HVLS)_A_Achievable Economic UCT Potential | F5 | Commercial | WA - Miscellaneous | Existing | Space Heating | Natural Gas | Destratification Fans (HVLS) | A | Incremental Summer Peak Savings (MW) | Achievable Economic UCT Potential | 0 | 0 | 0 | 0 | 0 | 0 | 0 | 0 | 0 | 0 | 0 | 0 | 0 | 0 | 0 | 0 | 0 | 0 | 0 | 0 | 0 | 0 | 0 | 0 | 0 | 0 | 0
F6_Commercial_WA - Miscellaneous_Existing_Space Heating_Natural Gas_Destratification Fans (HVLS)_A_Achievable Economic UCT Potential | F6 | Commercial | WA - Miscellaneous | Existing | Space Heating | Natural Gas | Destratification Fans (HVLS) | A | Incremental Winter Peak Savings (MW) | Achievable Economic UCT Potential | 0 | 0 | 0 | 0 | 0 | 0 | 0 | 0 | 0 | 0 | 0 | 0 | 0 | 0 | 0 | 0 | 0 | 0 | 0 | 0 | 0 | 0 | 0 | 0 | 0 | 0 | 0
F7_Commercial_WA - Miscellaneous_Existing_Space Heating_Natural Gas_Destratification Fans (HVLS)_A_Achievable Economic UCT Potential | F7 | Commercial | WA - Miscellaneous | Existing | Space Heating | Natural Gas | Destratification Fans (HVLS) | A | Cumulative Energy Savings (MWh or mTherms) | Achievable Economic UCT Potential | 0 | 0 | 0 | 0.2456 | 0.74513 | 1.2375 | 1.7219 | 2.197 | 2.6612 | 3.1127 | 3.55 | 3.9721 | 4.3784 | 4.7713 | 5.1508 | 5.5188 | 5.8791 | 6.2358 | 6.3882 | 6.3347 | 6.2897 | 6.2555 | 6.2238 | 6.2075 | 6.192 | 6.1771 | 6.1628
F8_Commercial_WA - Miscellaneous_Existing_Space Heating_Natural Gas_Destratification Fans (HVLS)_A_Achievable Economic UCT Potential | F8 | Commercial | WA - Miscellaneous | Existing | Space Heating | Natural Gas | Destratification Fans (HVLS) | A | Cumulative Summer Peak Savings (MW) | Achievable Economic UCT Potential | 0 | 0 | 0 | 0 | 0 | 0 | 0 | 0 | 0 | 0 | 0 | 0 | 0 | 0 | 0 | 0 | 0 | 0 | 0 | 0 | 0 | 0 | 0 | 0 | 0 | 0 | 0
F9_Commercial_WA - Miscellaneous_Existing_Space Heating_Natural Gas_Destratification Fans (HVLS)_A_Achievable Economic UCT Potential | F9 | Commercial | WA - Miscellaneous | Existing | Space Heating | Natural Gas | Destratification Fans (HVLS) | A | Cumulative Winter Peak Savings (MW) | Achievable Economic UCT Potential | 0 | 0 | 0 | 0 | 0 | 0 | 0 | 0 | 0 | 0 | 0 | 0 | 0 | 0 | 0 | 0 | 0 | 0 | 0 | 0 | 0 | 0 | 0 | 0 | 0 | 0 | 0
F10_Commercial_WA - Miscellaneous_Existing_Space Heating_Natural Gas_Destratification Fans (HVLS)_A_Achievable Economic UCT Potential | F10 | Commercial | WA - Miscellaneous | Existing | Space Heating | Natural Gas | Destratification Fans (HVLS) | A | Purchases (Incremental) | Achievable Economic UCT Potential | 0 | 0 | 0 | 0.40703 | 0.83548 | 0.83548 | 0.83548 | 0.83548 | 0.83548 | 0.83548 | 0.83548 | 0.83548 | 0.83548 | 0.83548 | 0.83548 | 0.83548 | 0.83548 | 0.83548 | 0.42845 | 0 | 1.5543e-15 | 0 | 0 | 0 | 0 | 0 | 0
F11_Commercial_WA - Miscellaneous_Existing_Space Heating_Natural Gas_Destratification Fans (HVLS)_A_Achievable Economic UCT Potential | F11 | Commercial | WA - Miscellaneous | Existing | Space Heating | Natural Gas | Destratification Fans (HVLS) | A | Purchases (Cumulative) | Achievable Economic UCT Potential | 0 | 0 | 0 | 0.40703 | 1.2425 | 2.078 | 2.9135 | 3.7489 | 4.5844 | 5.4199 | 6.2554 | 7.0909 | 7.9263 | 8.7618 | 9.5973 | 10.4328 | 11.2682 | 12.1037 | 12.5322 | 12.5322 | 12.5322 | 12.5322 | 12.5322 | 12.5322 | 12.5322 | 12.5322 | 12.5322
F1_Commercial_WA - Miscellaneous_Existing_Space Heating_Natural Gas_Gas Boiler - Maintenance_A_Achievable Economic UCT Potential | F1 | Commercial | WA - Miscellaneous | Existing | Space Heating | Natural Gas | Gas Boiler - Maintenance | A | Integrated Unit Energy Savings (kWh or therms) | Achievable Economic UCT Potential | 0 | 0 | 0.13577 | 0.13494 | 0.13397 | 0.13291 | 0.13179 | 0.13058 | 0.12931 | 0.12793 | 0.12645 | 0.12489 | 0.12327 | 0.12167 | 0.12009 | 0.11857 | 0.11716 | 0.11591 | 0.11493 | 0.11422 | 0.11364 | 0.11324 | 0.11287 | 0.11276 | 0.11265 | 0.11254 | 0.11243
F2_Commercial_WA - Miscellaneous_Existing_Space Heating_Natural Gas_Gas Boiler - Maintenance_A_Achievable Economic UCT Potential | F2 | Commercial | WA - Miscellaneous | Existing | Space Heating | Natural Gas | Gas Boiler - Maintenance | A | Integrated Unit Summer Peak Savings (kW) | Achievable Economic UCT Potential | 0 | 0 | 0 | 0 | 0 | 0 | 0 | 0 | 0 | 0 | 0 | 0 | 0 | 0 | 0 | 0 | 0 | 0 | 0 | 0 | 0 | 0 | 0 | 0 | 0 | 0 | 0
F3_Commercial_WA - Miscellaneous_Existing_Space Heating_Natural Gas_Gas Boiler - Maintenance_A_Achievable Economic UCT Potential | F3 | Commercial | WA - Miscellaneous | Existing | Space Heating | Natural Gas | Gas Boiler - Maintenance | A | Integrated Unit Winter Peak Savings (kW) | Achievable Economic UCT Potential | 0 | 0 | 0 | 0 | 0 | 0 | 0 | 0 | 0 | 0 | 0 | 0 | 0 | 0 | 0 | 0 | 0 | 0 | 0 | 0 | 0 | 0 | 0 | 0 | 0 | 0 | 0
F4_Commercial_WA - Miscellaneous_Existing_Space Heating_Natural Gas_Gas Boiler - Maintenance_A_Achievable Economic UCT Potential | F4 | Commercial | WA - Miscellaneous | Existing | Space Heating | Natural Gas | Gas Boiler - Maintenance | A | Incremental Energy Savings (MWh or mTherms) | Achievable Economic UCT Potential | 0 | 0 | 0 | 0 | 0 | 0.10312 | 0.10225 | 0.10131 | 0 | 0 | 0 | 0 | 0 | 0 | 0 | 0 | 0 | 0 | 0 | 0 | 0 | 0 | 0 | 0 | 0 | 0 | 0
F5_Commercial_WA - Miscellaneous_Existing_Space Heating_Natural Gas_Gas Boiler - Maintenance_A_Achievable Economic UCT Potential | F5 | Commercial | WA - Miscellaneous | Existing | Space Heating | Natural Gas | Gas Boiler - Maintenance | A | Incremental Summer Peak Savings (MW) | Achievable Economic UCT Potential | 0 | 0 | 0 | 0 | 0 | 0 | 0 | 0 | 0 | 0 | 0 | 0 | 0 | 0 | 0 | 0 | 0 | 0 | 0 | 0 | 0 | 0 | 0 | 0 | 0 | 0 | 0
F6_Commercial_WA - Miscellaneous_Existing_Space Heating_Natural Gas_Gas Boiler - Maintenance_A_Achievable Economic UCT Potential | F6 | Commercial | WA - Miscellaneous | Existing | Space Heating | Natural Gas | Gas Boiler - Maintenance | A | Incremental Winter Peak Savings (MW) | Achievable Economic UCT Potential | 0 | 0 | 0 | 0 | 0 | 0 | 0 | 0 | 0 | 0 | 0 | 0 | 0 | 0 | 0 | 0 | 0 | 0 | 0 | 0 | 0 | 0 | 0 | 0 | 0 | 0 | 0
F7_Commercial_WA - Miscellaneous_Existing_Space Heating_Natural Gas_Gas Boiler - Maintenance_A_Achievable Economic UCT Potential | F7 | Commercial | WA - Miscellaneous | Existing | Space Heating | Natural Gas | Gas Boiler - Maintenance | A | Cumulative Energy Savings (MWh or mTherms) | Achievable Economic UCT Potential | 0 | 0 | 0 | 0 | 0 | 0.10312 | 0.20451 | 0.30394 | 0.30098 | 0.29777 | 0.29432 | 0.29069 | 0.28693 | 0.28321 | 0.27953 | 0.27598 | 0.27269 | 0.2698 | 0.26752 | 0.26585 | 0.2645 | 0.26357 | 0.26271 | 0.26246 | 0.26221 | 0.26196 | 0.2617
F8_Commercial_WA - Miscellaneous_Existing_Space Heating_Natural Gas_Gas Boiler - Maintenance_A_Achievable Economic UCT Potential | F8 | Commercial | WA - Miscellaneous | Existing | Space Heating | Natural Gas | Gas Boiler - Maintenance | A | Cumulative Summer Peak Savings (MW) | Achievable Economic UCT Potential | 0 | 0 | 0 | 0 | 0 | 0 | 0 | 0 | 0 | 0 | 0 | 0 | 0 | 0 | 0 | 0 | 0 | 0 | 0 | 0 | 0 | 0 | 0 | 0 | 0 | 0 | 0
F9_Commercial_WA - Miscellaneous_Existing_Space Heating_Natural Gas_Gas Boiler - Maintenance_A_Achievable Economic UCT Potential | F9 | Commercial | WA - Miscellaneous | Existing | Space Heating | Natural Gas | Gas Boiler - Maintenance | A | Cumulative Winter Peak Savings (MW) | Achievable Economic UCT Potential | 0 | 0 | 0 | 0 | 0 | 0 | 0 | 0 | 0 | 0 | 0 | 0 | 0 | 0 | 0 | 0 | 0 | 0 | 0 | 0 | 0 | 0 | 0 | 0 | 0 | 0 | 0
F10_Commercial_WA - Miscellaneous_Existing_Space Heating_Natural Gas_Gas Boiler - Maintenance_A_Achievable Economic UCT Potential | F10 | Commercial | WA - Miscellaneous | Existing | Space Heating | Natural Gas | Gas Boiler - Maintenance | A | Purchases (Incremental) | Achievable Economic UCT Potential | 0 | 0 | 0 | 0 | 0 | 775.8707 | 775.8707 | 775.8707 | 0 | 0 | 0 | 0 | 0 | 0 | 0 | 0 | 0 | 0 | 0 | 0 | 0 | 0 | 0 | 0 | 0 | 0 | 0
F11_Commercial_WA - Miscellaneous_Existing_Space Heating_Natural Gas_Gas Boiler - Maintenance_A_Achievable Economic UCT Potential | F11 | Commercial | WA - Miscellaneous | Existing | Space Heating | Natural Gas | Gas Boiler - Maintenance | A | Purchases (Cumulative) | Achievable Economic UCT Potential | 0 | 0 | 0 | 0 | 0 | 775.8707 | 1551.7415 | 2327.6122 | 2327.6122 | 2327.6122 | 2327.6122 | 2327.6122 | 2327.6122 | 2327.6122 | 2327.6122 | 2327.6122 | 2327.6122 | 2327.6122 | 2327.6122 | 2327.6122 | 2327.6122 | 2327.6122 | 2327.6122 | 2327.6122 | 2327.6122 | 2327.6122 | 2327.6122
F1_Commercial_WA - Miscellaneous_Existing_Space Heating_Natural Gas_Gas Furnace - Maintenance_A_Achievable Economic UCT Potential | F1 | Commercial | WA - Miscellaneous | Existing | Space Heating | Natural Gas | Gas Furnace - Maintenance | A | Integrated Unit Energy Savings (kWh or therms) | Achievable Economic UCT Potential | 0 | 0 | 0.054386 | 0.054093 | 0.053724 | 0.053302 | 0.052834 | 0.052313 | 0.051747 | 0.051119 | 0.050436 | 0.049705 | 0.048941 | 0.048172 | 0.0474 | 0.046643 | 0.045923 | 0.045263 | 0.044701 | 0.044252 | 0.043866 | 0.043561 | 0.043279 | 0.043109 | 0.042947 | 0.042794 | 0.042649
F2_Commercial_WA - Miscellaneous_Existing_Space Heating_Natural Gas_Gas Furnace - Maintenance_A_Achievable Economic UCT Potential | F2 | Commercial | WA - Miscellaneous | Existing | Space Heating | Natural Gas | Gas Furnace - Maintenance | A | Integrated Unit Summer Peak Savings (kW) | Achievable Economic UCT Potential | 0 | 0 | 0 | 0 | 0 | 0 | 0 | 0 | 0 | 0 | 0 | 0 | 0 | 0 | 0 | 0 | 0 | 0 | 0 | 0 | 0 | 0 | 0 | 0 | 0 | 0 | 0
F3_Commercial_WA - Miscellaneous_Existing_Space Heating_Natural Gas_Gas Furnace - Maintenance_A_Achievable Economic UCT Potential | F3 | Commercial | WA - Miscellaneous | Existing | Space Heating | Natural Gas | Gas Furnace - Maintenance | A | Integrated Unit Winter Peak Savings (kW) | Achievable Economic UCT Potential | 0 | 0 | 0 | 0 | 0 | 0 | 0 | 0 | 0 | 0 | 0 | 0 | 0 | 0 | 0 | 0 | 0 | 0 | 0 | 0 | 0 | 0 | 0 | 0 | 0 | 0 | 0
F4_Commercial_WA - Miscellaneous_Existing_Space Heating_Natural Gas_Gas Furnace - Maintenance_A_Achievable Economic UCT Potential | F4 | Commercial | WA - Miscellaneous | Existing | Space Heating | Natural Gas | Gas Furnace - Maintenance | A | Incremental Energy Savings (MWh or mTherms) | Achievable Economic UCT Potential | 0 | 0 | 0 | 0 | 0 | 0 | 0 | 0 | 0 | 0 | 0 | 0 | 0 | 0 | 0 | 0 | 0 | 0 | 0 | 0 | 0 | 0 | 0 | 0 | 0 | 0 | 0
F5_Commercial_WA - Miscellaneous_Existing_Space Heating_Natural Gas_Gas Furnace - Maintenance_A_Achievable Economic UCT Potential | F5 | Commercial | WA - Miscellaneous | Existing | Space Heating | Natural Gas | Gas Furnace - Maintenance | A | Incremental Summer Peak Savings (MW) | Achievable Economic UCT Potential | 0 | 0 | 0 | 0 | 0 | 0 | 0 | 0 | 0 | 0 | 0 | 0 | 0 | 0 | 0 | 0 | 0 | 0 | 0 | 0 | 0 | 0 | 0 | 0 | 0 | 0 | 0
F6_Commercial_WA - Miscellaneous_Existing_Space Heating_Natural Gas_Gas Furnace - Maintenance_A_Achievable Economic UCT Potential | F6 | Commercial | WA - Miscellaneous | Existing | Space Heating | Natural Gas | Gas Furnace - Maintenance | A | Incremental Winter Peak Savings (MW) | Achievable Economic UCT Potential | 0 | 0 | 0 | 0 | 0 | 0 | 0 | 0 | 0 | 0 | 0 | 0 | 0 | 0 | 0 | 0 | 0 | 0 | 0 | 0 | 0 | 0 | 0 | 0 | 0 | 0 | 0
F7_Commercial_WA - Miscellaneous_Existing_Space Heating_Natural Gas_Gas Furnace - Maintenance_A_Achievable Economic UCT Potential | F7 | Commercial | WA - Miscellaneous | Existing | Space Heating | Natural Gas | Gas Furnace - Maintenance | A | Cumulative Energy Savings (MWh or mTherms) | Achievable Economic UCT Potential | 0 | 0 | 0 | 0 | 0 | 0 | 0 | 0 | 0 | 0 | 0 | 0 | 0 | 0 | 0 | 0 | 0 | 0 | 0 | 0 | 0 | 0 | 0 | 0 | 0 | 0 | 0
F8_Commercial_WA - Miscellaneous_Existing_Space Heating_Natural Gas_Gas Furnace - Maintenance_A_Achievable Economic UCT Potential | F8 | Commercial | WA - Miscellaneous | Existing | Space Heating | Natural Gas | Gas Furnace - Maintenance | A | Cumulative Summer Peak Savings (MW) | Achievable Economic UCT Potential | 0 | 0 | 0 | 0 | 0 | 0 | 0 | 0 | 0 | 0 | 0 | 0 | 0 | 0 | 0 | 0 | 0 | 0 | 0 | 0 | 0 | 0 | 0 | 0 | 0 | 0 | 0
F9_Commercial_WA - Miscellaneous_Existing_Space Heating_Natural Gas_Gas Furnace - Maintenance_A_Achievable Economic UCT Potential | F9 | Commercial | WA - Miscellaneous | Existing | Space Heating | Natural Gas | Gas Furnace - Maintenance | A | Cumulative Winter Peak Savings (MW) | Achievable Economic UCT Potential | 0 | 0 | 0 | 0 | 0 | 0 | 0 | 0 | 0 | 0 | 0 | 0 | 0 | 0 | 0 | 0 | 0 | 0 | 0 | 0 | 0 | 0 | 0 | 0 | 0 | 0 | 0
F10_Commercial_WA - Miscellaneous_Existing_Space Heating_Natural Gas_Gas Furnace - Maintenance_A_Achievable Economic UCT Potential | F10 | Commercial | WA - Miscellaneous | Existing | Space Heating | Natural Gas | Gas Furnace - Maintenance | A | Purchases (Incremental) | Achievable Economic UCT Potential | 0 | 0 | 0 | 0 | 0 | 0 | 0 | 0 | 0 | 0 | 0 | 0 | 0 | 0 | 0 | 0 | 0 | 0 | 0 | 0 | 0 | 0 | 0 | 0 | 0 | 0 | 0
F11_Commercial_WA - Miscellaneous_Existing_Space Heating_Natural Gas_Gas Furnace - Maintenance_A_Achievable Economic UCT Potential | F11 | Commercial | WA - Miscellaneous | Existing | Space Heating | Natural Gas | Gas Furnace - Maintenance | A | Purchases (Cumulative) | Achievable Economic UCT Potential | 0 | 0 | 0 | 0 | 0 | 0 | 0 | 0 | 0 | 0 | 0 | 0 | 0 | 0 | 0 | 0 | 0 | 0 | 0 | 0 | 0 | 0 | 0 | 0 | 0 | 0 | 0
F1_Commercial_WA - Miscellaneous_Existing_Space Heating_Natural Gas_Gas Boiler - Hot Water Reset_A_Achievable Economic UCT Potential | F1 | Commercial | WA - Miscellaneous | Existing | Space Heating | Natural Gas | Gas Boiler - Hot Water Reset | A | Integrated Unit Energy Savings (kWh or therms) | Achievable Economic UCT Potential | 0 | 0 | 241.3631 | 240.458 | 239.5689 | 238.6937 | 237.8434 | 237.0195 | 236.2227 | 235.4537 | 234.7097 | 233.9897 | 233.2951 | 232.641 | 232.0209 | 231.464 | 230.981 | 230.5872 | 230.2948 | 230.0641 | 229.8549 | 229.6437 | 229.4315 | 229.2198 | 229.0073 | 228.7934 | 228.5774
F2_Commercial_WA - Miscellaneous_Existing_Space Heating_Natural Gas_Gas Boiler - Hot Water Reset_A_Achievable Economic UCT Potential | F2 | Commercial | WA - Miscellaneous | Existing | Space Heating | Natural Gas | Gas Boiler - Hot Water Reset | A | Integrated Unit Summer Peak Savings (kW) | Achievable Economic UCT Potential | 0 | 0 | 0 | 0 | 0 | 0 | 0 | 0 | 0 | 0 | 0 | 0 | 0 | 0 | 0 | 0 | 0 | 0 | 0 | 0 | 0 | 0 | 0 | 0 | 0 | 0 | 0
F3_Commercial_WA - Miscellaneous_Existing_Space Heating_Natural Gas_Gas Boiler - Hot Water Reset_A_Achievable Economic UCT Potential | F3 | Commercial | WA - Miscellaneous | Existing | Space Heating | Natural Gas | Gas Boiler - Hot Water Reset | A | Integrated Unit Winter Peak Savings (kW) | Achievable Economic UCT Potential | 0 | 0 | 0 | 0 | 0 | 0 | 0 | 0 | 0 | 0 | 0 | 0 | 0 | 0 | 0 | 0 | 0 | 0 | 0 | 0 | 0 | 0 | 0 | 0 | 0 | 0 | 0
F4_Commercial_WA - Miscellaneous_Existing_Space Heating_Natural Gas_Gas Boiler - Hot Water Reset_A_Achievable Economic UCT Potential | F4 | Commercial | WA - Miscellaneous | Existing | Space Heating | Natural Gas | Gas Boiler - Hot Water Reset | A | Incremental Energy Savings (MWh or mTherms) | Achievable Economic UCT Potential | 0 | 0 | 0 | 0.21322 | 0.43604 | 0.43445 | 0.4329 | 0.4314 | 0.42995 | 0.42855 | 0.42719 | 0.42588 | 0.42462 | 0.42343 | 0.4223 | 0.42129 | 0.42041 | 0.41969 | 0.41916 | 0.41874 | 0.41836 | 0.41797 | 0.41759 | 0 | 0 | 0 | 0
F5_Commercial_WA - Miscellaneous_Existing_Space Heating_Natural Gas_Gas Boiler - Hot Water Reset_A_Achievable Economic UCT Potential | F5 | Commercial | WA - Miscellaneous | Existing | Space Heating | Natural Gas | Gas Boiler - Hot Water Reset | A | Incremental Summer Peak Savings (MW) | Achievable Economic UCT Potential | 0 | 0 | 0 | 0 | 0 | 0 | 0 | 0 | 0 | 0 | 0 | 0 | 0 | 0 | 0 | 0 | 0 | 0 | 0 | 0 | 0 | 0 | 0 | 0 | 0 | 0 | 0
F6_Commercial_WA - Miscellaneous_Existing_Space Heating_Natural Gas_Gas Boiler - Hot Water Reset_A_Achievable Economic UCT Potential | F6 | Commercial | WA - Miscellaneous | Existing | Space Heating | Natural Gas | Gas Boiler - Hot Water Reset | A | Incremental Winter Peak Savings (MW) | Achievable Economic UCT Potential | 0 | 0 | 0 | 0 | 0 | 0 | 0 | 0 | 0 | 0 | 0 | 0 | 0 | 0 | 0 | 0 | 0 | 0 | 0 | 0 | 0 | 0 | 0 | 0 | 0 | 0 | 0
F7_Commercial_WA - Miscellaneous_Existing_Space Heating_Natural Gas_Gas Boiler - Hot Water Reset_A_Achievable Economic UCT Potential | F7 | Commercial | WA - Miscellaneous | Existing | Space Heating | Natural Gas | Gas Boiler - Hot Water Reset | A | Cumulative Energy Savings (MWh or mTherms) | Achievable Economic UCT Potential | 0 | 0 | 0 | 0.21322 | 0.64847 | 1.0805 | 1.5096 | 1.9358 | 2.3592 | 2.7801 | 3.1985 | 3.6145 | 4.0284 | 4.4406 | 4.851 | 5.2607 | 5.6701 | 6.0801 | 6.4916 | 6.9038 | 7.3159 | 7.7271 | 8.1376 | 8.1301 | 8.1225 | 8.115 | 8.1073
F8_Commercial_WA - Miscellaneous_Existing_Space Heating_Natural Gas_Gas Boiler - Hot Water Reset_A_Achievable Economic UCT Potential | F8 | Commercial | WA - Miscellaneous | Existing | Space Heating | Natural Gas | Gas Boiler - Hot Water Reset | A | Cumulative Summer Peak Savings (MW) | Achievable Economic UCT Potential | 0 | 0 | 0 | 0 | 0 | 0 | 0 | 0 | 0 | 0 | 0 | 0 | 0 | 0 | 0 | 0 | 0 | 0 | 0 | 0 | 0 | 0 | 0 | 0 | 0 | 0 | 0
F9_Commercial_WA - Miscellaneous_Existing_Space Heating_Natural Gas_Gas Boiler - Hot Water Reset_A_Achievable Economic UCT Potential | F9 | Commercial | WA - Miscellaneous | Existing | Space Heating | Natural Gas | Gas Boiler - Hot Water Reset | A | Cumulative Winter Peak Savings (MW) | Achievable Economic UCT Potential | 0 | 0 | 0 | 0 | 0 | 0 | 0 | 0 | 0 | 0 | 0 | 0 | 0 | 0 | 0 | 0 | 0 | 0 | 0 | 0 | 0 | 0 | 0 | 0 | 0 | 0 | 0
F10_Commercial_WA - Miscellaneous_Existing_Space Heating_Natural Gas_Gas Boiler - Hot Water Reset_A_Achievable Economic UCT Potential | F10 | Commercial | WA - Miscellaneous | Existing | Space Heating | Natural Gas | Gas Boiler - Hot Water Reset | A | Purchases (Incremental) | Achievable Economic UCT Potential | 0 | 0 | 0 | 0.88671 | 1.8201 | 1.8201 | 1.8201 | 1.8201 | 1.8201 | 1.8201 | 1.8201 | 1.8201 | 1.8201 | 1.8201 | 1.8201 | 1.8201 | 1.8201 | 1.8201 | 1.8201 | 1.8201 | 1.8201 | 1.8201 | 1.8201 | 0 | 0 | 0 | 0
F11_Commercial_WA - Miscellaneous_Existing_Space Heating_Natural Gas_Gas Boiler - Hot Water Reset_A_Achievable Economic UCT Potential | F11 | Commercial | WA - Miscellaneous | Existing | Space Heating | Natural Gas | Gas Boiler - Hot Water Reset | A | Purchases (Cumulative) | Achievable Economic UCT Potential | 0 | 0 | 0 | 0.88671 | 2.7068 | 4.5269 | 6.347 | 8.1671 | 9.9872 | 11.8073 | 13.6274 | 15.4475 | 17.2676 | 19.0877 | 20.9078 | 22.7278 | 24.5479 | 26.368 | 28.1881 | 30.0082 | 31.8283 | 33.6484 | 35.4685 | 35.4685 | 35.4685 | 35.4685 | 35.4685
F1_Commercial_WA - Miscellaneous_Existing_Space Heating_Natural Gas_Gas Boiler - Steam Trap Replacement_A_Achievable Economic UCT Potential | F1 | Commercial | WA - Miscellaneous | Existing | Space Heating | Natural Gas | Gas Boiler - Steam Trap Replacement | A | Integrated Unit Energy Savings (kWh or therms) | Achievable Economic UCT Potential | 0 | 0 | 62.9073 | 62.5253 | 62.0764 | 61.5874 | 61.0674 | 60.5076 | 59.9183 | 59.279 | 58.5933 | 57.8694 | 57.122 | 56.3811 | 55.6482 | 54.9421 | 54.2872 | 53.7105 | 53.2572 | 52.9245 | 52.657 | 52.4712 | 52.2993 | 52.2495 | 52.1997 | 52.1496 | 52.0991
F2_Commercial_WA - Miscellaneous_Existing_Space Heating_Natural Gas_Gas Boiler - Steam Trap Replacement_A_Achievable Economic UCT Potential | F2 | Commercial | WA - Miscellaneous | Existing | Space Heating | Natural Gas | Gas Boiler - Steam Trap Replacement | A | Integrated Unit Summer Peak Savings (kW) | Achievable Economic UCT Potential | 0 | 0 | 0 | 0 | 0 | 0 | 0 | 0 | 0 | 0 | 0 | 0 | 0 | 0 | 0 | 0 | 0 | 0 | 0 | 0 | 0 | 0 | 0 | 0 | 0 | 0 | 0
F3_Commercial_WA - Miscellaneous_Existing_Space Heating_Natural Gas_Gas Boiler - Steam Trap Replacement_A_Achievable Economic UCT Potential | F3 | Commercial | WA - Miscellaneous | Existing | Space Heating | Natural Gas | Gas Boiler - Steam Trap Replacement | A | Integrated Unit Winter Peak Savings (kW) | Achievable Economic UCT Potential | 0 | 0 | 0 | 0 | 0 | 0 | 0 | 0 | 0 | 0 | 0 | 0 | 0 | 0 | 0 | 0 | 0 | 0 | 0 | 0 | 0 | 0 | 0 | 0 | 0 | 0 | 0
F4_Commercial_WA - Miscellaneous_Existing_Space Heating_Natural Gas_Gas Boiler - Steam Trap Replacement_A_Achievable Economic UCT Potential | F4 | Commercial | WA - Miscellaneous | Existing | Space Heating | Natural Gas | Gas Boiler - Steam Trap Replacement | A | Incremental Energy Savings (MWh or mTherms) | Achievable Economic UCT Potential | 0 | 0 | 0 | 0.012456 | 0.025385 | 0.025185 | 0.024972 | 0.024743 | 0.024502 | 0.012431 | 0 | 0 | 6.3418e-18 | 0 | 0 | 6.0998e-18 | 5.123e-17 | 0 | 4.1389e-17 | 0 | 4.0923e-17 | 0 | 0 | 0 | 0 | 0 | 0
F5_Commercial_WA - Miscellaneous_Existing_Space Heating_Natural Gas_Gas Boiler - Steam Trap Replacement_A_Achievable Economic UCT Potential | F5 | Commercial | WA - Miscellaneous | Existing | Space Heating | Natural Gas | Gas Boiler - Steam Trap Replacement | A | Incremental Summer Peak Savings (MW) | Achievable Economic UCT Potential | 0 | 0 | 0 | 0 | 0 | 0 | 0 | 0 | 0 | 0 | 0 | 0 | 0 | 0 | 0 | 0 | 0 | 0 | 0 | 0 | 0 | 0 | 0 | 0 | 0 | 0 | 0
F6_Commercial_WA - Miscellaneous_Existing_Space Heating_Natural Gas_Gas Boiler - Steam Trap Replacement_A_Achievable Economic UCT Potential | F6 | Commercial | WA - Miscellaneous | Existing | Space Heating | Natural Gas | Gas Boiler - Steam Trap Replacement | A | Incremental Winter Peak Savings (MW) | Achievable Economic UCT Potential | 0 | 0 | 0 | 0 | 0 | 0 | 0 | 0 | 0 | 0 | 0 | 0 | 0 | 0 | 0 | 0 | 0 | 0 | 0 | 0 | 0 | 0 | 0 | 0 | 0 | 0 | 0
F7_Commercial_WA - Miscellaneous_Existing_Space Heating_Natural Gas_Gas Boiler - Steam Trap Replacement_A_Achievable Economic UCT Potential | F7 | Commercial | WA - Miscellaneous | Existing | Space Heating | Natural Gas | Gas Boiler - Steam Trap Replacement | A | Cumulative Energy Savings (MWh or mTherms) | Achievable Economic UCT Potential | 0 | 0 | 0 | 0.012456 | 0.037752 | 0.062639 | 0.087082 | 0.11103 | 0.13445 | 0.14544 | 0.14376 | 0.14199 | 0.14015 | 0.13833 | 0.13654 | 0.1348 | 0.1332 | 0.13178 | 0.13067 | 0.12985 | 0.1292 | 0.12874 | 0.12832 | 0.1282 | 0.12807 | 0.12795 | 0.12783
F8_Commercial_WA - Miscellaneous_Existing_Space Heating_Natural Gas_Gas Boiler - Steam Trap Replacement_A_Achievable Economic UCT Potential | F8 | Commercial | WA - Miscellaneous | Existing | Space Heating | Natural Gas | Gas Boiler - Steam Trap Replacement | A | Cumulative Summer Peak Savings (MW) | Achievable Economic UCT Potential | 0 | 0 | 0 | 0 | 0 | 0 | 0 | 0 | 0 | 0 | 0 | 0 | 0 | 0 | 0 | 0 | 0 | 0 | 0 | 0 | 0 | 0 | 0 | 0 | 0 | 0 | 0
F9_Commercial_WA - Miscellaneous_Existing_Space Heating_Natural Gas_Gas Boiler - Steam Trap Replacement_A_Achievable Economic UCT Potential | F9 | Commercial | WA - Miscellaneous | Existing | Space Heating | Natural Gas | Gas Boiler - Steam Trap Replacement | A | Cumulative Winter Peak Savings (MW) | Achievable Economic UCT Potential | 0 | 0 | 0 | 0 | 0 | 0 | 0 | 0 | 0 | 0 | 0 | 0 | 0 | 0 | 0 | 0 | 0 | 0 | 0 | 0 | 0 | 0 | 0 | 0 | 0 | 0 | 0
F10_Commercial_WA - Miscellaneous_Existing_Space Heating_Natural Gas_Gas Boiler - Steam Trap Replacement_A_Achievable Economic UCT Potential | F10 | Commercial | WA - Miscellaneous | Existing | Space Heating | Natural Gas | Gas Boiler - Steam Trap Replacement | A | Purchases (Incremental) | Achievable Economic UCT Potential | 0 | 0 | 0 | 0.19922 | 0.40893 | 0.40893 | 0.40893 | 0.40893 | 0.40893 | 0.20971 | 0 | 0 | 1.1102e-16 | 0 | 0 | 1.1102e-16 | 9.4369e-16 | 0 | 7.7716e-16 | 0 | 7.7716e-16 | 0 | 0 | 0 | 0 | 0 | 0
F11_Commercial_WA - Miscellaneous_Existing_Space Heating_Natural Gas_Gas Boiler - Steam Trap Replacement_A_Achievable Economic UCT Potential | F11 | Commercial | WA - Miscellaneous | Existing | Space Heating | Natural Gas | Gas Boiler - Steam Trap Replacement | A | Purchases (Cumulative) | Achievable Economic UCT Potential | 0 | 0 | 0 | 0.19922 | 0.60815 | 1.0171 | 1.426 | 1.8349 | 2.2439 | 2.4536 | 2.4536 | 2.4536 | 2.4536 | 2.4536 | 2.4536 | 2.4536 | 2.4536 | 2.4536 | 2.4536 | 2.4536 | 2.4536 | 2.4536 | 2.4536 | 2.4536 | 2.4536 | 2.4536 | 2.4536
F1_Commercial_WA - Miscellaneous_Existing_Space Heating_Natural Gas_Gas Boiler - High Turndown Burner_A_Achievable Economic UCT Potential | F1 | Commercial | WA - Miscellaneous | Existing | Space Heating | Natural Gas | Gas Boiler - High Turndown Burner | A | Integrated Unit Energy Savings (kWh or therms) | Achievable Economic UCT Potential | 0 | 0 | 0.22628 | 0.22505 | 0.22363 | 0.2221 | 0.22049 | 0.21875 | 0.21685 | 0.21477 | 0.2125 | 0.21007 | 0.20749 | 0.20492 | 0.20236 | 0.19987 | 0.19755 | 0.19552 | 0.19391 | 0.19271 | 0.19175 | 0.19108 | 0.19046 | 0.19028 | 0.1901 | 0.18992 | 0.18974
F2_Commercial_WA - Miscellaneous_Existing_Space Heating_Natural Gas_Gas Boiler - High Turndown Burner_A_Achievable Economic UCT Potential | F2 | Commercial | WA - Miscellaneous | Existing | Space Heating | Natural Gas | Gas Boiler - High Turndown Burner | A | Integrated Unit Summer Peak Savings (kW) | Achievable Economic UCT Potential | 0 | 0 | 0 | 0 | 0 | 0 | 0 | 0 | 0 | 0 | 0 | 0 | 0 | 0 | 0 | 0 | 0 | 0 | 0 | 0 | 0 | 0 | 0 | 0 | 0 | 0 | 0
F3_Commercial_WA - Miscellaneous_Existing_Space Heating_Natural Gas_Gas Boiler - High Turndown Burner_A_Achievable Economic UCT Potential | F3 | Commercial | WA - Miscellaneous | Existing | Space Heating | Natural Gas | Gas Boiler - High Turndown Burner | A | Integrated Unit Winter Peak Savings (kW) | Achievable Economic UCT Potential | 0 | 0 | 0 | 0 | 0 | 0 | 0 | 0 | 0 | 0 | 0 | 0 | 0 | 0 | 0 | 0 | 0 | 0 | 0 | 0 | 0 | 0 | 0 | 0 | 0 | 0 | 0
F4_Commercial_WA - Miscellaneous_Existing_Space Heating_Natural Gas_Gas Boiler - High Turndown Burner_A_Achievable Economic UCT Potential | F4 | Commercial | WA - Miscellaneous | Existing | Space Heating | Natural Gas | Gas Boiler - High Turndown Burner | A | Incremental Energy Savings (MWh or mTherms) | Achievable Economic UCT Potential | 0 | 0 | 0 | 0.17161 | 0.20939 | 0.25448 | 0.29326 | 0.33186 | 0.38462 | 0.41789 | 0.4224 | 0.39349 | 0.33409 | 0.25533 | 0.17304 | 0.10227 | 0.047216 | 0 | 0 | 0 | 0 | 0 | 0 | 0 | 0 | 0 | 0
F5_Commercial_WA - Miscellaneous_Existing_Space Heating_Natural Gas_Gas Boiler - High Turndown Burner_A_Achievable Economic UCT Potential | F5 | Commercial | WA - Miscellaneous | Existing | Space Heating | Natural Gas | Gas Boiler - High Turndown Burner | A | Incremental Summer Peak Savings (MW) | Achievable Economic UCT Potential | 0 | 0 | 0 | 0 | 0 | 0 | 0 | 0 | 0 | 0 | 0 | 0 | 0 | 0 | 0 | 0 | 0 | 0 | 0 | 0 | 0 | 0 | 0 | 0 | 0 | 0 | 0
F6_Commercial_WA - Miscellaneous_Existing_Space Heating_Natural Gas_Gas Boiler - High Turndown Burner_A_Achievable Economic UCT Potential | F6 | Commercial | WA - Miscellaneous | Existing | Space Heating | Natural Gas | Gas Boiler - High Turndown Burner | A | Incremental Winter Peak Savings (MW) | Achievable Economic UCT Potential | 0 | 0 | 0 | 0 | 0 | 0 | 0 | 0 | 0 | 0 | 0 | 0 | 0 | 0 | 0 | 0 | 0 | 0 | 0 | 0 | 0 | 0 | 0 | 0 | 0 | 0 | 0
F7_Commercial_WA - Miscellaneous_Existing_Space Heating_Natural Gas_Gas Boiler - High Turndown Burner_A_Achievable Economic UCT Potential | F7 | Commercial | WA - Miscellaneous | Existing | Space Heating | Natural Gas | Gas Boiler - High Turndown Burner | A | Cumulative Energy Savings (MWh or mTherms) | Achievable Economic UCT Potential | 0 | 0 | 0 | 0.17161 | 0.37993 | 0.63181 | 0.92047 | 1.2451 | 1.6189 | 2.0212 | 2.4223 | 2.788 | 3.0879 | 3.305 | 3.4367 | 3.4967 | 3.5035 | 3.4674 | 3.4388 | 3.4176 | 3.4005 | 3.3887 | 3.3776 | 3.3745 | 3.3713 | 3.3681 | 3.3648
F8_Commercial_WA - Miscellaneous_Existing_Space Heating_Natural Gas_Gas Boiler - High Turndown Burner_A_Achievable Economic UCT Potential | F8 | Commercial | WA - Miscellaneous | Existing | Space Heating | Natural Gas | Gas Boiler - High Turndown Burner | A | Cumulative Summer Peak Savings (MW) | Achievable Economic UCT Potential | 0 | 0 | 0 | 0 | 0 | 0 | 0 | 0 | 0 | 0 | 0 | 0 | 0 | 0 | 0 | 0 | 0 | 0 | 0 | 0 | 0 | 0 | 0 | 0 | 0 | 0 | 0
F9_Commercial_WA - Miscellaneous_Existing_Space Heating_Natural Gas_Gas Boiler - High Turndown Burner_A_Achievable Economic UCT Potential | F9 | Commercial | WA - Miscellaneous | Existing | Space Heating | Natural Gas | Gas Boiler - High Turndown Burner | A | Cumulative Winter Peak Savings (MW) | Achievable Economic UCT Potential | 0 | 0 | 0 | 0 | 0 | 0 | 0 | 0 | 0 | 0 | 0 | 0 | 0 | 0 | 0 | 0 | 0 | 0 | 0 | 0 | 0 | 0 | 0 | 0 | 0 | 0 | 0
F10_Commercial_WA - Miscellaneous_Existing_Space Heating_Natural Gas_Gas Boiler - High Turndown Burner_A_Achievable Economic UCT Potential | F10 | Commercial | WA - Miscellaneous | Existing | Space Heating | Natural Gas | Gas Boiler - High Turndown Burner | A | Purchases (Incremental) | Achievable Economic UCT Potential | 0 | 0 | 0 | 762.5729 | 936.3179 | 1145.7791 | 1330.069 | 1517.1122 | 1773.6865 | 1945.7616 | 1987.7329 | 1873.1997 | 1610.1739 | 1246.0205 | 855.1166 | 511.7083 | 239.0026 | 0 | 0 | 0 | 0 | 0 | 0 | 0 | 0 | 0 | 0
F11_Commercial_WA - Miscellaneous_Existing_Space Heating_Natural Gas_Gas Boiler - High Turndown Burner_A_Achievable Economic UCT Potential | F11 | Commercial | WA - Miscellaneous | Existing | Space Heating | Natural Gas | Gas Boiler - High Turndown Burner | A | Purchases (Cumulative) | Achievable Economic UCT Potential | 0 | 0 | 0 | 762.5729 | 1698.8908 | 2844.67 | 4174.739 | 5691.8512 | 7465.5377 | 9411.2993 | 11399.0323 | 13272.232 | 14882.4059 | 16128.4264 | 16983.543 | 17495.2513 | 17734.2539 | 17734.2539 | 17734.2539 | 17734.2539 | 17734.2539 | 17734.2539 | 17734.2539 | 17734.2539 | 17734.2539 | 17734.2539 | 17734.2539
F1_Commercial_WA - Miscellaneous_Existing_Space Heating_Natural Gas_Gas Boiler - Burner Control Optimization_A_Achievable Economic UCT Potential | F1 | Commercial | WA - Miscellaneous | Existing | Space Heating | Natural Gas | Gas Boiler - Burner Control Optimization | A | Integrated Unit Energy Savings (kWh or therms) | Achievable Economic UCT Potential | 0 | 0 | 0.065621 | 0.065259 | 0.064844 | 0.064395 | 0.063918 | 0.063405 | 0.062845 | 0.062232 | 0.061566 | 0.060849 | 0.060095 | 0.059344 | 0.058597 | 0.057873 | 0.057202 | 0.056613 | 0.056146 | 0.0558 | 0.055521 | 0.055327 | 0.055147 | 0.055095 | 0.055042 | 0.05499 | 0.054937
F2_Commercial_WA - Miscellaneous_Existing_Space Heating_Natural Gas_Gas Boiler - Burner Control Optimization_A_Achievable Economic UCT Potential | F2 | Commercial | WA - Miscellaneous | Existing | Space Heating | Natural Gas | Gas Boiler - Burner Control Optimization | A | Integrated Unit Summer Peak Savings (kW) | Achievable Economic UCT Potential | 0 | 0 | 0 | 0 | 0 | 0 | 0 | 0 | 0 | 0 | 0 | 0 | 0 | 0 | 0 | 0 | 0 | 0 | 0 | 0 | 0 | 0 | 0 | 0 | 0 | 0 | 0
F3_Commercial_WA - Miscellaneous_Existing_Space Heating_Natural Gas_Gas Boiler - Burner Control Optimization_A_Achievable Economic UCT Potential | F3 | Commercial | WA - Miscellaneous | Existing | Space Heating | Natural Gas | Gas Boiler - Burner Control Optimization | A | Integrated Unit Winter Peak Savings (kW) | Achievable Economic UCT Potential | 0 | 0 | 0 | 0 | 0 | 0 | 0 | 0 | 0 | 0 | 0 | 0 | 0 | 0 | 0 | 0 | 0 | 0 | 0 | 0 | 0 | 0 | 0 | 0 | 0 | 0 | 0
F4_Commercial_WA - Miscellaneous_Existing_Space Heating_Natural Gas_Gas Boiler - Burner Control Optimization_A_Achievable Economic UCT Potential | F4 | Commercial | WA - Miscellaneous | Existing | Space Heating | Natural Gas | Gas Boiler - Burner Control Optimization | A | Incremental Energy Savings (MWh or mTherms) | Achievable Economic UCT Potential | 0 | 0 | 0 | 0.018517 | 0.0099006 | 0.03326 | 0.053702 | 0.080859 | 0.11478 | 0.15461 | 0.19829 | 0.2424 | 0.2823 | 0.31276 | 0.32853 | 0.32583 | 0.30359 | 0.26417 | 0.21327 | 0.15842 | 0.11549 | 0.047097 | 0.041653 | 0 | 0 | 0 | 0
F5_Commercial_WA - Miscellaneous_Existing_Space Heating_Natural Gas_Gas Boiler - Burner Control Optimization_A_Achievable Economic UCT Potential | F5 | Commercial | WA - Miscellaneous | Existing | Space Heating | Natural Gas | Gas Boiler - Burner Control Optimization | A | Incremental Summer Peak Savings (MW) | Achievable Economic UCT Potential | 0 | 0 | 0 | 0 | 0 | 0 | 0 | 0 | 0 | 0 | 0 | 0 | 0 | 0 | 0 | 0 | 0 | 0 | 0 | 0 | 0 | 0 | 0 | 0 | 0 | 0 | 0
F6_Commercial_WA - Miscellaneous_Existing_Space Heating_Natural Gas_Gas Boiler - Burner Control Optimization_A_Achievable Economic UCT Potential | F6 | Commercial | WA - Miscellaneous | Existing | Space Heating | Natural Gas | Gas Boiler - Burner Control Optimization | A | Incremental Winter Peak Savings (MW) | Achievable Economic UCT Potential | 0 | 0 | 0 | 0 | 0 | 0 | 0 | 0 | 0 | 0 | 0 | 0 | 0 | 0 | 0 | 0 | 0 | 0 | 0 | 0 | 0 | 0 | 0 | 0 | 0 | 0 | 0
F7_Commercial_WA - Miscellaneous_Existing_Space Heating_Natural Gas_Gas Boiler - Burner Control Optimization_A_Achievable Economic UCT Potential | F7 | Commercial | WA - Miscellaneous | Existing | Space Heating | Natural Gas | Gas Boiler - Burner Control Optimization | A | Cumulative Energy Savings (MWh or mTherms) | Achievable Economic UCT Potential | 0 | 0 | 0 | 0.018517 | 0.0283 | 0.061364 | 0.11461 | 0.19455 | 0.30762 | 0.45923 | 0.6526 | 0.8874 | 1.1587 | 1.457 | 1.7672 | 2.0712 | 2.3508 | 2.5907 | 2.7826 | 2.9239 | 3.0248 | 3.0613 | 3.093 | 3.09 | 3.0871 | 3.0842 | 3.0812
F8_Commercial_WA - Miscellaneous_Existing_Space Heating_Natural Gas_Gas Boiler - Burner Control Optimization_A_Achievable Economic UCT Potential | F8 | Commercial | WA - Miscellaneous | Existing | Space Heating | Natural Gas | Gas Boiler - Burner Control Optimization | A | Cumulative Summer Peak Savings (MW) | Achievable Economic UCT Potential | 0 | 0 | 0 | 0 | 0 | 0 | 0 | 0 | 0 | 0 | 0 | 0 | 0 | 0 | 0 | 0 | 0 | 0 | 0 | 0 | 0 | 0 | 0 | 0 | 0 | 0 | 0
F9_Commercial_WA - Miscellaneous_Existing_Space Heating_Natural Gas_Gas Boiler - Burner Control Optimization_A_Achievable Economic UCT Potential | F9 | Commercial | WA - Miscellaneous | Existing | Space Heating | Natural Gas | Gas Boiler - Burner Control Optimization | A | Cumulative Winter Peak Savings (MW) | Achievable Economic UCT Potential | 0 | 0 | 0 | 0 | 0 | 0 | 0 | 0 | 0 | 0 | 0 | 0 | 0 | 0 | 0 | 0 | 0 | 0 | 0 | 0 | 0 | 0 | 0 | 0 | 0 | 0 | 0
F10_Commercial_WA - Miscellaneous_Existing_Space Heating_Natural Gas_Gas Boiler - Burner Control Optimization_A_Achievable Economic UCT Potential | F10 | Commercial | WA - Miscellaneous | Existing | Space Heating | Natural Gas | Gas Boiler - Burner Control Optimization | A | Purchases (Incremental) | Achievable Economic UCT Potential | 0 | 0 | 0 | 283.7481 | 152.6825 | 516.5097 | 840.1738 | 1275.2665 | 1826.4541 | 2484.4791 | 3220.7823 | 3983.5526 | 4697.5548 | 5270.3512 | 5606.6614 | 5630.0685 | 5307.289 | 4666.2941 | 3798.4539 | 2839.1584 | 2080.1478 | 851.2442 | 755.3113 | 0 | 0 | 0 | 0
F11_Commercial_WA - Miscellaneous_Existing_Space Heating_Natural Gas_Gas Boiler - Burner Control Optimization_A_Achievable Economic UCT Potential | F11 | Commercial | WA - Miscellaneous | Existing | Space Heating | Natural Gas | Gas Boiler - Burner Control Optimization | A | Purchases (Cumulative) | Achievable Economic UCT Potential | 0 | 0 | 0 | 283.7481 | 436.4305 | 952.9402 | 1793.114 | 3068.3805 | 4894.8346 | 7379.3137 | 10600.096 | 14583.6487 | 19281.2035 | 24551.5547 | 30158.2162 | 35788.2846 | 41095.5737 | 45761.8678 | 49560.3217 | 52399.4801 | 54479.628 | 55330.8722 | 56086.1835 | 56086.1835 | 56086.1835 | 56086.1835 | 56086.1835
F1_Commercial_WA - Miscellaneous_Existing_Space Heating_Natural Gas_Gas Boiler - Stack Economizer_A_Achievable Economic UCT Potential | F1 | Commercial | WA - Miscellaneous | Existing | Space Heating | Natural Gas | Gas Boiler - Stack Economizer | A | Integrated Unit Energy Savings (kWh or therms) | Achievable Economic UCT Potential | 0 | 0 | 0.21723 | 0.21591 | 0.21435 | 0.21266 | 0.21087 | 0.20893 | 0.20689 | 0.20469 | 0.20232 | 0.19982 | 0.19724 | 0.19468 | 0.19215 | 0.18971 | 0.18745 | 0.18546 | 0.18389 | 0.18274 | 0.18182 | 0.18118 | 0.18059 | 0.18041 | 0.18024 | 0.18007 | 0.17989
F2_Commercial_WA - Miscellaneous_Existing_Space Heating_Natural Gas_Gas Boiler - Stack Economizer_A_Achievable Economic UCT Potential | F2 | Commercial | WA - Miscellaneous | Existing | Space Heating | Natural Gas | Gas Boiler - Stack Economizer | A | Integrated Unit Summer Peak Savings (kW) | Achievable Economic UCT Potential | 0 | 0 | 0 | 0 | 0 | 0 | 0 | 0 | 0 | 0 | 0 | 0 | 0 | 0 | 0 | 0 | 0 | 0 | 0 | 0 | 0 | 0 | 0 | 0 | 0 | 0 | 0
F3_Commercial_WA - Miscellaneous_Existing_Space Heating_Natural Gas_Gas Boiler - Stack Economizer_A_Achievable Economic UCT Potential | F3 | Commercial | WA - Miscellaneous | Existing | Space Heating | Natural Gas | Gas Boiler - Stack Economizer | A | Integrated Unit Winter Peak Savings (kW) | Achievable Economic UCT Potential | 0 | 0 | 0 | 0 | 0 | 0 | 0 | 0 | 0 | 0 | 0 | 0 | 0 | 0 | 0 | 0 | 0 | 0 | 0 | 0 | 0 | 0 | 0 | 0 | 0 | 0 | 0
F4_Commercial_WA - Miscellaneous_Existing_Space Heating_Natural Gas_Gas Boiler - Stack Economizer_A_Achievable Economic UCT Potential | F4 | Commercial | WA - Miscellaneous | Existing | Space Heating | Natural Gas | Gas Boiler - Stack Economizer | A | Incremental Energy Savings (MWh or mTherms) | Achievable Economic UCT Potential | 0 | 0 | 0 | 0 | 0 | 0 | 0 | 0 | 0 | 0 | 0 | 0 | 0 | 0 | 0 | 0 | 0 | 0 | 0 | 0 | 0 | 0 | 0 | 0 | 0 | 0 | 0
F5_Commercial_WA - Miscellaneous_Existing_Space Heating_Natural Gas_Gas Boiler - Stack Economizer_A_Achievable Economic UCT Potential | F5 | Commercial | WA - Miscellaneous | Existing | Space Heating | Natural Gas | Gas Boiler - Stack Economizer | A | Incremental Summer Peak Savings (MW) | Achievable Economic UCT Potential | 0 | 0 | 0 | 0 | 0 | 0 | 0 | 0 | 0 | 0 | 0 | 0 | 0 | 0 | 0 | 0 | 0 | 0 | 0 | 0 | 0 | 0 | 0 | 0 | 0 | 0 | 0
F6_Commercial_WA - Miscellaneous_Existing_Space Heating_Natural Gas_Gas Boiler - Stack Economizer_A_Achievable Economic UCT Potential | F6 | Commercial | WA - Miscellaneous | Existing | Space Heating | Natural Gas | Gas Boiler - Stack Economizer | A | Incremental Winter Peak Savings (MW) | Achievable Economic UCT Potential | 0 | 0 | 0 | 0 | 0 | 0 | 0 | 0 | 0 | 0 | 0 | 0 | 0 | 0 | 0 | 0 | 0 | 0 | 0 | 0 | 0 | 0 | 0 | 0 | 0 | 0 | 0
F7_Commercial_WA - Miscellaneous_Existing_Space Heating_Natural Gas_Gas Boiler - Stack Economizer_A_Achievable Economic UCT Potential | F7 | Commercial | WA - Miscellaneous | Existing | Space Heating | Natural Gas | Gas Boiler - Stack Economizer | A | Cumulative Energy Savings (MWh or mTherms) | Achievable Economic UCT Potential | 0 | 0 | 0 | 0 | 0 | 0 | 0 | 0 | 0 | 0 | 0 | 0 | 0 | 0 | 0 | 0 | 0 | 0 | 0 | 0 | 0 | 0 | 0 | 0 | 0 | 0 | 0
F8_Commercial_WA - Miscellaneous_Existing_Space Heating_Natural Gas_Gas Boiler - Stack Economizer_A_Achievable Economic UCT Potential | F8 | Commercial | WA - Miscellaneous | Existing | Space Heating | Natural Gas | Gas Boiler - Stack Economizer | A | Cumulative Summer Peak Savings (MW) | Achievable Economic UCT Potential | 0 | 0 | 0 | 0 | 0 | 0 | 0 | 0 | 0 | 0 | 0 | 0 | 0 | 0 | 0 | 0 | 0 | 0 | 0 | 0 | 0 | 0 | 0 | 0 | 0 | 0 | 0
F9_Commercial_WA - Miscellaneous_Existing_Space Heating_Natural Gas_Gas Boiler - Stack Economizer_A_Achievable Economic UCT Potential | F9 | Commercial | WA - Miscellaneous | Existing | Space Heating | Natural Gas | Gas Boiler - Stack Economizer | A | Cumulative Winter Peak Savings (MW) | Achievable Economic UCT Potential | 0 | 0 | 0 | 0 | 0 | 0 | 0 | 0 | 0 | 0 | 0 | 0 | 0 | 0 | 0 | 0 | 0 | 0 | 0 | 0 | 0 | 0 | 0 | 0 | 0 | 0 | 0
F10_Commercial_WA - Miscellaneous_Existing_Space Heating_Natural Gas_Gas Boiler - Stack Economizer_A_Achievable Economic UCT Potential | F10 | Commercial | WA - Miscellaneous | Existing | Space Heating | Natural Gas | Gas Boiler - Stack Economizer | A | Purchases (Incremental) | Achievable Economic UCT Potential | 0 | 0 | 0 | 0 | 0 | 0 | 0 | 0 | 0 | 0 | 0 | 0 | 0 | 0 | 0 | 0 | 0 | 0 | 0 | 0 | 0 | 0 | 0 | 0 | 0 | 0 | 0
F11_Commercial_WA - Miscellaneous_Existing_Space Heating_Natural Gas_Gas Boiler - Stack Economizer_A_Achievable Economic UCT Potential | F11 | Commercial | WA - Miscellaneous | Existing | Space Heating | Natural Gas | Gas Boiler - Stack Economizer | A | Purchases (Cumulative) | Achievable Economic UCT Potential | 0 | 0 | 0 | 0 | 0 | 0 | 0 | 0 | 0 | 0 | 0 | 0 | 0 | 0 | 0 | 0 | 0 | 0 | 0 | 0 | 0 | 0 | 0 | 0 | 0 | 0 | 0
F1_Commercial_WA - Miscellaneous_Existing_Space Heating_Natural Gas_Gas Boiler - Thermostatic Radiator Valves_A_Achievable Economic UCT Potential | F1 | Commercial | WA - Miscellaneous | Existing | Space Heating | Natural Gas | Gas Boiler - Thermostatic Radiator Valves | A | Integrated Unit Energy Savings (kWh or therms) | Achievable Economic UCT Potential | 0 | 0 | 13.25 | 13.1867 | 13.1158 | 13.0411 | 12.9637 | 12.8824 | 12.7958 | 12.7027 | 12.6021 | 12.4936 | 12.3782 | 12.2586 | 12.1375 | 12.0203 | 11.9116 | 11.816 | 11.7393 | 11.6806 | 11.6322 | 11.597 | 11.5638 | 11.553 | 11.5421 | 11.5312 | 11.5202
F2_Commercial_WA - Miscellaneous_Existing_Space Heating_Natural Gas_Gas Boiler - Thermostatic Radiator Valves_A_Achievable Economic UCT Potential | F2 | Commercial | WA - Miscellaneous | Existing | Space Heating | Natural Gas | Gas Boiler - Thermostatic Radiator Valves | A | Integrated Unit Summer Peak Savings (kW) | Achievable Economic UCT Potential | 0 | 0 | 0 | 0 | 0 | 0 | 0 | 0 | 0 | 0 | 0 | 0 | 0 | 0 | 0 | 0 | 0 | 0 | 0 | 0 | 0 | 0 | 0 | 0 | 0 | 0 | 0
F3_Commercial_WA - Miscellaneous_Existing_Space Heating_Natural Gas_Gas Boiler - Thermostatic Radiator Valves_A_Achievable Economic UCT Potential | F3 | Commercial | WA - Miscellaneous | Existing | Space Heating | Natural Gas | Gas Boiler - Thermostatic Radiator Valves | A | Integrated Unit Winter Peak Savings (kW) | Achievable Economic UCT Potential | 0 | 0 | 0 | 0 | 0 | 0 | 0 | 0 | 0 | 0 | 0 | 0 | 0 | 0 | 0 | 0 | 0 | 0 | 0 | 0 | 0 | 0 | 0 | 0 | 0 | 0 | 0
F4_Commercial_WA - Miscellaneous_Existing_Space Heating_Natural Gas_Gas Boiler - Thermostatic Radiator Valves_A_Achievable Economic UCT Potential | F4 | Commercial | WA - Miscellaneous | Existing | Space Heating | Natural Gas | Gas Boiler - Thermostatic Radiator Valves | A | Incremental Energy Savings (MWh or mTherms) | Achievable Economic UCT Potential | 0 | 0 | 0 | 0.49921 | 1.0192 | 1.0134 | 1.0074 | 1.0011 | 0.99432 | 0.98709 | 0.97927 | 0.97084 | 0.96187 | 0.95258 | 0.94317 | 0.93406 | 0.92561 | 0.91818 | 0.46781 | 0 | 1.9836e-15 | 0 | 0 | 0 | 0 | 0 | 0
F5_Commercial_WA - Miscellaneous_Existing_Space Heating_Natural Gas_Gas Boiler - Thermostatic Radiator Valves_A_Achievable Economic UCT Potential | F5 | Commercial | WA - Miscellaneous | Existing | Space Heating | Natural Gas | Gas Boiler - Thermostatic Radiator Valves | A | Incremental Summer Peak Savings (MW) | Achievable Economic UCT Potential | 0 | 0 | 0 | 0 | 0 | 0 | 0 | 0 | 0 | 0 | 0 | 0 | 0 | 0 | 0 | 0 | 0 | 0 | 0 | 0 | 0 | 0 | 0 | 0 | 0 | 0 | 0
F6_Commercial_WA - Miscellaneous_Existing_Space Heating_Natural Gas_Gas Boiler - Thermostatic Radiator Valves_A_Achievable Economic UCT Potential | F6 | Commercial | WA - Miscellaneous | Existing | Space Heating | Natural Gas | Gas Boiler - Thermostatic Radiator Valves | A | Incremental Winter Peak Savings (MW) | Achievable Economic UCT Potential | 0 | 0 | 0 | 0 | 0 | 0 | 0 | 0 | 0 | 0 | 0 | 0 | 0 | 0 | 0 | 0 | 0 | 0 | 0 | 0 | 0 | 0 | 0 | 0 | 0 | 0 | 0
F7_Commercial_WA - Miscellaneous_Existing_Space Heating_Natural Gas_Gas Boiler - Thermostatic Radiator Valves_A_Achievable Economic UCT Potential | F7 | Commercial | WA - Miscellaneous | Existing | Space Heating | Natural Gas | Gas Boiler - Thermostatic Radiator Valves | A | Cumulative Energy Savings (MWh or mTherms) | Achievable Economic UCT Potential | 0 | 0 | 0 | 0.49921 | 1.5157 | 2.5205 | 3.5129 | 4.4919 | 5.456 | 6.4034 | 7.3319 | 8.2397 | 9.1255 | 9.9899 | 10.8343 | 11.6637 | 12.4839 | 13.3019 | 13.6834 | 13.6149 | 13.5586 | 13.5175 | 13.4788 | 13.4662 | 13.4535 | 13.4408 | 13.428
F8_Commercial_WA - Miscellaneous_Existing_Space Heating_Natural Gas_Gas Boiler - Thermostatic Radiator Valves_A_Achievable Economic UCT Potential | F8 | Commercial | WA - Miscellaneous | Existing | Space Heating | Natural Gas | Gas Boiler - Thermostatic Radiator Valves | A | Cumulative Summer Peak Savings (MW) | Achievable Economic UCT Potential | 0 | 0 | 0 | 0 | 0 | 0 | 0 | 0 | 0 | 0 | 0 | 0 | 0 | 0 | 0 | 0 | 0 | 0 | 0 | 0 | 0 | 0 | 0 | 0 | 0 | 0 | 0
F9_Commercial_WA - Miscellaneous_Existing_Space Heating_Natural Gas_Gas Boiler - Thermostatic Radiator Valves_A_Achievable Economic UCT Potential | F9 | Commercial | WA - Miscellaneous | Existing | Space Heating | Natural Gas | Gas Boiler - Thermostatic Radiator Valves | A | Cumulative Winter Peak Savings (MW) | Achievable Economic UCT Potential | 0 | 0 | 0 | 0 | 0 | 0 | 0 | 0 | 0 | 0 | 0 | 0 | 0 | 0 | 0 | 0 | 0 | 0 | 0 | 0 | 0 | 0 | 0 | 0 | 0 | 0 | 0
F10_Commercial_WA - Miscellaneous_Existing_Space Heating_Natural Gas_Gas Boiler - Thermostatic Radiator Valves_A_Achievable Economic UCT Potential | F10 | Commercial | WA - Miscellaneous | Existing | Space Heating | Natural Gas | Gas Boiler - Thermostatic Radiator Valves | A | Purchases (Incremental) | Achievable Economic UCT Potential | 0 | 0 | 0 | 37.8572 | 77.7068 | 77.7068 | 77.7068 | 77.7068 | 77.7068 | 77.7068 | 77.7068 | 77.7068 | 77.7068 | 77.7068 | 77.7068 | 77.7068 | 77.7068 | 77.7068 | 39.8497 | 0 | 1.7053e-13 | 0 | 0 | 0 | 0 | 0 | 0
F11_Commercial_WA - Miscellaneous_Existing_Space Heating_Natural Gas_Gas Boiler - Thermostatic Radiator Valves_A_Achievable Economic UCT Potential | F11 | Commercial | WA - Miscellaneous | Existing | Space Heating | Natural Gas | Gas Boiler - Thermostatic Radiator Valves | A | Purchases (Cumulative) | Achievable Economic UCT Potential | 0 | 0 | 0 | 37.8572 | 115.564 | 193.2708 | 270.9776 | 348.6845 | 426.3913 | 504.0981 | 581.805 | 659.5118 | 737.2186 | 814.9254 | 892.6323 | 970.3391 | 1048.0459 | 1125.7527 | 1165.6024 | 1165.6024 | 1165.6024 | 1165.6024 | 1165.6024 | 1165.6024 | 1165.6024 | 1165.6024 | 1165.6024
F1_Commercial_WA - Miscellaneous_Existing_Space Heating_Natural Gas_HVAC - Shut Off Damper_A_Achievable Economic UCT Potential | F1 | Commercial | WA - Miscellaneous | Existing | Space Heating | Natural Gas | HVAC - Shut Off Damper | A | Integrated Unit Energy Savings (kWh or therms) | Achievable Economic UCT Potential | 0 | 0 | 27.5131 | 27.3567 | 27.1658 | 26.952 | 26.7191 | 26.4634 | 26.1893 | 25.8881 | 25.5619 | 25.2148 | 24.854 | 24.4927 | 24.1323 | 23.7811 | 23.4502 | 23.1513 | 22.9039 | 22.7117 | 22.5501 | 22.4271 | 22.3134 | 22.2547 | 22.1987 | 22.1451 | 22.0937
F2_Commercial_WA - Miscellaneous_Existing_Space Heating_Natural Gas_HVAC - Shut Off Damper_A_Achievable Economic UCT Potential | F2 | Commercial | WA - Miscellaneous | Existing | Space Heating | Natural Gas | HVAC - Shut Off Damper | A | Integrated Unit Summer Peak Savings (kW) | Achievable Economic UCT Potential | 0 | 0 | 0 | 0 | 0 | 0 | 0 | 0 | 0 | 0 | 0 | 0 | 0 | 0 | 0 | 0 | 0 | 0 | 0 | 0 | 0 | 0 | 0 | 0 | 0 | 0 | 0
F3_Commercial_WA - Miscellaneous_Existing_Space Heating_Natural Gas_HVAC - Shut Off Damper_A_Achievable Economic UCT Potential | F3 | Commercial | WA - Miscellaneous | Existing | Space Heating | Natural Gas | HVAC - Shut Off Damper | A | Integrated Unit Winter Peak Savings (kW) | Achievable Economic UCT Potential | 0 | 0 | 0 | 0 | 0 | 0 | 0 | 0 | 0 | 0 | 0 | 0 | 0 | 0 | 0 | 0 | 0 | 0 | 0 | 0 | 0 | 0 | 0 | 0 | 0 | 0 | 0
F4_Commercial_WA - Miscellaneous_Existing_Space Heating_Natural Gas_HVAC - Shut Off Damper_A_Achievable Economic UCT Potential | F4 | Commercial | WA - Miscellaneous | Existing | Space Heating | Natural Gas | HVAC - Shut Off Damper | A | Incremental Energy Savings (MWh or mTherms) | Achievable Economic UCT Potential | 0 | 0 | 0 | 0 | 0 | 0 | 0 | 0 | 0 | 0 | 0 | 0 | 0 | 0 | 0 | 0 | 0 | 0 | 0 | 0 | 0 | 0 | 0 | 0 | 0 | 0 | 0
F5_Commercial_WA - Miscellaneous_Existing_Space Heating_Natural Gas_HVAC - Shut Off Damper_A_Achievable Economic UCT Potential | F5 | Commercial | WA - Miscellaneous | Existing | Space Heating | Natural Gas | HVAC - Shut Off Damper | A | Incremental Summer Peak Savings (MW) | Achievable Economic UCT Potential | 0 | 0 | 0 | 0 | 0 | 0 | 0 | 0 | 0 | 0 | 0 | 0 | 0 | 0 | 0 | 0 | 0 | 0 | 0 | 0 | 0 | 0 | 0 | 0 | 0 | 0 | 0
F6_Commercial_WA - Miscellaneous_Existing_Space Heating_Natural Gas_HVAC - Shut Off Damper_A_Achievable Economic UCT Potential | F6 | Commercial | WA - Miscellaneous | Existing | Space Heating | Natural Gas | HVAC - Shut Off Damper | A | Incremental Winter Peak Savings (MW) | Achievable Economic UCT Potential | 0 | 0 | 0 | 0 | 0 | 0 | 0 | 0 | 0 | 0 | 0 | 0 | 0 | 0 | 0 | 0 | 0 | 0 | 0 | 0 | 0 | 0 | 0 | 0 | 0 | 0 | 0
F7_Commercial_WA - Miscellaneous_Existing_Space Heating_Natural Gas_HVAC - Shut Off Damper_A_Achievable Economic UCT Potential | F7 | Commercial | WA - Miscellaneous | Existing | Space Heating | Natural Gas | HVAC - Shut Off Damper | A | Cumulative Energy Savings (MWh or mTherms) | Achievable Economic UCT Potential | 0 | 0 | 0 | 0 | 0 | 0 | 0 | 0 | 0 | 0 | 0 | 0 | 0 | 0 | 0 | 0 | 0 | 0 | 0 | 0 | 0 | 0 | 0 | 0 | 0 | 0 | 0
F8_Commercial_WA - Miscellaneous_Existing_Space Heating_Natural Gas_HVAC - Shut Off Damper_A_Achievable Economic UCT Potential | F8 | Commercial | WA - Miscellaneous | Existing | Space Heating | Natural Gas | HVAC - Shut Off Damper | A | Cumulative Summer Peak Savings (MW) | Achievable Economic UCT Potential | 0 | 0 | 0 | 0 | 0 | 0 | 0 | 0 | 0 | 0 | 0 | 0 | 0 | 0 | 0 | 0 | 0 | 0 | 0 | 0 | 0 | 0 | 0 | 0 | 0 | 0 | 0
F9_Commercial_WA - Miscellaneous_Existing_Space Heating_Natural Gas_HVAC - Shut Off Damper_A_Achievable Economic UCT Potential | F9 | Commercial | WA - Miscellaneous | Existing | Space Heating | Natural Gas | HVAC - Shut Off Damper | A | Cumulative Winter Peak Savings (MW) | Achievable Economic UCT Potential | 0 | 0 | 0 | 0 | 0 | 0 | 0 | 0 | 0 | 0 | 0 | 0 | 0 | 0 | 0 | 0 | 0 | 0 | 0 | 0 | 0 | 0 | 0 | 0 | 0 | 0 | 0
F10_Commercial_WA - Miscellaneous_Existing_Space Heating_Natural Gas_HVAC - Shut Off Damper_A_Achievable Economic UCT Potential | F10 | Commercial | WA - Miscellaneous | Existing | Space Heating | Natural Gas | HVAC - Shut Off Damper | A | Purchases (Incremental) | Achievable Economic UCT Potential | 0 | 0 | 0 | 0 | 0 | 0 | 0 | 0 | 0 | 0 | 0 | 0 | 0 | 0 | 0 | 0 | 0 | 0 | 0 | 0 | 0 | 0 | 0 | 0 | 0 | 0 | 0
F11_Commercial_WA - Miscellaneous_Existing_Space Heating_Natural Gas_HVAC - Shut Off Damper_A_Achievable Economic UCT Potential | F11 | Commercial | WA - Miscellaneous | Existing | Space Heating | Natural Gas | HVAC - Shut Off Damper | A | Purchases (Cumulative) | Achievable Economic UCT Potential | 0 | 0 | 0 | 0 | 0 | 0 | 0 | 0 | 0 | 0 | 0 | 0 | 0 | 0 | 0 | 0 | 0 | 0 | 0 | 0 | 0 | 0 | 0 | 0 | 0 | 0 | 0
F1_Commercial_WA - Miscellaneous_Existing_Space Heating_Natural Gas_Gas Furnace - Tube Inserts_A_Achievable Economic UCT Potential | F1 | Commercial | WA - Miscellaneous | Existing | Space Heating | Natural Gas | Gas Furnace - Tube Inserts | A | Integrated Unit Energy Savings (kWh or therms) | Achievable Economic UCT Potential | 0 | 0 | 0 | 0 | 0 | 0 | 0 | 0 | 0 | 0 | 0 | 0 | 0 | 0 | 0 | 0 | 0 | 0 | 0 | 0 | 0 | 0 | 0 | 0 | 0 | 0 | 0
F2_Commercial_WA - Miscellaneous_Existing_Space Heating_Natural Gas_Gas Furnace - Tube Inserts_A_Achievable Economic UCT Potential | F2 | Commercial | WA - Miscellaneous | Existing | Space Heating | Natural Gas | Gas Furnace - Tube Inserts | A | Integrated Unit Summer Peak Savings (kW) | Achievable Economic UCT Potential | 0 | 0 | 0 | 0 | 0 | 0 | 0 | 0 | 0 | 0 | 0 | 0 | 0 | 0 | 0 | 0 | 0 | 0 | 0 | 0 | 0 | 0 | 0 | 0 | 0 | 0 | 0
F3_Commercial_WA - Miscellaneous_Existing_Space Heating_Natural Gas_Gas Furnace - Tube Inserts_A_Achievable Economic UCT Potential | F3 | Commercial | WA - Miscellaneous | Existing | Space Heating | Natural Gas | Gas Furnace - Tube Inserts | A | Integrated Unit Winter Peak Savings (kW) | Achievable Economic UCT Potential | 0 | 0 | 0 | 0 | 0 | 0 | 0 | 0 | 0 | 0 | 0 | 0 | 0 | 0 | 0 | 0 | 0 | 0 | 0 | 0 | 0 | 0 | 0 | 0 | 0 | 0 | 0
F4_Commercial_WA - Miscellaneous_Existing_Space Heating_Natural Gas_Gas Furnace - Tube Inserts_A_Achievable Economic UCT Potential | F4 | Commercial | WA - Miscellaneous | Existing | Space Heating | Natural Gas | Gas Furnace - Tube Inserts | A | Incremental Energy Savings (MWh or mTherms) | Achievable Economic UCT Potential | 0 | 0 | 0 | 0 | 0 | 0 | 0 | 0 | 0 | 0 | 0 | 0 | 0 | 0 | 0 | 0 | 0 | 0 | 0 | 0 | 0 | 0 | 0 | 0 | 0 | 0 | 0
F5_Commercial_WA - Miscellaneous_Existing_Space Heating_Natural Gas_Gas Furnace - Tube Inserts_A_Achievable Economic UCT Potential | F5 | Commercial | WA - Miscellaneous | Existing | Space Heating | Natural Gas | Gas Furnace - Tube Inserts | A | Incremental Summer Peak Savings (MW) | Achievable Economic UCT Potential | 0 | 0 | 0 | 0 | 0 | 0 | 0 | 0 | 0 | 0 | 0 | 0 | 0 | 0 | 0 | 0 | 0 | 0 | 0 | 0 | 0 | 0 | 0 | 0 | 0 | 0 | 0
F6_Commercial_WA - Miscellaneous_Existing_Space Heating_Natural Gas_Gas Furnace - Tube Inserts_A_Achievable Economic UCT Potential | F6 | Commercial | WA - Miscellaneous | Existing | Space Heating | Natural Gas | Gas Furnace - Tube Inserts | A | Incremental Winter Peak Savings (MW) | Achievable Economic UCT Potential | 0 | 0 | 0 | 0 | 0 | 0 | 0 | 0 | 0 | 0 | 0 | 0 | 0 | 0 | 0 | 0 | 0 | 0 | 0 | 0 | 0 | 0 | 0 | 0 | 0 | 0 | 0
F7_Commercial_WA - Miscellaneous_Existing_Space Heating_Natural Gas_Gas Furnace - Tube Inserts_A_Achievable Economic UCT Potential | F7 | Commercial | WA - Miscellaneous | Existing | Space Heating | Natural Gas | Gas Furnace - Tube Inserts | A | Cumulative Energy Savings (MWh or mTherms) | Achievable Economic UCT Potential | 0 | 0 | 0 | 0 | 0 | 0 | 0 | 0 | 0 | 0 | 0 | 0 | 0 | 0 | 0 | 0 | 0 | 0 | 0 | 0 | 0 | 0 | 0 | 0 | 0 | 0 | 0
F8_Commercial_WA - Miscellaneous_Existing_Space Heating_Natural Gas_Gas Furnace - Tube Inserts_A_Achievable Economic UCT Potential | F8 | Commercial | WA - Miscellaneous | Existing | Space Heating | Natural Gas | Gas Furnace - Tube Inserts | A | Cumulative Summer Peak Savings (MW) | Achievable Economic UCT Potential | 0 | 0 | 0 | 0 | 0 | 0 | 0 | 0 | 0 | 0 | 0 | 0 | 0 | 0 | 0 | 0 | 0 | 0 | 0 | 0 | 0 | 0 | 0 | 0 | 0 | 0 | 0
F9_Commercial_WA - Miscellaneous_Existing_Space Heating_Natural Gas_Gas Furnace - Tube Inserts_A_Achievable Economic UCT Potential | F9 | Commercial | WA - Miscellaneous | Existing | Space Heating | Natural Gas | Gas Furnace - Tube Inserts | A | Cumulative Winter Peak Savings (MW) | Achievable Economic UCT Potential | 0 | 0 | 0 | 0 | 0 | 0 | 0 | 0 | 0 | 0 | 0 | 0 | 0 | 0 | 0 | 0 | 0 | 0 | 0 | 0 | 0 | 0 | 0 | 0 | 0 | 0 | 0
F10_Commercial_WA - Miscellaneous_Existing_Space Heating_Natural Gas_Gas Furnace - Tube Inserts_A_Achievable Economic UCT Potential | F10 | Commercial | WA - Miscellaneous | Existing | Space Heating | Natural Gas | Gas Furnace - Tube Inserts | A | Purchases (Incremental) | Achievable Economic UCT Potential | 0 | 0 | 0 | 0 | 0 | 0 | 0 | 0 | 0 | 0 | 0 | 0 | 0 | 0 | 0 | 0 | 0 | 0 | 0 | 0 | 0 | 0 | 0 | 0 | 0 | 0 | 0
F11_Commercial_WA - Miscellaneous_Existing_Space Heating_Natural Gas_Gas Furnace - Tube Inserts_A_Achievable Economic UCT Potential | F11 | Commercial | WA - Miscellaneous | Existing | Space Heating | Natural Gas | Gas Furnace - Tube Inserts | A | Purchases (Cumulative) | Achievable Economic UCT Potential | 0 | 0 | 0 | 0 | 0 | 0 | 0 | 0 | 0 | 0 | 0 | 0 | 0 | 0 | 0 | 0 | 0 | 0 | 0 | 0 | 0 | 0 | 0 | 0 | 0 | 0 | 0
F1_Commercial_WA - Miscellaneous_Existing_Space Heating_Natural Gas_Gas Boiler - Insulate Steam Lines/Condensate Tank_A_Achievable Economic UCT Potential | F1 | Commercial | WA - Miscellaneous | Existing | Space Heating | Natural Gas | Gas Boiler - Insulate Steam Lines/Condensate Tank | A | Integrated Unit Energy Savings (kWh or therms) | Achievable Economic UCT Potential | 0 | 0 | 5.0392 | 5.0157 | 4.9899 | 4.9626 | 4.9344 | 4.9046 | 4.8727 | 4.8384 | 4.8012 | 4.761 | 4.7182 | 4.6737 | 4.6287 | 4.5851 | 4.5447 | 4.5093 | 4.4807 | 4.4583 | 4.4399 | 4.4265 | 4.4138 | 4.4097 | 4.4056 | 4.4014 | 4.3973
F2_Commercial_WA - Miscellaneous_Existing_Space Heating_Natural Gas_Gas Boiler - Insulate Steam Lines/Condensate Tank_A_Achievable Economic UCT Potential | F2 | Commercial | WA - Miscellaneous | Existing | Space Heating | Natural Gas | Gas Boiler - Insulate Steam Lines/Condensate Tank | A | Integrated Unit Summer Peak Savings (kW) | Achievable Economic UCT Potential | 0 | 0 | 0 | 0 | 0 | 0 | 0 | 0 | 0 | 0 | 0 | 0 | 0 | 0 | 0 | 0 | 0 | 0 | 0 | 0 | 0 | 0 | 0 | 0 | 0 | 0 | 0
F3_Commercial_WA - Miscellaneous_Existing_Space Heating_Natural Gas_Gas Boiler - Insulate Steam Lines/Condensate Tank_A_Achievable Economic UCT Potential | F3 | Commercial | WA - Miscellaneous | Existing | Space Heating | Natural Gas | Gas Boiler - Insulate Steam Lines/Condensate Tank | A | Integrated Unit Winter Peak Savings (kW) | Achievable Economic UCT Potential | 0 | 0 | 0 | 0 | 0 | 0 | 0 | 0 | 0 | 0 | 0 | 0 | 0 | 0 | 0 | 0 | 0 | 0 | 0 | 0 | 0 | 0 | 0 | 0 | 0 | 0 | 0
F4_Commercial_WA - Miscellaneous_Existing_Space Heating_Natural Gas_Gas Boiler - Insulate Steam Lines/Condensate Tank_A_Achievable Economic UCT Potential | F4 | Commercial | WA - Miscellaneous | Existing | Space Heating | Natural Gas | Gas Boiler - Insulate Steam Lines/Condensate Tank | A | Incremental Energy Savings (MWh or mTherms) | Achievable Economic UCT Potential | 0 | 0 | 0 | 0.29902 | 0.61061 | 0.60727 | 0.60381 | 0.60017 | 0.59627 | 0.59207 | 0.58752 | 0.5826 | 0.57736 | 0.57192 | 0.56641 | 0.56107 | 0.55613 | 0.5518 | 0.28118 | 0 | 1.0095e-15 | 0 | 0 | 0 | 0 | 0 | 0
F5_Commercial_WA - Miscellaneous_Existing_Space Heating_Natural Gas_Gas Boiler - Insulate Steam Lines/Condensate Tank_A_Achievable Economic UCT Potential | F5 | Commercial | WA - Miscellaneous | Existing | Space Heating | Natural Gas | Gas Boiler - Insulate Steam Lines/Condensate Tank | A | Incremental Summer Peak Savings (MW) | Achievable Economic UCT Potential | 0 | 0 | 0 | 0 | 0 | 0 | 0 | 0 | 0 | 0 | 0 | 0 | 0 | 0 | 0 | 0 | 0 | 0 | 0 | 0 | 0 | 0 | 0 | 0 | 0 | 0 | 0
F6_Commercial_WA - Miscellaneous_Existing_Space Heating_Natural Gas_Gas Boiler - Insulate Steam Lines/Condensate Tank_A_Achievable Economic UCT Potential | F6 | Commercial | WA - Miscellaneous | Existing | Space Heating | Natural Gas | Gas Boiler - Insulate Steam Lines/Condensate Tank | A | Incremental Winter Peak Savings (MW) | Achievable Economic UCT Potential | 0 | 0 | 0 | 0 | 0 | 0 | 0 | 0 | 0 | 0 | 0 | 0 | 0 | 0 | 0 | 0 | 0 | 0 | 0 | 0 | 0 | 0 | 0 | 0 | 0 | 0 | 0
F7_Commercial_WA - Miscellaneous_Existing_Space Heating_Natural Gas_Gas Boiler - Insulate Steam Lines/Condensate Tank_A_Achievable Economic UCT Potential | F7 | Commercial | WA - Miscellaneous | Existing | Space Heating | Natural Gas | Gas Boiler - Insulate Steam Lines/Condensate Tank | A | Cumulative Energy Savings (MWh or mTherms) | Achievable Economic UCT Potential | 0 | 0 | 0 | 0.29902 | 0.90809 | 1.5104 | 2.1056 | 2.6931 | 3.2719 | 3.8409 | 4.3989 | 4.9447 | 5.4775 | 5.9978 | 6.5064 | 7.0062 | 7.5007 | 7.9941 | 8.2244 | 8.1833 | 8.1495 | 8.1249 | 8.1017 | 8.0941 | 8.0866 | 8.079 | 8.0713
F8_Commercial_WA - Miscellaneous_Existing_Space Heating_Natural Gas_Gas Boiler - Insulate Steam Lines/Condensate Tank_A_Achievable Economic UCT Potential | F8 | Commercial | WA - Miscellaneous | Existing | Space Heating | Natural Gas | Gas Boiler - Insulate Steam Lines/Condensate Tank | A | Cumulative Summer Peak Savings (MW) | Achievable Economic UCT Potential | 0 | 0 | 0 | 0 | 0 | 0 | 0 | 0 | 0 | 0 | 0 | 0 | 0 | 0 | 0 | 0 | 0 | 0 | 0 | 0 | 0 | 0 | 0 | 0 | 0 | 0 | 0
F9_Commercial_WA - Miscellaneous_Existing_Space Heating_Natural Gas_Gas Boiler - Insulate Steam Lines/Condensate Tank_A_Achievable Economic UCT Potential | F9 | Commercial | WA - Miscellaneous | Existing | Space Heating | Natural Gas | Gas Boiler - Insulate Steam Lines/Condensate Tank | A | Cumulative Winter Peak Savings (MW) | Achievable Economic UCT Potential | 0 | 0 | 0 | 0 | 0 | 0 | 0 | 0 | 0 | 0 | 0 | 0 | 0 | 0 | 0 | 0 | 0 | 0 | 0 | 0 | 0 | 0 | 0 | 0 | 0 | 0 | 0
F10_Commercial_WA - Miscellaneous_Existing_Space Heating_Natural Gas_Gas Boiler - Insulate Steam Lines/Condensate Tank_A_Achievable Economic UCT Potential | F10 | Commercial | WA - Miscellaneous | Existing | Space Heating | Natural Gas | Gas Boiler - Insulate Steam Lines/Condensate Tank | A | Purchases (Incremental) | Achievable Economic UCT Potential | 0 | 0 | 0 | 59.6157 | 122.369 | 122.369 | 122.369 | 122.369 | 122.369 | 122.369 | 122.369 | 122.369 | 122.369 | 122.369 | 122.369 | 122.369 | 122.369 | 122.369 | 62.7533 | 0 | 2.2737e-13 | 0 | 0 | 0 | 0 | 0 | 0
F11_Commercial_WA - Miscellaneous_Existing_Space Heating_Natural Gas_Gas Boiler - Insulate Steam Lines/Condensate Tank_A_Achievable Economic UCT Potential | F11 | Commercial | WA - Miscellaneous | Existing | Space Heating | Natural Gas | Gas Boiler - Insulate Steam Lines/Condensate Tank | A | Purchases (Cumulative) | Achievable Economic UCT Potential | 0 | 0 | 0 | 59.6157 | 181.9847 | 304.3537 | 426.7228 | 549.0918 | 671.4608 | 793.8299 | 916.1989 | 1038.5679 | 1160.9369 | 1283.306 | 1405.675 | 1528.044 | 1650.4131 | 1772.7821 | 1835.5354 | 1835.5354 | 1835.5354 | 1835.5354 | 1835.5354 | 1835.5354 | 1835.5354 | 1835.5354 | 1835.5354
F1_Commercial_WA - Miscellaneous_Existing_Space Heating_Natural Gas_Gas Boiler - Insulate Hot Water Lines_A_Achievable Economic UCT Potential | F1 | Commercial | WA - Miscellaneous | Existing | Space Heating | Natural Gas | Gas Boiler - Insulate Hot Water Lines | A | Integrated Unit Energy Savings (kWh or therms) | Achievable Economic UCT Potential | 0 | 0 | 3.3735 | 3.3533 | 3.3297 | 3.304 | 3.2766 | 3.2471 | 3.216 | 3.1822 | 3.1459 | 3.1075 | 3.0678 | 3.0285 | 2.9894 | 2.9515 | 2.9163 | 2.8854 | 2.861 | 2.8432 | 2.8288 | 2.8188 | 2.8096 | 2.8069 | 2.8043 | 2.8016 | 2.7989
F2_Commercial_WA - Miscellaneous_Existing_Space Heating_Natural Gas_Gas Boiler - Insulate Hot Water Lines_A_Achievable Economic UCT Potential | F2 | Commercial | WA - Miscellaneous | Existing | Space Heating | Natural Gas | Gas Boiler - Insulate Hot Water Lines | A | Integrated Unit Summer Peak Savings (kW) | Achievable Economic UCT Potential | 0 | 0 | 0 | 0 | 0 | 0 | 0 | 0 | 0 | 0 | 0 | 0 | 0 | 0 | 0 | 0 | 0 | 0 | 0 | 0 | 0 | 0 | 0 | 0 | 0 | 0 | 0
F3_Commercial_WA - Miscellaneous_Existing_Space Heating_Natural Gas_Gas Boiler - Insulate Hot Water Lines_A_Achievable Economic UCT Potential | F3 | Commercial | WA - Miscellaneous | Existing | Space Heating | Natural Gas | Gas Boiler - Insulate Hot Water Lines | A | Integrated Unit Winter Peak Savings (kW) | Achievable Economic UCT Potential | 0 | 0 | 0 | 0 | 0 | 0 | 0 | 0 | 0 | 0 | 0 | 0 | 0 | 0 | 0 | 0 | 0 | 0 | 0 | 0 | 0 | 0 | 0 | 0 | 0 | 0 | 0
F4_Commercial_WA - Miscellaneous_Existing_Space Heating_Natural Gas_Gas Boiler - Insulate Hot Water Lines_A_Achievable Economic UCT Potential | F4 | Commercial | WA - Miscellaneous | Existing | Space Heating | Natural Gas | Gas Boiler - Insulate Hot Water Lines | A | Incremental Energy Savings (MWh or mTherms) | Achievable Economic UCT Potential | 0 | 0 | 0 | 0.19991 | 0.40745 | 0.40431 | 0.40096 | 0.39734 | 0.39354 | 0.3894 | 0.38496 | 0.38026 | 0.37541 | 0.3706 | 0.1876 | 0 | 7.4598e-16 | 0 | 7.7249e-16 | 0 | 7.2359e-16 | 4.0058e-17 | 0 | 0 | 0 | 0 | 0
F5_Commercial_WA - Miscellaneous_Existing_Space Heating_Natural Gas_Gas Boiler - Insulate Hot Water Lines_A_Achievable Economic UCT Potential | F5 | Commercial | WA - Miscellaneous | Existing | Space Heating | Natural Gas | Gas Boiler - Insulate Hot Water Lines | A | Incremental Summer Peak Savings (MW) | Achievable Economic UCT Potential | 0 | 0 | 0 | 0 | 0 | 0 | 0 | 0 | 0 | 0 | 0 | 0 | 0 | 0 | 0 | 0 | 0 | 0 | 0 | 0 | 0 | 0 | 0 | 0 | 0 | 0 | 0
F6_Commercial_WA - Miscellaneous_Existing_Space Heating_Natural Gas_Gas Boiler - Insulate Hot Water Lines_A_Achievable Economic UCT Potential | F6 | Commercial | WA - Miscellaneous | Existing | Space Heating | Natural Gas | Gas Boiler - Insulate Hot Water Lines | A | Incremental Winter Peak Savings (MW) | Achievable Economic UCT Potential | 0 | 0 | 0 | 0 | 0 | 0 | 0 | 0 | 0 | 0 | 0 | 0 | 0 | 0 | 0 | 0 | 0 | 0 | 0 | 0 | 0 | 0 | 0 | 0 | 0 | 0 | 0
F7_Commercial_WA - Miscellaneous_Existing_Space Heating_Natural Gas_Gas Boiler - Insulate Hot Water Lines_A_Achievable Economic UCT Potential | F7 | Commercial | WA - Miscellaneous | Existing | Space Heating | Natural Gas | Gas Boiler - Insulate Hot Water Lines | A | Cumulative Energy Savings (MWh or mTherms) | Achievable Economic UCT Potential | 0 | 0 | 0 | 0.19991 | 0.60596 | 1.0056 | 1.3982 | 1.783 | 2.1594 | 2.5261 | 2.8822 | 3.2273 | 3.5616 | 3.8865 | 4.0239 | 3.9729 | 3.9255 | 3.8839 | 3.8511 | 3.8271 | 3.8077 | 3.7943 | 3.7819 | 3.7783 | 3.7747 | 3.7711 | 3.7674
F8_Commercial_WA - Miscellaneous_Existing_Space Heating_Natural Gas_Gas Boiler - Insulate Hot Water Lines_A_Achievable Economic UCT Potential | F8 | Commercial | WA - Miscellaneous | Existing | Space Heating | Natural Gas | Gas Boiler - Insulate Hot Water Lines | A | Cumulative Summer Peak Savings (MW) | Achievable Economic UCT Potential | 0 | 0 | 0 | 0 | 0 | 0 | 0 | 0 | 0 | 0 | 0 | 0 | 0 | 0 | 0 | 0 | 0 | 0 | 0 | 0 | 0 | 0 | 0 | 0 | 0 | 0 | 0
F9_Commercial_WA - Miscellaneous_Existing_Space Heating_Natural Gas_Gas Boiler - Insulate Hot Water Lines_A_Achievable Economic UCT Potential | F9 | Commercial | WA - Miscellaneous | Existing | Space Heating | Natural Gas | Gas Boiler - Insulate Hot Water Lines | A | Cumulative Winter Peak Savings (MW) | Achievable Economic UCT Potential | 0 | 0 | 0 | 0 | 0 | 0 | 0 | 0 | 0 | 0 | 0 | 0 | 0 | 0 | 0 | 0 | 0 | 0 | 0 | 0 | 0 | 0 | 0 | 0 | 0 | 0 | 0
F10_Commercial_WA - Miscellaneous_Existing_Space Heating_Natural Gas_Gas Boiler - Insulate Hot Water Lines_A_Achievable Economic UCT Potential | F10 | Commercial | WA - Miscellaneous | Existing | Space Heating | Natural Gas | Gas Boiler - Insulate Hot Water Lines | A | Purchases (Incremental) | Achievable Economic UCT Potential | 0 | 0 | 0 | 59.6157 | 122.369 | 122.369 | 122.369 | 122.369 | 122.369 | 122.369 | 122.369 | 122.369 | 122.369 | 122.369 | 62.7533 | 0 | 2.558e-13 | 0 | 2.7001e-13 | 0 | 2.558e-13 | 1.4211e-14 | 0 | 0 | 0 | 0 | 0
F11_Commercial_WA - Miscellaneous_Existing_Space Heating_Natural Gas_Gas Boiler - Insulate Hot Water Lines_A_Achievable Economic UCT Potential | F11 | Commercial | WA - Miscellaneous | Existing | Space Heating | Natural Gas | Gas Boiler - Insulate Hot Water Lines | A | Purchases (Cumulative) | Achievable Economic UCT Potential | 0 | 0 | 0 | 59.6157 | 181.9847 | 304.3537 | 426.7228 | 549.0918 | 671.4608 | 793.8299 | 916.1989 | 1038.5679 | 1160.9369 | 1283.306 | 1346.0593 | 1346.0593 | 1346.0593 | 1346.0593 | 1346.0593 | 1346.0593 | 1346.0593 | 1346.0593 | 1346.0593 | 1346.0593 | 1346.0593 | 1346.0593 | 1346.0593
F1_Commercial_WA - Miscellaneous_Existing_Space Heating_Natural Gas_Condensing RTU_A_Achievable Economic UCT Potential | F1 | Commercial | WA - Miscellaneous | Existing | Space Heating | Natural Gas | Condensing RTU | A | Integrated Unit Energy Savings (kWh or therms) | Achievable Economic UCT Potential | 0 | 0 | 0.018751 | 0.01865 | 0.018523 | 0.018377 | 0.018216 | 0.018036 | 0.017841 | 0.017625 | 0.017389 | 0.017137 | 0.016873 | 0.016608 | 0.016342 | 0.016081 | 0.015833 | 0.015605 | 0.015412 | 0.015257 | 0.015124 | 0.015019 | 0.014922 | 0.014863 | 0.014807 | 0.014754 | 0.014704
F2_Commercial_WA - Miscellaneous_Existing_Space Heating_Natural Gas_Condensing RTU_A_Achievable Economic UCT Potential | F2 | Commercial | WA - Miscellaneous | Existing | Space Heating | Natural Gas | Condensing RTU | A | Integrated Unit Summer Peak Savings (kW) | Achievable Economic UCT Potential | 0 | 0 | 0 | 0 | 0 | 0 | 0 | 0 | 0 | 0 | 0 | 0 | 0 | 0 | 0 | 0 | 0 | 0 | 0 | 0 | 0 | 0 | 0 | 0 | 0 | 0 | 0
F3_Commercial_WA - Miscellaneous_Existing_Space Heating_Natural Gas_Condensing RTU_A_Achievable Economic UCT Potential | F3 | Commercial | WA - Miscellaneous | Existing | Space Heating | Natural Gas | Condensing RTU | A | Integrated Unit Winter Peak Savings (kW) | Achievable Economic UCT Potential | 0 | 0 | 0 | 0 | 0 | 0 | 0 | 0 | 0 | 0 | 0 | 0 | 0 | 0 | 0 | 0 | 0 | 0 | 0 | 0 | 0 | 0 | 0 | 0 | 0 | 0 | 0
F4_Commercial_WA - Miscellaneous_Existing_Space Heating_Natural Gas_Condensing RTU_A_Achievable Economic UCT Potential | F4 | Commercial | WA - Miscellaneous | Existing | Space Heating | Natural Gas | Condensing RTU | A | Incremental Energy Savings (MWh or mTherms) | Achievable Economic UCT Potential | 0 | 0 | 0 | 0 | 0 | 0 | 0 | 0 | 0 | 0 | 0 | 0 | 0 | 0 | 0 | 0 | 0 | 0 | 0 | 0 | 0 | 0 | 0 | 0 | 0 | 0 | 0
F5_Commercial_WA - Miscellaneous_Existing_Space Heating_Natural Gas_Condensing RTU_A_Achievable Economic UCT Potential | F5 | Commercial | WA - Miscellaneous | Existing | Space Heating | Natural Gas | Condensing RTU | A | Incremental Summer Peak Savings (MW) | Achievable Economic UCT Potential | 0 | 0 | 0 | 0 | 0 | 0 | 0 | 0 | 0 | 0 | 0 | 0 | 0 | 0 | 0 | 0 | 0 | 0 | 0 | 0 | 0 | 0 | 0 | 0 | 0 | 0 | 0
F6_Commercial_WA - Miscellaneous_Existing_Space Heating_Natural Gas_Condensing RTU_A_Achievable Economic UCT Potential | F6 | Commercial | WA - Miscellaneous | Existing | Space Heating | Natural Gas | Condensing RTU | A | Incremental Winter Peak Savings (MW) | Achievable Economic UCT Potential | 0 | 0 | 0 | 0 | 0 | 0 | 0 | 0 | 0 | 0 | 0 | 0 | 0 | 0 | 0 | 0 | 0 | 0 | 0 | 0 | 0 | 0 | 0 | 0 | 0 | 0 | 0
F7_Commercial_WA - Miscellaneous_Existing_Space Heating_Natural Gas_Condensing RTU_A_Achievable Economic UCT Potential | F7 | Commercial | WA - Miscellaneous | Existing | Space Heating | Natural Gas | Condensing RTU | A | Cumulative Energy Savings (MWh or mTherms) | Achievable Economic UCT Potential | 0 | 0 | 0 | 0 | 0 | 0 | 0 | 0 | 0 | 0 | 0 | 0 | 0 | 0 | 0 | 0 | 0 | 0 | 0 | 0 | 0 | 0 | 0 | 0 | 0 | 0 | 0
F8_Commercial_WA - Miscellaneous_Existing_Space Heating_Natural Gas_Condensing RTU_A_Achievable Economic UCT Potential | F8 | Commercial | WA - Miscellaneous | Existing | Space Heating | Natural Gas | Condensing RTU | A | Cumulative Summer Peak Savings (MW) | Achievable Economic UCT Potential | 0 | 0 | 0 | 0 | 0 | 0 | 0 | 0 | 0 | 0 | 0 | 0 | 0 | 0 | 0 | 0 | 0 | 0 | 0 | 0 | 0 | 0 | 0 | 0 | 0 | 0 | 0
F9_Commercial_WA - Miscellaneous_Existing_Space Heating_Natural Gas_Condensing RTU_A_Achievable Economic UCT Potential | F9 | Commercial | WA - Miscellaneous | Existing | Space Heating | Natural Gas | Condensing RTU | A | Cumulative Winter Peak Savings (MW) | Achievable Economic UCT Potential | 0 | 0 | 0 | 0 | 0 | 0 | 0 | 0 | 0 | 0 | 0 | 0 | 0 | 0 | 0 | 0 | 0 | 0 | 0 | 0 | 0 | 0 | 0 | 0 | 0 | 0 | 0
F10_Commercial_WA - Miscellaneous_Existing_Space Heating_Natural Gas_Condensing RTU_A_Achievable Economic UCT Potential | F10 | Commercial | WA - Miscellaneous | Existing | Space Heating | Natural Gas | Condensing RTU | A | Purchases (Incremental) | Achievable Economic UCT Potential | 0 | 0 | 0 | 0 | 0 | 0 | 0 | 0 | 0 | 0 | 0 | 0 | 0 | 0 | 0 | 0 | 0 | 0 | 0 | 0 | 0 | 0 | 0 | 0 | 0 | 0 | 0
F11_Commercial_WA - Miscellaneous_Existing_Space Heating_Natural Gas_Condensing RTU_A_Achievable Economic UCT Potential | F11 | Commercial | WA - Miscellaneous | Existing | Space Heating | Natural Gas | Condensing RTU | A | Purchases (Cumulative) | Achievable Economic UCT Potential | 0 | 0 | 0 | 0 | 0 | 0 | 0 | 0 | 0 | 0 | 0 | 0 | 0 | 0 | 0 | 0 | 0 | 0 | 0 | 0 | 0 | 0 | 0 | 0 | 0 | 0 | 0
F1_Commercial_WA - Miscellaneous_Existing_Space Heating_Natural Gas_Hydronic Heating Radiator Replacement_A_Achievable Economic UCT Potential | F1 | Commercial | WA - Miscellaneous | Existing | Space Heating | Natural Gas | Hydronic Heating Radiator Replacement | A | Integrated Unit Energy Savings (kWh or therms) | Achievable Economic UCT Potential | 0 | 0 | 28.6032 | 28.4294 | 28.225 | 28.0024 | 27.7657 | 27.5109 | 27.2427 | 26.9519 | 26.6402 | 26.311 | 25.9712 | 25.6344 | 25.3011 | 24.9801 | 24.6823 | 24.4201 | 24.214 | 24.0628 | 23.9411 | 23.8567 | 23.7785 | 23.7559 | 23.7332 | 23.7104 | 23.6874
F2_Commercial_WA - Miscellaneous_Existing_Space Heating_Natural Gas_Hydronic Heating Radiator Replacement_A_Achievable Economic UCT Potential | F2 | Commercial | WA - Miscellaneous | Existing | Space Heating | Natural Gas | Hydronic Heating Radiator Replacement | A | Integrated Unit Summer Peak Savings (kW) | Achievable Economic UCT Potential | 0 | 0 | 0 | 0 | 0 | 0 | 0 | 0 | 0 | 0 | 0 | 0 | 0 | 0 | 0 | 0 | 0 | 0 | 0 | 0 | 0 | 0 | 0 | 0 | 0 | 0 | 0
F3_Commercial_WA - Miscellaneous_Existing_Space Heating_Natural Gas_Hydronic Heating Radiator Replacement_A_Achievable Economic UCT Potential | F3 | Commercial | WA - Miscellaneous | Existing | Space Heating | Natural Gas | Hydronic Heating Radiator Replacement | A | Integrated Unit Winter Peak Savings (kW) | Achievable Economic UCT Potential | 0 | 0 | 0 | 0 | 0 | 0 | 0 | 0 | 0 | 0 | 0 | 0 | 0 | 0 | 0 | 0 | 0 | 0 | 0 | 0 | 0 | 0 | 0 | 0 | 0 | 0 | 0
F4_Commercial_WA - Miscellaneous_Existing_Space Heating_Natural Gas_Hydronic Heating Radiator Replacement_A_Achievable Economic UCT Potential | F4 | Commercial | WA - Miscellaneous | Existing | Space Heating | Natural Gas | Hydronic Heating Radiator Replacement | A | Incremental Energy Savings (MWh or mTherms) | Achievable Economic UCT Potential | 0 | 0 | 0 | 0 | 0 | 0 | 0 | 0 | 0 | 0 | 0 | 0 | 0 | 0 | 0 | 0 | 0 | 0 | 0 | 0 | 0 | 0 | 0 | 0 | 0 | 0 | 0
F5_Commercial_WA - Miscellaneous_Existing_Space Heating_Natural Gas_Hydronic Heating Radiator Replacement_A_Achievable Economic UCT Potential | F5 | Commercial | WA - Miscellaneous | Existing | Space Heating | Natural Gas | Hydronic Heating Radiator Replacement | A | Incremental Summer Peak Savings (MW) | Achievable Economic UCT Potential | 0 | 0 | 0 | 0 | 0 | 0 | 0 | 0 | 0 | 0 | 0 | 0 | 0 | 0 | 0 | 0 | 0 | 0 | 0 | 0 | 0 | 0 | 0 | 0 | 0 | 0 | 0
F6_Commercial_WA - Miscellaneous_Existing_Space Heating_Natural Gas_Hydronic Heating Radiator Replacement_A_Achievable Economic UCT Potential | F6 | Commercial | WA - Miscellaneous | Existing | Space Heating | Natural Gas | Hydronic Heating Radiator Replacement | A | Incremental Winter Peak Savings (MW) | Achievable Economic UCT Potential | 0 | 0 | 0 | 0 | 0 | 0 | 0 | 0 | 0 | 0 | 0 | 0 | 0 | 0 | 0 | 0 | 0 | 0 | 0 | 0 | 0 | 0 | 0 | 0 | 0 | 0 | 0
F7_Commercial_WA - Miscellaneous_Existing_Space Heating_Natural Gas_Hydronic Heating Radiator Replacement_A_Achievable Economic UCT Potential | F7 | Commercial | WA - Miscellaneous | Existing | Space Heating | Natural Gas | Hydronic Heating Radiator Replacement | A | Cumulative Energy Savings (MWh or mTherms) | Achievable Economic UCT Potential | 0 | 0 | 0 | 0 | 0 | 0 | 0 | 0 | 0 | 0 | 0 | 0 | 0 | 0 | 0 | 0 | 0 | 0 | 0 | 0 | 0 | 0 | 0 | 0 | 0 | 0 | 0
F8_Commercial_WA - Miscellaneous_Existing_Space Heating_Natural Gas_Hydronic Heating Radiator Replacement_A_Achievable Economic UCT Potential | F8 | Commercial | WA - Miscellaneous | Existing | Space Heating | Natural Gas | Hydronic Heating Radiator Replacement | A | Cumulative Summer Peak Savings (MW) | Achievable Economic UCT Potential | 0 | 0 | 0 | 0 | 0 | 0 | 0 | 0 | 0 | 0 | 0 | 0 | 0 | 0 | 0 | 0 | 0 | 0 | 0 | 0 | 0 | 0 | 0 | 0 | 0 | 0 | 0
F9_Commercial_WA - Miscellaneous_Existing_Space Heating_Natural Gas_Hydronic Heating Radiator Replacement_A_Achievable Economic UCT Potential | F9 | Commercial | WA - Miscellaneous | Existing | Space Heating | Natural Gas | Hydronic Heating Radiator Replacement | A | Cumulative Winter Peak Savings (MW) | Achievable Economic UCT Potential | 0 | 0 | 0 | 0 | 0 | 0 | 0 | 0 | 0 | 0 | 0 | 0 | 0 | 0 | 0 | 0 | 0 | 0 | 0 | 0 | 0 | 0 | 0 | 0 | 0 | 0 | 0
F10_Commercial_WA - Miscellaneous_Existing_Space Heating_Natural Gas_Hydronic Heating Radiator Replacement_A_Achievable Economic UCT Potential | F10 | Commercial | WA - Miscellaneous | Existing | Space Heating | Natural Gas | Hydronic Heating Radiator Replacement | A | Purchases (Incremental) | Achievable Economic UCT Potential | 0 | 0 | 0 | 0 | 0 | 0 | 0 | 0 | 0 | 0 | 0 | 0 | 0 | 0 | 0 | 0 | 0 | 0 | 0 | 0 | 0 | 0 | 0 | 0 | 0 | 0 | 0
F11_Commercial_WA - Miscellaneous_Existing_Space Heating_Natural Gas_Hydronic Heating Radiator Replacement_A_Achievable Economic UCT Potential | F11 | Commercial | WA - Miscellaneous | Existing | Space Heating | Natural Gas | Hydronic Heating Radiator Replacement | A | Purchases (Cumulative) | Achievable Economic UCT Potential | 0 | 0 | 0 | 0 | 0 | 0 | 0 | 0 | 0 | 0 | 0 | 0 | 0 | 0 | 0 | 0 | 0 | 0 | 0 | 0 | 0 | 0 | 0 | 0 | 0 | 0 | 0
F1_Commercial_WA - Miscellaneous_Existing_Space Heating_Natural Gas_Thermostat - Connected_A_Achievable Economic UCT Potential | F1 | Commercial | WA - Miscellaneous | Existing | Space Heating | Natural Gas | Thermostat - Connected | A | Integrated Unit Energy Savings (kWh or therms) | Achievable Economic UCT Potential | 0 | 0 | 27.0144 | 26.8737 | 26.7035 | 26.5134 | 26.3068 | 26.0798 | 25.8276 | 25.5481 | 25.2413 | 24.9097 | 24.5586 | 24.2057 | 23.8518 | 23.505 | 23.1782 | 22.8831 | 22.6389 | 22.4493 | 22.2898 | 22.1685 | 22.0563 | 21.9986 | 21.9434 | 21.8906 | 21.84
F2_Commercial_WA - Miscellaneous_Existing_Space Heating_Natural Gas_Thermostat - Connected_A_Achievable Economic UCT Potential | F2 | Commercial | WA - Miscellaneous | Existing | Space Heating | Natural Gas | Thermostat - Connected | A | Integrated Unit Summer Peak Savings (kW) | Achievable Economic UCT Potential | 0 | 0 | 0 | 0 | 0 | 0 | 0 | 0 | 0 | 0 | 0 | 0 | 0 | 0 | 0 | 0 | 0 | 0 | 0 | 0 | 0 | 0 | 0 | 0 | 0 | 0 | 0
F3_Commercial_WA - Miscellaneous_Existing_Space Heating_Natural Gas_Thermostat - Connected_A_Achievable Economic UCT Potential | F3 | Commercial | WA - Miscellaneous | Existing | Space Heating | Natural Gas | Thermostat - Connected | A | Integrated Unit Winter Peak Savings (kW) | Achievable Economic UCT Potential | 0 | 0 | 0 | 0 | 0 | 0 | 0 | 0 | 0 | 0 | 0 | 0 | 0 | 0 | 0 | 0 | 0 | 0 | 0 | 0 | 0 | 0 | 0 | 0 | 0 | 0 | 0
F4_Commercial_WA - Miscellaneous_Existing_Space Heating_Natural Gas_Thermostat - Connected_A_Achievable Economic UCT Potential | F4 | Commercial | WA - Miscellaneous | Existing | Space Heating | Natural Gas | Thermostat - Connected | A | Incremental Energy Savings (MWh or mTherms) | Achievable Economic UCT Potential | 0 | 0 | 0 | 1.0185 | 1.2426 | 1.5097 | 1.7389 | 1.9663 | 1.2978 | 1.2817 | 1.0562 | 0.67237 | 0.11358 | 0 | 0 | 0 | 0 | 0 | 0 | 0 | 0 | 0 | 0 | 0 | 0 | 0 | 0
F5_Commercial_WA - Miscellaneous_Existing_Space Heating_Natural Gas_Thermostat - Connected_A_Achievable Economic UCT Potential | F5 | Commercial | WA - Miscellaneous | Existing | Space Heating | Natural Gas | Thermostat - Connected | A | Incremental Summer Peak Savings (MW) | Achievable Economic UCT Potential | 0 | 0 | 0 | 0 | 0 | 0 | 0 | 0 | 0 | 0 | 0 | 0 | 0 | 0 | 0 | 0 | 0 | 0 | 0 | 0 | 0 | 0 | 0 | 0 | 0 | 0 | 0
F6_Commercial_WA - Miscellaneous_Existing_Space Heating_Natural Gas_Thermostat - Connected_A_Achievable Economic UCT Potential | F6 | Commercial | WA - Miscellaneous | Existing | Space Heating | Natural Gas | Thermostat - Connected | A | Incremental Winter Peak Savings (MW) | Achievable Economic UCT Potential | 0 | 0 | 0 | 0 | 0 | 0 | 0 | 0 | 0 | 0 | 0 | 0 | 0 | 0 | 0 | 0 | 0 | 0 | 0 | 0 | 0 | 0 | 0 | 0 | 0 | 0 | 0
F7_Commercial_WA - Miscellaneous_Existing_Space Heating_Natural Gas_Thermostat - Connected_A_Achievable Economic UCT Potential | F7 | Commercial | WA - Miscellaneous | Existing | Space Heating | Natural Gas | Thermostat - Connected | A | Cumulative Energy Savings (MWh or mTherms) | Achievable Economic UCT Potential | 0 | 0 | 0 | 1.0185 | 2.2546 | 3.7483 | 5.458 | 7.3772 | 8.6037 | 9.7923 | 10.7309 | 11.2623 | 11.2171 | 11.0559 | 10.8943 | 10.7359 | 10.5866 | 10.4518 | 10.3403 | 10.2537 | 10.1809 | 10.1255 | 10.0742 | 10.0478 | 10.0226 | 9.9985 | 9.9754
F8_Commercial_WA - Miscellaneous_Existing_Space Heating_Natural Gas_Thermostat - Connected_A_Achievable Economic UCT Potential | F8 | Commercial | WA - Miscellaneous | Existing | Space Heating | Natural Gas | Thermostat - Connected | A | Cumulative Summer Peak Savings (MW) | Achievable Economic UCT Potential | 0 | 0 | 0 | 0 | 0 | 0 | 0 | 0 | 0 | 0 | 0 | 0 | 0 | 0 | 0 | 0 | 0 | 0 | 0 | 0 | 0 | 0 | 0 | 0 | 0 | 0 | 0
F9_Commercial_WA - Miscellaneous_Existing_Space Heating_Natural Gas_Thermostat - Connected_A_Achievable Economic UCT Potential | F9 | Commercial | WA - Miscellaneous | Existing | Space Heating | Natural Gas | Thermostat - Connected | A | Cumulative Winter Peak Savings (MW) | Achievable Economic UCT Potential | 0 | 0 | 0 | 0 | 0 | 0 | 0 | 0 | 0 | 0 | 0 | 0 | 0 | 0 | 0 | 0 | 0 | 0 | 0 | 0 | 0 | 0 | 0 | 0 | 0 | 0 | 0
F10_Commercial_WA - Miscellaneous_Existing_Space Heating_Natural Gas_Thermostat - Connected_A_Achievable Economic UCT Potential | F10 | Commercial | WA - Miscellaneous | Existing | Space Heating | Natural Gas | Thermostat - Connected | A | Purchases (Incremental) | Achievable Economic UCT Potential | 0 | 0 | 0 | 37.8981 | 46.5328 | 56.9426 | 66.1013 | 75.3969 | 50.25 | 50.167 | 41.8431 | 26.9923 | 4.6249 | 0 | 0 | 0 | 0 | 0 | 0 | 0 | 0 | 0 | 0 | 0 | 0 | 0 | 0
F11_Commercial_WA - Miscellaneous_Existing_Space Heating_Natural Gas_Thermostat - Connected_A_Achievable Economic UCT Potential | F11 | Commercial | WA - Miscellaneous | Existing | Space Heating | Natural Gas | Thermostat - Connected | A | Purchases (Cumulative) | Achievable Economic UCT Potential | 0 | 0 | 0 | 37.8981 | 84.4309 | 141.3735 | 207.4748 | 282.8717 | 333.1217 | 383.2887 | 425.1318 | 452.1242 | 456.7491 | 456.7491 | 456.7491 | 456.7491 | 456.7491 | 456.7491 | 456.7491 | 456.7491 | 456.7491 | 456.7491 | 456.7491 | 456.7491 | 456.7491 | 456.7491 | 456.7491
F1_Commercial_WA - Miscellaneous_Existing_Water Heating_Natural Gas_Water Heater - Thermostatic Shower Restriction Valve_A_Achievable Economic UCT Potential | F1 | Commercial | WA - Miscellaneous | Existing | Water Heating | Natural Gas | Water Heater - Thermostatic Shower Restriction Valve | A | Integrated Unit Energy Savings (kWh or therms) | Achievable Economic UCT Potential | 0 | 0 | 416.1119 | 408.6012 | 401.5613 | 395.4146 | 389.7504 | 384.5572 | 379.7384 | 375.6535 | 371.8846 | 368.4313 | 365.3013 | 362.6716 | 360.5054 | 358.295 | 356.5531 | 355.2199 | 354.1602 | 353.3095 | 352.6927 | 352.2469 | 351.9243 | 351.6893 | 351.3947 | 351.3283 | 351.2753
F2_Commercial_WA - Miscellaneous_Existing_Water Heating_Natural Gas_Water Heater - Thermostatic Shower Restriction Valve_A_Achievable Economic UCT Potential | F2 | Commercial | WA - Miscellaneous | Existing | Water Heating | Natural Gas | Water Heater - Thermostatic Shower Restriction Valve | A | Integrated Unit Summer Peak Savings (kW) | Achievable Economic UCT Potential | 0 | 0 | 0 | 0 | 0 | 0 | 0 | 0 | 0 | 0 | 0 | 0 | 0 | 0 | 0 | 0 | 0 | 0 | 0 | 0 | 0 | 0 | 0 | 0 | 0 | 0 | 0
F3_Commercial_WA - Miscellaneous_Existing_Water Heating_Natural Gas_Water Heater - Thermostatic Shower Restriction Valve_A_Achievable Economic UCT Potential | F3 | Commercial | WA - Miscellaneous | Existing | Water Heating | Natural Gas | Water Heater - Thermostatic Shower Restriction Valve | A | Integrated Unit Winter Peak Savings (kW) | Achievable Economic UCT Potential | 0 | 0 | 0 | 0 | 0 | 0 | 0 | 0 | 0 | 0 | 0 | 0 | 0 | 0 | 0 | 0 | 0 | 0 | 0 | 0 | 0 | 0 | 0 | 0 | 0 | 0 | 0
F4_Commercial_WA - Miscellaneous_Existing_Water Heating_Natural Gas_Water Heater - Thermostatic Shower Restriction Valve_A_Achievable Economic UCT Potential | F4 | Commercial | WA - Miscellaneous | Existing | Water Heating | Natural Gas | Water Heater - Thermostatic Shower Restriction Valve | A | Incremental Energy Savings (MWh or mTherms) | Achievable Economic UCT Potential | 0 | 0 | 0 | 0 | 0 | 0 | 0 | 0 | 0 | 0 | 0 | 0 | 0 | 0 | 0 | 0 | 0 | 0 | 0 | 0 | 0 | 0 | 0 | 0 | 0 | 0 | 0
F5_Commercial_WA - Miscellaneous_Existing_Water Heating_Natural Gas_Water Heater - Thermostatic Shower Restriction Valve_A_Achievable Economic UCT Potential | F5 | Commercial | WA - Miscellaneous | Existing | Water Heating | Natural Gas | Water Heater - Thermostatic Shower Restriction Valve | A | Incremental Summer Peak Savings (MW) | Achievable Economic UCT Potential | 0 | 0 | 0 | 0 | 0 | 0 | 0 | 0 | 0 | 0 | 0 | 0 | 0 | 0 | 0 | 0 | 0 | 0 | 0 | 0 | 0 | 0 | 0 | 0 | 0 | 0 | 0
F6_Commercial_WA - Miscellaneous_Existing_Water Heating_Natural Gas_Water Heater - Thermostatic Shower Restriction Valve_A_Achievable Economic UCT Potential | F6 | Commercial | WA - Miscellaneous | Existing | Water Heating | Natural Gas | Water Heater - Thermostatic Shower Restriction Valve | A | Incremental Winter Peak Savings (MW) | Achievable Economic UCT Potential | 0 | 0 | 0 | 0 | 0 | 0 | 0 | 0 | 0 | 0 | 0 | 0 | 0 | 0 | 0 | 0 | 0 | 0 | 0 | 0 | 0 | 0 | 0 | 0 | 0 | 0 | 0
F7_Commercial_WA - Miscellaneous_Existing_Water Heating_Natural Gas_Water Heater - Thermostatic Shower Restriction Valve_A_Achievable Economic UCT Potential | F7 | Commercial | WA - Miscellaneous | Existing | Water Heating | Natural Gas | Water Heater - Thermostatic Shower Restriction Valve | A | Cumulative Energy Savings (MWh or mTherms) | Achievable Economic UCT Potential | 0 | 0 | 0 | 0 | 0 | 0 | 0 | 0 | 0 | 0 | 0 | 0 | 0 | 0 | 0 | 0 | 0 | 0 | 0 | 0 | 0 | 0 | 0 | 0 | 0 | 0 | 0
F8_Commercial_WA - Miscellaneous_Existing_Water Heating_Natural Gas_Water Heater - Thermostatic Shower Restriction Valve_A_Achievable Economic UCT Potential | F8 | Commercial | WA - Miscellaneous | Existing | Water Heating | Natural Gas | Water Heater - Thermostatic Shower Restriction Valve | A | Cumulative Summer Peak Savings (MW) | Achievable Economic UCT Potential | 0 | 0 | 0 | 0 | 0 | 0 | 0 | 0 | 0 | 0 | 0 | 0 | 0 | 0 | 0 | 0 | 0 | 0 | 0 | 0 | 0 | 0 | 0 | 0 | 0 | 0 | 0
F9_Commercial_WA - Miscellaneous_Existing_Water Heating_Natural Gas_Water Heater - Thermostatic Shower Restriction Valve_A_Achievable Economic UCT Potential | F9 | Commercial | WA - Miscellaneous | Existing | Water Heating | Natural Gas | Water Heater - Thermostatic Shower Restriction Valve | A | Cumulative Winter Peak Savings (MW) | Achievable Economic UCT Potential | 0 | 0 | 0 | 0 | 0 | 0 | 0 | 0 | 0 | 0 | 0 | 0 | 0 | 0 | 0 | 0 | 0 | 0 | 0 | 0 | 0 | 0 | 0 | 0 | 0 | 0 | 0
F10_Commercial_WA - Miscellaneous_Existing_Water Heating_Natural Gas_Water Heater - Thermostatic Shower Restriction Valve_A_Achievable Economic UCT Potential | F10 | Commercial | WA - Miscellaneous | Existing | Water Heating | Natural Gas | Water Heater - Thermostatic Shower Restriction Valve | A | Purchases (Incremental) | Achievable Economic UCT Potential | 0 | 0 | 0 | 0 | 0 | 0 | 0 | 0 | 0 | 0 | 0 | 0 | 0 | 0 | 0 | 0 | 0 | 0 | 0 | 0 | 0 | 0 | 0 | 0 | 0 | 0 | 0
F11_Commercial_WA - Miscellaneous_Existing_Water Heating_Natural Gas_Water Heater - Thermostatic Shower Restriction Valve_A_Achievable Economic UCT Potential | F11 | Commercial | WA - Miscellaneous | Existing | Water Heating | Natural Gas | Water Heater - Thermostatic Shower Restriction Valve | A | Purchases (Cumulative) | Achievable Economic UCT Potential | 0 | 0 | 0 | 0 | 0 | 0 | 0 | 0 | 0 | 0 | 0 | 0 | 0 | 0 | 0 | 0 | 0 | 0 | 0 | 0 | 0 | 0 | 0 | 0 | 0 | 0 | 0
F1_Commercial_WA - Miscellaneous_Existing_Water Heating_Natural Gas_Water Heater - Pre-Rinse Spray Valve_A_Achievable Economic UCT Potential | F1 | Commercial | WA - Miscellaneous | Existing | Water Heating | Natural Gas | Water Heater - Pre-Rinse Spray Valve | A | Integrated Unit Energy Savings (kWh or therms) | Achievable Economic UCT Potential | 0 | 0 | 31.4541 | 30.7187 | 29.9899 | 29.293 | 28.604 | 27.9224 | 27.2287 | 26.5656 | 25.9214 | 25.3272 | 24.8112 | 24.4021 | 24.2061 | 24.0289 | 23.8996 | 23.8102 | 23.7392 | 23.6822 | 23.6408 | 23.6109 | 23.5893 | 23.5736 | 23.5538 | 23.5494 | 23.5458
F2_Commercial_WA - Miscellaneous_Existing_Water Heating_Natural Gas_Water Heater - Pre-Rinse Spray Valve_A_Achievable Economic UCT Potential | F2 | Commercial | WA - Miscellaneous | Existing | Water Heating | Natural Gas | Water Heater - Pre-Rinse Spray Valve | A | Integrated Unit Summer Peak Savings (kW) | Achievable Economic UCT Potential | 0 | 0 | 0 | 0 | 0 | 0 | 0 | 0 | 0 | 0 | 0 | 0 | 0 | 0 | 0 | 0 | 0 | 0 | 0 | 0 | 0 | 0 | 0 | 0 | 0 | 0 | 0
F3_Commercial_WA - Miscellaneous_Existing_Water Heating_Natural Gas_Water Heater - Pre-Rinse Spray Valve_A_Achievable Economic UCT Potential | F3 | Commercial | WA - Miscellaneous | Existing | Water Heating | Natural Gas | Water Heater - Pre-Rinse Spray Valve | A | Integrated Unit Winter Peak Savings (kW) | Achievable Economic UCT Potential | 0 | 0 | 0 | 0 | 0 | 0 | 0 | 0 | 0 | 0 | 0 | 0 | 0 | 0 | 0 | 0 | 0 | 0 | 0 | 0 | 0 | 0 | 0 | 0 | 0 | 0 | 0
F4_Commercial_WA - Miscellaneous_Existing_Water Heating_Natural Gas_Water Heater - Pre-Rinse Spray Valve_A_Achievable Economic UCT Potential | F4 | Commercial | WA - Miscellaneous | Existing | Water Heating | Natural Gas | Water Heater - Pre-Rinse Spray Valve | A | Incremental Energy Savings (MWh or mTherms) | Achievable Economic UCT Potential | 0 | 0 | 0 | 0 | 0 | 0 | 0 | 0 | 0 | 0 | 0 | 0 | 0 | 0 | 0 | 0 | 0 | 0 | 0 | 0 | 0 | 0 | 0 | 0 | 0 | 0 | 0
F5_Commercial_WA - Miscellaneous_Existing_Water Heating_Natural Gas_Water Heater - Pre-Rinse Spray Valve_A_Achievable Economic UCT Potential | F5 | Commercial | WA - Miscellaneous | Existing | Water Heating | Natural Gas | Water Heater - Pre-Rinse Spray Valve | A | Incremental Summer Peak Savings (MW) | Achievable Economic UCT Potential | 0 | 0 | 0 | 0 | 0 | 0 | 0 | 0 | 0 | 0 | 0 | 0 | 0 | 0 | 0 | 0 | 0 | 0 | 0 | 0 | 0 | 0 | 0 | 0 | 0 | 0 | 0
F6_Commercial_WA - Miscellaneous_Existing_Water Heating_Natural Gas_Water Heater - Pre-Rinse Spray Valve_A_Achievable Economic UCT Potential | F6 | Commercial | WA - Miscellaneous | Existing | Water Heating | Natural Gas | Water Heater - Pre-Rinse Spray Valve | A | Incremental Winter Peak Savings (MW) | Achievable Economic UCT Potential | 0 | 0 | 0 | 0 | 0 | 0 | 0 | 0 | 0 | 0 | 0 | 0 | 0 | 0 | 0 | 0 | 0 | 0 | 0 | 0 | 0 | 0 | 0 | 0 | 0 | 0 | 0
F7_Commercial_WA - Miscellaneous_Existing_Water Heating_Natural Gas_Water Heater - Pre-Rinse Spray Valve_A_Achievable Economic UCT Potential | F7 | Commercial | WA - Miscellaneous | Existing | Water Heating | Natural Gas | Water Heater - Pre-Rinse Spray Valve | A | Cumulative Energy Savings (MWh or mTherms) | Achievable Economic UCT Potential | 0 | 0 | 0 | 0 | 0 | 0 | 0 | 0 | 0 | 0 | 0 | 0 | 0 | 0 | 0 | 0 | 0 | 0 | 0 | 0 | 0 | 0 | 0 | 0 | 0 | 0 | 0
F8_Commercial_WA - Miscellaneous_Existing_Water Heating_Natural Gas_Water Heater - Pre-Rinse Spray Valve_A_Achievable Economic UCT Potential | F8 | Commercial | WA - Miscellaneous | Existing | Water Heating | Natural Gas | Water Heater - Pre-Rinse Spray Valve | A | Cumulative Summer Peak Savings (MW) | Achievable Economic UCT Potential | 0 | 0 | 0 | 0 | 0 | 0 | 0 | 0 | 0 | 0 | 0 | 0 | 0 | 0 | 0 | 0 | 0 | 0 | 0 | 0 | 0 | 0 | 0 | 0 | 0 | 0 | 0
F9_Commercial_WA - Miscellaneous_Existing_Water Heating_Natural Gas_Water Heater - Pre-Rinse Spray Valve_A_Achievable Economic UCT Potential | F9 | Commercial | WA - Miscellaneous | Existing | Water Heating | Natural Gas | Water Heater - Pre-Rinse Spray Valve | A | Cumulative Winter Peak Savings (MW) | Achievable Economic UCT Potential | 0 | 0 | 0 | 0 | 0 | 0 | 0 | 0 | 0 | 0 | 0 | 0 | 0 | 0 | 0 | 0 | 0 | 0 | 0 | 0 | 0 | 0 | 0 | 0 | 0 | 0 | 0
F10_Commercial_WA - Miscellaneous_Existing_Water Heating_Natural Gas_Water Heater - Pre-Rinse Spray Valve_A_Achievable Economic UCT Potential | F10 | Commercial | WA - Miscellaneous | Existing | Water Heating | Natural Gas | Water Heater - Pre-Rinse Spray Valve | A | Purchases (Incremental) | Achievable Economic UCT Potential | 0 | 0 | 0 | 0 | 0 | 0 | 0 | 0 | 0 | 0 | 0 | 0 | 0 | 0 | 0 | 0 | 0 | 0 | 0 | 0 | 0 | 0 | 0 | 0 | 0 | 0 | 0
F11_Commercial_WA - Miscellaneous_Existing_Water Heating_Natural Gas_Water Heater - Pre-Rinse Spray Valve_A_Achievable Economic UCT Potential | F11 | Commercial | WA - Miscellaneous | Existing | Water Heating | Natural Gas | Water Heater - Pre-Rinse Spray Valve | A | Purchases (Cumulative) | Achievable Economic UCT Potential | 0 | 0 | 0 | 0 | 0 | 0 | 0 | 0 | 0 | 0 | 0 | 0 | 0 | 0 | 0 | 0 | 0 | 0 | 0 | 0 | 0 | 0 | 0 | 0 | 0 | 0 | 0
F1_Commercial_WA - Miscellaneous_Existing_Water Heating_Natural Gas_Water Heater - Temperature Setback_A_Achievable Economic UCT Potential | F1 | Commercial | WA - Miscellaneous | Existing | Water Heating | Natural Gas | Water Heater - Temperature Setback | A | Integrated Unit Energy Savings (kWh or therms) | Achievable Economic UCT Potential | 0 | 0 | 194.4543 | 191.1861 | 188.1844 | 185.422 | 182.8856 | 180.5604 | 178.4296 | 176.5102 | 174.7393 | 173.1166 | 171.6459 | 170.4103 | 169.3925 | 168.3539 | 167.5354 | 166.9089 | 166.411 | 166.0113 | 165.7215 | 165.512 | 165.3604 | 165.25 | 165.1116 | 165.0804 | 165.0555
F2_Commercial_WA - Miscellaneous_Existing_Water Heating_Natural Gas_Water Heater - Temperature Setback_A_Achievable Economic UCT Potential | F2 | Commercial | WA - Miscellaneous | Existing | Water Heating | Natural Gas | Water Heater - Temperature Setback | A | Integrated Unit Summer Peak Savings (kW) | Achievable Economic UCT Potential | 0 | 0 | 0 | 0 | 0 | 0 | 0 | 0 | 0 | 0 | 0 | 0 | 0 | 0 | 0 | 0 | 0 | 0 | 0 | 0 | 0 | 0 | 0 | 0 | 0 | 0 | 0
F3_Commercial_WA - Miscellaneous_Existing_Water Heating_Natural Gas_Water Heater - Temperature Setback_A_Achievable Economic UCT Potential | F3 | Commercial | WA - Miscellaneous | Existing | Water Heating | Natural Gas | Water Heater - Temperature Setback | A | Integrated Unit Winter Peak Savings (kW) | Achievable Economic UCT Potential | 0 | 0 | 0 | 0 | 0 | 0 | 0 | 0 | 0 | 0 | 0 | 0 | 0 | 0 | 0 | 0 | 0 | 0 | 0 | 0 | 0 | 0 | 0 | 0 | 0 | 0 | 0
F4_Commercial_WA - Miscellaneous_Existing_Water Heating_Natural Gas_Water Heater - Temperature Setback_A_Achievable Economic UCT Potential | F4 | Commercial | WA - Miscellaneous | Existing | Water Heating | Natural Gas | Water Heater - Temperature Setback | A | Incremental Energy Savings (MWh or mTherms) | Achievable Economic UCT Potential | 0 | 0 | 0 | 2.8002 | 3.3842 | 1.3647 | 1.3831 | 1.2878 | 1.5203 | 0 | 0 | 0 | 0 | 0 | 0 | 0 | 0 | 0 | 0 | 0 | 0 | 0 | 0 | 0 | 0 | 0 | 0
F5_Commercial_WA - Miscellaneous_Existing_Water Heating_Natural Gas_Water Heater - Temperature Setback_A_Achievable Economic UCT Potential | F5 | Commercial | WA - Miscellaneous | Existing | Water Heating | Natural Gas | Water Heater - Temperature Setback | A | Incremental Summer Peak Savings (MW) | Achievable Economic UCT Potential | 0 | 0 | 0 | 0 | 0 | 0 | 0 | 0 | 0 | 0 | 0 | 0 | 0 | 0 | 0 | 0 | 0 | 0 | 0 | 0 | 0 | 0 | 0 | 0 | 0 | 0 | 0
F6_Commercial_WA - Miscellaneous_Existing_Water Heating_Natural Gas_Water Heater - Temperature Setback_A_Achievable Economic UCT Potential | F6 | Commercial | WA - Miscellaneous | Existing | Water Heating | Natural Gas | Water Heater - Temperature Setback | A | Incremental Winter Peak Savings (MW) | Achievable Economic UCT Potential | 0 | 0 | 0 | 0 | 0 | 0 | 0 | 0 | 0 | 0 | 0 | 0 | 0 | 0 | 0 | 0 | 0 | 0 | 0 | 0 | 0 | 0 | 0 | 0 | 0 | 0 | 0
F7_Commercial_WA - Miscellaneous_Existing_Water Heating_Natural Gas_Water Heater - Temperature Setback_A_Achievable Economic UCT Potential | F7 | Commercial | WA - Miscellaneous | Existing | Water Heating | Natural Gas | Water Heater - Temperature Setback | A | Cumulative Energy Savings (MWh or mTherms) | Achievable Economic UCT Potential | 0 | 0 | 0 | 2.8002 | 6.1404 | 7.415 | 8.6967 | 9.8739 | 11.2776 | 11.1563 | 11.0444 | 10.9418 | 10.8489 | 10.7708 | 10.7064 | 10.6408 | 10.5891 | 10.5495 | 10.518 | 10.4927 | 10.4744 | 10.4612 | 10.4516 | 10.4446 | 10.4359 | 10.4339 | 10.4323
F8_Commercial_WA - Miscellaneous_Existing_Water Heating_Natural Gas_Water Heater - Temperature Setback_A_Achievable Economic UCT Potential | F8 | Commercial | WA - Miscellaneous | Existing | Water Heating | Natural Gas | Water Heater - Temperature Setback | A | Cumulative Summer Peak Savings (MW) | Achievable Economic UCT Potential | 0 | 0 | 0 | 0 | 0 | 0 | 0 | 0 | 0 | 0 | 0 | 0 | 0 | 0 | 0 | 0 | 0 | 0 | 0 | 0 | 0 | 0 | 0 | 0 | 0 | 0 | 0
F9_Commercial_WA - Miscellaneous_Existing_Water Heating_Natural Gas_Water Heater - Temperature Setback_A_Achievable Economic UCT Potential | F9 | Commercial | WA - Miscellaneous | Existing | Water Heating | Natural Gas | Water Heater - Temperature Setback | A | Cumulative Winter Peak Savings (MW) | Achievable Economic UCT Potential | 0 | 0 | 0 | 0 | 0 | 0 | 0 | 0 | 0 | 0 | 0 | 0 | 0 | 0 | 0 | 0 | 0 | 0 | 0 | 0 | 0 | 0 | 0 | 0 | 0 | 0 | 0
F10_Commercial_WA - Miscellaneous_Existing_Water Heating_Natural Gas_Water Heater - Temperature Setback_A_Achievable Economic UCT Potential | F10 | Commercial | WA - Miscellaneous | Existing | Water Heating | Natural Gas | Water Heater - Temperature Setback | A | Purchases (Incremental) | Achievable Economic UCT Potential | 0 | 0 | 0 | 14.6464 | 17.9835 | 7.3601 | 7.5626 | 7.132 | 8.5204 | 0 | 0 | 0 | 0 | 0 | 0 | 0 | 0 | 0 | 0 | 0 | 0 | 0 | 0 | 0 | 0 | 0 | 0
F11_Commercial_WA - Miscellaneous_Existing_Water Heating_Natural Gas_Water Heater - Temperature Setback_A_Achievable Economic UCT Potential | F11 | Commercial | WA - Miscellaneous | Existing | Water Heating | Natural Gas | Water Heater - Temperature Setback | A | Purchases (Cumulative) | Achievable Economic UCT Potential | 0 | 0 | 0 | 14.6464 | 32.6299 | 39.9899 | 47.5526 | 54.6846 | 63.205 | 63.205 | 63.205 | 63.205 | 63.205 | 63.205 | 63.205 | 63.205 | 63.205 | 63.205 | 63.205 | 63.205 | 63.205 | 63.205 | 63.205 | 63.205 | 63.205 | 63.205 | 63.205
F1_Commercial_WA - Miscellaneous_Existing_Water Heating_Natural Gas_Water Heater - Faucet Aerators_A_Achievable Economic UCT Potential | F1 | Commercial | WA - Miscellaneous | Existing | Water Heating | Natural Gas | Water Heater - Faucet Aerators | A | Integrated Unit Energy Savings (kWh or therms) | Achievable Economic UCT Potential | 0 | 0 | 45.6693 | 44.6648 | 43.6779 | 42.7473 | 41.8353 | 40.9405 | 40.038 | 39.1847 | 38.3641 | 37.6088 | 36.9492 | 36.4219 | 36.1851 | 35.9632 | 35.7884 | 35.6546 | 35.5482 | 35.4628 | 35.4009 | 35.3562 | 35.3238 | 35.3002 | 35.2706 | 35.264 | 35.2586
F2_Commercial_WA - Miscellaneous_Existing_Water Heating_Natural Gas_Water Heater - Faucet Aerators_A_Achievable Economic UCT Potential | F2 | Commercial | WA - Miscellaneous | Existing | Water Heating | Natural Gas | Water Heater - Faucet Aerators | A | Integrated Unit Summer Peak Savings (kW) | Achievable Economic UCT Potential | 0 | 0 | 0 | 0 | 0 | 0 | 0 | 0 | 0 | 0 | 0 | 0 | 0 | 0 | 0 | 0 | 0 | 0 | 0 | 0 | 0 | 0 | 0 | 0 | 0 | 0 | 0
F3_Commercial_WA - Miscellaneous_Existing_Water Heating_Natural Gas_Water Heater - Faucet Aerators_A_Achievable Economic UCT Potential | F3 | Commercial | WA - Miscellaneous | Existing | Water Heating | Natural Gas | Water Heater - Faucet Aerators | A | Integrated Unit Winter Peak Savings (kW) | Achievable Economic UCT Potential | 0 | 0 | 0 | 0 | 0 | 0 | 0 | 0 | 0 | 0 | 0 | 0 | 0 | 0 | 0 | 0 | 0 | 0 | 0 | 0 | 0 | 0 | 0 | 0 | 0 | 0 | 0
F4_Commercial_WA - Miscellaneous_Existing_Water Heating_Natural Gas_Water Heater - Faucet Aerators_A_Achievable Economic UCT Potential | F4 | Commercial | WA - Miscellaneous | Existing | Water Heating | Natural Gas | Water Heater - Faucet Aerators | A | Incremental Energy Savings (MWh or mTherms) | Achievable Economic UCT Potential | 0 | 0 | 0 | 0 | 0 | 0 | 0 | 0 | 0 | 0 | 0 | 0 | 0 | 0 | 0 | 0 | 0 | 0 | 0 | 0 | 0 | 0 | 0 | 0 | 0 | 0 | 0
F5_Commercial_WA - Miscellaneous_Existing_Water Heating_Natural Gas_Water Heater - Faucet Aerators_A_Achievable Economic UCT Potential | F5 | Commercial | WA - Miscellaneous | Existing | Water Heating | Natural Gas | Water Heater - Faucet Aerators | A | Incremental Summer Peak Savings (MW) | Achievable Economic UCT Potential | 0 | 0 | 0 | 0 | 0 | 0 | 0 | 0 | 0 | 0 | 0 | 0 | 0 | 0 | 0 | 0 | 0 | 0 | 0 | 0 | 0 | 0 | 0 | 0 | 0 | 0 | 0
F6_Commercial_WA - Miscellaneous_Existing_Water Heating_Natural Gas_Water Heater - Faucet Aerators_A_Achievable Economic UCT Potential | F6 | Commercial | WA - Miscellaneous | Existing | Water Heating | Natural Gas | Water Heater - Faucet Aerators | A | Incremental Winter Peak Savings (MW) | Achievable Economic UCT Potential | 0 | 0 | 0 | 0 | 0 | 0 | 0 | 0 | 0 | 0 | 0 | 0 | 0 | 0 | 0 | 0 | 0 | 0 | 0 | 0 | 0 | 0 | 0 | 0 | 0 | 0 | 0
F7_Commercial_WA - Miscellaneous_Existing_Water Heating_Natural Gas_Water Heater - Faucet Aerators_A_Achievable Economic UCT Potential | F7 | Commercial | WA - Miscellaneous | Existing | Water Heating | Natural Gas | Water Heater - Faucet Aerators | A | Cumulative Energy Savings (MWh or mTherms) | Achievable Economic UCT Potential | 0 | 0 | 0 | 0 | 0 | 0 | 0 | 0 | 0 | 0 | 0 | 0 | 0 | 0 | 0 | 0 | 0 | 0 | 0 | 0 | 0 | 0 | 0 | 0 | 0 | 0 | 0
F8_Commercial_WA - Miscellaneous_Existing_Water Heating_Natural Gas_Water Heater - Faucet Aerators_A_Achievable Economic UCT Potential | F8 | Commercial | WA - Miscellaneous | Existing | Water Heating | Natural Gas | Water Heater - Faucet Aerators | A | Cumulative Summer Peak Savings (MW) | Achievable Economic UCT Potential | 0 | 0 | 0 | 0 | 0 | 0 | 0 | 0 | 0 | 0 | 0 | 0 | 0 | 0 | 0 | 0 | 0 | 0 | 0 | 0 | 0 | 0 | 0 | 0 | 0 | 0 | 0
F9_Commercial_WA - Miscellaneous_Existing_Water Heating_Natural Gas_Water Heater - Faucet Aerators_A_Achievable Economic UCT Potential | F9 | Commercial | WA - Miscellaneous | Existing | Water Heating | Natural Gas | Water Heater - Faucet Aerators | A | Cumulative Winter Peak Savings (MW) | Achievable Economic UCT Potential | 0 | 0 | 0 | 0 | 0 | 0 | 0 | 0 | 0 | 0 | 0 | 0 | 0 | 0 | 0 | 0 | 0 | 0 | 0 | 0 | 0 | 0 | 0 | 0 | 0 | 0 | 0
F10_Commercial_WA - Miscellaneous_Existing_Water Heating_Natural Gas_Water Heater - Faucet Aerators_A_Achievable Economic UCT Potential | F10 | Commercial | WA - Miscellaneous | Existing | Water Heating | Natural Gas | Water Heater - Faucet Aerators | A | Purchases (Incremental) | Achievable Economic UCT Potential | 0 | 0 | 0 | 0 | 0 | 0 | 0 | 0 | 0 | 0 | 0 | 0 | 0 | 0 | 0 | 0 | 0 | 0 | 0 | 0 | 0 | 0 | 0 | 0 | 0 | 0 | 0
F11_Commercial_WA - Miscellaneous_Existing_Water Heating_Natural Gas_Water Heater - Faucet Aerators_A_Achievable Economic UCT Potential | F11 | Commercial | WA - Miscellaneous | Existing | Water Heating | Natural Gas | Water Heater - Faucet Aerators | A | Purchases (Cumulative) | Achievable Economic UCT Potential | 0 | 0 | 0 | 0 | 0 | 0 | 0 | 0 | 0 | 0 | 0 | 0 | 0 | 0 | 0 | 0 | 0 | 0 | 0 | 0 | 0 | 0 | 0 | 0 | 0 | 0 | 0
F1_Commercial_WA - Miscellaneous_Existing_Water Heating_Natural Gas_Water Heater - Low-Flow Showerheads_A_Achievable Economic UCT Potential | F1 | Commercial | WA - Miscellaneous | Existing | Water Heating | Natural Gas | Water Heater - Low-Flow Showerheads | A | Integrated Unit Energy Savings (kWh or therms) | Achievable Economic UCT Potential | 0 | 0 | 1257.2665 | 1236.1351 | 1216.7278 | 1198.8667 | 1182.4677 | 1167.4334 | 1153.6564 | 1141.2466 | 1129.7966 | 1119.3051 | 1109.7962 | 1101.8071 | 1095.2262 | 1088.5109 | 1083.2189 | 1079.1686 | 1075.9493 | 1073.3648 | 1071.491 | 1070.1367 | 1069.1565 | 1068.4427 | 1067.5475 | 1067.346 | 1067.1848
F2_Commercial_WA - Miscellaneous_Existing_Water Heating_Natural Gas_Water Heater - Low-Flow Showerheads_A_Achievable Economic UCT Potential | F2 | Commercial | WA - Miscellaneous | Existing | Water Heating | Natural Gas | Water Heater - Low-Flow Showerheads | A | Integrated Unit Summer Peak Savings (kW) | Achievable Economic UCT Potential | 0 | 0 | 0 | 0 | 0 | 0 | 0 | 0 | 0 | 0 | 0 | 0 | 0 | 0 | 0 | 0 | 0 | 0 | 0 | 0 | 0 | 0 | 0 | 0 | 0 | 0 | 0
F3_Commercial_WA - Miscellaneous_Existing_Water Heating_Natural Gas_Water Heater - Low-Flow Showerheads_A_Achievable Economic UCT Potential | F3 | Commercial | WA - Miscellaneous | Existing | Water Heating | Natural Gas | Water Heater - Low-Flow Showerheads | A | Integrated Unit Winter Peak Savings (kW) | Achievable Economic UCT Potential | 0 | 0 | 0 | 0 | 0 | 0 | 0 | 0 | 0 | 0 | 0 | 0 | 0 | 0 | 0 | 0 | 0 | 0 | 0 | 0 | 0 | 0 | 0 | 0 | 0 | 0 | 0
F4_Commercial_WA - Miscellaneous_Existing_Water Heating_Natural Gas_Water Heater - Low-Flow Showerheads_A_Achievable Economic UCT Potential | F4 | Commercial | WA - Miscellaneous | Existing | Water Heating | Natural Gas | Water Heater - Low-Flow Showerheads | A | Incremental Energy Savings (MWh or mTherms) | Achievable Economic UCT Potential | 0 | 0 | 0 | 0 | 0 | 0 | 0 | 0 | 0 | 0 | 0 | 0 | 0 | 0 | 0 | 0 | 0 | 0 | 0 | 0 | 0 | 0 | 0 | 0 | 0 | 0 | 0
F5_Commercial_WA - Miscellaneous_Existing_Water Heating_Natural Gas_Water Heater - Low-Flow Showerheads_A_Achievable Economic UCT Potential | F5 | Commercial | WA - Miscellaneous | Existing | Water Heating | Natural Gas | Water Heater - Low-Flow Showerheads | A | Incremental Summer Peak Savings (MW) | Achievable Economic UCT Potential | 0 | 0 | 0 | 0 | 0 | 0 | 0 | 0 | 0 | 0 | 0 | 0 | 0 | 0 | 0 | 0 | 0 | 0 | 0 | 0 | 0 | 0 | 0 | 0 | 0 | 0 | 0
F6_Commercial_WA - Miscellaneous_Existing_Water Heating_Natural Gas_Water Heater - Low-Flow Showerheads_A_Achievable Economic UCT Potential | F6 | Commercial | WA - Miscellaneous | Existing | Water Heating | Natural Gas | Water Heater - Low-Flow Showerheads | A | Incremental Winter Peak Savings (MW) | Achievable Economic UCT Potential | 0 | 0 | 0 | 0 | 0 | 0 | 0 | 0 | 0 | 0 | 0 | 0 | 0 | 0 | 0 | 0 | 0 | 0 | 0 | 0 | 0 | 0 | 0 | 0 | 0 | 0 | 0
F7_Commercial_WA - Miscellaneous_Existing_Water Heating_Natural Gas_Water Heater - Low-Flow Showerheads_A_Achievable Economic UCT Potential | F7 | Commercial | WA - Miscellaneous | Existing | Water Heating | Natural Gas | Water Heater - Low-Flow Showerheads | A | Cumulative Energy Savings (MWh or mTherms) | Achievable Economic UCT Potential | 0 | 0 | 0 | 0 | 0 | 0 | 0 | 0 | 0 | 0 | 0 | 0 | 0 | 0 | 0 | 0 | 0 | 0 | 0 | 0 | 0 | 0 | 0 | 0 | 0 | 0 | 0
F8_Commercial_WA - Miscellaneous_Existing_Water Heating_Natural Gas_Water Heater - Low-Flow Showerheads_A_Achievable Economic UCT Potential | F8 | Commercial | WA - Miscellaneous | Existing | Water Heating | Natural Gas | Water Heater - Low-Flow Showerheads | A | Cumulative Summer Peak Savings (MW) | Achievable Economic UCT Potential | 0 | 0 | 0 | 0 | 0 | 0 | 0 | 0 | 0 | 0 | 0 | 0 | 0 | 0 | 0 | 0 | 0 | 0 | 0 | 0 | 0 | 0 | 0 | 0 | 0 | 0 | 0
F9_Commercial_WA - Miscellaneous_Existing_Water Heating_Natural Gas_Water Heater - Low-Flow Showerheads_A_Achievable Economic UCT Potential | F9 | Commercial | WA - Miscellaneous | Existing | Water Heating | Natural Gas | Water Heater - Low-Flow Showerheads | A | Cumulative Winter Peak Savings (MW) | Achievable Economic UCT Potential | 0 | 0 | 0 | 0 | 0 | 0 | 0 | 0 | 0 | 0 | 0 | 0 | 0 | 0 | 0 | 0 | 0 | 0 | 0 | 0 | 0 | 0 | 0 | 0 | 0 | 0 | 0
F10_Commercial_WA - Miscellaneous_Existing_Water Heating_Natural Gas_Water Heater - Low-Flow Showerheads_A_Achievable Economic UCT Potential | F10 | Commercial | WA - Miscellaneous | Existing | Water Heating | Natural Gas | Water Heater - Low-Flow Showerheads | A | Purchases (Incremental) | Achievable Economic UCT Potential | 0 | 0 | 0 | 0 | 0 | 0 | 0 | 0 | 0 | 0 | 0 | 0 | 0 | 0 | 0 | 0 | 0 | 0 | 0 | 0 | 0 | 0 | 0 | 0 | 0 | 0 | 0
F11_Commercial_WA - Miscellaneous_Existing_Water Heating_Natural Gas_Water Heater - Low-Flow Showerheads_A_Achievable Economic UCT Potential | F11 | Commercial | WA - Miscellaneous | Existing | Water Heating | Natural Gas | Water Heater - Low-Flow Showerheads | A | Purchases (Cumulative) | Achievable Economic UCT Potential | 0 | 0 | 0 | 0 | 0 | 0 | 0 | 0 | 0 | 0 | 0 | 0 | 0 | 0 | 0 | 0 | 0 | 0 | 0 | 0 | 0 | 0 | 0 | 0 | 0 | 0 | 0
F1_Commercial_WA - Miscellaneous_Existing_Water Heating_Natural Gas_Water Heater - Tank Blanket/Insulation_A_Achievable Economic UCT Potential | F1 | Commercial | WA - Miscellaneous | Existing | Water Heating | Natural Gas | Water Heater - Tank Blanket/Insulation | A | Integrated Unit Energy Savings (kWh or therms) | Achievable Economic UCT Potential | 0 | 0 | 375.6839 | 369.6351 | 364.1531 | 359.1956 | 354.7278 | 350.7206 | 347.1647 | 344.0652 | 341.2577 | 338.6926 | 336.3317 | 334.3084 | 332.5835 | 330.7063 | 329.1738 | 327.943 | 326.9647 | 326.1793 | 325.6099 | 325.1983 | 324.9004 | 324.6835 | 324.4115 | 324.3502 | 324.3013
F2_Commercial_WA - Miscellaneous_Existing_Water Heating_Natural Gas_Water Heater - Tank Blanket/Insulation_A_Achievable Economic UCT Potential | F2 | Commercial | WA - Miscellaneous | Existing | Water Heating | Natural Gas | Water Heater - Tank Blanket/Insulation | A | Integrated Unit Summer Peak Savings (kW) | Achievable Economic UCT Potential | 0 | 0 | 0 | 0 | 0 | 0 | 0 | 0 | 0 | 0 | 0 | 0 | 0 | 0 | 0 | 0 | 0 | 0 | 0 | 0 | 0 | 0 | 0 | 0 | 0 | 0 | 0
F3_Commercial_WA - Miscellaneous_Existing_Water Heating_Natural Gas_Water Heater - Tank Blanket/Insulation_A_Achievable Economic UCT Potential | F3 | Commercial | WA - Miscellaneous | Existing | Water Heating | Natural Gas | Water Heater - Tank Blanket/Insulation | A | Integrated Unit Winter Peak Savings (kW) | Achievable Economic UCT Potential | 0 | 0 | 0 | 0 | 0 | 0 | 0 | 0 | 0 | 0 | 0 | 0 | 0 | 0 | 0 | 0 | 0 | 0 | 0 | 0 | 0 | 0 | 0 | 0 | 0 | 0 | 0
F4_Commercial_WA - Miscellaneous_Existing_Water Heating_Natural Gas_Water Heater - Tank Blanket/Insulation_A_Achievable Economic UCT Potential | F4 | Commercial | WA - Miscellaneous | Existing | Water Heating | Natural Gas | Water Heater - Tank Blanket/Insulation | A | Incremental Energy Savings (MWh or mTherms) | Achievable Economic UCT Potential | 0 | 0 | 0 | 1.5923 | 1.9261 | 2.3249 | 2.6653 | 3.0057 | 3.4784 | 3.7818 | 3.8319 | 3.5839 | 3.0592 | 2.3531 | 1.6066 | 0.95595 | 0.44443 | 0 | 0 | 0 | 0 | 0 | 0 | 0 | 0 | 0 | 0
F5_Commercial_WA - Miscellaneous_Existing_Water Heating_Natural Gas_Water Heater - Tank Blanket/Insulation_A_Achievable Economic UCT Potential | F5 | Commercial | WA - Miscellaneous | Existing | Water Heating | Natural Gas | Water Heater - Tank Blanket/Insulation | A | Incremental Summer Peak Savings (MW) | Achievable Economic UCT Potential | 0 | 0 | 0 | 0 | 0 | 0 | 0 | 0 | 0 | 0 | 0 | 0 | 0 | 0 | 0 | 0 | 0 | 0 | 0 | 0 | 0 | 0 | 0 | 0 | 0 | 0 | 0
F6_Commercial_WA - Miscellaneous_Existing_Water Heating_Natural Gas_Water Heater - Tank Blanket/Insulation_A_Achievable Economic UCT Potential | F6 | Commercial | WA - Miscellaneous | Existing | Water Heating | Natural Gas | Water Heater - Tank Blanket/Insulation | A | Incremental Winter Peak Savings (MW) | Achievable Economic UCT Potential | 0 | 0 | 0 | 0 | 0 | 0 | 0 | 0 | 0 | 0 | 0 | 0 | 0 | 0 | 0 | 0 | 0 | 0 | 0 | 0 | 0 | 0 | 0 | 0 | 0 | 0 | 0
F7_Commercial_WA - Miscellaneous_Existing_Water Heating_Natural Gas_Water Heater - Tank Blanket/Insulation_A_Achievable Economic UCT Potential | F7 | Commercial | WA - Miscellaneous | Existing | Water Heating | Natural Gas | Water Heater - Tank Blanket/Insulation | A | Cumulative Energy Savings (MWh or mTherms) | Achievable Economic UCT Potential | 0 | 0 | 0 | 1.5923 | 3.4948 | 5.7721 | 8.3656 | 11.2768 | 14.6409 | 18.292 | 21.9746 | 25.3934 | 28.2756 | 30.4586 | 31.908 | 32.6839 | 32.9768 | 32.8535 | 32.7555 | 32.6769 | 32.6198 | 32.5786 | 32.5487 | 32.527 | 32.4998 | 32.4936 | 32.4887
F8_Commercial_WA - Miscellaneous_Existing_Water Heating_Natural Gas_Water Heater - Tank Blanket/Insulation_A_Achievable Economic UCT Potential | F8 | Commercial | WA - Miscellaneous | Existing | Water Heating | Natural Gas | Water Heater - Tank Blanket/Insulation | A | Cumulative Summer Peak Savings (MW) | Achievable Economic UCT Potential | 0 | 0 | 0 | 0 | 0 | 0 | 0 | 0 | 0 | 0 | 0 | 0 | 0 | 0 | 0 | 0 | 0 | 0 | 0 | 0 | 0 | 0 | 0 | 0 | 0 | 0 | 0
F9_Commercial_WA - Miscellaneous_Existing_Water Heating_Natural Gas_Water Heater - Tank Blanket/Insulation_A_Achievable Economic UCT Potential | F9 | Commercial | WA - Miscellaneous | Existing | Water Heating | Natural Gas | Water Heater - Tank Blanket/Insulation | A | Cumulative Winter Peak Savings (MW) | Achievable Economic UCT Potential | 0 | 0 | 0 | 0 | 0 | 0 | 0 | 0 | 0 | 0 | 0 | 0 | 0 | 0 | 0 | 0 | 0 | 0 | 0 | 0 | 0 | 0 | 0 | 0 | 0 | 0 | 0
F10_Commercial_WA - Miscellaneous_Existing_Water Heating_Natural Gas_Water Heater - Tank Blanket/Insulation_A_Achievable Economic UCT Potential | F10 | Commercial | WA - Miscellaneous | Existing | Water Heating | Natural Gas | Water Heater - Tank Blanket/Insulation | A | Purchases (Incremental) | Achievable Economic UCT Potential | 0 | 0 | 0 | 4.3078 | 5.2893 | 6.4725 | 7.5135 | 8.5702 | 10.0195 | 10.9916 | 11.2287 | 10.5817 | 9.0959 | 7.0388 | 4.8305 | 2.8906 | 1.3501 | 0 | 0 | 0 | 0 | 0 | 0 | 0 | 0 | 0 | 0
F11_Commercial_WA - Miscellaneous_Existing_Water Heating_Natural Gas_Water Heater - Tank Blanket/Insulation_A_Achievable Economic UCT Potential | F11 | Commercial | WA - Miscellaneous | Existing | Water Heating | Natural Gas | Water Heater - Tank Blanket/Insulation | A | Purchases (Cumulative) | Achievable Economic UCT Potential | 0 | 0 | 0 | 4.3078 | 9.597 | 16.0695 | 23.5831 | 32.1532 | 42.1728 | 53.1643 | 64.393 | 74.9747 | 84.0706 | 91.1093 | 95.9399 | 98.8305 | 100.1806 | 100.1806 | 100.1806 | 100.1806 | 100.1806 | 100.1806 | 100.1806 | 100.1806 | 100.1806 | 100.1806 | 100.1806
F1_Commercial_WA - Miscellaneous_Existing_Water Heating_Natural Gas_Water Heater - Drainwater Heat Recovery_A_Achievable Economic UCT Potential | F1 | Commercial | WA - Miscellaneous | Existing | Water Heating | Natural Gas | Water Heater - Drainwater Heat Recovery | A | Integrated Unit Energy Savings (kWh or therms) | Achievable Economic UCT Potential | 0 | 0 | 234.0116 | 228.5409 | 223.1183 | 217.9336 | 212.8076 | 207.737 | 202.5755 | 197.6427 | 192.85 | 188.4292 | 184.5898 | 181.5467 | 180.0886 | 178.7698 | 177.8079 | 177.1431 | 176.6147 | 176.1904 | 175.8828 | 175.6605 | 175.4996 | 175.3825 | 175.2355 | 175.2024 | 175.176
F2_Commercial_WA - Miscellaneous_Existing_Water Heating_Natural Gas_Water Heater - Drainwater Heat Recovery_A_Achievable Economic UCT Potential | F2 | Commercial | WA - Miscellaneous | Existing | Water Heating | Natural Gas | Water Heater - Drainwater Heat Recovery | A | Integrated Unit Summer Peak Savings (kW) | Achievable Economic UCT Potential | 0 | 0 | 0 | 0 | 0 | 0 | 0 | 0 | 0 | 0 | 0 | 0 | 0 | 0 | 0 | 0 | 0 | 0 | 0 | 0 | 0 | 0 | 0 | 0 | 0 | 0 | 0
F3_Commercial_WA - Miscellaneous_Existing_Water Heating_Natural Gas_Water Heater - Drainwater Heat Recovery_A_Achievable Economic UCT Potential | F3 | Commercial | WA - Miscellaneous | Existing | Water Heating | Natural Gas | Water Heater - Drainwater Heat Recovery | A | Integrated Unit Winter Peak Savings (kW) | Achievable Economic UCT Potential | 0 | 0 | 0 | 0 | 0 | 0 | 0 | 0 | 0 | 0 | 0 | 0 | 0 | 0 | 0 | 0 | 0 | 0 | 0 | 0 | 0 | 0 | 0 | 0 | 0 | 0 | 0
F4_Commercial_WA - Miscellaneous_Existing_Water Heating_Natural Gas_Water Heater - Drainwater Heat Recovery_A_Achievable Economic UCT Potential | F4 | Commercial | WA - Miscellaneous | Existing | Water Heating | Natural Gas | Water Heater - Drainwater Heat Recovery | A | Incremental Energy Savings (MWh or mTherms) | Achievable Economic UCT Potential | 0 | 0 | 0 | 0 | 0 | 0 | 0 | 0 | 0 | 0 | 0 | 0 | 0 | 0 | 0 | 0 | 0 | 0 | 0 | 0 | 0 | 0 | 0 | 0 | 0 | 0 | 0
F5_Commercial_WA - Miscellaneous_Existing_Water Heating_Natural Gas_Water Heater - Drainwater Heat Recovery_A_Achievable Economic UCT Potential | F5 | Commercial | WA - Miscellaneous | Existing | Water Heating | Natural Gas | Water Heater - Drainwater Heat Recovery | A | Incremental Summer Peak Savings (MW) | Achievable Economic UCT Potential | 0 | 0 | 0 | 0 | 0 | 0 | 0 | 0 | 0 | 0 | 0 | 0 | 0 | 0 | 0 | 0 | 0 | 0 | 0 | 0 | 0 | 0 | 0 | 0 | 0 | 0 | 0
F6_Commercial_WA - Miscellaneous_Existing_Water Heating_Natural Gas_Water Heater - Drainwater Heat Recovery_A_Achievable Economic UCT Potential | F6 | Commercial | WA - Miscellaneous | Existing | Water Heating | Natural Gas | Water Heater - Drainwater Heat Recovery | A | Incremental Winter Peak Savings (MW) | Achievable Economic UCT Potential | 0 | 0 | 0 | 0 | 0 | 0 | 0 | 0 | 0 | 0 | 0 | 0 | 0 | 0 | 0 | 0 | 0 | 0 | 0 | 0 | 0 | 0 | 0 | 0 | 0 | 0 | 0
F7_Commercial_WA - Miscellaneous_Existing_Water Heating_Natural Gas_Water Heater - Drainwater Heat Recovery_A_Achievable Economic UCT Potential | F7 | Commercial | WA - Miscellaneous | Existing | Water Heating | Natural Gas | Water Heater - Drainwater Heat Recovery | A | Cumulative Energy Savings (MWh or mTherms) | Achievable Economic UCT Potential | 0 | 0 | 0 | 0 | 0 | 0 | 0 | 0 | 0 | 0 | 0 | 0 | 0 | 0 | 0 | 0 | 0 | 0 | 0 | 0 | 0 | 0 | 0 | 0 | 0 | 0 | 0
F8_Commercial_WA - Miscellaneous_Existing_Water Heating_Natural Gas_Water Heater - Drainwater Heat Recovery_A_Achievable Economic UCT Potential | F8 | Commercial | WA - Miscellaneous | Existing | Water Heating | Natural Gas | Water Heater - Drainwater Heat Recovery | A | Cumulative Summer Peak Savings (MW) | Achievable Economic UCT Potential | 0 | 0 | 0 | 0 | 0 | 0 | 0 | 0 | 0 | 0 | 0 | 0 | 0 | 0 | 0 | 0 | 0 | 0 | 0 | 0 | 0 | 0 | 0 | 0 | 0 | 0 | 0
F9_Commercial_WA - Miscellaneous_Existing_Water Heating_Natural Gas_Water Heater - Drainwater Heat Recovery_A_Achievable Economic UCT Potential | F9 | Commercial | WA - Miscellaneous | Existing | Water Heating | Natural Gas | Water Heater - Drainwater Heat Recovery | A | Cumulative Winter Peak Savings (MW) | Achievable Economic UCT Potential | 0 | 0 | 0 | 0 | 0 | 0 | 0 | 0 | 0 | 0 | 0 | 0 | 0 | 0 | 0 | 0 | 0 | 0 | 0 | 0 | 0 | 0 | 0 | 0 | 0 | 0 | 0
F10_Commercial_WA - Miscellaneous_Existing_Water Heating_Natural Gas_Water Heater - Drainwater Heat Recovery_A_Achievable Economic UCT Potential | F10 | Commercial | WA - Miscellaneous | Existing | Water Heating | Natural Gas | Water Heater - Drainwater Heat Recovery | A | Purchases (Incremental) | Achievable Economic UCT Potential | 0 | 0 | 0 | 0 | 0 | 0 | 0 | 0 | 0 | 0 | 0 | 0 | 0 | 0 | 0 | 0 | 0 | 0 | 0 | 0 | 0 | 0 | 0 | 0 | 0 | 0 | 0
F11_Commercial_WA - Miscellaneous_Existing_Water Heating_Natural Gas_Water Heater - Drainwater Heat Recovery_A_Achievable Economic UCT Potential | F11 | Commercial | WA - Miscellaneous | Existing | Water Heating | Natural Gas | Water Heater - Drainwater Heat Recovery | A | Purchases (Cumulative) | Achievable Economic UCT Potential | 0 | 0 | 0 | 0 | 0 | 0 | 0 | 0 | 0 | 0 | 0 | 0 | 0 | 0 | 0 | 0 | 0 | 0 | 0 | 0 | 0 | 0 | 0 | 0 | 0 | 0 | 0
F1_Commercial_WA - Miscellaneous_Existing_Water Heating_Natural Gas_Water Heater - Circulation Pump Controls_A_Achievable Economic UCT Potential | F1 | Commercial | WA - Miscellaneous | Existing | Water Heating | Natural Gas | Water Heater - Circulation Pump Controls | A | Integrated Unit Energy Savings (kWh or therms) | Achievable Economic UCT Potential | 0 | 0 | 12287.1197 | 12065.3387 | 11857.4622 | 11675.9591 | 11508.7059 | 11355.3595 | 11213.0659 | 11092.4474 | 10981.1579 | 10879.1853 | 10786.7628 | 10709.1118 | 10645.1482 | 10579.8781 | 10528.4417 | 10489.0744 | 10457.7843 | 10432.6643 | 10414.4516 | 10401.2886 | 10391.7612 | 10384.8236 | 10376.1222 | 10374.1636 | 10372.5967
F2_Commercial_WA - Miscellaneous_Existing_Water Heating_Natural Gas_Water Heater - Circulation Pump Controls_A_Achievable Economic UCT Potential | F2 | Commercial | WA - Miscellaneous | Existing | Water Heating | Natural Gas | Water Heater - Circulation Pump Controls | A | Integrated Unit Summer Peak Savings (kW) | Achievable Economic UCT Potential | 0 | 0 | 0 | 0 | 0 | 0 | 0 | 0 | 0 | 0 | 0 | 0 | 0 | 0 | 0 | 0 | 0 | 0 | 0 | 0 | 0 | 0 | 0 | 0 | 0 | 0 | 0
F3_Commercial_WA - Miscellaneous_Existing_Water Heating_Natural Gas_Water Heater - Circulation Pump Controls_A_Achievable Economic UCT Potential | F3 | Commercial | WA - Miscellaneous | Existing | Water Heating | Natural Gas | Water Heater - Circulation Pump Controls | A | Integrated Unit Winter Peak Savings (kW) | Achievable Economic UCT Potential | 0 | 0 | 0 | 0 | 0 | 0 | 0 | 0 | 0 | 0 | 0 | 0 | 0 | 0 | 0 | 0 | 0 | 0 | 0 | 0 | 0 | 0 | 0 | 0 | 0 | 0 | 0
F4_Commercial_WA - Miscellaneous_Existing_Water Heating_Natural Gas_Water Heater - Circulation Pump Controls_A_Achievable Economic UCT Potential | F4 | Commercial | WA - Miscellaneous | Existing | Water Heating | Natural Gas | Water Heater - Circulation Pump Controls | A | Incremental Energy Savings (MWh or mTherms) | Achievable Economic UCT Potential | 0 | 0 | 0 | 8.891 | 10.7286 | 12.9277 | 14.7921 | 16.6475 | 19.219 | 20.8567 | 21.0929 | 19.6929 | 16.7839 | 12.8946 | 0.95198 | 0 | 0 | 0 | 0 | 0 | 0 | 0 | 0 | 0 | 0 | 0 | 0
F5_Commercial_WA - Miscellaneous_Existing_Water Heating_Natural Gas_Water Heater - Circulation Pump Controls_A_Achievable Economic UCT Potential | F5 | Commercial | WA - Miscellaneous | Existing | Water Heating | Natural Gas | Water Heater - Circulation Pump Controls | A | Incremental Summer Peak Savings (MW) | Achievable Economic UCT Potential | 0 | 0 | 0 | 0 | 0 | 0 | 0 | 0 | 0 | 0 | 0 | 0 | 0 | 0 | 0 | 0 | 0 | 0 | 0 | 0 | 0 | 0 | 0 | 0 | 0 | 0 | 0
F6_Commercial_WA - Miscellaneous_Existing_Water Heating_Natural Gas_Water Heater - Circulation Pump Controls_A_Achievable Economic UCT Potential | F6 | Commercial | WA - Miscellaneous | Existing | Water Heating | Natural Gas | Water Heater - Circulation Pump Controls | A | Incremental Winter Peak Savings (MW) | Achievable Economic UCT Potential | 0 | 0 | 0 | 0 | 0 | 0 | 0 | 0 | 0 | 0 | 0 | 0 | 0 | 0 | 0 | 0 | 0 | 0 | 0 | 0 | 0 | 0 | 0 | 0 | 0 | 0 | 0
F7_Commercial_WA - Miscellaneous_Existing_Water Heating_Natural Gas_Water Heater - Circulation Pump Controls_A_Achievable Economic UCT Potential | F7 | Commercial | WA - Miscellaneous | Existing | Water Heating | Natural Gas | Water Heater - Circulation Pump Controls | A | Cumulative Energy Savings (MWh or mTherms) | Achievable Economic UCT Potential | 0 | 0 | 0 | 8.891 | 19.4664 | 32.0962 | 46.4286 | 62.4574 | 80.8937 | 100.8803 | 120.961 | 139.5307 | 155.1292 | 166.9071 | 166.8622 | 165.8391 | 165.0328 | 164.4157 | 163.9252 | 163.5315 | 163.246 | 163.0397 | 162.8903 | 162.7816 | 162.6452 | 162.6145 | 162.5899
F8_Commercial_WA - Miscellaneous_Existing_Water Heating_Natural Gas_Water Heater - Circulation Pump Controls_A_Achievable Economic UCT Potential | F8 | Commercial | WA - Miscellaneous | Existing | Water Heating | Natural Gas | Water Heater - Circulation Pump Controls | A | Cumulative Summer Peak Savings (MW) | Achievable Economic UCT Potential | 0 | 0 | 0 | 0 | 0 | 0 | 0 | 0 | 0 | 0 | 0 | 0 | 0 | 0 | 0 | 0 | 0 | 0 | 0 | 0 | 0 | 0 | 0 | 0 | 0 | 0 | 0
F9_Commercial_WA - Miscellaneous_Existing_Water Heating_Natural Gas_Water Heater - Circulation Pump Controls_A_Achievable Economic UCT Potential | F9 | Commercial | WA - Miscellaneous | Existing | Water Heating | Natural Gas | Water Heater - Circulation Pump Controls | A | Cumulative Winter Peak Savings (MW) | Achievable Economic UCT Potential | 0 | 0 | 0 | 0 | 0 | 0 | 0 | 0 | 0 | 0 | 0 | 0 | 0 | 0 | 0 | 0 | 0 | 0 | 0 | 0 | 0 | 0 | 0 | 0 | 0 | 0 | 0
F10_Commercial_WA - Miscellaneous_Existing_Water Heating_Natural Gas_Water Heater - Circulation Pump Controls_A_Achievable Economic UCT Potential | F10 | Commercial | WA - Miscellaneous | Existing | Water Heating | Natural Gas | Water Heater - Circulation Pump Controls | A | Purchases (Incremental) | Achievable Economic UCT Potential | 0 | 0 | 0 | 0.7369 | 0.9048 | 1.1072 | 1.2853 | 1.466 | 1.714 | 1.8803 | 1.9208 | 1.8101 | 1.556 | 1.2041 | 0.089429 | 0 | 0 | 0 | 0 | 0 | 0 | 0 | 0 | 0 | 0 | 0 | 0
F11_Commercial_WA - Miscellaneous_Existing_Water Heating_Natural Gas_Water Heater - Circulation Pump Controls_A_Achievable Economic UCT Potential | F11 | Commercial | WA - Miscellaneous | Existing | Water Heating | Natural Gas | Water Heater - Circulation Pump Controls | A | Purchases (Cumulative) | Achievable Economic UCT Potential | 0 | 0 | 0 | 0.7369 | 1.6417 | 2.7489 | 4.0342 | 5.5003 | 7.2142 | 9.0945 | 11.0153 | 12.8255 | 14.3814 | 15.5855 | 15.6749 | 15.6749 | 15.6749 | 15.6749 | 15.6749 | 15.6749 | 15.6749 | 15.6749 | 15.6749 | 15.6749 | 15.6749 | 15.6749 | 15.6749
F1_Commercial_WA - Miscellaneous_Existing_Water Heating_Natural Gas_Water Heater - Pipe Insulation_A_Achievable Economic UCT Potential | F1 | Commercial | WA - Miscellaneous | Existing | Water Heating | Natural Gas | Water Heater - Pipe Insulation | A | Integrated Unit Energy Savings (kWh or therms) | Achievable Economic UCT Potential | 0 | 0 | 9.3932 | 9.1736 | 8.9559 | 8.7478 | 8.5421 | 8.3385 | 8.1313 | 7.9333 | 7.741 | 7.5635 | 7.4094 | 7.2872 | 7.2287 | 7.1758 | 7.1372 | 7.1105 | 7.0893 | 7.0722 | 7.0599 | 7.051 | 7.0445 | 7.0398 | 7.0339 | 7.0326 | 7.0315
F2_Commercial_WA - Miscellaneous_Existing_Water Heating_Natural Gas_Water Heater - Pipe Insulation_A_Achievable Economic UCT Potential | F2 | Commercial | WA - Miscellaneous | Existing | Water Heating | Natural Gas | Water Heater - Pipe Insulation | A | Integrated Unit Summer Peak Savings (kW) | Achievable Economic UCT Potential | 0 | 0 | 0 | 0 | 0 | 0 | 0 | 0 | 0 | 0 | 0 | 0 | 0 | 0 | 0 | 0 | 0 | 0 | 0 | 0 | 0 | 0 | 0 | 0 | 0 | 0 | 0
F3_Commercial_WA - Miscellaneous_Existing_Water Heating_Natural Gas_Water Heater - Pipe Insulation_A_Achievable Economic UCT Potential | F3 | Commercial | WA - Miscellaneous | Existing | Water Heating | Natural Gas | Water Heater - Pipe Insulation | A | Integrated Unit Winter Peak Savings (kW) | Achievable Economic UCT Potential | 0 | 0 | 0 | 0 | 0 | 0 | 0 | 0 | 0 | 0 | 0 | 0 | 0 | 0 | 0 | 0 | 0 | 0 | 0 | 0 | 0 | 0 | 0 | 0 | 0 | 0 | 0
F4_Commercial_WA - Miscellaneous_Existing_Water Heating_Natural Gas_Water Heater - Pipe Insulation_A_Achievable Economic UCT Potential | F4 | Commercial | WA - Miscellaneous | Existing | Water Heating | Natural Gas | Water Heater - Pipe Insulation | A | Incremental Energy Savings (MWh or mTherms) | Achievable Economic UCT Potential | 0 | 0 | 0 | 0 | 0 | 0 | 0 | 0 | 0 | 0 | 0 | 0 | 0 | 0 | 0 | 0 | 0 | 0 | 0 | 0 | 0 | 0 | 0 | 0 | 0 | 0 | 0
F5_Commercial_WA - Miscellaneous_Existing_Water Heating_Natural Gas_Water Heater - Pipe Insulation_A_Achievable Economic UCT Potential | F5 | Commercial | WA - Miscellaneous | Existing | Water Heating | Natural Gas | Water Heater - Pipe Insulation | A | Incremental Summer Peak Savings (MW) | Achievable Economic UCT Potential | 0 | 0 | 0 | 0 | 0 | 0 | 0 | 0 | 0 | 0 | 0 | 0 | 0 | 0 | 0 | 0 | 0 | 0 | 0 | 0 | 0 | 0 | 0 | 0 | 0 | 0 | 0
F6_Commercial_WA - Miscellaneous_Existing_Water Heating_Natural Gas_Water Heater - Pipe Insulation_A_Achievable Economic UCT Potential | F6 | Commercial | WA - Miscellaneous | Existing | Water Heating | Natural Gas | Water Heater - Pipe Insulation | A | Incremental Winter Peak Savings (MW) | Achievable Economic UCT Potential | 0 | 0 | 0 | 0 | 0 | 0 | 0 | 0 | 0 | 0 | 0 | 0 | 0 | 0 | 0 | 0 | 0 | 0 | 0 | 0 | 0 | 0 | 0 | 0 | 0 | 0 | 0
F7_Commercial_WA - Miscellaneous_Existing_Water Heating_Natural Gas_Water Heater - Pipe Insulation_A_Achievable Economic UCT Potential | F7 | Commercial | WA - Miscellaneous | Existing | Water Heating | Natural Gas | Water Heater - Pipe Insulation | A | Cumulative Energy Savings (MWh or mTherms) | Achievable Economic UCT Potential | 0 | 0 | 0 | 0 | 0 | 0 | 0 | 0 | 0 | 0 | 0 | 0 | 0 | 0 | 0 | 0 | 0 | 0 | 0 | 0 | 0 | 0 | 0 | 0 | 0 | 0 | 0
F8_Commercial_WA - Miscellaneous_Existing_Water Heating_Natural Gas_Water Heater - Pipe Insulation_A_Achievable Economic UCT Potential | F8 | Commercial | WA - Miscellaneous | Existing | Water Heating | Natural Gas | Water Heater - Pipe Insulation | A | Cumulative Summer Peak Savings (MW) | Achievable Economic UCT Potential | 0 | 0 | 0 | 0 | 0 | 0 | 0 | 0 | 0 | 0 | 0 | 0 | 0 | 0 | 0 | 0 | 0 | 0 | 0 | 0 | 0 | 0 | 0 | 0 | 0 | 0 | 0
F9_Commercial_WA - Miscellaneous_Existing_Water Heating_Natural Gas_Water Heater - Pipe Insulation_A_Achievable Economic UCT Potential | F9 | Commercial | WA - Miscellaneous | Existing | Water Heating | Natural Gas | Water Heater - Pipe Insulation | A | Cumulative Winter Peak Savings (MW) | Achievable Economic UCT Potential | 0 | 0 | 0 | 0 | 0 | 0 | 0 | 0 | 0 | 0 | 0 | 0 | 0 | 0 | 0 | 0 | 0 | 0 | 0 | 0 | 0 | 0 | 0 | 0 | 0 | 0 | 0
F10_Commercial_WA - Miscellaneous_Existing_Water Heating_Natural Gas_Water Heater - Pipe Insulation_A_Achievable Economic UCT Potential | F10 | Commercial | WA - Miscellaneous | Existing | Water Heating | Natural Gas | Water Heater - Pipe Insulation | A | Purchases (Incremental) | Achievable Economic UCT Potential | 0 | 0 | 0 | 0 | 0 | 0 | 0 | 0 | 0 | 0 | 0 | 0 | 0 | 0 | 0 | 0 | 0 | 0 | 0 | 0 | 0 | 0 | 0 | 0 | 0 | 0 | 0
F11_Commercial_WA - Miscellaneous_Existing_Water Heating_Natural Gas_Water Heater - Pipe Insulation_A_Achievable Economic UCT Potential | F11 | Commercial | WA - Miscellaneous | Existing | Water Heating | Natural Gas | Water Heater - Pipe Insulation | A | Purchases (Cumulative) | Achievable Economic UCT Potential | 0 | 0 | 0 | 0 | 0 | 0 | 0 | 0 | 0 | 0 | 0 | 0 | 0 | 0 | 0 | 0 | 0 | 0 | 0 | 0 | 0 | 0 | 0 | 0 | 0 | 0 | 0
F1_Commercial_WA - Miscellaneous_Existing_Water Heating_Natural Gas_Water Heater - Motion Control Faucet_A_Achievable Economic UCT Potential | F1 | Commercial | WA - Miscellaneous | Existing | Water Heating | Natural Gas | Water Heater - Motion Control Faucet | A | Integrated Unit Energy Savings (kWh or therms) | Achievable Economic UCT Potential | 0 | 0 | 0 | 0 | 0 | 0 | 0 | 0 | 0 | 0 | 0 | 0 | 0 | 0 | 0 | 0 | 0 | 0 | 0 | 0 | 0 | 0 | 0 | 0 | 0 | 0 | 0
F2_Commercial_WA - Miscellaneous_Existing_Water Heating_Natural Gas_Water Heater - Motion Control Faucet_A_Achievable Economic UCT Potential | F2 | Commercial | WA - Miscellaneous | Existing | Water Heating | Natural Gas | Water Heater - Motion Control Faucet | A | Integrated Unit Summer Peak Savings (kW) | Achievable Economic UCT Potential | 0 | 0 | 0 | 0 | 0 | 0 | 0 | 0 | 0 | 0 | 0 | 0 | 0 | 0 | 0 | 0 | 0 | 0 | 0 | 0 | 0 | 0 | 0 | 0 | 0 | 0 | 0
F3_Commercial_WA - Miscellaneous_Existing_Water Heating_Natural Gas_Water Heater - Motion Control Faucet_A_Achievable Economic UCT Potential | F3 | Commercial | WA - Miscellaneous | Existing | Water Heating | Natural Gas | Water Heater - Motion Control Faucet | A | Integrated Unit Winter Peak Savings (kW) | Achievable Economic UCT Potential | 0 | 0 | 0 | 0 | 0 | 0 | 0 | 0 | 0 | 0 | 0 | 0 | 0 | 0 | 0 | 0 | 0 | 0 | 0 | 0 | 0 | 0 | 0 | 0 | 0 | 0 | 0
F4_Commercial_WA - Miscellaneous_Existing_Water Heating_Natural Gas_Water Heater - Motion Control Faucet_A_Achievable Economic UCT Potential | F4 | Commercial | WA - Miscellaneous | Existing | Water Heating | Natural Gas | Water Heater - Motion Control Faucet | A | Incremental Energy Savings (MWh or mTherms) | Achievable Economic UCT Potential | 0 | 0 | 0 | 0 | 0 | 0 | 0 | 0 | 0 | 0 | 0 | 0 | 0 | 0 | 0 | 0 | 0 | 0 | 0 | 0 | 0 | 0 | 0 | 0 | 0 | 0 | 0
F5_Commercial_WA - Miscellaneous_Existing_Water Heating_Natural Gas_Water Heater - Motion Control Faucet_A_Achievable Economic UCT Potential | F5 | Commercial | WA - Miscellaneous | Existing | Water Heating | Natural Gas | Water Heater - Motion Control Faucet | A | Incremental Summer Peak Savings (MW) | Achievable Economic UCT Potential | 0 | 0 | 0 | 0 | 0 | 0 | 0 | 0 | 0 | 0 | 0 | 0 | 0 | 0 | 0 | 0 | 0 | 0 | 0 | 0 | 0 | 0 | 0 | 0 | 0 | 0 | 0
F6_Commercial_WA - Miscellaneous_Existing_Water Heating_Natural Gas_Water Heater - Motion Control Faucet_A_Achievable Economic UCT Potential | F6 | Commercial | WA - Miscellaneous | Existing | Water Heating | Natural Gas | Water Heater - Motion Control Faucet | A | Incremental Winter Peak Savings (MW) | Achievable Economic UCT Potential | 0 | 0 | 0 | 0 | 0 | 0 | 0 | 0 | 0 | 0 | 0 | 0 | 0 | 0 | 0 | 0 | 0 | 0 | 0 | 0 | 0 | 0 | 0 | 0 | 0 | 0 | 0
F7_Commercial_WA - Miscellaneous_Existing_Water Heating_Natural Gas_Water Heater - Motion Control Faucet_A_Achievable Economic UCT Potential | F7 | Commercial | WA - Miscellaneous | Existing | Water Heating | Natural Gas | Water Heater - Motion Control Faucet | A | Cumulative Energy Savings (MWh or mTherms) | Achievable Economic UCT Potential | 0 | 0 | 0 | 0 | 0 | 0 | 0 | 0 | 0 | 0 | 0 | 0 | 0 | 0 | 0 | 0 | 0 | 0 | 0 | 0 | 0 | 0 | 0 | 0 | 0 | 0 | 0
F8_Commercial_WA - Miscellaneous_Existing_Water Heating_Natural Gas_Water Heater - Motion Control Faucet_A_Achievable Economic UCT Potential | F8 | Commercial | WA - Miscellaneous | Existing | Water Heating | Natural Gas | Water Heater - Motion Control Faucet | A | Cumulative Summer Peak Savings (MW) | Achievable Economic UCT Potential | 0 | 0 | 0 | 0 | 0 | 0 | 0 | 0 | 0 | 0 | 0 | 0 | 0 | 0 | 0 | 0 | 0 | 0 | 0 | 0 | 0 | 0 | 0 | 0 | 0 | 0 | 0
F9_Commercial_WA - Miscellaneous_Existing_Water Heating_Natural Gas_Water Heater - Motion Control Faucet_A_Achievable Economic UCT Potential | F9 | Commercial | WA - Miscellaneous | Existing | Water Heating | Natural Gas | Water Heater - Motion Control Faucet | A | Cumulative Winter Peak Savings (MW) | Achievable Economic UCT Potential | 0 | 0 | 0 | 0 | 0 | 0 | 0 | 0 | 0 | 0 | 0 | 0 | 0 | 0 | 0 | 0 | 0 | 0 | 0 | 0 | 0 | 0 | 0 | 0 | 0 | 0 | 0
F10_Commercial_WA - Miscellaneous_Existing_Water Heating_Natural Gas_Water Heater - Motion Control Faucet_A_Achievable Economic UCT Potential | F10 | Commercial | WA - Miscellaneous | Existing | Water Heating | Natural Gas | Water Heater - Motion Control Faucet | A | Purchases (Incremental) | Achievable Economic UCT Potential | 0 | 0 | 0 | 0 | 0 | 0 | 0 | 0 | 0 | 0 | 0 | 0 | 0 | 0 | 0 | 0 | 0 | 0 | 0 | 0 | 0 | 0 | 0 | 0 | 0 | 0 | 0
F11_Commercial_WA - Miscellaneous_Existing_Water Heating_Natural Gas_Water Heater - Motion Control Faucet_A_Achievable Economic UCT Potential | F11 | Commercial | WA - Miscellaneous | Existing | Water Heating | Natural Gas | Water Heater - Motion Control Faucet | A | Purchases (Cumulative) | Achievable Economic UCT Potential | 0 | 0 | 0 | 0 | 0 | 0 | 0 | 0 | 0 | 0 | 0 | 0 | 0 | 0 | 0 | 0 | 0 | 0 | 0 | 0 | 0 | 0 | 0 | 0 | 0 | 0 | 0
F1_Commercial_WA - Miscellaneous_Existing_Water Heating_Natural Gas_Water Heater - Solar System_A_Achievable Economic UCT Potential | F1 | Commercial | WA - Miscellaneous | Existing | Water Heating | Natural Gas | Water Heater - Solar System | A | Integrated Unit Energy Savings (kWh or therms) | Achievable Economic UCT Potential | 0 | 0 | 75.135 | 73.4824 | 71.8587 | 70.3278 | 68.8272 | 67.3551 | 65.8704 | 64.4665 | 63.1165 | 61.8739 | 60.7887 | 59.9212 | 59.5316 | 59.1665 | 58.8789 | 58.6587 | 58.4838 | 58.3433 | 58.2414 | 58.1678 | 58.1145 | 58.0757 | 58.0271 | 58.0161 | 58.0074
F2_Commercial_WA - Miscellaneous_Existing_Water Heating_Natural Gas_Water Heater - Solar System_A_Achievable Economic UCT Potential | F2 | Commercial | WA - Miscellaneous | Existing | Water Heating | Natural Gas | Water Heater - Solar System | A | Integrated Unit Summer Peak Savings (kW) | Achievable Economic UCT Potential | 0 | 0 | 0 | 0 | 0 | 0 | 0 | 0 | 0 | 0 | 0 | 0 | 0 | 0 | 0 | 0 | 0 | 0 | 0 | 0 | 0 | 0 | 0 | 0 | 0 | 0 | 0
F3_Commercial_WA - Miscellaneous_Existing_Water Heating_Natural Gas_Water Heater - Solar System_A_Achievable Economic UCT Potential | F3 | Commercial | WA - Miscellaneous | Existing | Water Heating | Natural Gas | Water Heater - Solar System | A | Integrated Unit Winter Peak Savings (kW) | Achievable Economic UCT Potential | 0 | 0 | 0 | 0 | 0 | 0 | 0 | 0 | 0 | 0 | 0 | 0 | 0 | 0 | 0 | 0 | 0 | 0 | 0 | 0 | 0 | 0 | 0 | 0 | 0 | 0 | 0
F4_Commercial_WA - Miscellaneous_Existing_Water Heating_Natural Gas_Water Heater - Solar System_A_Achievable Economic UCT Potential | F4 | Commercial | WA - Miscellaneous | Existing | Water Heating | Natural Gas | Water Heater - Solar System | A | Incremental Energy Savings (MWh or mTherms) | Achievable Economic UCT Potential | 0 | 0 | 0 | 3.1163 | 3.5893 | 4.1525 | 4.5847 | 4.999 | 5.6071 | 5.9268 | 6.2977 | 6.0092 | 5.1485 | 3.9384 | 2.6729 | 2.067 | 0.8932 | 0 | 0 | 0 | 0 | 0 | 0 | 0 | 0 | 0 | 0
F5_Commercial_WA - Miscellaneous_Existing_Water Heating_Natural Gas_Water Heater - Solar System_A_Achievable Economic UCT Potential | F5 | Commercial | WA - Miscellaneous | Existing | Water Heating | Natural Gas | Water Heater - Solar System | A | Incremental Summer Peak Savings (MW) | Achievable Economic UCT Potential | 0 | 0 | 0 | 0 | 0 | 0 | 0 | 0 | 0 | 0 | 0 | 0 | 0 | 0 | 0 | 0 | 0 | 0 | 0 | 0 | 0 | 0 | 0 | 0 | 0 | 0 | 0
F6_Commercial_WA - Miscellaneous_Existing_Water Heating_Natural Gas_Water Heater - Solar System_A_Achievable Economic UCT Potential | F6 | Commercial | WA - Miscellaneous | Existing | Water Heating | Natural Gas | Water Heater - Solar System | A | Incremental Winter Peak Savings (MW) | Achievable Economic UCT Potential | 0 | 0 | 0 | 0 | 0 | 0 | 0 | 0 | 0 | 0 | 0 | 0 | 0 | 0 | 0 | 0 | 0 | 0 | 0 | 0 | 0 | 0 | 0 | 0 | 0 | 0 | 0
F7_Commercial_WA - Miscellaneous_Existing_Water Heating_Natural Gas_Water Heater - Solar System_A_Achievable Economic UCT Potential | F7 | Commercial | WA - Miscellaneous | Existing | Water Heating | Natural Gas | Water Heater - Solar System | A | Cumulative Energy Savings (MWh or mTherms) | Achievable Economic UCT Potential | 0 | 0 | 0 | 3.1163 | 6.6367 | 10.6478 | 15.0053 | 19.6833 | 24.8565 | 30.2535 | 35.9177 | 41.2197 | 45.6453 | 48.9324 | 51.2871 | 53.0396 | 53.6749 | 53.4742 | 53.3147 | 53.1867 | 53.0938 | 53.0267 | 52.9781 | 52.9428 | 52.8984 | 52.8884 | 52.8804
F8_Commercial_WA - Miscellaneous_Existing_Water Heating_Natural Gas_Water Heater - Solar System_A_Achievable Economic UCT Potential | F8 | Commercial | WA - Miscellaneous | Existing | Water Heating | Natural Gas | Water Heater - Solar System | A | Cumulative Summer Peak Savings (MW) | Achievable Economic UCT Potential | 0 | 0 | 0 | 0 | 0 | 0 | 0 | 0 | 0 | 0 | 0 | 0 | 0 | 0 | 0 | 0 | 0 | 0 | 0 | 0 | 0 | 0 | 0 | 0 | 0 | 0 | 0
F9_Commercial_WA - Miscellaneous_Existing_Water Heating_Natural Gas_Water Heater - Solar System_A_Achievable Economic UCT Potential | F9 | Commercial | WA - Miscellaneous | Existing | Water Heating | Natural Gas | Water Heater - Solar System | A | Cumulative Winter Peak Savings (MW) | Achievable Economic UCT Potential | 0 | 0 | 0 | 0 | 0 | 0 | 0 | 0 | 0 | 0 | 0 | 0 | 0 | 0 | 0 | 0 | 0 | 0 | 0 | 0 | 0 | 0 | 0 | 0 | 0 | 0 | 0
F10_Commercial_WA - Miscellaneous_Existing_Water Heating_Natural Gas_Water Heater - Solar System_A_Achievable Economic UCT Potential | F10 | Commercial | WA - Miscellaneous | Existing | Water Heating | Natural Gas | Water Heater - Solar System | A | Purchases (Incremental) | Achievable Economic UCT Potential | 0 | 0 | 0 | 42.4089 | 49.9487 | 59.0446 | 66.6117 | 74.2182 | 85.123 | 91.9358 | 99.7786 | 97.12 | 84.6956 | 65.7268 | 44.8987 | 34.9349 | 15.1701 | 0 | 0 | 0 | 0 | 0 | 0 | 0 | 0 | 0 | 0
F11_Commercial_WA - Miscellaneous_Existing_Water Heating_Natural Gas_Water Heater - Solar System_A_Achievable Economic UCT Potential | F11 | Commercial | WA - Miscellaneous | Existing | Water Heating | Natural Gas | Water Heater - Solar System | A | Purchases (Cumulative) | Achievable Economic UCT Potential | 0 | 0 | 0 | 42.4089 | 92.3577 | 151.4023 | 218.0141 | 292.2322 | 377.3552 | 469.291 | 569.0697 | 666.1897 | 750.8852 | 816.6121 | 861.5108 | 896.4457 | 911.6158 | 911.6158 | 911.6158 | 911.6158 | 911.6158 | 911.6158 | 911.6158 | 911.6158 | 911.6158 | 911.6158 | 911.6158
F1_Commercial_WA - Miscellaneous_Existing_Water Heating_Natural Gas_Commercial Laundry - Ozone Treatment_A_Achievable Economic UCT Potential | F1 | Commercial | WA - Miscellaneous | Existing | Water Heating | Natural Gas | Commercial Laundry - Ozone Treatment | A | Integrated Unit Energy Savings (kWh or therms) | Achievable Economic UCT Potential | 0 | 0 | 3430.1987 | 3350.0088 | 3270.5218 | 3194.5239 | 3119.3856 | 3045.0597 | 2969.4016 | 2897.0943 | 2826.8416 | 2762.0409 | 2705.7622 | 2661.1554 | 2639.7831 | 2620.4515 | 2606.3521 | 2596.6066 | 2588.8606 | 2582.6421 | 2578.1335 | 2574.8749 | 2572.5164 | 2570.799 | 2568.6449 | 2568.16 | 2567.7722
F2_Commercial_WA - Miscellaneous_Existing_Water Heating_Natural Gas_Commercial Laundry - Ozone Treatment_A_Achievable Economic UCT Potential | F2 | Commercial | WA - Miscellaneous | Existing | Water Heating | Natural Gas | Commercial Laundry - Ozone Treatment | A | Integrated Unit Summer Peak Savings (kW) | Achievable Economic UCT Potential | 0 | 0 | 0 | 0 | 0 | 0 | 0 | 0 | 0 | 0 | 0 | 0 | 0 | 0 | 0 | 0 | 0 | 0 | 0 | 0 | 0 | 0 | 0 | 0 | 0 | 0 | 0
F3_Commercial_WA - Miscellaneous_Existing_Water Heating_Natural Gas_Commercial Laundry - Ozone Treatment_A_Achievable Economic UCT Potential | F3 | Commercial | WA - Miscellaneous | Existing | Water Heating | Natural Gas | Commercial Laundry - Ozone Treatment | A | Integrated Unit Winter Peak Savings (kW) | Achievable Economic UCT Potential | 0 | 0 | 0 | 0 | 0 | 0 | 0 | 0 | 0 | 0 | 0 | 0 | 0 | 0 | 0 | 0 | 0 | 0 | 0 | 0 | 0 | 0 | 0 | 0 | 0 | 0 | 0
F4_Commercial_WA - Miscellaneous_Existing_Water Heating_Natural Gas_Commercial Laundry - Ozone Treatment_A_Achievable Economic UCT Potential | F4 | Commercial | WA - Miscellaneous | Existing | Water Heating | Natural Gas | Commercial Laundry - Ozone Treatment | A | Incremental Energy Savings (MWh or mTherms) | Achievable Economic UCT Potential | 0 | 0 | 0 | 0 | 0 | 0 | 0 | 0 | 0 | 0 | 0 | 0 | 0 | 0 | 0 | 0 | 0 | 0 | 0 | 0 | 0 | 0 | 0 | 0 | 0 | 0 | 0
F5_Commercial_WA - Miscellaneous_Existing_Water Heating_Natural Gas_Commercial Laundry - Ozone Treatment_A_Achievable Economic UCT Potential | F5 | Commercial | WA - Miscellaneous | Existing | Water Heating | Natural Gas | Commercial Laundry - Ozone Treatment | A | Incremental Summer Peak Savings (MW) | Achievable Economic UCT Potential | 0 | 0 | 0 | 0 | 0 | 0 | 0 | 0 | 0 | 0 | 0 | 0 | 0 | 0 | 0 | 0 | 0 | 0 | 0 | 0 | 0 | 0 | 0 | 0 | 0 | 0 | 0
F6_Commercial_WA - Miscellaneous_Existing_Water Heating_Natural Gas_Commercial Laundry - Ozone Treatment_A_Achievable Economic UCT Potential | F6 | Commercial | WA - Miscellaneous | Existing | Water Heating | Natural Gas | Commercial Laundry - Ozone Treatment | A | Incremental Winter Peak Savings (MW) | Achievable Economic UCT Potential | 0 | 0 | 0 | 0 | 0 | 0 | 0 | 0 | 0 | 0 | 0 | 0 | 0 | 0 | 0 | 0 | 0 | 0 | 0 | 0 | 0 | 0 | 0 | 0 | 0 | 0 | 0
F7_Commercial_WA - Miscellaneous_Existing_Water Heating_Natural Gas_Commercial Laundry - Ozone Treatment_A_Achievable Economic UCT Potential | F7 | Commercial | WA - Miscellaneous | Existing | Water Heating | Natural Gas | Commercial Laundry - Ozone Treatment | A | Cumulative Energy Savings (MWh or mTherms) | Achievable Economic UCT Potential | 0 | 0 | 0 | 0 | 0 | 0 | 0 | 0 | 0 | 0 | 0 | 0 | 0 | 0 | 0 | 0 | 0 | 0 | 0 | 0 | 0 | 0 | 0 | 0 | 0 | 0 | 0
F8_Commercial_WA - Miscellaneous_Existing_Water Heating_Natural Gas_Commercial Laundry - Ozone Treatment_A_Achievable Economic UCT Potential | F8 | Commercial | WA - Miscellaneous | Existing | Water Heating | Natural Gas | Commercial Laundry - Ozone Treatment | A | Cumulative Summer Peak Savings (MW) | Achievable Economic UCT Potential | 0 | 0 | 0 | 0 | 0 | 0 | 0 | 0 | 0 | 0 | 0 | 0 | 0 | 0 | 0 | 0 | 0 | 0 | 0 | 0 | 0 | 0 | 0 | 0 | 0 | 0 | 0
F9_Commercial_WA - Miscellaneous_Existing_Water Heating_Natural Gas_Commercial Laundry - Ozone Treatment_A_Achievable Economic UCT Potential | F9 | Commercial | WA - Miscellaneous | Existing | Water Heating | Natural Gas | Commercial Laundry - Ozone Treatment | A | Cumulative Winter Peak Savings (MW) | Achievable Economic UCT Potential | 0 | 0 | 0 | 0 | 0 | 0 | 0 | 0 | 0 | 0 | 0 | 0 | 0 | 0 | 0 | 0 | 0 | 0 | 0 | 0 | 0 | 0 | 0 | 0 | 0 | 0 | 0
F10_Commercial_WA - Miscellaneous_Existing_Water Heating_Natural Gas_Commercial Laundry - Ozone Treatment_A_Achievable Economic UCT Potential | F10 | Commercial | WA - Miscellaneous | Existing | Water Heating | Natural Gas | Commercial Laundry - Ozone Treatment | A | Purchases (Incremental) | Achievable Economic UCT Potential | 0 | 0 | 0 | 0 | 0 | 0 | 0 | 0 | 0 | 0 | 0 | 0 | 0 | 0 | 0 | 0 | 0 | 0 | 0 | 0 | 0 | 0 | 0 | 0 | 0 | 0 | 0
F11_Commercial_WA - Miscellaneous_Existing_Water Heating_Natural Gas_Commercial Laundry - Ozone Treatment_A_Achievable Economic UCT Potential | F11 | Commercial | WA - Miscellaneous | Existing | Water Heating | Natural Gas | Commercial Laundry - Ozone Treatment | A | Purchases (Cumulative) | Achievable Economic UCT Potential | 0 | 0 | 0 | 0 | 0 | 0 | 0 | 0 | 0 | 0 | 0 | 0 | 0 | 0 | 0 | 0 | 0 | 0 | 0 | 0 | 0 | 0 | 0 | 0 | 0 | 0 | 0
F1_Commercial_WA - Miscellaneous_Existing_Water Heating_Natural Gas_Commercial Laundry - ENERGY STAR Washer_A_Achievable Economic UCT Potential | F1 | Commercial | WA - Miscellaneous | Existing | Water Heating | Natural Gas | Commercial Laundry - ENERGY STAR Washer | A | Integrated Unit Energy Savings (kWh or therms) | Achievable Economic UCT Potential | 0 | 0 | 66.4425 | 64.8893 | 63.3496 | 61.8775 | 60.4221 | 58.9824 | 57.5169 | 56.1164 | 54.7556 | 53.5004 | 52.4103 | 51.5463 | 51.1323 | 50.7578 | 50.4847 | 50.296 | 50.1459 | 50.0255 | 49.9381 | 49.875 | 49.8293 | 49.7961 | 49.7543 | 49.7449 | 49.7374
F2_Commercial_WA - Miscellaneous_Existing_Water Heating_Natural Gas_Commercial Laundry - ENERGY STAR Washer_A_Achievable Economic UCT Potential | F2 | Commercial | WA - Miscellaneous | Existing | Water Heating | Natural Gas | Commercial Laundry - ENERGY STAR Washer | A | Integrated Unit Summer Peak Savings (kW) | Achievable Economic UCT Potential | 0 | 0 | 0 | 0 | 0 | 0 | 0 | 0 | 0 | 0 | 0 | 0 | 0 | 0 | 0 | 0 | 0 | 0 | 0 | 0 | 0 | 0 | 0 | 0 | 0 | 0 | 0
F3_Commercial_WA - Miscellaneous_Existing_Water Heating_Natural Gas_Commercial Laundry - ENERGY STAR Washer_A_Achievable Economic UCT Potential | F3 | Commercial | WA - Miscellaneous | Existing | Water Heating | Natural Gas | Commercial Laundry - ENERGY STAR Washer | A | Integrated Unit Winter Peak Savings (kW) | Achievable Economic UCT Potential | 0 | 0 | 0 | 0 | 0 | 0 | 0 | 0 | 0 | 0 | 0 | 0 | 0 | 0 | 0 | 0 | 0 | 0 | 0 | 0 | 0 | 0 | 0 | 0 | 0 | 0 | 0
F4_Commercial_WA - Miscellaneous_Existing_Water Heating_Natural Gas_Commercial Laundry - ENERGY STAR Washer_A_Achievable Economic UCT Potential | F4 | Commercial | WA - Miscellaneous | Existing | Water Heating | Natural Gas | Commercial Laundry - ENERGY STAR Washer | A | Incremental Energy Savings (MWh or mTherms) | Achievable Economic UCT Potential | 0 | 0 | 0 | 0 | 0 | 0 | 0 | 0 | 0 | 0 | 0 | 0 | 0 | 0 | 0 | 0 | 0 | 0 | 0 | 0 | 0 | 0 | 0 | 0 | 0 | 0 | 0
F5_Commercial_WA - Miscellaneous_Existing_Water Heating_Natural Gas_Commercial Laundry - ENERGY STAR Washer_A_Achievable Economic UCT Potential | F5 | Commercial | WA - Miscellaneous | Existing | Water Heating | Natural Gas | Commercial Laundry - ENERGY STAR Washer | A | Incremental Summer Peak Savings (MW) | Achievable Economic UCT Potential | 0 | 0 | 0 | 0 | 0 | 0 | 0 | 0 | 0 | 0 | 0 | 0 | 0 | 0 | 0 | 0 | 0 | 0 | 0 | 0 | 0 | 0 | 0 | 0 | 0 | 0 | 0
F6_Commercial_WA - Miscellaneous_Existing_Water Heating_Natural Gas_Commercial Laundry - ENERGY STAR Washer_A_Achievable Economic UCT Potential | F6 | Commercial | WA - Miscellaneous | Existing | Water Heating | Natural Gas | Commercial Laundry - ENERGY STAR Washer | A | Incremental Winter Peak Savings (MW) | Achievable Economic UCT Potential | 0 | 0 | 0 | 0 | 0 | 0 | 0 | 0 | 0 | 0 | 0 | 0 | 0 | 0 | 0 | 0 | 0 | 0 | 0 | 0 | 0 | 0 | 0 | 0 | 0 | 0 | 0
F7_Commercial_WA - Miscellaneous_Existing_Water Heating_Natural Gas_Commercial Laundry - ENERGY STAR Washer_A_Achievable Economic UCT Potential | F7 | Commercial | WA - Miscellaneous | Existing | Water Heating | Natural Gas | Commercial Laundry - ENERGY STAR Washer | A | Cumulative Energy Savings (MWh or mTherms) | Achievable Economic UCT Potential | 0 | 0 | 0 | 0 | 0 | 0 | 0 | 0 | 0 | 0 | 0 | 0 | 0 | 0 | 0 | 0 | 0 | 0 | 0 | 0 | 0 | 0 | 0 | 0 | 0 | 0 | 0
F8_Commercial_WA - Miscellaneous_Existing_Water Heating_Natural Gas_Commercial Laundry - ENERGY STAR Washer_A_Achievable Economic UCT Potential | F8 | Commercial | WA - Miscellaneous | Existing | Water Heating | Natural Gas | Commercial Laundry - ENERGY STAR Washer | A | Cumulative Summer Peak Savings (MW) | Achievable Economic UCT Potential | 0 | 0 | 0 | 0 | 0 | 0 | 0 | 0 | 0 | 0 | 0 | 0 | 0 | 0 | 0 | 0 | 0 | 0 | 0 | 0 | 0 | 0 | 0 | 0 | 0 | 0 | 0
F9_Commercial_WA - Miscellaneous_Existing_Water Heating_Natural Gas_Commercial Laundry - ENERGY STAR Washer_A_Achievable Economic UCT Potential | F9 | Commercial | WA - Miscellaneous | Existing | Water Heating | Natural Gas | Commercial Laundry - ENERGY STAR Washer | A | Cumulative Winter Peak Savings (MW) | Achievable Economic UCT Potential | 0 | 0 | 0 | 0 | 0 | 0 | 0 | 0 | 0 | 0 | 0 | 0 | 0 | 0 | 0 | 0 | 0 | 0 | 0 | 0 | 0 | 0 | 0 | 0 | 0 | 0 | 0
F10_Commercial_WA - Miscellaneous_Existing_Water Heating_Natural Gas_Commercial Laundry - ENERGY STAR Washer_A_Achievable Economic UCT Potential | F10 | Commercial | WA - Miscellaneous | Existing | Water Heating | Natural Gas | Commercial Laundry - ENERGY STAR Washer | A | Purchases (Incremental) | Achievable Economic UCT Potential | 0 | 0 | 0 | 0 | 0 | 0 | 0 | 0 | 0 | 0 | 0 | 0 | 0 | 0 | 0 | 0 | 0 | 0 | 0 | 0 | 0 | 0 | 0 | 0 | 0 | 0 | 0
F11_Commercial_WA - Miscellaneous_Existing_Water Heating_Natural Gas_Commercial Laundry - ENERGY STAR Washer_A_Achievable Economic UCT Potential | F11 | Commercial | WA - Miscellaneous | Existing | Water Heating | Natural Gas | Commercial Laundry - ENERGY STAR Washer | A | Purchases (Cumulative) | Achievable Economic UCT Potential | 0 | 0 | 0 | 0 | 0 | 0 | 0 | 0 | 0 | 0 | 0 | 0 | 0 | 0 | 0 | 0 | 0 | 0 | 0 | 0 | 0 | 0 | 0 | 0 | 0 | 0 | 0
F1_Commercial_WA - Miscellaneous_Existing_Water Heating_Natural Gas_Water Heater - Efficient Dishwasher_A_Achievable Economic UCT Potential | F1 | Commercial | WA - Miscellaneous | Existing | Water Heating | Natural Gas | Water Heater - Efficient Dishwasher | A | Integrated Unit Energy Savings (kWh or therms) | Achievable Economic UCT Potential | 0 | 0 | 192.3854 | 187.8879 | 183.4298 | 179.1674 | 174.9532 | 170.7846 | 166.5413 | 162.4859 | 158.5457 | 154.9113 | 151.7548 | 149.253 | 148.0543 | 146.9701 | 146.1793 | 145.6328 | 145.1983 | 144.8496 | 144.5967 | 144.4139 | 144.2816 | 144.1853 | 144.0645 | 144.0373 | 144.0156
F2_Commercial_WA - Miscellaneous_Existing_Water Heating_Natural Gas_Water Heater - Efficient Dishwasher_A_Achievable Economic UCT Potential | F2 | Commercial | WA - Miscellaneous | Existing | Water Heating | Natural Gas | Water Heater - Efficient Dishwasher | A | Integrated Unit Summer Peak Savings (kW) | Achievable Economic UCT Potential | 0 | 0 | 0 | 0 | 0 | 0 | 0 | 0 | 0 | 0 | 0 | 0 | 0 | 0 | 0 | 0 | 0 | 0 | 0 | 0 | 0 | 0 | 0 | 0 | 0 | 0 | 0
F3_Commercial_WA - Miscellaneous_Existing_Water Heating_Natural Gas_Water Heater - Efficient Dishwasher_A_Achievable Economic UCT Potential | F3 | Commercial | WA - Miscellaneous | Existing | Water Heating | Natural Gas | Water Heater - Efficient Dishwasher | A | Integrated Unit Winter Peak Savings (kW) | Achievable Economic UCT Potential | 0 | 0 | 0 | 0 | 0 | 0 | 0 | 0 | 0 | 0 | 0 | 0 | 0 | 0 | 0 | 0 | 0 | 0 | 0 | 0 | 0 | 0 | 0 | 0 | 0 | 0 | 0
F4_Commercial_WA - Miscellaneous_Existing_Water Heating_Natural Gas_Water Heater - Efficient Dishwasher_A_Achievable Economic UCT Potential | F4 | Commercial | WA - Miscellaneous | Existing | Water Heating | Natural Gas | Water Heater - Efficient Dishwasher | A | Incremental Energy Savings (MWh or mTherms) | Achievable Economic UCT Potential | 0 | 0 | 0 | 0 | 0 | 0 | 0 | 0 | 0 | 0 | 0 | 0 | 0 | 0 | 0 | 0 | 0 | 0 | 0 | 0 | 0 | 0 | 0 | 0 | 0 | 0 | 0
F5_Commercial_WA - Miscellaneous_Existing_Water Heating_Natural Gas_Water Heater - Efficient Dishwasher_A_Achievable Economic UCT Potential | F5 | Commercial | WA - Miscellaneous | Existing | Water Heating | Natural Gas | Water Heater - Efficient Dishwasher | A | Incremental Summer Peak Savings (MW) | Achievable Economic UCT Potential | 0 | 0 | 0 | 0 | 0 | 0 | 0 | 0 | 0 | 0 | 0 | 0 | 0 | 0 | 0 | 0 | 0 | 0 | 0 | 0 | 0 | 0 | 0 | 0 | 0 | 0 | 0
F6_Commercial_WA - Miscellaneous_Existing_Water Heating_Natural Gas_Water Heater - Efficient Dishwasher_A_Achievable Economic UCT Potential | F6 | Commercial | WA - Miscellaneous | Existing | Water Heating | Natural Gas | Water Heater - Efficient Dishwasher | A | Incremental Winter Peak Savings (MW) | Achievable Economic UCT Potential | 0 | 0 | 0 | 0 | 0 | 0 | 0 | 0 | 0 | 0 | 0 | 0 | 0 | 0 | 0 | 0 | 0 | 0 | 0 | 0 | 0 | 0 | 0 | 0 | 0 | 0 | 0
F7_Commercial_WA - Miscellaneous_Existing_Water Heating_Natural Gas_Water Heater - Efficient Dishwasher_A_Achievable Economic UCT Potential | F7 | Commercial | WA - Miscellaneous | Existing | Water Heating | Natural Gas | Water Heater - Efficient Dishwasher | A | Cumulative Energy Savings (MWh or mTherms) | Achievable Economic UCT Potential | 0 | 0 | 0 | 0 | 0 | 0 | 0 | 0 | 0 | 0 | 0 | 0 | 0 | 0 | 0 | 0 | 0 | 0 | 0 | 0 | 0 | 0 | 0 | 0 | 0 | 0 | 0
F8_Commercial_WA - Miscellaneous_Existing_Water Heating_Natural Gas_Water Heater - Efficient Dishwasher_A_Achievable Economic UCT Potential | F8 | Commercial | WA - Miscellaneous | Existing | Water Heating | Natural Gas | Water Heater - Efficient Dishwasher | A | Cumulative Summer Peak Savings (MW) | Achievable Economic UCT Potential | 0 | 0 | 0 | 0 | 0 | 0 | 0 | 0 | 0 | 0 | 0 | 0 | 0 | 0 | 0 | 0 | 0 | 0 | 0 | 0 | 0 | 0 | 0 | 0 | 0 | 0 | 0
F9_Commercial_WA - Miscellaneous_Existing_Water Heating_Natural Gas_Water Heater - Efficient Dishwasher_A_Achievable Economic UCT Potential | F9 | Commercial | WA - Miscellaneous | Existing | Water Heating | Natural Gas | Water Heater - Efficient Dishwasher | A | Cumulative Winter Peak Savings (MW) | Achievable Economic UCT Potential | 0 | 0 | 0 | 0 | 0 | 0 | 0 | 0 | 0 | 0 | 0 | 0 | 0 | 0 | 0 | 0 | 0 | 0 | 0 | 0 | 0 | 0 | 0 | 0 | 0 | 0 | 0
F10_Commercial_WA - Miscellaneous_Existing_Water Heating_Natural Gas_Water Heater - Efficient Dishwasher_A_Achievable Economic UCT Potential | F10 | Commercial | WA - Miscellaneous | Existing | Water Heating | Natural Gas | Water Heater - Efficient Dishwasher | A | Purchases (Incremental) | Achievable Economic UCT Potential | 0 | 0 | 0 | 0 | 0 | 0 | 0 | 0 | 0 | 0 | 0 | 0 | 0 | 0 | 0 | 0 | 0 | 0 | 0 | 0 | 0 | 0 | 0 | 0 | 0 | 0 | 0
F11_Commercial_WA - Miscellaneous_Existing_Water Heating_Natural Gas_Water Heater - Efficient Dishwasher_A_Achievable Economic UCT Potential | F11 | Commercial | WA - Miscellaneous | Existing | Water Heating | Natural Gas | Water Heater - Efficient Dishwasher | A | Purchases (Cumulative) | Achievable Economic UCT Potential | 0 | 0 | 0 | 0 | 0 | 0 | 0 | 0 | 0 | 0 | 0 | 0 | 0 | 0 | 0 | 0 | 0 | 0 | 0 | 0 | 0 | 0 | 0 | 0 | 0 | 0 | 0
F1_Commercial_WA - Miscellaneous_Existing_Water Heating_Natural Gas_Commercial Laundry - Alternative Dry-Cleaning Methods_A_Achievable Economic UCT Potential | F1 | Commercial | WA - Miscellaneous | Existing | Water Heating | Natural Gas | Commercial Laundry - Alternative Dry-Cleaning Methods | A | Integrated Unit Energy Savings (kWh or therms) | Achievable Economic UCT Potential | 0 | 0 | 0 | 0 | 0 | 0 | 0 | 0 | 0 | 0 | 0 | 0 | 0 | 0 | 0 | 0 | 0 | 0 | 0 | 0 | 0 | 0 | 0 | 0 | 0 | 0 | 0
F2_Commercial_WA - Miscellaneous_Existing_Water Heating_Natural Gas_Commercial Laundry - Alternative Dry-Cleaning Methods_A_Achievable Economic UCT Potential | F2 | Commercial | WA - Miscellaneous | Existing | Water Heating | Natural Gas | Commercial Laundry - Alternative Dry-Cleaning Methods | A | Integrated Unit Summer Peak Savings (kW) | Achievable Economic UCT Potential | 0 | 0 | 0 | 0 | 0 | 0 | 0 | 0 | 0 | 0 | 0 | 0 | 0 | 0 | 0 | 0 | 0 | 0 | 0 | 0 | 0 | 0 | 0 | 0 | 0 | 0 | 0
F3_Commercial_WA - Miscellaneous_Existing_Water Heating_Natural Gas_Commercial Laundry - Alternative Dry-Cleaning Methods_A_Achievable Economic UCT Potential | F3 | Commercial | WA - Miscellaneous | Existing | Water Heating | Natural Gas | Commercial Laundry - Alternative Dry-Cleaning Methods | A | Integrated Unit Winter Peak Savings (kW) | Achievable Economic UCT Potential | 0 | 0 | 0 | 0 | 0 | 0 | 0 | 0 | 0 | 0 | 0 | 0 | 0 | 0 | 0 | 0 | 0 | 0 | 0 | 0 | 0 | 0 | 0 | 0 | 0 | 0 | 0
F4_Commercial_WA - Miscellaneous_Existing_Water Heating_Natural Gas_Commercial Laundry - Alternative Dry-Cleaning Methods_A_Achievable Economic UCT Potential | F4 | Commercial | WA - Miscellaneous | Existing | Water Heating | Natural Gas | Commercial Laundry - Alternative Dry-Cleaning Methods | A | Incremental Energy Savings (MWh or mTherms) | Achievable Economic UCT Potential | 0 | 0 | 0 | 0 | 0 | 0 | 0 | 0 | 0 | 0 | 0 | 0 | 0 | 0 | 0 | 0 | 0 | 0 | 0 | 0 | 0 | 0 | 0 | 0 | 0 | 0 | 0
F5_Commercial_WA - Miscellaneous_Existing_Water Heating_Natural Gas_Commercial Laundry - Alternative Dry-Cleaning Methods_A_Achievable Economic UCT Potential | F5 | Commercial | WA - Miscellaneous | Existing | Water Heating | Natural Gas | Commercial Laundry - Alternative Dry-Cleaning Methods | A | Incremental Summer Peak Savings (MW) | Achievable Economic UCT Potential | 0 | 0 | 0 | 0 | 0 | 0 | 0 | 0 | 0 | 0 | 0 | 0 | 0 | 0 | 0 | 0 | 0 | 0 | 0 | 0 | 0 | 0 | 0 | 0 | 0 | 0 | 0
F6_Commercial_WA - Miscellaneous_Existing_Water Heating_Natural Gas_Commercial Laundry - Alternative Dry-Cleaning Methods_A_Achievable Economic UCT Potential | F6 | Commercial | WA - Miscellaneous | Existing | Water Heating | Natural Gas | Commercial Laundry - Alternative Dry-Cleaning Methods | A | Incremental Winter Peak Savings (MW) | Achievable Economic UCT Potential | 0 | 0 | 0 | 0 | 0 | 0 | 0 | 0 | 0 | 0 | 0 | 0 | 0 | 0 | 0 | 0 | 0 | 0 | 0 | 0 | 0 | 0 | 0 | 0 | 0 | 0 | 0
F7_Commercial_WA - Miscellaneous_Existing_Water Heating_Natural Gas_Commercial Laundry - Alternative Dry-Cleaning Methods_A_Achievable Economic UCT Potential | F7 | Commercial | WA - Miscellaneous | Existing | Water Heating | Natural Gas | Commercial Laundry - Alternative Dry-Cleaning Methods | A | Cumulative Energy Savings (MWh or mTherms) | Achievable Economic UCT Potential | 0 | 0 | 0 | 0 | 0 | 0 | 0 | 0 | 0 | 0 | 0 | 0 | 0 | 0 | 0 | 0 | 0 | 0 | 0 | 0 | 0 | 0 | 0 | 0 | 0 | 0 | 0
F8_Commercial_WA - Miscellaneous_Existing_Water Heating_Natural Gas_Commercial Laundry - Alternative Dry-Cleaning Methods_A_Achievable Economic UCT Potential | F8 | Commercial | WA - Miscellaneous | Existing | Water Heating | Natural Gas | Commercial Laundry - Alternative Dry-Cleaning Methods | A | Cumulative Summer Peak Savings (MW) | Achievable Economic UCT Potential | 0 | 0 | 0 | 0 | 0 | 0 | 0 | 0 | 0 | 0 | 0 | 0 | 0 | 0 | 0 | 0 | 0 | 0 | 0 | 0 | 0 | 0 | 0 | 0 | 0 | 0 | 0
F9_Commercial_WA - Miscellaneous_Existing_Water Heating_Natural Gas_Commercial Laundry - Alternative Dry-Cleaning Methods_A_Achievable Economic UCT Potential | F9 | Commercial | WA - Miscellaneous | Existing | Water Heating | Natural Gas | Commercial Laundry - Alternative Dry-Cleaning Methods | A | Cumulative Winter Peak Savings (MW) | Achievable Economic UCT Potential | 0 | 0 | 0 | 0 | 0 | 0 | 0 | 0 | 0 | 0 | 0 | 0 | 0 | 0 | 0 | 0 | 0 | 0 | 0 | 0 | 0 | 0 | 0 | 0 | 0 | 0 | 0
F10_Commercial_WA - Miscellaneous_Existing_Water Heating_Natural Gas_Commercial Laundry - Alternative Dry-Cleaning Methods_A_Achievable Economic UCT Potential | F10 | Commercial | WA - Miscellaneous | Existing | Water Heating | Natural Gas | Commercial Laundry - Alternative Dry-Cleaning Methods | A | Purchases (Incremental) | Achievable Economic UCT Potential | 0 | 0 | 0 | 0 | 0 | 0 | 0 | 0 | 0 | 0 | 0 | 0 | 0 | 0 | 0 | 0 | 0 | 0 | 0 | 0 | 0 | 0 | 0 | 0 | 0 | 0 | 0
F11_Commercial_WA - Miscellaneous_Existing_Water Heating_Natural Gas_Commercial Laundry - Alternative Dry-Cleaning Methods_A_Achievable Economic UCT Potential | F11 | Commercial | WA - Miscellaneous | Existing | Water Heating | Natural Gas | Commercial Laundry - Alternative Dry-Cleaning Methods | A | Purchases (Cumulative) | Achievable Economic UCT Potential | 0 | 0 | 0 | 0 | 0 | 0 | 0 | 0 | 0 | 0 | 0 | 0 | 0 | 0 | 0 | 0 | 0 | 0 | 0 | 0 | 0 | 0 | 0 | 0 | 0 | 0 | 0
F1_Commercial_WA - Miscellaneous_Existing_Space Heating_Natural Gas_Advanced Kitchen Ventilation Controls_A_Achievable Economic UCT Potential | F1 | Commercial | WA - Miscellaneous | Existing | Space Heating | Natural Gas | Advanced Kitchen Ventilation Controls | A | Integrated Unit Energy Savings (kWh or therms) | Achievable Economic UCT Potential | 0 | 0 | 0.032416 | 0.0323 | 0.03218 | 0.03205 | 0.031912 | 0.031764 | 0.031605 | 0.031434 | 0.031248 | 0.031049 | 0.030839 | 0.030621 | 0.030398 | 0.030181 | 0.029974 | 0.029786 | 0.029621 | 0.029482 | 0.029359 | 0.029254 | 0.029156 | 0.029081 | 0.029008 | 0.028939 | 0.028873
F2_Commercial_WA - Miscellaneous_Existing_Space Heating_Natural Gas_Advanced Kitchen Ventilation Controls_A_Achievable Economic UCT Potential | F2 | Commercial | WA - Miscellaneous | Existing | Space Heating | Natural Gas | Advanced Kitchen Ventilation Controls | A | Integrated Unit Summer Peak Savings (kW) | Achievable Economic UCT Potential | 0 | 0 | 0 | 0 | 0 | 0 | 0 | 0 | 0 | 0 | 0 | 0 | 0 | 0 | 0 | 0 | 0 | 0 | 0 | 0 | 0 | 0 | 0 | 0 | 0 | 0 | 0
F3_Commercial_WA - Miscellaneous_Existing_Space Heating_Natural Gas_Advanced Kitchen Ventilation Controls_A_Achievable Economic UCT Potential | F3 | Commercial | WA - Miscellaneous | Existing | Space Heating | Natural Gas | Advanced Kitchen Ventilation Controls | A | Integrated Unit Winter Peak Savings (kW) | Achievable Economic UCT Potential | 0 | 0 | 0 | 0 | 0 | 0 | 0 | 0 | 0 | 0 | 0 | 0 | 0 | 0 | 0 | 0 | 0 | 0 | 0 | 0 | 0 | 0 | 0 | 0 | 0 | 0 | 0
F4_Commercial_WA - Miscellaneous_Existing_Space Heating_Natural Gas_Advanced Kitchen Ventilation Controls_A_Achievable Economic UCT Potential | F4 | Commercial | WA - Miscellaneous | Existing | Space Heating | Natural Gas | Advanced Kitchen Ventilation Controls | A | Incremental Energy Savings (MWh or mTherms) | Achievable Economic UCT Potential | 0 | 0 | 0 | 0.30501 | 0.62375 | 0.62123 | 0.61855 | 0.61569 | 0.61261 | 0.60928 | 0.60569 | 0.60183 | 0.59775 | 0.59352 | 0.58921 | 0.58499 | 0.581 | 0.57735 | 0.29444 | 0 | 1.0681e-15 | 0 | 0 | 0 | 0 | 0 | 0
F5_Commercial_WA - Miscellaneous_Existing_Space Heating_Natural Gas_Advanced Kitchen Ventilation Controls_A_Achievable Economic UCT Potential | F5 | Commercial | WA - Miscellaneous | Existing | Space Heating | Natural Gas | Advanced Kitchen Ventilation Controls | A | Incremental Summer Peak Savings (MW) | Achievable Economic UCT Potential | 0 | 0 | 0 | 0 | 0 | 0 | 0 | 0 | 0 | 0 | 0 | 0 | 0 | 0 | 0 | 0 | 0 | 0 | 0 | 0 | 0 | 0 | 0 | 0 | 0 | 0 | 0
F6_Commercial_WA - Miscellaneous_Existing_Space Heating_Natural Gas_Advanced Kitchen Ventilation Controls_A_Achievable Economic UCT Potential | F6 | Commercial | WA - Miscellaneous | Existing | Space Heating | Natural Gas | Advanced Kitchen Ventilation Controls | A | Incremental Winter Peak Savings (MW) | Achievable Economic UCT Potential | 0 | 0 | 0 | 0 | 0 | 0 | 0 | 0 | 0 | 0 | 0 | 0 | 0 | 0 | 0 | 0 | 0 | 0 | 0 | 0 | 0 | 0 | 0 | 0 | 0 | 0 | 0
F7_Commercial_WA - Miscellaneous_Existing_Space Heating_Natural Gas_Advanced Kitchen Ventilation Controls_A_Achievable Economic UCT Potential | F7 | Commercial | WA - Miscellaneous | Existing | Space Heating | Natural Gas | Advanced Kitchen Ventilation Controls | A | Cumulative Energy Savings (MWh or mTherms) | Achievable Economic UCT Potential | 0 | 0 | 0 | 0.30501 | 0.92763 | 1.5451 | 2.157 | 2.7627 | 3.3615 | 3.9525 | 4.5349 | 5.1079 | 5.6709 | 6.2244 | 6.7684 | 7.3049 | 7.836 | 8.3642 | 8.6122 | 8.5717 | 8.536 | 8.5055 | 8.4771 | 8.4551 | 8.4341 | 8.4139 | 8.3946
F8_Commercial_WA - Miscellaneous_Existing_Space Heating_Natural Gas_Advanced Kitchen Ventilation Controls_A_Achievable Economic UCT Potential | F8 | Commercial | WA - Miscellaneous | Existing | Space Heating | Natural Gas | Advanced Kitchen Ventilation Controls | A | Cumulative Summer Peak Savings (MW) | Achievable Economic UCT Potential | 0 | 0 | 0 | 0 | 0 | 0 | 0 | 0 | 0 | 0 | 0 | 0 | 0 | 0 | 0 | 0 | 0 | 0 | 0 | 0 | 0 | 0 | 0 | 0 | 0 | 0 | 0
F9_Commercial_WA - Miscellaneous_Existing_Space Heating_Natural Gas_Advanced Kitchen Ventilation Controls_A_Achievable Economic UCT Potential | F9 | Commercial | WA - Miscellaneous | Existing | Space Heating | Natural Gas | Advanced Kitchen Ventilation Controls | A | Cumulative Winter Peak Savings (MW) | Achievable Economic UCT Potential | 0 | 0 | 0 | 0 | 0 | 0 | 0 | 0 | 0 | 0 | 0 | 0 | 0 | 0 | 0 | 0 | 0 | 0 | 0 | 0 | 0 | 0 | 0 | 0 | 0 | 0 | 0
F10_Commercial_WA - Miscellaneous_Existing_Space Heating_Natural Gas_Advanced Kitchen Ventilation Controls_A_Achievable Economic UCT Potential | F10 | Commercial | WA - Miscellaneous | Existing | Space Heating | Natural Gas | Advanced Kitchen Ventilation Controls | A | Purchases (Incremental) | Achievable Economic UCT Potential | 0 | 0 | 0 | 9443.0469 | 19383.0964 | 19383.0964 | 19383.0964 | 19383.0964 | 19383.0964 | 19383.0964 | 19383.0964 | 19383.0964 | 19383.0964 | 19383.0964 | 19383.0964 | 19383.0964 | 19383.0964 | 19383.0964 | 9940.0494 | 0 | 3.638e-11 | 0 | 0 | 0 | 0 | 0 | 0
F11_Commercial_WA - Miscellaneous_Existing_Space Heating_Natural Gas_Advanced Kitchen Ventilation Controls_A_Achievable Economic UCT Potential | F11 | Commercial | WA - Miscellaneous | Existing | Space Heating | Natural Gas | Advanced Kitchen Ventilation Controls | A | Purchases (Cumulative) | Achievable Economic UCT Potential | 0 | 0 | 0 | 9443.0469 | 28826.1433 | 48209.2397 | 67592.336 | 86975.4324 | 106358.5288 | 125741.6251 | 145124.7215 | 164507.8179 | 183890.9142 | 203274.0106 | 222657.1069 | 242040.2033 | 261423.2997 | 280806.396 | 290746.4454 | 290746.4454 | 290746.4454 | 290746.4454 | 290746.4454 | 290746.4454 | 290746.4454 | 290746.4454 | 290746.4454
F1_Commercial_WA - Miscellaneous_Existing_Space Heating_Natural Gas_Infiltration Control - Loading Dock Sealing_A_Achievable Economic UCT Potential | F1 | Commercial | WA - Miscellaneous | Existing | Space Heating | Natural Gas | Infiltration Control - Loading Dock Sealing | A | Integrated Unit Energy Savings (kWh or therms) | Achievable Economic UCT Potential | 0 | 0 | 169.5708 | 168.6081 | 167.4324 | 166.1092 | 164.6688 | 163.0875 | 161.3997 | 159.5446 | 157.536 | 155.3986 | 153.176 | 150.9511 | 148.7311 | 146.5684 | 144.5301 | 142.6892 | 141.1661 | 139.983 | 138.9881 | 138.2312 | 137.5312 | 137.1705 | 136.8262 | 136.4967 | 136.1805
F2_Commercial_WA - Miscellaneous_Existing_Space Heating_Natural Gas_Infiltration Control - Loading Dock Sealing_A_Achievable Economic UCT Potential | F2 | Commercial | WA - Miscellaneous | Existing | Space Heating | Natural Gas | Infiltration Control - Loading Dock Sealing | A | Integrated Unit Summer Peak Savings (kW) | Achievable Economic UCT Potential | 0 | 0 | 0 | 0 | 0 | 0 | 0 | 0 | 0 | 0 | 0 | 0 | 0 | 0 | 0 | 0 | 0 | 0 | 0 | 0 | 0 | 0 | 0 | 0 | 0 | 0 | 0
F3_Commercial_WA - Miscellaneous_Existing_Space Heating_Natural Gas_Infiltration Control - Loading Dock Sealing_A_Achievable Economic UCT Potential | F3 | Commercial | WA - Miscellaneous | Existing | Space Heating | Natural Gas | Infiltration Control - Loading Dock Sealing | A | Integrated Unit Winter Peak Savings (kW) | Achievable Economic UCT Potential | 0 | 0 | 0 | 0 | 0 | 0 | 0 | 0 | 0 | 0 | 0 | 0 | 0 | 0 | 0 | 0 | 0 | 0 | 0 | 0 | 0 | 0 | 0 | 0 | 0 | 0 | 0
F4_Commercial_WA - Miscellaneous_Existing_Space Heating_Natural Gas_Infiltration Control - Loading Dock Sealing_A_Achievable Economic UCT Potential | F4 | Commercial | WA - Miscellaneous | Existing | Space Heating | Natural Gas | Infiltration Control - Loading Dock Sealing | A | Incremental Energy Savings (MWh or mTherms) | Achievable Economic UCT Potential | 0 | 0 | 0 | 0 | 0 | 0 | 0 | 0 | 0 | 0 | 0 | 0 | 0 | 0 | 0 | 0 | 0 | 0 | 0 | 0 | 0 | 0 | 0 | 0 | 0 | 0 | 0
F5_Commercial_WA - Miscellaneous_Existing_Space Heating_Natural Gas_Infiltration Control - Loading Dock Sealing_A_Achievable Economic UCT Potential | F5 | Commercial | WA - Miscellaneous | Existing | Space Heating | Natural Gas | Infiltration Control - Loading Dock Sealing | A | Incremental Summer Peak Savings (MW) | Achievable Economic UCT Potential | 0 | 0 | 0 | 0 | 0 | 0 | 0 | 0 | 0 | 0 | 0 | 0 | 0 | 0 | 0 | 0 | 0 | 0 | 0 | 0 | 0 | 0 | 0 | 0 | 0 | 0 | 0
F6_Commercial_WA - Miscellaneous_Existing_Space Heating_Natural Gas_Infiltration Control - Loading Dock Sealing_A_Achievable Economic UCT Potential | F6 | Commercial | WA - Miscellaneous | Existing | Space Heating | Natural Gas | Infiltration Control - Loading Dock Sealing | A | Incremental Winter Peak Savings (MW) | Achievable Economic UCT Potential | 0 | 0 | 0 | 0 | 0 | 0 | 0 | 0 | 0 | 0 | 0 | 0 | 0 | 0 | 0 | 0 | 0 | 0 | 0 | 0 | 0 | 0 | 0 | 0 | 0 | 0 | 0
F7_Commercial_WA - Miscellaneous_Existing_Space Heating_Natural Gas_Infiltration Control - Loading Dock Sealing_A_Achievable Economic UCT Potential | F7 | Commercial | WA - Miscellaneous | Existing | Space Heating | Natural Gas | Infiltration Control - Loading Dock Sealing | A | Cumulative Energy Savings (MWh or mTherms) | Achievable Economic UCT Potential | 0 | 0 | 0 | 0 | 0 | 0 | 0 | 0 | 0 | 0 | 0 | 0 | 0 | 0 | 0 | 0 | 0 | 0 | 0 | 0 | 0 | 0 | 0 | 0 | 0 | 0 | 0
F8_Commercial_WA - Miscellaneous_Existing_Space Heating_Natural Gas_Infiltration Control - Loading Dock Sealing_A_Achievable Economic UCT Potential | F8 | Commercial | WA - Miscellaneous | Existing | Space Heating | Natural Gas | Infiltration Control - Loading Dock Sealing | A | Cumulative Summer Peak Savings (MW) | Achievable Economic UCT Potential | 0 | 0 | 0 | 0 | 0 | 0 | 0 | 0 | 0 | 0 | 0 | 0 | 0 | 0 | 0 | 0 | 0 | 0 | 0 | 0 | 0 | 0 | 0 | 0 | 0 | 0 | 0
F9_Commercial_WA - Miscellaneous_Existing_Space Heating_Natural Gas_Infiltration Control - Loading Dock Sealing_A_Achievable Economic UCT Potential | F9 | Commercial | WA - Miscellaneous | Existing | Space Heating | Natural Gas | Infiltration Control - Loading Dock Sealing | A | Cumulative Winter Peak Savings (MW) | Achievable Economic UCT Potential | 0 | 0 | 0 | 0 | 0 | 0 | 0 | 0 | 0 | 0 | 0 | 0 | 0 | 0 | 0 | 0 | 0 | 0 | 0 | 0 | 0 | 0 | 0 | 0 | 0 | 0 | 0
F10_Commercial_WA - Miscellaneous_Existing_Space Heating_Natural Gas_Infiltration Control - Loading Dock Sealing_A_Achievable Economic UCT Potential | F10 | Commercial | WA - Miscellaneous | Existing | Space Heating | Natural Gas | Infiltration Control - Loading Dock Sealing | A | Purchases (Incremental) | Achievable Economic UCT Potential | 0 | 0 | 0 | 0 | 0 | 0 | 0 | 0 | 0 | 0 | 0 | 0 | 0 | 0 | 0 | 0 | 0 | 0 | 0 | 0 | 0 | 0 | 0 | 0 | 0 | 0 | 0
F11_Commercial_WA - Miscellaneous_Existing_Space Heating_Natural Gas_Infiltration Control - Loading Dock Sealing_A_Achievable Economic UCT Potential | F11 | Commercial | WA - Miscellaneous | Existing | Space Heating | Natural Gas | Infiltration Control - Loading Dock Sealing | A | Purchases (Cumulative) | Achievable Economic UCT Potential | 0 | 0 | 0 | 0 | 0 | 0 | 0 | 0 | 0 | 0 | 0 | 0 | 0 | 0 | 0 | 0 | 0 | 0 | 0 | 0 | 0 | 0 | 0 | 0 | 0 | 0 | 0
F1_Commercial_WA - Miscellaneous_Existing_Space Heating_Natural Gas_Greenhouse Heat Curtain_A_Achievable Economic UCT Potential | F1 | Commercial | WA - Miscellaneous | Existing | Space Heating | Natural Gas | Greenhouse Heat Curtain | A | Integrated Unit Energy Savings (kWh or therms) | Achievable Economic UCT Potential | 0 | 0 | 148.0581 | 147.2175 | 146.191 | 145.0357 | 143.778 | 142.3973 | 140.9236 | 139.3039 | 137.5501 | 135.6838 | 133.7432 | 131.8006 | 129.8622 | 127.9739 | 126.1942 | 124.5868 | 123.257 | 122.224 | 121.3553 | 120.6944 | 120.0832 | 119.7683 | 119.4677 | 119.18 | 118.9039
F2_Commercial_WA - Miscellaneous_Existing_Space Heating_Natural Gas_Greenhouse Heat Curtain_A_Achievable Economic UCT Potential | F2 | Commercial | WA - Miscellaneous | Existing | Space Heating | Natural Gas | Greenhouse Heat Curtain | A | Integrated Unit Summer Peak Savings (kW) | Achievable Economic UCT Potential | 0 | 0 | 0 | 0 | 0 | 0 | 0 | 0 | 0 | 0 | 0 | 0 | 0 | 0 | 0 | 0 | 0 | 0 | 0 | 0 | 0 | 0 | 0 | 0 | 0 | 0 | 0
F3_Commercial_WA - Miscellaneous_Existing_Space Heating_Natural Gas_Greenhouse Heat Curtain_A_Achievable Economic UCT Potential | F3 | Commercial | WA - Miscellaneous | Existing | Space Heating | Natural Gas | Greenhouse Heat Curtain | A | Integrated Unit Winter Peak Savings (kW) | Achievable Economic UCT Potential | 0 | 0 | 0 | 0 | 0 | 0 | 0 | 0 | 0 | 0 | 0 | 0 | 0 | 0 | 0 | 0 | 0 | 0 | 0 | 0 | 0 | 0 | 0 | 0 | 0 | 0 | 0
F4_Commercial_WA - Miscellaneous_Existing_Space Heating_Natural Gas_Greenhouse Heat Curtain_A_Achievable Economic UCT Potential | F4 | Commercial | WA - Miscellaneous | Existing | Space Heating | Natural Gas | Greenhouse Heat Curtain | A | Incremental Energy Savings (MWh or mTherms) | Achievable Economic UCT Potential | 0 | 0 | 0 | 0 | 0 | 0 | 0 | 0 | 0 | 0 | 0 | 0 | 0 | 0 | 0 | 0 | 0 | 0 | 0 | 0 | 0 | 0 | 0 | 0 | 0 | 0 | 0
F5_Commercial_WA - Miscellaneous_Existing_Space Heating_Natural Gas_Greenhouse Heat Curtain_A_Achievable Economic UCT Potential | F5 | Commercial | WA - Miscellaneous | Existing | Space Heating | Natural Gas | Greenhouse Heat Curtain | A | Incremental Summer Peak Savings (MW) | Achievable Economic UCT Potential | 0 | 0 | 0 | 0 | 0 | 0 | 0 | 0 | 0 | 0 | 0 | 0 | 0 | 0 | 0 | 0 | 0 | 0 | 0 | 0 | 0 | 0 | 0 | 0 | 0 | 0 | 0
F6_Commercial_WA - Miscellaneous_Existing_Space Heating_Natural Gas_Greenhouse Heat Curtain_A_Achievable Economic UCT Potential | F6 | Commercial | WA - Miscellaneous | Existing | Space Heating | Natural Gas | Greenhouse Heat Curtain | A | Incremental Winter Peak Savings (MW) | Achievable Economic UCT Potential | 0 | 0 | 0 | 0 | 0 | 0 | 0 | 0 | 0 | 0 | 0 | 0 | 0 | 0 | 0 | 0 | 0 | 0 | 0 | 0 | 0 | 0 | 0 | 0 | 0 | 0 | 0
F7_Commercial_WA - Miscellaneous_Existing_Space Heating_Natural Gas_Greenhouse Heat Curtain_A_Achievable Economic UCT Potential | F7 | Commercial | WA - Miscellaneous | Existing | Space Heating | Natural Gas | Greenhouse Heat Curtain | A | Cumulative Energy Savings (MWh or mTherms) | Achievable Economic UCT Potential | 0 | 0 | 0 | 0 | 0 | 0 | 0 | 0 | 0 | 0 | 0 | 0 | 0 | 0 | 0 | 0 | 0 | 0 | 0 | 0 | 0 | 0 | 0 | 0 | 0 | 0 | 0
F8_Commercial_WA - Miscellaneous_Existing_Space Heating_Natural Gas_Greenhouse Heat Curtain_A_Achievable Economic UCT Potential | F8 | Commercial | WA - Miscellaneous | Existing | Space Heating | Natural Gas | Greenhouse Heat Curtain | A | Cumulative Summer Peak Savings (MW) | Achievable Economic UCT Potential | 0 | 0 | 0 | 0 | 0 | 0 | 0 | 0 | 0 | 0 | 0 | 0 | 0 | 0 | 0 | 0 | 0 | 0 | 0 | 0 | 0 | 0 | 0 | 0 | 0 | 0 | 0
F9_Commercial_WA - Miscellaneous_Existing_Space Heating_Natural Gas_Greenhouse Heat Curtain_A_Achievable Economic UCT Potential | F9 | Commercial | WA - Miscellaneous | Existing | Space Heating | Natural Gas | Greenhouse Heat Curtain | A | Cumulative Winter Peak Savings (MW) | Achievable Economic UCT Potential | 0 | 0 | 0 | 0 | 0 | 0 | 0 | 0 | 0 | 0 | 0 | 0 | 0 | 0 | 0 | 0 | 0 | 0 | 0 | 0 | 0 | 0 | 0 | 0 | 0 | 0 | 0
F10_Commercial_WA - Miscellaneous_Existing_Space Heating_Natural Gas_Greenhouse Heat Curtain_A_Achievable Economic UCT Potential | F10 | Commercial | WA - Miscellaneous | Existing | Space Heating | Natural Gas | Greenhouse Heat Curtain | A | Purchases (Incremental) | Achievable Economic UCT Potential | 0 | 0 | 0 | 0 | 0 | 0 | 0 | 0 | 0 | 0 | 0 | 0 | 0 | 0 | 0 | 0 | 0 | 0 | 0 | 0 | 0 | 0 | 0 | 0 | 0 | 0 | 0
F11_Commercial_WA - Miscellaneous_Existing_Space Heating_Natural Gas_Greenhouse Heat Curtain_A_Achievable Economic UCT Potential | F11 | Commercial | WA - Miscellaneous | Existing | Space Heating | Natural Gas | Greenhouse Heat Curtain | A | Purchases (Cumulative) | Achievable Economic UCT Potential | 0 | 0 | 0 | 0 | 0 | 0 | 0 | 0 | 0 | 0 | 0 | 0 | 0 | 0 | 0 | 0 | 0 | 0 | 0 | 0 | 0 | 0 | 0 | 0 | 0 | 0 | 0
F1_Commercial_WA - Miscellaneous_Existing_Space Heating_Natural Gas_Ventilation - Parking Garages, Demand Controlled_A_Achievable Economic UCT Potential | F1 | Commercial | WA - Miscellaneous | Existing | Space Heating | Natural Gas | Ventilation - Parking Garages, Demand Controlled | A | Integrated Unit Energy Savings (kWh or therms) | Achievable Economic UCT Potential | 0 | 0 | 0 | 0 | 0 | 0 | 0 | 0 | 0 | 0 | 0 | 0 | 0 | 0 | 0 | 0 | 0 | 0 | 0 | 0 | 0 | 0 | 0 | 0 | 0 | 0 | 0
F2_Commercial_WA - Miscellaneous_Existing_Space Heating_Natural Gas_Ventilation - Parking Garages, Demand Controlled_A_Achievable Economic UCT Potential | F2 | Commercial | WA - Miscellaneous | Existing | Space Heating | Natural Gas | Ventilation - Parking Garages, Demand Controlled | A | Integrated Unit Summer Peak Savings (kW) | Achievable Economic UCT Potential | 0 | 0 | 0 | 0 | 0 | 0 | 0 | 0 | 0 | 0 | 0 | 0 | 0 | 0 | 0 | 0 | 0 | 0 | 0 | 0 | 0 | 0 | 0 | 0 | 0 | 0 | 0
F3_Commercial_WA - Miscellaneous_Existing_Space Heating_Natural Gas_Ventilation - Parking Garages, Demand Controlled_A_Achievable Economic UCT Potential | F3 | Commercial | WA - Miscellaneous | Existing | Space Heating | Natural Gas | Ventilation - Parking Garages, Demand Controlled | A | Integrated Unit Winter Peak Savings (kW) | Achievable Economic UCT Potential | 0 | 0 | 0 | 0 | 0 | 0 | 0 | 0 | 0 | 0 | 0 | 0 | 0 | 0 | 0 | 0 | 0 | 0 | 0 | 0 | 0 | 0 | 0 | 0 | 0 | 0 | 0
F4_Commercial_WA - Miscellaneous_Existing_Space Heating_Natural Gas_Ventilation - Parking Garages, Demand Controlled_A_Achievable Economic UCT Potential | F4 | Commercial | WA - Miscellaneous | Existing | Space Heating | Natural Gas | Ventilation - Parking Garages, Demand Controlled | A | Incremental Energy Savings (MWh or mTherms) | Achievable Economic UCT Potential | 0 | 0 | 0 | 0 | 0 | 0 | 0 | 0 | 0 | 0 | 0 | 0 | 0 | 0 | 0 | 0 | 0 | 0 | 0 | 0 | 0 | 0 | 0 | 0 | 0 | 0 | 0
F5_Commercial_WA - Miscellaneous_Existing_Space Heating_Natural Gas_Ventilation - Parking Garages, Demand Controlled_A_Achievable Economic UCT Potential | F5 | Commercial | WA - Miscellaneous | Existing | Space Heating | Natural Gas | Ventilation - Parking Garages, Demand Controlled | A | Incremental Summer Peak Savings (MW) | Achievable Economic UCT Potential | 0 | 0 | 0 | 0 | 0 | 0 | 0 | 0 | 0 | 0 | 0 | 0 | 0 | 0 | 0 | 0 | 0 | 0 | 0 | 0 | 0 | 0 | 0 | 0 | 0 | 0 | 0
F6_Commercial_WA - Miscellaneous_Existing_Space Heating_Natural Gas_Ventilation - Parking Garages, Demand Controlled_A_Achievable Economic UCT Potential | F6 | Commercial | WA - Miscellaneous | Existing | Space Heating | Natural Gas | Ventilation - Parking Garages, Demand Controlled | A | Incremental Winter Peak Savings (MW) | Achievable Economic UCT Potential | 0 | 0 | 0 | 0 | 0 | 0 | 0 | 0 | 0 | 0 | 0 | 0 | 0 | 0 | 0 | 0 | 0 | 0 | 0 | 0 | 0 | 0 | 0 | 0 | 0 | 0 | 0
F7_Commercial_WA - Miscellaneous_Existing_Space Heating_Natural Gas_Ventilation - Parking Garages, Demand Controlled_A_Achievable Economic UCT Potential | F7 | Commercial | WA - Miscellaneous | Existing | Space Heating | Natural Gas | Ventilation - Parking Garages, Demand Controlled | A | Cumulative Energy Savings (MWh or mTherms) | Achievable Economic UCT Potential | 0 | 0 | 0 | 0 | 0 | 0 | 0 | 0 | 0 | 0 | 0 | 0 | 0 | 0 | 0 | 0 | 0 | 0 | 0 | 0 | 0 | 0 | 0 | 0 | 0 | 0 | 0
F8_Commercial_WA - Miscellaneous_Existing_Space Heating_Natural Gas_Ventilation - Parking Garages, Demand Controlled_A_Achievable Economic UCT Potential | F8 | Commercial | WA - Miscellaneous | Existing | Space Heating | Natural Gas | Ventilation - Parking Garages, Demand Controlled | A | Cumulative Summer Peak Savings (MW) | Achievable Economic UCT Potential | 0 | 0 | 0 | 0 | 0 | 0 | 0 | 0 | 0 | 0 | 0 | 0 | 0 | 0 | 0 | 0 | 0 | 0 | 0 | 0 | 0 | 0 | 0 | 0 | 0 | 0 | 0
F9_Commercial_WA - Miscellaneous_Existing_Space Heating_Natural Gas_Ventilation - Parking Garages, Demand Controlled_A_Achievable Economic UCT Potential | F9 | Commercial | WA - Miscellaneous | Existing | Space Heating | Natural Gas | Ventilation - Parking Garages, Demand Controlled | A | Cumulative Winter Peak Savings (MW) | Achievable Economic UCT Potential | 0 | 0 | 0 | 0 | 0 | 0 | 0 | 0 | 0 | 0 | 0 | 0 | 0 | 0 | 0 | 0 | 0 | 0 | 0 | 0 | 0 | 0 | 0 | 0 | 0 | 0 | 0
F10_Commercial_WA - Miscellaneous_Existing_Space Heating_Natural Gas_Ventilation - Parking Garages, Demand Controlled_A_Achievable Economic UCT Potential | F10 | Commercial | WA - Miscellaneous | Existing | Space Heating | Natural Gas | Ventilation - Parking Garages, Demand Controlled | A | Purchases (Incremental) | Achievable Economic UCT Potential | 0 | 0 | 0 | 0 | 0 | 0 | 0 | 0 | 0 | 0 | 0 | 0 | 0 | 0 | 0 | 0 | 0 | 0 | 0 | 0 | 0 | 0 | 0 | 0 | 0 | 0 | 0
F11_Commercial_WA - Miscellaneous_Existing_Space Heating_Natural Gas_Ventilation - Parking Garages, Demand Controlled_A_Achievable Economic UCT Potential | F11 | Commercial | WA - Miscellaneous | Existing | Space Heating | Natural Gas | Ventilation - Parking Garages, Demand Controlled | A | Purchases (Cumulative) | Achievable Economic UCT Potential | 0 | 0 | 0 | 0 | 0 | 0 | 0 | 0 | 0 | 0 | 0 | 0 | 0 | 0 | 0 | 0 | 0 | 0 | 0 | 0 | 0 | 0 | 0 | 0 | 0 | 0 | 0
F1_Commercial_WA - Miscellaneous_Existing_Miscellaneous_Natural Gas_Pool Heater - Night Covers_A_Achievable Economic UCT Potential | F1 | Commercial | WA - Miscellaneous | Existing | Miscellaneous | Natural Gas | Pool Heater - Night Covers | A | Integrated Unit Energy Savings (kWh or therms) | Achievable Economic UCT Potential | 0 | 0 | 0.00010507 | 0.00010507 | 0.00010507 | 0.00010507 | 0.00010507 | 0.00010507 | 0.00010507 | 0.00010507 | 0.00010507 | 0.00010507 | 0.00010507 | 0.00010507 | 0.00010507 | 0.00010507 | 0.00010507 | 0.00010507 | 0.00010507 | 0.00010507 | 0.00010507 | 0.00010507 | 0.00010507 | 0.00010507 | 0.00010507 | 0.00010507 | 0.00010507
F2_Commercial_WA - Miscellaneous_Existing_Miscellaneous_Natural Gas_Pool Heater - Night Covers_A_Achievable Economic UCT Potential | F2 | Commercial | WA - Miscellaneous | Existing | Miscellaneous | Natural Gas | Pool Heater - Night Covers | A | Integrated Unit Summer Peak Savings (kW) | Achievable Economic UCT Potential | 0 | 0 | 0 | 0 | 0 | 0 | 0 | 0 | 0 | 0 | 0 | 0 | 0 | 0 | 0 | 0 | 0 | 0 | 0 | 0 | 0 | 0 | 0 | 0 | 0 | 0 | 0
F3_Commercial_WA - Miscellaneous_Existing_Miscellaneous_Natural Gas_Pool Heater - Night Covers_A_Achievable Economic UCT Potential | F3 | Commercial | WA - Miscellaneous | Existing | Miscellaneous | Natural Gas | Pool Heater - Night Covers | A | Integrated Unit Winter Peak Savings (kW) | Achievable Economic UCT Potential | 0 | 0 | 0 | 0 | 0 | 0 | 0 | 0 | 0 | 0 | 0 | 0 | 0 | 0 | 0 | 0 | 0 | 0 | 0 | 0 | 0 | 0 | 0 | 0 | 0 | 0 | 0
F4_Commercial_WA - Miscellaneous_Existing_Miscellaneous_Natural Gas_Pool Heater - Night Covers_A_Achievable Economic UCT Potential | F4 | Commercial | WA - Miscellaneous | Existing | Miscellaneous | Natural Gas | Pool Heater - Night Covers | A | Incremental Energy Savings (MWh or mTherms) | Achievable Economic UCT Potential | 0 | 0 | 0 | 0 | 0 | 0 | 0 | 0 | 0 | 0 | 0 | 0 | 0 | 0 | 0 | 0 | 0 | 0 | 0 | 0 | 0 | 0 | 0 | 0 | 0 | 0 | 0
F5_Commercial_WA - Miscellaneous_Existing_Miscellaneous_Natural Gas_Pool Heater - Night Covers_A_Achievable Economic UCT Potential | F5 | Commercial | WA - Miscellaneous | Existing | Miscellaneous | Natural Gas | Pool Heater - Night Covers | A | Incremental Summer Peak Savings (MW) | Achievable Economic UCT Potential | 0 | 0 | 0 | 0 | 0 | 0 | 0 | 0 | 0 | 0 | 0 | 0 | 0 | 0 | 0 | 0 | 0 | 0 | 0 | 0 | 0 | 0 | 0 | 0 | 0 | 0 | 0
F6_Commercial_WA - Miscellaneous_Existing_Miscellaneous_Natural Gas_Pool Heater - Night Covers_A_Achievable Economic UCT Potential | F6 | Commercial | WA - Miscellaneous | Existing | Miscellaneous | Natural Gas | Pool Heater - Night Covers | A | Incremental Winter Peak Savings (MW) | Achievable Economic UCT Potential | 0 | 0 | 0 | 0 | 0 | 0 | 0 | 0 | 0 | 0 | 0 | 0 | 0 | 0 | 0 | 0 | 0 | 0 | 0 | 0 | 0 | 0 | 0 | 0 | 0 | 0 | 0
F7_Commercial_WA - Miscellaneous_Existing_Miscellaneous_Natural Gas_Pool Heater - Night Covers_A_Achievable Economic UCT Potential | F7 | Commercial | WA - Miscellaneous | Existing | Miscellaneous | Natural Gas | Pool Heater - Night Covers | A | Cumulative Energy Savings (MWh or mTherms) | Achievable Economic UCT Potential | 0 | 0 | 0 | 0 | 0 | 0 | 0 | 0 | 0 | 0 | 0 | 0 | 0 | 0 | 0 | 0 | 0 | 0 | 0 | 0 | 0 | 0 | 0 | 0 | 0 | 0 | 0
F8_Commercial_WA - Miscellaneous_Existing_Miscellaneous_Natural Gas_Pool Heater - Night Covers_A_Achievable Economic UCT Potential | F8 | Commercial | WA - Miscellaneous | Existing | Miscellaneous | Natural Gas | Pool Heater - Night Covers | A | Cumulative Summer Peak Savings (MW) | Achievable Economic UCT Potential | 0 | 0 | 0 | 0 | 0 | 0 | 0 | 0 | 0 | 0 | 0 | 0 | 0 | 0 | 0 | 0 | 0 | 0 | 0 | 0 | 0 | 0 | 0 | 0 | 0 | 0 | 0
F9_Commercial_WA - Miscellaneous_Existing_Miscellaneous_Natural Gas_Pool Heater - Night Covers_A_Achievable Economic UCT Potential | F9 | Commercial | WA - Miscellaneous | Existing | Miscellaneous | Natural Gas | Pool Heater - Night Covers | A | Cumulative Winter Peak Savings (MW) | Achievable Economic UCT Potential | 0 | 0 | 0 | 0 | 0 | 0 | 0 | 0 | 0 | 0 | 0 | 0 | 0 | 0 | 0 | 0 | 0 | 0 | 0 | 0 | 0 | 0 | 0 | 0 | 0 | 0 | 0
F10_Commercial_WA - Miscellaneous_Existing_Miscellaneous_Natural Gas_Pool Heater - Night Covers_A_Achievable Economic UCT Potential | F10 | Commercial | WA - Miscellaneous | Existing | Miscellaneous | Natural Gas | Pool Heater - Night Covers | A | Purchases (Incremental) | Achievable Economic UCT Potential | 0 | 0 | 0 | 0 | 0 | 0 | 0 | 0 | 0 | 0 | 0 | 0 | 0 | 0 | 0 | 0 | 0 | 0 | 0 | 0 | 0 | 0 | 0 | 0 | 0 | 0 | 0
F11_Commercial_WA - Miscellaneous_Existing_Miscellaneous_Natural Gas_Pool Heater - Night Covers_A_Achievable Economic UCT Potential | F11 | Commercial | WA - Miscellaneous | Existing | Miscellaneous | Natural Gas | Pool Heater - Night Covers | A | Purchases (Cumulative) | Achievable Economic UCT Potential | 0 | 0 | 0 | 0 | 0 | 0 | 0 | 0 | 0 | 0 | 0 | 0 | 0 | 0 | 0 | 0 | 0 | 0 | 0 | 0 | 0 | 0 | 0 | 0 | 0 | 0 | 0
F1_Commercial_WA - Miscellaneous_Existing_Space Heating_Natural Gas_Advanced New Construction Designs_A_Achievable Economic UCT Potential | F1 | Commercial | WA - Miscellaneous | Existing | Space Heating | Natural Gas | Advanced New Construction Designs | A | Integrated Unit Energy Savings (kWh or therms) | Achievable Economic UCT Potential | 0 | 0 | 0 | 0 | 0 | 0 | 0 | 0 | 0 | 0 | 0 | 0 | 0 | 0 | 0 | 0 | 0 | 0 | 0 | 0 | 0 | 0 | 0 | 0 | 0 | 0 | 0
F2_Commercial_WA - Miscellaneous_Existing_Space Heating_Natural Gas_Advanced New Construction Designs_A_Achievable Economic UCT Potential | F2 | Commercial | WA - Miscellaneous | Existing | Space Heating | Natural Gas | Advanced New Construction Designs | A | Integrated Unit Summer Peak Savings (kW) | Achievable Economic UCT Potential | 0 | 0 | 0 | 0 | 0 | 0 | 0 | 0 | 0 | 0 | 0 | 0 | 0 | 0 | 0 | 0 | 0 | 0 | 0 | 0 | 0 | 0 | 0 | 0 | 0 | 0 | 0
F3_Commercial_WA - Miscellaneous_Existing_Space Heating_Natural Gas_Advanced New Construction Designs_A_Achievable Economic UCT Potential | F3 | Commercial | WA - Miscellaneous | Existing | Space Heating | Natural Gas | Advanced New Construction Designs | A | Integrated Unit Winter Peak Savings (kW) | Achievable Economic UCT Potential | 0 | 0 | 0 | 0 | 0 | 0 | 0 | 0 | 0 | 0 | 0 | 0 | 0 | 0 | 0 | 0 | 0 | 0 | 0 | 0 | 0 | 0 | 0 | 0 | 0 | 0 | 0
F4_Commercial_WA - Miscellaneous_Existing_Space Heating_Natural Gas_Advanced New Construction Designs_A_Achievable Economic UCT Potential | F4 | Commercial | WA - Miscellaneous | Existing | Space Heating | Natural Gas | Advanced New Construction Designs | A | Incremental Energy Savings (MWh or mTherms) | Achievable Economic UCT Potential | 0 | 0 | 0 | 0 | 0 | 0 | 0 | 0 | 0 | 0 | 0 | 0 | 0 | 0 | 0 | 0 | 0 | 0 | 0 | 0 | 0 | 0 | 0 | 0 | 0 | 0 | 0
F5_Commercial_WA - Miscellaneous_Existing_Space Heating_Natural Gas_Advanced New Construction Designs_A_Achievable Economic UCT Potential | F5 | Commercial | WA - Miscellaneous | Existing | Space Heating | Natural Gas | Advanced New Construction Designs | A | Incremental Summer Peak Savings (MW) | Achievable Economic UCT Potential | 0 | 0 | 0 | 0 | 0 | 0 | 0 | 0 | 0 | 0 | 0 | 0 | 0 | 0 | 0 | 0 | 0 | 0 | 0 | 0 | 0 | 0 | 0 | 0 | 0 | 0 | 0
F6_Commercial_WA - Miscellaneous_Existing_Space Heating_Natural Gas_Advanced New Construction Designs_A_Achievable Economic UCT Potential | F6 | Commercial | WA - Miscellaneous | Existing | Space Heating | Natural Gas | Advanced New Construction Designs | A | Incremental Winter Peak Savings (MW) | Achievable Economic UCT Potential | 0 | 0 | 0 | 0 | 0 | 0 | 0 | 0 | 0 | 0 | 0 | 0 | 0 | 0 | 0 | 0 | 0 | 0 | 0 | 0 | 0 | 0 | 0 | 0 | 0 | 0 | 0
F7_Commercial_WA - Miscellaneous_Existing_Space Heating_Natural Gas_Advanced New Construction Designs_A_Achievable Economic UCT Potential | F7 | Commercial | WA - Miscellaneous | Existing | Space Heating | Natural Gas | Advanced New Construction Designs | A | Cumulative Energy Savings (MWh or mTherms) | Achievable Economic UCT Potential | 0 | 0 | 0 | 0 | 0 | 0 | 0 | 0 | 0 | 0 | 0 | 0 | 0 | 0 | 0 | 0 | 0 | 0 | 0 | 0 | 0 | 0 | 0 | 0 | 0 | 0 | 0
F8_Commercial_WA - Miscellaneous_Existing_Space Heating_Natural Gas_Advanced New Construction Designs_A_Achievable Economic UCT Potential | F8 | Commercial | WA - Miscellaneous | Existing | Space Heating | Natural Gas | Advanced New Construction Designs | A | Cumulative Summer Peak Savings (MW) | Achievable Economic UCT Potential | 0 | 0 | 0 | 0 | 0 | 0 | 0 | 0 | 0 | 0 | 0 | 0 | 0 | 0 | 0 | 0 | 0 | 0 | 0 | 0 | 0 | 0 | 0 | 0 | 0 | 0 | 0
F9_Commercial_WA - Miscellaneous_Existing_Space Heating_Natural Gas_Advanced New Construction Designs_A_Achievable Economic UCT Potential | F9 | Commercial | WA - Miscellaneous | Existing | Space Heating | Natural Gas | Advanced New Construction Designs | A | Cumulative Winter Peak Savings (MW) | Achievable Economic UCT Potential | 0 | 0 | 0 | 0 | 0 | 0 | 0 | 0 | 0 | 0 | 0 | 0 | 0 | 0 | 0 | 0 | 0 | 0 | 0 | 0 | 0 | 0 | 0 | 0 | 0 | 0 | 0
F10_Commercial_WA - Miscellaneous_Existing_Space Heating_Natural Gas_Advanced New Construction Designs_A_Achievable Economic UCT Potential | F10 | Commercial | WA - Miscellaneous | Existing | Space Heating | Natural Gas | Advanced New Construction Designs | A | Purchases (Incremental) | Achievable Economic UCT Potential | 0 | 0 | 0 | 0 | 0 | 0 | 0 | 0 | 0 | 0 | 0 | 0 | 0 | 0 | 0 | 0 | 0 | 0 | 0 | 0 | 0 | 0 | 0 | 0 | 0 | 0 | 0
F11_Commercial_WA - Miscellaneous_Existing_Space Heating_Natural Gas_Advanced New Construction Designs_A_Achievable Economic UCT Potential | F11 | Commercial | WA - Miscellaneous | Existing | Space Heating | Natural Gas | Advanced New Construction Designs | A | Purchases (Cumulative) | Achievable Economic UCT Potential | 0 | 0 | 0 | 0 | 0 | 0 | 0 | 0 | 0 | 0 | 0 | 0 | 0 | 0 | 0 | 0 | 0 | 0 | 0 | 0 | 0 | 0 | 0 | 0 | 0 | 0 | 0
F1_Commercial_WA - Miscellaneous_Existing_Water Heating_Natural Gas_Advanced New Construction Designs_A_Achievable Economic UCT Potential | F1 | Commercial | WA - Miscellaneous | Existing | Water Heating | Natural Gas | Advanced New Construction Designs | A | Integrated Unit Energy Savings (kWh or therms) | Achievable Economic UCT Potential | 0 | 0 | 0 | 0 | 0 | 0 | 0 | 0 | 0 | 0 | 0 | 0 | 0 | 0 | 0 | 0 | 0 | 0 | 0 | 0 | 0 | 0 | 0 | 0 | 0 | 0 | 0
F2_Commercial_WA - Miscellaneous_Existing_Water Heating_Natural Gas_Advanced New Construction Designs_A_Achievable Economic UCT Potential | F2 | Commercial | WA - Miscellaneous | Existing | Water Heating | Natural Gas | Advanced New Construction Designs | A | Integrated Unit Summer Peak Savings (kW) | Achievable Economic UCT Potential | 0 | 0 | 0 | 0 | 0 | 0 | 0 | 0 | 0 | 0 | 0 | 0 | 0 | 0 | 0 | 0 | 0 | 0 | 0 | 0 | 0 | 0 | 0 | 0 | 0 | 0 | 0
F3_Commercial_WA - Miscellaneous_Existing_Water Heating_Natural Gas_Advanced New Construction Designs_A_Achievable Economic UCT Potential | F3 | Commercial | WA - Miscellaneous | Existing | Water Heating | Natural Gas | Advanced New Construction Designs | A | Integrated Unit Winter Peak Savings (kW) | Achievable Economic UCT Potential | 0 | 0 | 0 | 0 | 0 | 0 | 0 | 0 | 0 | 0 | 0 | 0 | 0 | 0 | 0 | 0 | 0 | 0 | 0 | 0 | 0 | 0 | 0 | 0 | 0 | 0 | 0
F4_Commercial_WA - Miscellaneous_Existing_Water Heating_Natural Gas_Advanced New Construction Designs_A_Achievable Economic UCT Potential | F4 | Commercial | WA - Miscellaneous | Existing | Water Heating | Natural Gas | Advanced New Construction Designs | A | Incremental Energy Savings (MWh or mTherms) | Achievable Economic UCT Potential | 0 | 0 | 0 | 0 | 0 | 0 | 0 | 0 | 0 | 0 | 0 | 0 | 0 | 0 | 0 | 0 | 0 | 0 | 0 | 0 | 0 | 0 | 0 | 0 | 0 | 0 | 0
F5_Commercial_WA - Miscellaneous_Existing_Water Heating_Natural Gas_Advanced New Construction Designs_A_Achievable Economic UCT Potential | F5 | Commercial | WA - Miscellaneous | Existing | Water Heating | Natural Gas | Advanced New Construction Designs | A | Incremental Summer Peak Savings (MW) | Achievable Economic UCT Potential | 0 | 0 | 0 | 0 | 0 | 0 | 0 | 0 | 0 | 0 | 0 | 0 | 0 | 0 | 0 | 0 | 0 | 0 | 0 | 0 | 0 | 0 | 0 | 0 | 0 | 0 | 0
F6_Commercial_WA - Miscellaneous_Existing_Water Heating_Natural Gas_Advanced New Construction Designs_A_Achievable Economic UCT Potential | F6 | Commercial | WA - Miscellaneous | Existing | Water Heating | Natural Gas | Advanced New Construction Designs | A | Incremental Winter Peak Savings (MW) | Achievable Economic UCT Potential | 0 | 0 | 0 | 0 | 0 | 0 | 0 | 0 | 0 | 0 | 0 | 0 | 0 | 0 | 0 | 0 | 0 | 0 | 0 | 0 | 0 | 0 | 0 | 0 | 0 | 0 | 0
F7_Commercial_WA - Miscellaneous_Existing_Water Heating_Natural Gas_Advanced New Construction Designs_A_Achievable Economic UCT Potential | F7 | Commercial | WA - Miscellaneous | Existing | Water Heating | Natural Gas | Advanced New Construction Designs | A | Cumulative Energy Savings (MWh or mTherms) | Achievable Economic UCT Potential | 0 | 0 | 0 | 0 | 0 | 0 | 0 | 0 | 0 | 0 | 0 | 0 | 0 | 0 | 0 | 0 | 0 | 0 | 0 | 0 | 0 | 0 | 0 | 0 | 0 | 0 | 0
F8_Commercial_WA - Miscellaneous_Existing_Water Heating_Natural Gas_Advanced New Construction Designs_A_Achievable Economic UCT Potential | F8 | Commercial | WA - Miscellaneous | Existing | Water Heating | Natural Gas | Advanced New Construction Designs | A | Cumulative Summer Peak Savings (MW) | Achievable Economic UCT Potential | 0 | 0 | 0 | 0 | 0 | 0 | 0 | 0 | 0 | 0 | 0 | 0 | 0 | 0 | 0 | 0 | 0 | 0 | 0 | 0 | 0 | 0 | 0 | 0 | 0 | 0 | 0
F9_Commercial_WA - Miscellaneous_Existing_Water Heating_Natural Gas_Advanced New Construction Designs_A_Achievable Economic UCT Potential | F9 | Commercial | WA - Miscellaneous | Existing | Water Heating | Natural Gas | Advanced New Construction Designs | A | Cumulative Winter Peak Savings (MW) | Achievable Economic UCT Potential | 0 | 0 | 0 | 0 | 0 | 0 | 0 | 0 | 0 | 0 | 0 | 0 | 0 | 0 | 0 | 0 | 0 | 0 | 0 | 0 | 0 | 0 | 0 | 0 | 0 | 0 | 0
F10_Commercial_WA - Miscellaneous_Existing_Water Heating_Natural Gas_Advanced New Construction Designs_A_Achievable Economic UCT Potential | F10 | Commercial | WA - Miscellaneous | Existing | Water Heating | Natural Gas | Advanced New Construction Designs | A | Purchases (Incremental) | Achievable Economic UCT Potential | 0 | 0 | 0 | 0 | 0 | 0 | 0 | 0 | 0 | 0 | 0 | 0 | 0 | 0 | 0 | 0 | 0 | 0 | 0 | 0 | 0 | 0 | 0 | 0 | 0 | 0 | 0
F11_Commercial_WA - Miscellaneous_Existing_Water Heating_Natural Gas_Advanced New Construction Designs_A_Achievable Economic UCT Potential | F11 | Commercial | WA - Miscellaneous | Existing | Water Heating | Natural Gas | Advanced New Construction Designs | A | Purchases (Cumulative) | Achievable Economic UCT Potential | 0 | 0 | 0 | 0 | 0 | 0 | 0 | 0 | 0 | 0 | 0 | 0 | 0 | 0 | 0 | 0 | 0 | 0 | 0 | 0 | 0 | 0 | 0 | 0 | 0 | 0 | 0
F1_Commercial_WA - Miscellaneous_Existing_Space Heating_Natural Gas_Strategic Energy Management_A_Achievable Economic UCT Potential | F1 | Commercial | WA - Miscellaneous | Existing | Space Heating | Natural Gas | Strategic Energy Management | A | Integrated Unit Energy Savings (kWh or therms) | Achievable Economic UCT Potential | 0 | 0 | 0.019799 | 0.019687 | 0.01955 | 0.019395 | 0.019227 | 0.019042 | 0.018845 | 0.018629 | 0.018394 | 0.018145 | 0.017885 | 0.017625 | 0.017366 | 0.017114 | 0.016876 | 0.016661 | 0.016483 | 0.016345 | 0.016228 | 0.01614 | 0.016058 | 0.016016 | 0.015976 | 0.015938 | 0.015901
F2_Commercial_WA - Miscellaneous_Existing_Space Heating_Natural Gas_Strategic Energy Management_A_Achievable Economic UCT Potential | F2 | Commercial | WA - Miscellaneous | Existing | Space Heating | Natural Gas | Strategic Energy Management | A | Integrated Unit Summer Peak Savings (kW) | Achievable Economic UCT Potential | 0 | 0 | 0 | 0 | 0 | 0 | 0 | 0 | 0 | 0 | 0 | 0 | 0 | 0 | 0 | 0 | 0 | 0 | 0 | 0 | 0 | 0 | 0 | 0 | 0 | 0 | 0
F3_Commercial_WA - Miscellaneous_Existing_Space Heating_Natural Gas_Strategic Energy Management_A_Achievable Economic UCT Potential | F3 | Commercial | WA - Miscellaneous | Existing | Space Heating | Natural Gas | Strategic Energy Management | A | Integrated Unit Winter Peak Savings (kW) | Achievable Economic UCT Potential | 0 | 0 | 0 | 0 | 0 | 0 | 0 | 0 | 0 | 0 | 0 | 0 | 0 | 0 | 0 | 0 | 0 | 0 | 0 | 0 | 0 | 0 | 0 | 0 | 0 | 0 | 0
F4_Commercial_WA - Miscellaneous_Existing_Space Heating_Natural Gas_Strategic Energy Management_A_Achievable Economic UCT Potential | F4 | Commercial | WA - Miscellaneous | Existing | Space Heating | Natural Gas | Strategic Energy Management | A | Incremental Energy Savings (MWh or mTherms) | Achievable Economic UCT Potential | 0 | 0 | 0 | 0.57631 | 1.1747 | 1.1654 | 0.59246 | 0 | 1.3712e-16 | 0 | 0 | 0 | 0 | 0 | 0 | 0 | 0 | 0 | 0 | 0 | 0 | 0 | 0 | 0 | 0 | 0 | 0
F5_Commercial_WA - Miscellaneous_Existing_Space Heating_Natural Gas_Strategic Energy Management_A_Achievable Economic UCT Potential | F5 | Commercial | WA - Miscellaneous | Existing | Space Heating | Natural Gas | Strategic Energy Management | A | Incremental Summer Peak Savings (MW) | Achievable Economic UCT Potential | 0 | 0 | 0 | 0 | 0 | 0 | 0 | 0 | 0 | 0 | 0 | 0 | 0 | 0 | 0 | 0 | 0 | 0 | 0 | 0 | 0 | 0 | 0 | 0 | 0 | 0 | 0
F6_Commercial_WA - Miscellaneous_Existing_Space Heating_Natural Gas_Strategic Energy Management_A_Achievable Economic UCT Potential | F6 | Commercial | WA - Miscellaneous | Existing | Space Heating | Natural Gas | Strategic Energy Management | A | Incremental Winter Peak Savings (MW) | Achievable Economic UCT Potential | 0 | 0 | 0 | 0 | 0 | 0 | 0 | 0 | 0 | 0 | 0 | 0 | 0 | 0 | 0 | 0 | 0 | 0 | 0 | 0 | 0 | 0 | 0 | 0 | 0 | 0 | 0
F7_Commercial_WA - Miscellaneous_Existing_Space Heating_Natural Gas_Strategic Energy Management_A_Achievable Economic UCT Potential | F7 | Commercial | WA - Miscellaneous | Existing | Space Heating | Natural Gas | Strategic Energy Management | A | Cumulative Energy Savings (MWh or mTherms) | Achievable Economic UCT Potential | 0 | 0 | 0 | 0.57631 | 1.747 | 2.8986 | 3.4659 | 3.4326 | 3.3971 | 3.3581 | 3.3158 | 3.2708 | 3.224 | 3.1772 | 3.1305 | 3.0849 | 3.042 | 3.0033 | 2.9712 | 2.9463 | 2.9254 | 2.9095 | 2.8947 | 2.8871 | 2.8799 | 2.873 | 2.8663
F8_Commercial_WA - Miscellaneous_Existing_Space Heating_Natural Gas_Strategic Energy Management_A_Achievable Economic UCT Potential | F8 | Commercial | WA - Miscellaneous | Existing | Space Heating | Natural Gas | Strategic Energy Management | A | Cumulative Summer Peak Savings (MW) | Achievable Economic UCT Potential | 0 | 0 | 0 | 0 | 0 | 0 | 0 | 0 | 0 | 0 | 0 | 0 | 0 | 0 | 0 | 0 | 0 | 0 | 0 | 0 | 0 | 0 | 0 | 0 | 0 | 0 | 0
F9_Commercial_WA - Miscellaneous_Existing_Space Heating_Natural Gas_Strategic Energy Management_A_Achievable Economic UCT Potential | F9 | Commercial | WA - Miscellaneous | Existing | Space Heating | Natural Gas | Strategic Energy Management | A | Cumulative Winter Peak Savings (MW) | Achievable Economic UCT Potential | 0 | 0 | 0 | 0 | 0 | 0 | 0 | 0 | 0 | 0 | 0 | 0 | 0 | 0 | 0 | 0 | 0 | 0 | 0 | 0 | 0 | 0 | 0 | 0 | 0 | 0 | 0
F10_Commercial_WA - Miscellaneous_Existing_Space Heating_Natural Gas_Strategic Energy Management_A_Achievable Economic UCT Potential | F10 | Commercial | WA - Miscellaneous | Existing | Space Heating | Natural Gas | Strategic Energy Management | A | Purchases (Incremental) | Achievable Economic UCT Potential | 0 | 0 | 0 | 29273.4455 | 60087.5987 | 60087.5987 | 30814.1532 | 0 | 7.276e-12 | 0 | 0 | 0 | 0 | 0 | 0 | 0 | 0 | 0 | 0 | 0 | 0 | 0 | 0 | 0 | 0 | 0 | 0
F11_Commercial_WA - Miscellaneous_Existing_Space Heating_Natural Gas_Strategic Energy Management_A_Achievable Economic UCT Potential | F11 | Commercial | WA - Miscellaneous | Existing | Space Heating | Natural Gas | Strategic Energy Management | A | Purchases (Cumulative) | Achievable Economic UCT Potential | 0 | 0 | 0 | 29273.4455 | 89361.0443 | 149448.643 | 180262.7962 | 180262.7962 | 180262.7962 | 180262.7962 | 180262.7962 | 180262.7962 | 180262.7962 | 180262.7962 | 180262.7962 | 180262.7962 | 180262.7962 | 180262.7962 | 180262.7962 | 180262.7962 | 180262.7962 | 180262.7962 | 180262.7962 | 180262.7962 | 180262.7962 | 180262.7962 | 180262.7962
F1_Commercial_WA - Miscellaneous_Existing_Water Heating_Natural Gas_Strategic Energy Management_A_Achievable Economic UCT Potential | F1 | Commercial | WA - Miscellaneous | Existing | Water Heating | Natural Gas | Strategic Energy Management | A | Integrated Unit Energy Savings (kWh or therms) | Achievable Economic UCT Potential | 0 | 0 | 0.044842 | 0.043793 | 0.042754 | 0.041761 | 0.040779 | 0.039807 | 0.038818 | 0.037873 | 0.036954 | 0.036107 | 0.035371 | 0.034788 | 0.034509 | 0.034256 | 0.034072 | 0.033945 | 0.033843 | 0.033762 | 0.033703 | 0.03366 | 0.03363 | 0.033607 | 0.033579 | 0.033573 | 0.033568
F2_Commercial_WA - Miscellaneous_Existing_Water Heating_Natural Gas_Strategic Energy Management_A_Achievable Economic UCT Potential | F2 | Commercial | WA - Miscellaneous | Existing | Water Heating | Natural Gas | Strategic Energy Management | A | Integrated Unit Summer Peak Savings (kW) | Achievable Economic UCT Potential | 0 | 0 | 0 | 0 | 0 | 0 | 0 | 0 | 0 | 0 | 0 | 0 | 0 | 0 | 0 | 0 | 0 | 0 | 0 | 0 | 0 | 0 | 0 | 0 | 0 | 0 | 0
F3_Commercial_WA - Miscellaneous_Existing_Water Heating_Natural Gas_Strategic Energy Management_A_Achievable Economic UCT Potential | F3 | Commercial | WA - Miscellaneous | Existing | Water Heating | Natural Gas | Strategic Energy Management | A | Integrated Unit Winter Peak Savings (kW) | Achievable Economic UCT Potential | 0 | 0 | 0 | 0 | 0 | 0 | 0 | 0 | 0 | 0 | 0 | 0 | 0 | 0 | 0 | 0 | 0 | 0 | 0 | 0 | 0 | 0 | 0 | 0 | 0 | 0 | 0
F4_Commercial_WA - Miscellaneous_Existing_Water Heating_Natural Gas_Strategic Energy Management_A_Achievable Economic UCT Potential | F4 | Commercial | WA - Miscellaneous | Existing | Water Heating | Natural Gas | Strategic Energy Management | A | Incremental Energy Savings (MWh or mTherms) | Achievable Economic UCT Potential | 0 | 0 | 0 | 0.94923 | 1.9022 | 1.858 | 0.93041 | 2.8963e-16 | 0 | 0 | 0 | 0 | 0 | 0 | 0 | 0 | 0 | 0 | 0 | 0 | 0 | 0 | 0 | 0 | 0 | 0 | 0
F5_Commercial_WA - Miscellaneous_Existing_Water Heating_Natural Gas_Strategic Energy Management_A_Achievable Economic UCT Potential | F5 | Commercial | WA - Miscellaneous | Existing | Water Heating | Natural Gas | Strategic Energy Management | A | Incremental Summer Peak Savings (MW) | Achievable Economic UCT Potential | 0 | 0 | 0 | 0 | 0 | 0 | 0 | 0 | 0 | 0 | 0 | 0 | 0 | 0 | 0 | 0 | 0 | 0 | 0 | 0 | 0 | 0 | 0 | 0 | 0 | 0 | 0
F6_Commercial_WA - Miscellaneous_Existing_Water Heating_Natural Gas_Strategic Energy Management_A_Achievable Economic UCT Potential | F6 | Commercial | WA - Miscellaneous | Existing | Water Heating | Natural Gas | Strategic Energy Management | A | Incremental Winter Peak Savings (MW) | Achievable Economic UCT Potential | 0 | 0 | 0 | 0 | 0 | 0 | 0 | 0 | 0 | 0 | 0 | 0 | 0 | 0 | 0 | 0 | 0 | 0 | 0 | 0 | 0 | 0 | 0 | 0 | 0 | 0 | 0
F7_Commercial_WA - Miscellaneous_Existing_Water Heating_Natural Gas_Strategic Energy Management_A_Achievable Economic UCT Potential | F7 | Commercial | WA - Miscellaneous | Existing | Water Heating | Natural Gas | Strategic Energy Management | A | Cumulative Energy Savings (MWh or mTherms) | Achievable Economic UCT Potential | 0 | 0 | 0 | 0.94923 | 2.8289 | 4.6212 | 5.4429 | 5.3132 | 5.1812 | 5.055 | 4.9324 | 4.8194 | 4.7212 | 4.6433 | 4.606 | 4.5723 | 4.5477 | 4.5307 | 4.5172 | 4.5063 | 4.4985 | 4.4928 | 4.4887 | 4.4857 | 4.4819 | 4.4811 | 4.4804
F8_Commercial_WA - Miscellaneous_Existing_Water Heating_Natural Gas_Strategic Energy Management_A_Achievable Economic UCT Potential | F8 | Commercial | WA - Miscellaneous | Existing | Water Heating | Natural Gas | Strategic Energy Management | A | Cumulative Summer Peak Savings (MW) | Achievable Economic UCT Potential | 0 | 0 | 0 | 0 | 0 | 0 | 0 | 0 | 0 | 0 | 0 | 0 | 0 | 0 | 0 | 0 | 0 | 0 | 0 | 0 | 0 | 0 | 0 | 0 | 0 | 0 | 0
F9_Commercial_WA - Miscellaneous_Existing_Water Heating_Natural Gas_Strategic Energy Management_A_Achievable Economic UCT Potential | F9 | Commercial | WA - Miscellaneous | Existing | Water Heating | Natural Gas | Strategic Energy Management | A | Cumulative Winter Peak Savings (MW) | Achievable Economic UCT Potential | 0 | 0 | 0 | 0 | 0 | 0 | 0 | 0 | 0 | 0 | 0 | 0 | 0 | 0 | 0 | 0 | 0 | 0 | 0 | 0 | 0 | 0 | 0 | 0 | 0 | 0 | 0
F10_Commercial_WA - Miscellaneous_Existing_Water Heating_Natural Gas_Strategic Energy Management_A_Achievable Economic UCT Potential | F10 | Commercial | WA - Miscellaneous | Existing | Water Heating | Natural Gas | Strategic Energy Management | A | Purchases (Incremental) | Achievable Economic UCT Potential | 0 | 0 | 0 | 21675.2494 | 44491.3013 | 44491.3013 | 22816.052 | 7.276e-12 | 0 | 0 | 0 | 0 | 0 | 0 | 0 | 0 | 0 | 0 | 0 | 0 | 0 | 0 | 0 | 0 | 0 | 0 | 0
F11_Commercial_WA - Miscellaneous_Existing_Water Heating_Natural Gas_Strategic Energy Management_A_Achievable Economic UCT Potential | F11 | Commercial | WA - Miscellaneous | Existing | Water Heating | Natural Gas | Strategic Energy Management | A | Purchases (Cumulative) | Achievable Economic UCT Potential | 0 | 0 | 0 | 21675.2494 | 66166.5507 | 110657.852 | 133473.9039 | 133473.9039 | 133473.9039 | 133473.9039 | 133473.9039 | 133473.9039 | 133473.9039 | 133473.9039 | 133473.9039 | 133473.9039 | 133473.9039 | 133473.9039 | 133473.9039 | 133473.9039 | 133473.9039 | 133473.9039 | 133473.9039 | 133473.9039 | 133473.9039 | 133473.9039 | 133473.9039
F1_Commercial_WA - Miscellaneous_Existing_Space Heating_Natural Gas_Retrocommissioning_A_Achievable Economic UCT Potential | F1 | Commercial | WA - Miscellaneous | Existing | Space Heating | Natural Gas | Retrocommissioning | A | Integrated Unit Energy Savings (kWh or therms) | Achievable Economic UCT Potential | 0 | 0 | 0.024312 | 0.024168 | 0.023989 | 0.023789 | 0.023577 | 0.023351 | 0.023109 | 0.022843 | 0.022556 | 0.02225 | 0.021931 | 0.021613 | 0.021295 | 0.020985 | 0.020694 | 0.02043 | 0.020212 | 0.020043 | 0.0199 | 0.019792 | 0.019691 | 0.01964 | 0.019591 | 0.019543 | 0.019498
F2_Commercial_WA - Miscellaneous_Existing_Space Heating_Natural Gas_Retrocommissioning_A_Achievable Economic UCT Potential | F2 | Commercial | WA - Miscellaneous | Existing | Space Heating | Natural Gas | Retrocommissioning | A | Integrated Unit Summer Peak Savings (kW) | Achievable Economic UCT Potential | 0 | 0 | 0 | 0 | 0 | 0 | 0 | 0 | 0 | 0 | 0 | 0 | 0 | 0 | 0 | 0 | 0 | 0 | 0 | 0 | 0 | 0 | 0 | 0 | 0 | 0 | 0
F3_Commercial_WA - Miscellaneous_Existing_Space Heating_Natural Gas_Retrocommissioning_A_Achievable Economic UCT Potential | F3 | Commercial | WA - Miscellaneous | Existing | Space Heating | Natural Gas | Retrocommissioning | A | Integrated Unit Winter Peak Savings (kW) | Achievable Economic UCT Potential | 0 | 0 | 0 | 0 | 0 | 0 | 0 | 0 | 0 | 0 | 0 | 0 | 0 | 0 | 0 | 0 | 0 | 0 | 0 | 0 | 0 | 0 | 0 | 0 | 0 | 0 | 0
F4_Commercial_WA - Miscellaneous_Existing_Space Heating_Natural Gas_Retrocommissioning_A_Achievable Economic UCT Potential | F4 | Commercial | WA - Miscellaneous | Existing | Space Heating | Natural Gas | Retrocommissioning | A | Incremental Energy Savings (MWh or mTherms) | Achievable Economic UCT Potential | 0 | 0 | 0 | 1.3313 | 2.7124 | 2.6897 | 1.3671 | 0 | 3.3628e-16 | 0 | 0 | 0 | 0 | 0 | 0 | 0 | 0 | 0 | 0 | 0 | 0 | 0 | 0 | 0 | 0 | 0 | 0
F5_Commercial_WA - Miscellaneous_Existing_Space Heating_Natural Gas_Retrocommissioning_A_Achievable Economic UCT Potential | F5 | Commercial | WA - Miscellaneous | Existing | Space Heating | Natural Gas | Retrocommissioning | A | Incremental Summer Peak Savings (MW) | Achievable Economic UCT Potential | 0 | 0 | 0 | 0 | 0 | 0 | 0 | 0 | 0 | 0 | 0 | 0 | 0 | 0 | 0 | 0 | 0 | 0 | 0 | 0 | 0 | 0 | 0 | 0 | 0 | 0 | 0
F6_Commercial_WA - Miscellaneous_Existing_Space Heating_Natural Gas_Retrocommissioning_A_Achievable Economic UCT Potential | F6 | Commercial | WA - Miscellaneous | Existing | Space Heating | Natural Gas | Retrocommissioning | A | Incremental Winter Peak Savings (MW) | Achievable Economic UCT Potential | 0 | 0 | 0 | 0 | 0 | 0 | 0 | 0 | 0 | 0 | 0 | 0 | 0 | 0 | 0 | 0 | 0 | 0 | 0 | 0 | 0 | 0 | 0 | 0 | 0 | 0 | 0
F7_Commercial_WA - Miscellaneous_Existing_Space Heating_Natural Gas_Retrocommissioning_A_Achievable Economic UCT Potential | F7 | Commercial | WA - Miscellaneous | Existing | Space Heating | Natural Gas | Retrocommissioning | A | Cumulative Energy Savings (MWh or mTherms) | Achievable Economic UCT Potential | 0 | 0 | 0 | 1.3313 | 4.0338 | 6.6899 | 7.9974 | 7.9206 | 7.8386 | 7.7485 | 7.651 | 7.5472 | 7.4392 | 7.3312 | 7.2234 | 7.1183 | 7.0193 | 6.9299 | 6.856 | 6.7985 | 6.7502 | 6.7134 | 6.6794 | 6.6619 | 6.6452 | 6.6292 | 6.6138
F8_Commercial_WA - Miscellaneous_Existing_Space Heating_Natural Gas_Retrocommissioning_A_Achievable Economic UCT Potential | F8 | Commercial | WA - Miscellaneous | Existing | Space Heating | Natural Gas | Retrocommissioning | A | Cumulative Summer Peak Savings (MW) | Achievable Economic UCT Potential | 0 | 0 | 0 | 0 | 0 | 0 | 0 | 0 | 0 | 0 | 0 | 0 | 0 | 0 | 0 | 0 | 0 | 0 | 0 | 0 | 0 | 0 | 0 | 0 | 0 | 0 | 0
F9_Commercial_WA - Miscellaneous_Existing_Space Heating_Natural Gas_Retrocommissioning_A_Achievable Economic UCT Potential | F9 | Commercial | WA - Miscellaneous | Existing | Space Heating | Natural Gas | Retrocommissioning | A | Cumulative Winter Peak Savings (MW) | Achievable Economic UCT Potential | 0 | 0 | 0 | 0 | 0 | 0 | 0 | 0 | 0 | 0 | 0 | 0 | 0 | 0 | 0 | 0 | 0 | 0 | 0 | 0 | 0 | 0 | 0 | 0 | 0 | 0 | 0
F10_Commercial_WA - Miscellaneous_Existing_Space Heating_Natural Gas_Retrocommissioning_A_Achievable Economic UCT Potential | F10 | Commercial | WA - Miscellaneous | Existing | Space Heating | Natural Gas | Retrocommissioning | A | Purchases (Incremental) | Achievable Economic UCT Potential | 0 | 0 | 0 | 55084.4405 | 113068.0621 | 113068.0621 | 57983.6216 | 0 | 1.4552e-11 | 0 | 0 | 0 | 0 | 0 | 0 | 0 | 0 | 0 | 0 | 0 | 0 | 0 | 0 | 0 | 0 | 0 | 0
F11_Commercial_WA - Miscellaneous_Existing_Space Heating_Natural Gas_Retrocommissioning_A_Achievable Economic UCT Potential | F11 | Commercial | WA - Miscellaneous | Existing | Space Heating | Natural Gas | Retrocommissioning | A | Purchases (Cumulative) | Achievable Economic UCT Potential | 0 | 0 | 0 | 55084.4405 | 168152.5026 | 281220.5648 | 339204.1864 | 339204.1864 | 339204.1864 | 339204.1864 | 339204.1864 | 339204.1864 | 339204.1864 | 339204.1864 | 339204.1864 | 339204.1864 | 339204.1864 | 339204.1864 | 339204.1864 | 339204.1864 | 339204.1864 | 339204.1864 | 339204.1864 | 339204.1864 | 339204.1864 | 339204.1864 | 339204.1864
F1_Commercial_WA - Miscellaneous_Existing_Water Heating_Natural Gas_Retrocommissioning_A_Achievable Economic UCT Potential | F1 | Commercial | WA - Miscellaneous | Existing | Water Heating | Natural Gas | Retrocommissioning | A | Integrated Unit Energy Savings (kWh or therms) | Achievable Economic UCT Potential | 0 | 0 | 0.055062 | 0.053751 | 0.052429 | 0.051166 | 0.049939 | 0.048749 | 0.047538 | 0.046381 | 0.045256 | 0.044219 | 0.043318 | 0.042603 | 0.042261 | 0.041952 | 0.041726 | 0.04157 | 0.041446 | 0.041346 | 0.041274 | 0.041222 | 0.041184 | 0.041157 | 0.041122 | 0.041115 | 0.041108
F2_Commercial_WA - Miscellaneous_Existing_Water Heating_Natural Gas_Retrocommissioning_A_Achievable Economic UCT Potential | F2 | Commercial | WA - Miscellaneous | Existing | Water Heating | Natural Gas | Retrocommissioning | A | Integrated Unit Summer Peak Savings (kW) | Achievable Economic UCT Potential | 0 | 0 | 0 | 0 | 0 | 0 | 0 | 0 | 0 | 0 | 0 | 0 | 0 | 0 | 0 | 0 | 0 | 0 | 0 | 0 | 0 | 0 | 0 | 0 | 0 | 0 | 0
F3_Commercial_WA - Miscellaneous_Existing_Water Heating_Natural Gas_Retrocommissioning_A_Achievable Economic UCT Potential | F3 | Commercial | WA - Miscellaneous | Existing | Water Heating | Natural Gas | Retrocommissioning | A | Integrated Unit Winter Peak Savings (kW) | Achievable Economic UCT Potential | 0 | 0 | 0 | 0 | 0 | 0 | 0 | 0 | 0 | 0 | 0 | 0 | 0 | 0 | 0 | 0 | 0 | 0 | 0 | 0 | 0 | 0 | 0 | 0 | 0 | 0 | 0
F4_Commercial_WA - Miscellaneous_Existing_Water Heating_Natural Gas_Retrocommissioning_A_Achievable Economic UCT Potential | F4 | Commercial | WA - Miscellaneous | Existing | Water Heating | Natural Gas | Retrocommissioning | A | Incremental Energy Savings (MWh or mTherms) | Achievable Economic UCT Potential | 0 | 0 | 0 | 2.1923 | 4.3894 | 4.2836 | 2.1441 | 0 | 0 | 0 | 0 | 0 | 0 | 0 | 0 | 0 | 0 | 0 | 0 | 0 | 0 | 0 | 0 | 0 | 0 | 0 | 0
F5_Commercial_WA - Miscellaneous_Existing_Water Heating_Natural Gas_Retrocommissioning_A_Achievable Economic UCT Potential | F5 | Commercial | WA - Miscellaneous | Existing | Water Heating | Natural Gas | Retrocommissioning | A | Incremental Summer Peak Savings (MW) | Achievable Economic UCT Potential | 0 | 0 | 0 | 0 | 0 | 0 | 0 | 0 | 0 | 0 | 0 | 0 | 0 | 0 | 0 | 0 | 0 | 0 | 0 | 0 | 0 | 0 | 0 | 0 | 0 | 0 | 0
F6_Commercial_WA - Miscellaneous_Existing_Water Heating_Natural Gas_Retrocommissioning_A_Achievable Economic UCT Potential | F6 | Commercial | WA - Miscellaneous | Existing | Water Heating | Natural Gas | Retrocommissioning | A | Incremental Winter Peak Savings (MW) | Achievable Economic UCT Potential | 0 | 0 | 0 | 0 | 0 | 0 | 0 | 0 | 0 | 0 | 0 | 0 | 0 | 0 | 0 | 0 | 0 | 0 | 0 | 0 | 0 | 0 | 0 | 0 | 0 | 0 | 0
F7_Commercial_WA - Miscellaneous_Existing_Water Heating_Natural Gas_Retrocommissioning_A_Achievable Economic UCT Potential | F7 | Commercial | WA - Miscellaneous | Existing | Water Heating | Natural Gas | Retrocommissioning | A | Cumulative Energy Savings (MWh or mTherms) | Achievable Economic UCT Potential | 0 | 0 | 0 | 2.1923 | 6.5278 | 10.6541 | 12.5428 | 12.2439 | 11.9397 | 11.649 | 11.3665 | 11.106 | 10.8797 | 10.7003 | 10.6144 | 10.5366 | 10.4799 | 10.4408 | 10.4096 | 10.3846 | 10.3665 | 10.3534 | 10.3439 | 10.337 | 10.3283 | 10.3264 | 10.3248
F8_Commercial_WA - Miscellaneous_Existing_Water Heating_Natural Gas_Retrocommissioning_A_Achievable Economic UCT Potential | F8 | Commercial | WA - Miscellaneous | Existing | Water Heating | Natural Gas | Retrocommissioning | A | Cumulative Summer Peak Savings (MW) | Achievable Economic UCT Potential | 0 | 0 | 0 | 0 | 0 | 0 | 0 | 0 | 0 | 0 | 0 | 0 | 0 | 0 | 0 | 0 | 0 | 0 | 0 | 0 | 0 | 0 | 0 | 0 | 0 | 0 | 0
F9_Commercial_WA - Miscellaneous_Existing_Water Heating_Natural Gas_Retrocommissioning_A_Achievable Economic UCT Potential | F9 | Commercial | WA - Miscellaneous | Existing | Water Heating | Natural Gas | Retrocommissioning | A | Cumulative Winter Peak Savings (MW) | Achievable Economic UCT Potential | 0 | 0 | 0 | 0 | 0 | 0 | 0 | 0 | 0 | 0 | 0 | 0 | 0 | 0 | 0 | 0 | 0 | 0 | 0 | 0 | 0 | 0 | 0 | 0 | 0 | 0 | 0
F10_Commercial_WA - Miscellaneous_Existing_Water Heating_Natural Gas_Retrocommissioning_A_Achievable Economic UCT Potential | F10 | Commercial | WA - Miscellaneous | Existing | Water Heating | Natural Gas | Retrocommissioning | A | Purchases (Incremental) | Achievable Economic UCT Potential | 0 | 0 | 0 | 40786.7595 | 83720.1906 | 83720.1906 | 42933.4311 | 0 | 0 | 0 | 0 | 0 | 0 | 0 | 0 | 0 | 0 | 0 | 0 | 0 | 0 | 0 | 0 | 0 | 0 | 0 | 0
F11_Commercial_WA - Miscellaneous_Existing_Water Heating_Natural Gas_Retrocommissioning_A_Achievable Economic UCT Potential | F11 | Commercial | WA - Miscellaneous | Existing | Water Heating | Natural Gas | Retrocommissioning | A | Purchases (Cumulative) | Achievable Economic UCT Potential | 0 | 0 | 0 | 40786.7595 | 124506.9502 | 208227.1408 | 251160.5719 | 251160.5719 | 251160.5719 | 251160.5719 | 251160.5719 | 251160.5719 | 251160.5719 | 251160.5719 | 251160.5719 | 251160.5719 | 251160.5719 | 251160.5719 | 251160.5719 | 251160.5719 | 251160.5719 | 251160.5719 | 251160.5719 | 251160.5719 | 251160.5719 | 251160.5719 | 251160.5719
F1_Commercial_WA - Miscellaneous_New_Space Heating_Natural Gas_Insulation - Ceiling_A_Achievable Economic UCT Potential | F1 | Commercial | WA - Miscellaneous | New | Space Heating | Natural Gas | Insulation - Ceiling | A | Integrated Unit Energy Savings (kWh or therms) | Achievable Economic UCT Potential | 0 | 0 | 0 | 0 | 0 | 0 | 0 | 0 | 0 | 0 | 0 | 0 | 0 | 0 | 0 | 0 | 0 | 0 | 0 | 0 | 0 | 0 | 0 | 0 | 0 | 0 | 0
F2_Commercial_WA - Miscellaneous_New_Space Heating_Natural Gas_Insulation - Ceiling_A_Achievable Economic UCT Potential | F2 | Commercial | WA - Miscellaneous | New | Space Heating | Natural Gas | Insulation - Ceiling | A | Integrated Unit Summer Peak Savings (kW) | Achievable Economic UCT Potential | 0 | 0 | 0 | 0 | 0 | 0 | 0 | 0 | 0 | 0 | 0 | 0 | 0 | 0 | 0 | 0 | 0 | 0 | 0 | 0 | 0 | 0 | 0 | 0 | 0 | 0 | 0
F3_Commercial_WA - Miscellaneous_New_Space Heating_Natural Gas_Insulation - Ceiling_A_Achievable Economic UCT Potential | F3 | Commercial | WA - Miscellaneous | New | Space Heating | Natural Gas | Insulation - Ceiling | A | Integrated Unit Winter Peak Savings (kW) | Achievable Economic UCT Potential | 0 | 0 | 0 | 0 | 0 | 0 | 0 | 0 | 0 | 0 | 0 | 0 | 0 | 0 | 0 | 0 | 0 | 0 | 0 | 0 | 0 | 0 | 0 | 0 | 0 | 0 | 0
F4_Commercial_WA - Miscellaneous_New_Space Heating_Natural Gas_Insulation - Ceiling_A_Achievable Economic UCT Potential | F4 | Commercial | WA - Miscellaneous | New | Space Heating | Natural Gas | Insulation - Ceiling | A | Incremental Energy Savings (MWh or mTherms) | Achievable Economic UCT Potential | 0 | 0 | 0 | 0 | 0 | 0 | 0 | 0 | 0 | 0 | 0 | 0 | 0 | 0 | 0 | 0 | 0 | 0 | 0 | 0 | 0 | 0 | 0 | 0 | 0 | 0 | 0
F5_Commercial_WA - Miscellaneous_New_Space Heating_Natural Gas_Insulation - Ceiling_A_Achievable Economic UCT Potential | F5 | Commercial | WA - Miscellaneous | New | Space Heating | Natural Gas | Insulation - Ceiling | A | Incremental Summer Peak Savings (MW) | Achievable Economic UCT Potential | 0 | 0 | 0 | 0 | 0 | 0 | 0 | 0 | 0 | 0 | 0 | 0 | 0 | 0 | 0 | 0 | 0 | 0 | 0 | 0 | 0 | 0 | 0 | 0 | 0 | 0 | 0
F6_Commercial_WA - Miscellaneous_New_Space Heating_Natural Gas_Insulation - Ceiling_A_Achievable Economic UCT Potential | F6 | Commercial | WA - Miscellaneous | New | Space Heating | Natural Gas | Insulation - Ceiling | A | Incremental Winter Peak Savings (MW) | Achievable Economic UCT Potential | 0 | 0 | 0 | 0 | 0 | 0 | 0 | 0 | 0 | 0 | 0 | 0 | 0 | 0 | 0 | 0 | 0 | 0 | 0 | 0 | 0 | 0 | 0 | 0 | 0 | 0 | 0
F7_Commercial_WA - Miscellaneous_New_Space Heating_Natural Gas_Insulation - Ceiling_A_Achievable Economic UCT Potential | F7 | Commercial | WA - Miscellaneous | New | Space Heating | Natural Gas | Insulation - Ceiling | A | Cumulative Energy Savings (MWh or mTherms) | Achievable Economic UCT Potential | 0 | 0 | 0 | 0 | 0 | 0 | 0 | 0 | 0 | 0 | 0 | 0 | 0 | 0 | 0 | 0 | 0 | 0 | 0 | 0 | 0 | 0 | 0 | 0 | 0 | 0 | 0
F8_Commercial_WA - Miscellaneous_New_Space Heating_Natural Gas_Insulation - Ceiling_A_Achievable Economic UCT Potential | F8 | Commercial | WA - Miscellaneous | New | Space Heating | Natural Gas | Insulation - Ceiling | A | Cumulative Summer Peak Savings (MW) | Achievable Economic UCT Potential | 0 | 0 | 0 | 0 | 0 | 0 | 0 | 0 | 0 | 0 | 0 | 0 | 0 | 0 | 0 | 0 | 0 | 0 | 0 | 0 | 0 | 0 | 0 | 0 | 0 | 0 | 0
F9_Commercial_WA - Miscellaneous_New_Space Heating_Natural Gas_Insulation - Ceiling_A_Achievable Economic UCT Potential | F9 | Commercial | WA - Miscellaneous | New | Space Heating | Natural Gas | Insulation - Ceiling | A | Cumulative Winter Peak Savings (MW) | Achievable Economic UCT Potential | 0 | 0 | 0 | 0 | 0 | 0 | 0 | 0 | 0 | 0 | 0 | 0 | 0 | 0 | 0 | 0 | 0 | 0 | 0 | 0 | 0 | 0 | 0 | 0 | 0 | 0 | 0
F10_Commercial_WA - Miscellaneous_New_Space Heating_Natural Gas_Insulation - Ceiling_A_Achievable Economic UCT Potential | F10 | Commercial | WA - Miscellaneous | New | Space Heating | Natural Gas | Insulation - Ceiling | A | Purchases (Incremental) | Achievable Economic UCT Potential | 0 | 0 | 0 | 0 | 0 | 0 | 0 | 0 | 0 | 0 | 0 | 0 | 0 | 0 | 0 | 0 | 0 | 0 | 0 | 0 | 0 | 0 | 0 | 0 | 0 | 0 | 0
F11_Commercial_WA - Miscellaneous_New_Space Heating_Natural Gas_Insulation - Ceiling_A_Achievable Economic UCT Potential | F11 | Commercial | WA - Miscellaneous | New | Space Heating | Natural Gas | Insulation - Ceiling | A | Purchases (Cumulative) | Achievable Economic UCT Potential | 0 | 0 | 0 | 0 | 0 | 0 | 0 | 0 | 0 | 0 | 0 | 0 | 0 | 0 | 0 | 0 | 0 | 0 | 0 | 0 | 0 | 0 | 0 | 0 | 0 | 0 | 0
F1_Commercial_WA - Miscellaneous_New_Space Heating_Natural Gas_Insulation - Ducting_A_Achievable Economic UCT Potential | F1 | Commercial | WA - Miscellaneous | New | Space Heating | Natural Gas | Insulation - Ducting | A | Integrated Unit Energy Savings (kWh or therms) | Achievable Economic UCT Potential | 0 | 0 | 0 | 0 | 0 | 0 | 0 | 0 | 0 | 0 | 0 | 0 | 0 | 0 | 0 | 0 | 0 | 0 | 0 | 0 | 0 | 0 | 0 | 0 | 0 | 0 | 0
F2_Commercial_WA - Miscellaneous_New_Space Heating_Natural Gas_Insulation - Ducting_A_Achievable Economic UCT Potential | F2 | Commercial | WA - Miscellaneous | New | Space Heating | Natural Gas | Insulation - Ducting | A | Integrated Unit Summer Peak Savings (kW) | Achievable Economic UCT Potential | 0 | 0 | 0 | 0 | 0 | 0 | 0 | 0 | 0 | 0 | 0 | 0 | 0 | 0 | 0 | 0 | 0 | 0 | 0 | 0 | 0 | 0 | 0 | 0 | 0 | 0 | 0
F3_Commercial_WA - Miscellaneous_New_Space Heating_Natural Gas_Insulation - Ducting_A_Achievable Economic UCT Potential | F3 | Commercial | WA - Miscellaneous | New | Space Heating | Natural Gas | Insulation - Ducting | A | Integrated Unit Winter Peak Savings (kW) | Achievable Economic UCT Potential | 0 | 0 | 0 | 0 | 0 | 0 | 0 | 0 | 0 | 0 | 0 | 0 | 0 | 0 | 0 | 0 | 0 | 0 | 0 | 0 | 0 | 0 | 0 | 0 | 0 | 0 | 0
F4_Commercial_WA - Miscellaneous_New_Space Heating_Natural Gas_Insulation - Ducting_A_Achievable Economic UCT Potential | F4 | Commercial | WA - Miscellaneous | New | Space Heating | Natural Gas | Insulation - Ducting | A | Incremental Energy Savings (MWh or mTherms) | Achievable Economic UCT Potential | 0 | 0 | 0 | 0 | 0 | 0 | 0 | 0 | 0 | 0 | 0 | 0 | 0 | 0 | 0 | 0 | 0 | 0 | 0 | 0 | 0 | 0 | 0 | 0 | 0 | 0 | 0
F5_Commercial_WA - Miscellaneous_New_Space Heating_Natural Gas_Insulation - Ducting_A_Achievable Economic UCT Potential | F5 | Commercial | WA - Miscellaneous | New | Space Heating | Natural Gas | Insulation - Ducting | A | Incremental Summer Peak Savings (MW) | Achievable Economic UCT Potential | 0 | 0 | 0 | 0 | 0 | 0 | 0 | 0 | 0 | 0 | 0 | 0 | 0 | 0 | 0 | 0 | 0 | 0 | 0 | 0 | 0 | 0 | 0 | 0 | 0 | 0 | 0
F6_Commercial_WA - Miscellaneous_New_Space Heating_Natural Gas_Insulation - Ducting_A_Achievable Economic UCT Potential | F6 | Commercial | WA - Miscellaneous | New | Space Heating | Natural Gas | Insulation - Ducting | A | Incremental Winter Peak Savings (MW) | Achievable Economic UCT Potential | 0 | 0 | 0 | 0 | 0 | 0 | 0 | 0 | 0 | 0 | 0 | 0 | 0 | 0 | 0 | 0 | 0 | 0 | 0 | 0 | 0 | 0 | 0 | 0 | 0 | 0 | 0
F7_Commercial_WA - Miscellaneous_New_Space Heating_Natural Gas_Insulation - Ducting_A_Achievable Economic UCT Potential | F7 | Commercial | WA - Miscellaneous | New | Space Heating | Natural Gas | Insulation - Ducting | A | Cumulative Energy Savings (MWh or mTherms) | Achievable Economic UCT Potential | 0 | 0 | 0 | 0 | 0 | 0 | 0 | 0 | 0 | 0 | 0 | 0 | 0 | 0 | 0 | 0 | 0 | 0 | 0 | 0 | 0 | 0 | 0 | 0 | 0 | 0 | 0
F8_Commercial_WA - Miscellaneous_New_Space Heating_Natural Gas_Insulation - Ducting_A_Achievable Economic UCT Potential | F8 | Commercial | WA - Miscellaneous | New | Space Heating | Natural Gas | Insulation - Ducting | A | Cumulative Summer Peak Savings (MW) | Achievable Economic UCT Potential | 0 | 0 | 0 | 0 | 0 | 0 | 0 | 0 | 0 | 0 | 0 | 0 | 0 | 0 | 0 | 0 | 0 | 0 | 0 | 0 | 0 | 0 | 0 | 0 | 0 | 0 | 0
F9_Commercial_WA - Miscellaneous_New_Space Heating_Natural Gas_Insulation - Ducting_A_Achievable Economic UCT Potential | F9 | Commercial | WA - Miscellaneous | New | Space Heating | Natural Gas | Insulation - Ducting | A | Cumulative Winter Peak Savings (MW) | Achievable Economic UCT Potential | 0 | 0 | 0 | 0 | 0 | 0 | 0 | 0 | 0 | 0 | 0 | 0 | 0 | 0 | 0 | 0 | 0 | 0 | 0 | 0 | 0 | 0 | 0 | 0 | 0 | 0 | 0
F10_Commercial_WA - Miscellaneous_New_Space Heating_Natural Gas_Insulation - Ducting_A_Achievable Economic UCT Potential | F10 | Commercial | WA - Miscellaneous | New | Space Heating | Natural Gas | Insulation - Ducting | A | Purchases (Incremental) | Achievable Economic UCT Potential | 0 | 0 | 0 | 0 | 0 | 0 | 0 | 0 | 0 | 0 | 0 | 0 | 0 | 0 | 0 | 0 | 0 | 0 | 0 | 0 | 0 | 0 | 0 | 0 | 0 | 0 | 0
F11_Commercial_WA - Miscellaneous_New_Space Heating_Natural Gas_Insulation - Ducting_A_Achievable Economic UCT Potential | F11 | Commercial | WA - Miscellaneous | New | Space Heating | Natural Gas | Insulation - Ducting | A | Purchases (Cumulative) | Achievable Economic UCT Potential | 0 | 0 | 0 | 0 | 0 | 0 | 0 | 0 | 0 | 0 | 0 | 0 | 0 | 0 | 0 | 0 | 0 | 0 | 0 | 0 | 0 | 0 | 0 | 0 | 0 | 0 | 0
F1_Commercial_WA - Miscellaneous_New_Space Heating_Natural Gas_Insulation - Wall Cavity_A_Achievable Economic UCT Potential | F1 | Commercial | WA - Miscellaneous | New | Space Heating | Natural Gas | Insulation - Wall Cavity | A | Integrated Unit Energy Savings (kWh or therms) | Achievable Economic UCT Potential | 0 | 0 | 0 | 0 | 0 | 0 | 0 | 0 | 0 | 0 | 0 | 0 | 0 | 0 | 0 | 0 | 0 | 0 | 0 | 0 | 0 | 0 | 0 | 0 | 0 | 0 | 0
F2_Commercial_WA - Miscellaneous_New_Space Heating_Natural Gas_Insulation - Wall Cavity_A_Achievable Economic UCT Potential | F2 | Commercial | WA - Miscellaneous | New | Space Heating | Natural Gas | Insulation - Wall Cavity | A | Integrated Unit Summer Peak Savings (kW) | Achievable Economic UCT Potential | 0 | 0 | 0 | 0 | 0 | 0 | 0 | 0 | 0 | 0 | 0 | 0 | 0 | 0 | 0 | 0 | 0 | 0 | 0 | 0 | 0 | 0 | 0 | 0 | 0 | 0 | 0
F3_Commercial_WA - Miscellaneous_New_Space Heating_Natural Gas_Insulation - Wall Cavity_A_Achievable Economic UCT Potential | F3 | Commercial | WA - Miscellaneous | New | Space Heating | Natural Gas | Insulation - Wall Cavity | A | Integrated Unit Winter Peak Savings (kW) | Achievable Economic UCT Potential | 0 | 0 | 0 | 0 | 0 | 0 | 0 | 0 | 0 | 0 | 0 | 0 | 0 | 0 | 0 | 0 | 0 | 0 | 0 | 0 | 0 | 0 | 0 | 0 | 0 | 0 | 0
F4_Commercial_WA - Miscellaneous_New_Space Heating_Natural Gas_Insulation - Wall Cavity_A_Achievable Economic UCT Potential | F4 | Commercial | WA - Miscellaneous | New | Space Heating | Natural Gas | Insulation - Wall Cavity | A | Incremental Energy Savings (MWh or mTherms) | Achievable Economic UCT Potential | 0 | 0 | 0 | 0 | 0 | 0 | 0 | 0 | 0 | 0 | 0 | 0 | 0 | 0 | 0 | 0 | 0 | 0 | 0 | 0 | 0 | 0 | 0 | 0 | 0 | 0 | 0
F5_Commercial_WA - Miscellaneous_New_Space Heating_Natural Gas_Insulation - Wall Cavity_A_Achievable Economic UCT Potential | F5 | Commercial | WA - Miscellaneous | New | Space Heating | Natural Gas | Insulation - Wall Cavity | A | Incremental Summer Peak Savings (MW) | Achievable Economic UCT Potential | 0 | 0 | 0 | 0 | 0 | 0 | 0 | 0 | 0 | 0 | 0 | 0 | 0 | 0 | 0 | 0 | 0 | 0 | 0 | 0 | 0 | 0 | 0 | 0 | 0 | 0 | 0
F6_Commercial_WA - Miscellaneous_New_Space Heating_Natural Gas_Insulation - Wall Cavity_A_Achievable Economic UCT Potential | F6 | Commercial | WA - Miscellaneous | New | Space Heating | Natural Gas | Insulation - Wall Cavity | A | Incremental Winter Peak Savings (MW) | Achievable Economic UCT Potential | 0 | 0 | 0 | 0 | 0 | 0 | 0 | 0 | 0 | 0 | 0 | 0 | 0 | 0 | 0 | 0 | 0 | 0 | 0 | 0 | 0 | 0 | 0 | 0 | 0 | 0 | 0
F7_Commercial_WA - Miscellaneous_New_Space Heating_Natural Gas_Insulation - Wall Cavity_A_Achievable Economic UCT Potential | F7 | Commercial | WA - Miscellaneous | New | Space Heating | Natural Gas | Insulation - Wall Cavity | A | Cumulative Energy Savings (MWh or mTherms) | Achievable Economic UCT Potential | 0 | 0 | 0 | 0 | 0 | 0 | 0 | 0 | 0 | 0 | 0 | 0 | 0 | 0 | 0 | 0 | 0 | 0 | 0 | 0 | 0 | 0 | 0 | 0 | 0 | 0 | 0
F8_Commercial_WA - Miscellaneous_New_Space Heating_Natural Gas_Insulation - Wall Cavity_A_Achievable Economic UCT Potential | F8 | Commercial | WA - Miscellaneous | New | Space Heating | Natural Gas | Insulation - Wall Cavity | A | Cumulative Summer Peak Savings (MW) | Achievable Economic UCT Potential | 0 | 0 | 0 | 0 | 0 | 0 | 0 | 0 | 0 | 0 | 0 | 0 | 0 | 0 | 0 | 0 | 0 | 0 | 0 | 0 | 0 | 0 | 0 | 0 | 0 | 0 | 0
F9_Commercial_WA - Miscellaneous_New_Space Heating_Natural Gas_Insulation - Wall Cavity_A_Achievable Economic UCT Potential | F9 | Commercial | WA - Miscellaneous | New | Space Heating | Natural Gas | Insulation - Wall Cavity | A | Cumulative Winter Peak Savings (MW) | Achievable Economic UCT Potential | 0 | 0 | 0 | 0 | 0 | 0 | 0 | 0 | 0 | 0 | 0 | 0 | 0 | 0 | 0 | 0 | 0 | 0 | 0 | 0 | 0 | 0 | 0 | 0 | 0 | 0 | 0
F10_Commercial_WA - Miscellaneous_New_Space Heating_Natural Gas_Insulation - Wall Cavity_A_Achievable Economic UCT Potential | F10 | Commercial | WA - Miscellaneous | New | Space Heating | Natural Gas | Insulation - Wall Cavity | A | Purchases (Incremental) | Achievable Economic UCT Potential | 0 | 0 | 0 | 0 | 0 | 0 | 0 | 0 | 0 | 0 | 0 | 0 | 0 | 0 | 0 | 0 | 0 | 0 | 0 | 0 | 0 | 0 | 0 | 0 | 0 | 0 | 0
F11_Commercial_WA - Miscellaneous_New_Space Heating_Natural Gas_Insulation - Wall Cavity_A_Achievable Economic UCT Potential | F11 | Commercial | WA - Miscellaneous | New | Space Heating | Natural Gas | Insulation - Wall Cavity | A | Purchases (Cumulative) | Achievable Economic UCT Potential | 0 | 0 | 0 | 0 | 0 | 0 | 0 | 0 | 0 | 0 | 0 | 0 | 0 | 0 | 0 | 0 | 0 | 0 | 0 | 0 | 0 | 0 | 0 | 0 | 0 | 0 | 0
F1_Commercial_WA - Miscellaneous_New_Space Heating_Natural Gas_Green Roof - Vegetated Rooftop_A_Achievable Economic UCT Potential | F1 | Commercial | WA - Miscellaneous | New | Space Heating | Natural Gas | Green Roof - Vegetated Rooftop | A | Integrated Unit Energy Savings (kWh or therms) | Achievable Economic UCT Potential | 0 | 0 | 0 | 0 | 0 | 0 | 0 | 0 | 0 | 0 | 0 | 0 | 0 | 0 | 0 | 0 | 0 | 0 | 0 | 0 | 0 | 0 | 0 | 0 | 0 | 0 | 0
F2_Commercial_WA - Miscellaneous_New_Space Heating_Natural Gas_Green Roof - Vegetated Rooftop_A_Achievable Economic UCT Potential | F2 | Commercial | WA - Miscellaneous | New | Space Heating | Natural Gas | Green Roof - Vegetated Rooftop | A | Integrated Unit Summer Peak Savings (kW) | Achievable Economic UCT Potential | 0 | 0 | 0 | 0 | 0 | 0 | 0 | 0 | 0 | 0 | 0 | 0 | 0 | 0 | 0 | 0 | 0 | 0 | 0 | 0 | 0 | 0 | 0 | 0 | 0 | 0 | 0
F3_Commercial_WA - Miscellaneous_New_Space Heating_Natural Gas_Green Roof - Vegetated Rooftop_A_Achievable Economic UCT Potential | F3 | Commercial | WA - Miscellaneous | New | Space Heating | Natural Gas | Green Roof - Vegetated Rooftop | A | Integrated Unit Winter Peak Savings (kW) | Achievable Economic UCT Potential | 0 | 0 | 0 | 0 | 0 | 0 | 0 | 0 | 0 | 0 | 0 | 0 | 0 | 0 | 0 | 0 | 0 | 0 | 0 | 0 | 0 | 0 | 0 | 0 | 0 | 0 | 0
F4_Commercial_WA - Miscellaneous_New_Space Heating_Natural Gas_Green Roof - Vegetated Rooftop_A_Achievable Economic UCT Potential | F4 | Commercial | WA - Miscellaneous | New | Space Heating | Natural Gas | Green Roof - Vegetated Rooftop | A | Incremental Energy Savings (MWh or mTherms) | Achievable Economic UCT Potential | 0 | 0 | 0 | 0 | 0 | 0 | 0 | 0 | 0 | 0 | 0 | 0 | 0 | 0 | 0 | 0 | 0 | 0 | 0 | 0 | 0 | 0 | 0 | 0 | 0 | 0 | 0
F5_Commercial_WA - Miscellaneous_New_Space Heating_Natural Gas_Green Roof - Vegetated Rooftop_A_Achievable Economic UCT Potential | F5 | Commercial | WA - Miscellaneous | New | Space Heating | Natural Gas | Green Roof - Vegetated Rooftop | A | Incremental Summer Peak Savings (MW) | Achievable Economic UCT Potential | 0 | 0 | 0 | 0 | 0 | 0 | 0 | 0 | 0 | 0 | 0 | 0 | 0 | 0 | 0 | 0 | 0 | 0 | 0 | 0 | 0 | 0 | 0 | 0 | 0 | 0 | 0
F6_Commercial_WA - Miscellaneous_New_Space Heating_Natural Gas_Green Roof - Vegetated Rooftop_A_Achievable Economic UCT Potential | F6 | Commercial | WA - Miscellaneous | New | Space Heating | Natural Gas | Green Roof - Vegetated Rooftop | A | Incremental Winter Peak Savings (MW) | Achievable Economic UCT Potential | 0 | 0 | 0 | 0 | 0 | 0 | 0 | 0 | 0 | 0 | 0 | 0 | 0 | 0 | 0 | 0 | 0 | 0 | 0 | 0 | 0 | 0 | 0 | 0 | 0 | 0 | 0
F7_Commercial_WA - Miscellaneous_New_Space Heating_Natural Gas_Green Roof - Vegetated Rooftop_A_Achievable Economic UCT Potential | F7 | Commercial | WA - Miscellaneous | New | Space Heating | Natural Gas | Green Roof - Vegetated Rooftop | A | Cumulative Energy Savings (MWh or mTherms) | Achievable Economic UCT Potential | 0 | 0 | 0 | 0 | 0 | 0 | 0 | 0 | 0 | 0 | 0 | 0 | 0 | 0 | 0 | 0 | 0 | 0 | 0 | 0 | 0 | 0 | 0 | 0 | 0 | 0 | 0
F8_Commercial_WA - Miscellaneous_New_Space Heating_Natural Gas_Green Roof - Vegetated Rooftop_A_Achievable Economic UCT Potential | F8 | Commercial | WA - Miscellaneous | New | Space Heating | Natural Gas | Green Roof - Vegetated Rooftop | A | Cumulative Summer Peak Savings (MW) | Achievable Economic UCT Potential | 0 | 0 | 0 | 0 | 0 | 0 | 0 | 0 | 0 | 0 | 0 | 0 | 0 | 0 | 0 | 0 | 0 | 0 | 0 | 0 | 0 | 0 | 0 | 0 | 0 | 0 | 0
F9_Commercial_WA - Miscellaneous_New_Space Heating_Natural Gas_Green Roof - Vegetated Rooftop_A_Achievable Economic UCT Potential | F9 | Commercial | WA - Miscellaneous | New | Space Heating | Natural Gas | Green Roof - Vegetated Rooftop | A | Cumulative Winter Peak Savings (MW) | Achievable Economic UCT Potential | 0 | 0 | 0 | 0 | 0 | 0 | 0 | 0 | 0 | 0 | 0 | 0 | 0 | 0 | 0 | 0 | 0 | 0 | 0 | 0 | 0 | 0 | 0 | 0 | 0 | 0 | 0
F10_Commercial_WA - Miscellaneous_New_Space Heating_Natural Gas_Green Roof - Vegetated Rooftop_A_Achievable Economic UCT Potential | F10 | Commercial | WA - Miscellaneous | New | Space Heating | Natural Gas | Green Roof - Vegetated Rooftop | A | Purchases (Incremental) | Achievable Economic UCT Potential | 0 | 0 | 0 | 0 | 0 | 0 | 0 | 0 | 0 | 0 | 0 | 0 | 0 | 0 | 0 | 0 | 0 | 0 | 0 | 0 | 0 | 0 | 0 | 0 | 0 | 0 | 0
F11_Commercial_WA - Miscellaneous_New_Space Heating_Natural Gas_Green Roof - Vegetated Rooftop_A_Achievable Economic UCT Potential | F11 | Commercial | WA - Miscellaneous | New | Space Heating | Natural Gas | Green Roof - Vegetated Rooftop | A | Purchases (Cumulative) | Achievable Economic UCT Potential | 0 | 0 | 0 | 0 | 0 | 0 | 0 | 0 | 0 | 0 | 0 | 0 | 0 | 0 | 0 | 0 | 0 | 0 | 0 | 0 | 0 | 0 | 0 | 0 | 0 | 0 | 0
F1_Commercial_WA - Miscellaneous_New_Space Heating_Natural Gas_Ducting - Repair and Sealing_A_Achievable Economic UCT Potential | F1 | Commercial | WA - Miscellaneous | New | Space Heating | Natural Gas | Ducting - Repair and Sealing | A | Integrated Unit Energy Savings (kWh or therms) | Achievable Economic UCT Potential | 0 | 0 | 0 | 0 | 0 | 0 | 0 | 0 | 0 | 0 | 0 | 0 | 0 | 0 | 0 | 0 | 0 | 0 | 0 | 0 | 0 | 0 | 0 | 0 | 0 | 0 | 0
F2_Commercial_WA - Miscellaneous_New_Space Heating_Natural Gas_Ducting - Repair and Sealing_A_Achievable Economic UCT Potential | F2 | Commercial | WA - Miscellaneous | New | Space Heating | Natural Gas | Ducting - Repair and Sealing | A | Integrated Unit Summer Peak Savings (kW) | Achievable Economic UCT Potential | 0 | 0 | 0 | 0 | 0 | 0 | 0 | 0 | 0 | 0 | 0 | 0 | 0 | 0 | 0 | 0 | 0 | 0 | 0 | 0 | 0 | 0 | 0 | 0 | 0 | 0 | 0
F3_Commercial_WA - Miscellaneous_New_Space Heating_Natural Gas_Ducting - Repair and Sealing_A_Achievable Economic UCT Potential | F3 | Commercial | WA - Miscellaneous | New | Space Heating | Natural Gas | Ducting - Repair and Sealing | A | Integrated Unit Winter Peak Savings (kW) | Achievable Economic UCT Potential | 0 | 0 | 0 | 0 | 0 | 0 | 0 | 0 | 0 | 0 | 0 | 0 | 0 | 0 | 0 | 0 | 0 | 0 | 0 | 0 | 0 | 0 | 0 | 0 | 0 | 0 | 0
F4_Commercial_WA - Miscellaneous_New_Space Heating_Natural Gas_Ducting - Repair and Sealing_A_Achievable Economic UCT Potential | F4 | Commercial | WA - Miscellaneous | New | Space Heating | Natural Gas | Ducting - Repair and Sealing | A | Incremental Energy Savings (MWh or mTherms) | Achievable Economic UCT Potential | 0 | 0 | 0 | 0 | 0 | 0 | 0 | 0 | 0 | 0 | 0 | 0 | 0 | 0 | 0 | 0 | 0 | 0 | 0 | 0 | 0 | 0 | 0 | 0 | 0 | 0 | 0
F5_Commercial_WA - Miscellaneous_New_Space Heating_Natural Gas_Ducting - Repair and Sealing_A_Achievable Economic UCT Potential | F5 | Commercial | WA - Miscellaneous | New | Space Heating | Natural Gas | Ducting - Repair and Sealing | A | Incremental Summer Peak Savings (MW) | Achievable Economic UCT Potential | 0 | 0 | 0 | 0 | 0 | 0 | 0 | 0 | 0 | 0 | 0 | 0 | 0 | 0 | 0 | 0 | 0 | 0 | 0 | 0 | 0 | 0 | 0 | 0 | 0 | 0 | 0
F6_Commercial_WA - Miscellaneous_New_Space Heating_Natural Gas_Ducting - Repair and Sealing_A_Achievable Economic UCT Potential | F6 | Commercial | WA - Miscellaneous | New | Space Heating | Natural Gas | Ducting - Repair and Sealing | A | Incremental Winter Peak Savings (MW) | Achievable Economic UCT Potential | 0 | 0 | 0 | 0 | 0 | 0 | 0 | 0 | 0 | 0 | 0 | 0 | 0 | 0 | 0 | 0 | 0 | 0 | 0 | 0 | 0 | 0 | 0 | 0 | 0 | 0 | 0
F7_Commercial_WA - Miscellaneous_New_Space Heating_Natural Gas_Ducting - Repair and Sealing_A_Achievable Economic UCT Potential | F7 | Commercial | WA - Miscellaneous | New | Space Heating | Natural Gas | Ducting - Repair and Sealing | A | Cumulative Energy Savings (MWh or mTherms) | Achievable Economic UCT Potential | 0 | 0 | 0 | 0 | 0 | 0 | 0 | 0 | 0 | 0 | 0 | 0 | 0 | 0 | 0 | 0 | 0 | 0 | 0 | 0 | 0 | 0 | 0 | 0 | 0 | 0 | 0
F8_Commercial_WA - Miscellaneous_New_Space Heating_Natural Gas_Ducting - Repair and Sealing_A_Achievable Economic UCT Potential | F8 | Commercial | WA - Miscellaneous | New | Space Heating | Natural Gas | Ducting - Repair and Sealing | A | Cumulative Summer Peak Savings (MW) | Achievable Economic UCT Potential | 0 | 0 | 0 | 0 | 0 | 0 | 0 | 0 | 0 | 0 | 0 | 0 | 0 | 0 | 0 | 0 | 0 | 0 | 0 | 0 | 0 | 0 | 0 | 0 | 0 | 0 | 0
F9_Commercial_WA - Miscellaneous_New_Space Heating_Natural Gas_Ducting - Repair and Sealing_A_Achievable Economic UCT Potential | F9 | Commercial | WA - Miscellaneous | New | Space Heating | Natural Gas | Ducting - Repair and Sealing | A | Cumulative Winter Peak Savings (MW) | Achievable Economic UCT Potential | 0 | 0 | 0 | 0 | 0 | 0 | 0 | 0 | 0 | 0 | 0 | 0 | 0 | 0 | 0 | 0 | 0 | 0 | 0 | 0 | 0 | 0 | 0 | 0 | 0 | 0 | 0
F10_Commercial_WA - Miscellaneous_New_Space Heating_Natural Gas_Ducting - Repair and Sealing_A_Achievable Economic UCT Potential | F10 | Commercial | WA - Miscellaneous | New | Space Heating | Natural Gas | Ducting - Repair and Sealing | A | Purchases (Incremental) | Achievable Economic UCT Potential | 0 | 0 | 0 | 0 | 0 | 0 | 0 | 0 | 0 | 0 | 0 | 0 | 0 | 0 | 0 | 0 | 0 | 0 | 0 | 0 | 0 | 0 | 0 | 0 | 0 | 0 | 0
F11_Commercial_WA - Miscellaneous_New_Space Heating_Natural Gas_Ducting - Repair and Sealing_A_Achievable Economic UCT Potential | F11 | Commercial | WA - Miscellaneous | New | Space Heating | Natural Gas | Ducting - Repair and Sealing | A | Purchases (Cumulative) | Achievable Economic UCT Potential | 0 | 0 | 0 | 0 | 0 | 0 | 0 | 0 | 0 | 0 | 0 | 0 | 0 | 0 | 0 | 0 | 0 | 0 | 0 | 0 | 0 | 0 | 0 | 0 | 0 | 0 | 0
F1_Commercial_WA - Miscellaneous_New_Space Heating_Natural Gas_Windows - High Efficiency Glazing_A_Achievable Economic UCT Potential | F1 | Commercial | WA - Miscellaneous | New | Space Heating | Natural Gas | Windows - High Efficiency Glazing | A | Integrated Unit Energy Savings (kWh or therms) | Achievable Economic UCT Potential | 0 | 0 | 0 | 0 | 0 | 0 | 0 | 0 | 0 | 0 | 0 | 0 | 0 | 0 | 0 | 0 | 0 | 0 | 0 | 0 | 0 | 0 | 0 | 0 | 0 | 0 | 0
F2_Commercial_WA - Miscellaneous_New_Space Heating_Natural Gas_Windows - High Efficiency Glazing_A_Achievable Economic UCT Potential | F2 | Commercial | WA - Miscellaneous | New | Space Heating | Natural Gas | Windows - High Efficiency Glazing | A | Integrated Unit Summer Peak Savings (kW) | Achievable Economic UCT Potential | 0 | 0 | 0 | 0 | 0 | 0 | 0 | 0 | 0 | 0 | 0 | 0 | 0 | 0 | 0 | 0 | 0 | 0 | 0 | 0 | 0 | 0 | 0 | 0 | 0 | 0 | 0
F3_Commercial_WA - Miscellaneous_New_Space Heating_Natural Gas_Windows - High Efficiency Glazing_A_Achievable Economic UCT Potential | F3 | Commercial | WA - Miscellaneous | New | Space Heating | Natural Gas | Windows - High Efficiency Glazing | A | Integrated Unit Winter Peak Savings (kW) | Achievable Economic UCT Potential | 0 | 0 | 0 | 0 | 0 | 0 | 0 | 0 | 0 | 0 | 0 | 0 | 0 | 0 | 0 | 0 | 0 | 0 | 0 | 0 | 0 | 0 | 0 | 0 | 0 | 0 | 0
F4_Commercial_WA - Miscellaneous_New_Space Heating_Natural Gas_Windows - High Efficiency Glazing_A_Achievable Economic UCT Potential | F4 | Commercial | WA - Miscellaneous | New | Space Heating | Natural Gas | Windows - High Efficiency Glazing | A | Incremental Energy Savings (MWh or mTherms) | Achievable Economic UCT Potential | 0 | 0 | 0 | 0 | 0 | 0 | 0 | 0 | 0 | 0 | 0 | 0 | 0 | 0 | 0 | 0 | 0 | 0 | 0 | 0 | 0 | 0 | 0 | 0 | 0 | 0 | 0
F5_Commercial_WA - Miscellaneous_New_Space Heating_Natural Gas_Windows - High Efficiency Glazing_A_Achievable Economic UCT Potential | F5 | Commercial | WA - Miscellaneous | New | Space Heating | Natural Gas | Windows - High Efficiency Glazing | A | Incremental Summer Peak Savings (MW) | Achievable Economic UCT Potential | 0 | 0 | 0 | 0 | 0 | 0 | 0 | 0 | 0 | 0 | 0 | 0 | 0 | 0 | 0 | 0 | 0 | 0 | 0 | 0 | 0 | 0 | 0 | 0 | 0 | 0 | 0
F6_Commercial_WA - Miscellaneous_New_Space Heating_Natural Gas_Windows - High Efficiency Glazing_A_Achievable Economic UCT Potential | F6 | Commercial | WA - Miscellaneous | New | Space Heating | Natural Gas | Windows - High Efficiency Glazing | A | Incremental Winter Peak Savings (MW) | Achievable Economic UCT Potential | 0 | 0 | 0 | 0 | 0 | 0 | 0 | 0 | 0 | 0 | 0 | 0 | 0 | 0 | 0 | 0 | 0 | 0 | 0 | 0 | 0 | 0 | 0 | 0 | 0 | 0 | 0
F7_Commercial_WA - Miscellaneous_New_Space Heating_Natural Gas_Windows - High Efficiency Glazing_A_Achievable Economic UCT Potential | F7 | Commercial | WA - Miscellaneous | New | Space Heating | Natural Gas | Windows - High Efficiency Glazing | A | Cumulative Energy Savings (MWh or mTherms) | Achievable Economic UCT Potential | 0 | 0 | 0 | 0 | 0 | 0 | 0 | 0 | 0 | 0 | 0 | 0 | 0 | 0 | 0 | 0 | 0 | 0 | 0 | 0 | 0 | 0 | 0 | 0 | 0 | 0 | 0
F8_Commercial_WA - Miscellaneous_New_Space Heating_Natural Gas_Windows - High Efficiency Glazing_A_Achievable Economic UCT Potential | F8 | Commercial | WA - Miscellaneous | New | Space Heating | Natural Gas | Windows - High Efficiency Glazing | A | Cumulative Summer Peak Savings (MW) | Achievable Economic UCT Potential | 0 | 0 | 0 | 0 | 0 | 0 | 0 | 0 | 0 | 0 | 0 | 0 | 0 | 0 | 0 | 0 | 0 | 0 | 0 | 0 | 0 | 0 | 0 | 0 | 0 | 0 | 0
F9_Commercial_WA - Miscellaneous_New_Space Heating_Natural Gas_Windows - High Efficiency Glazing_A_Achievable Economic UCT Potential | F9 | Commercial | WA - Miscellaneous | New | Space Heating | Natural Gas | Windows - High Efficiency Glazing | A | Cumulative Winter Peak Savings (MW) | Achievable Economic UCT Potential | 0 | 0 | 0 | 0 | 0 | 0 | 0 | 0 | 0 | 0 | 0 | 0 | 0 | 0 | 0 | 0 | 0 | 0 | 0 | 0 | 0 | 0 | 0 | 0 | 0 | 0 | 0
F10_Commercial_WA - Miscellaneous_New_Space Heating_Natural Gas_Windows - High Efficiency Glazing_A_Achievable Economic UCT Potential | F10 | Commercial | WA - Miscellaneous | New | Space Heating | Natural Gas | Windows - High Efficiency Glazing | A | Purchases (Incremental) | Achievable Economic UCT Potential | 0 | 0 | 0 | 0 | 0 | 0 | 0 | 0 | 0 | 0 | 0 | 0 | 0 | 0 | 0 | 0 | 0 | 0 | 0 | 0 | 0 | 0 | 0 | 0 | 0 | 0 | 0
F11_Commercial_WA - Miscellaneous_New_Space Heating_Natural Gas_Windows - High Efficiency Glazing_A_Achievable Economic UCT Potential | F11 | Commercial | WA - Miscellaneous | New | Space Heating | Natural Gas | Windows - High Efficiency Glazing | A | Purchases (Cumulative) | Achievable Economic UCT Potential | 0 | 0 | 0 | 0 | 0 | 0 | 0 | 0 | 0 | 0 | 0 | 0 | 0 | 0 | 0 | 0 | 0 | 0 | 0 | 0 | 0 | 0 | 0 | 0 | 0 | 0 | 0
F1_Commercial_WA - Miscellaneous_New_Space Heating_Natural Gas_Windows - Secondary Glazing Systems_A_Achievable Economic UCT Potential | F1 | Commercial | WA - Miscellaneous | New | Space Heating | Natural Gas | Windows - Secondary Glazing Systems | A | Integrated Unit Energy Savings (kWh or therms) | Achievable Economic UCT Potential | 0 | 0 | 0 | 0 | 0 | 0 | 0 | 0 | 0 | 0 | 0 | 0 | 0 | 0 | 0 | 0 | 0 | 0 | 0 | 0 | 0 | 0 | 0 | 0 | 0 | 0 | 0
F2_Commercial_WA - Miscellaneous_New_Space Heating_Natural Gas_Windows - Secondary Glazing Systems_A_Achievable Economic UCT Potential | F2 | Commercial | WA - Miscellaneous | New | Space Heating | Natural Gas | Windows - Secondary Glazing Systems | A | Integrated Unit Summer Peak Savings (kW) | Achievable Economic UCT Potential | 0 | 0 | 0 | 0 | 0 | 0 | 0 | 0 | 0 | 0 | 0 | 0 | 0 | 0 | 0 | 0 | 0 | 0 | 0 | 0 | 0 | 0 | 0 | 0 | 0 | 0 | 0
F3_Commercial_WA - Miscellaneous_New_Space Heating_Natural Gas_Windows - Secondary Glazing Systems_A_Achievable Economic UCT Potential | F3 | Commercial | WA - Miscellaneous | New | Space Heating | Natural Gas | Windows - Secondary Glazing Systems | A | Integrated Unit Winter Peak Savings (kW) | Achievable Economic UCT Potential | 0 | 0 | 0 | 0 | 0 | 0 | 0 | 0 | 0 | 0 | 0 | 0 | 0 | 0 | 0 | 0 | 0 | 0 | 0 | 0 | 0 | 0 | 0 | 0 | 0 | 0 | 0
F4_Commercial_WA - Miscellaneous_New_Space Heating_Natural Gas_Windows - Secondary Glazing Systems_A_Achievable Economic UCT Potential | F4 | Commercial | WA - Miscellaneous | New | Space Heating | Natural Gas | Windows - Secondary Glazing Systems | A | Incremental Energy Savings (MWh or mTherms) | Achievable Economic UCT Potential | 0 | 0 | 0 | 0 | 0 | 0 | 0 | 0 | 0 | 0 | 0 | 0 | 0 | 0 | 0 | 0 | 0 | 0 | 0 | 0 | 0 | 0 | 0 | 0 | 0 | 0 | 0
F5_Commercial_WA - Miscellaneous_New_Space Heating_Natural Gas_Windows - Secondary Glazing Systems_A_Achievable Economic UCT Potential | F5 | Commercial | WA - Miscellaneous | New | Space Heating | Natural Gas | Windows - Secondary Glazing Systems | A | Incremental Summer Peak Savings (MW) | Achievable Economic UCT Potential | 0 | 0 | 0 | 0 | 0 | 0 | 0 | 0 | 0 | 0 | 0 | 0 | 0 | 0 | 0 | 0 | 0 | 0 | 0 | 0 | 0 | 0 | 0 | 0 | 0 | 0 | 0
F6_Commercial_WA - Miscellaneous_New_Space Heating_Natural Gas_Windows - Secondary Glazing Systems_A_Achievable Economic UCT Potential | F6 | Commercial | WA - Miscellaneous | New | Space Heating | Natural Gas | Windows - Secondary Glazing Systems | A | Incremental Winter Peak Savings (MW) | Achievable Economic UCT Potential | 0 | 0 | 0 | 0 | 0 | 0 | 0 | 0 | 0 | 0 | 0 | 0 | 0 | 0 | 0 | 0 | 0 | 0 | 0 | 0 | 0 | 0 | 0 | 0 | 0 | 0 | 0
F7_Commercial_WA - Miscellaneous_New_Space Heating_Natural Gas_Windows - Secondary Glazing Systems_A_Achievable Economic UCT Potential | F7 | Commercial | WA - Miscellaneous | New | Space Heating | Natural Gas | Windows - Secondary Glazing Systems | A | Cumulative Energy Savings (MWh or mTherms) | Achievable Economic UCT Potential | 0 | 0 | 0 | 0 | 0 | 0 | 0 | 0 | 0 | 0 | 0 | 0 | 0 | 0 | 0 | 0 | 0 | 0 | 0 | 0 | 0 | 0 | 0 | 0 | 0 | 0 | 0
F8_Commercial_WA - Miscellaneous_New_Space Heating_Natural Gas_Windows - Secondary Glazing Systems_A_Achievable Economic UCT Potential | F8 | Commercial | WA - Miscellaneous | New | Space Heating | Natural Gas | Windows - Secondary Glazing Systems | A | Cumulative Summer Peak Savings (MW) | Achievable Economic UCT Potential | 0 | 0 | 0 | 0 | 0 | 0 | 0 | 0 | 0 | 0 | 0 | 0 | 0 | 0 | 0 | 0 | 0 | 0 | 0 | 0 | 0 | 0 | 0 | 0 | 0 | 0 | 0
F9_Commercial_WA - Miscellaneous_New_Space Heating_Natural Gas_Windows - Secondary Glazing Systems_A_Achievable Economic UCT Potential | F9 | Commercial | WA - Miscellaneous | New | Space Heating | Natural Gas | Windows - Secondary Glazing Systems | A | Cumulative Winter Peak Savings (MW) | Achievable Economic UCT Potential | 0 | 0 | 0 | 0 | 0 | 0 | 0 | 0 | 0 | 0 | 0 | 0 | 0 | 0 | 0 | 0 | 0 | 0 | 0 | 0 | 0 | 0 | 0 | 0 | 0 | 0 | 0
F10_Commercial_WA - Miscellaneous_New_Space Heating_Natural Gas_Windows - Secondary Glazing Systems_A_Achievable Economic UCT Potential | F10 | Commercial | WA - Miscellaneous | New | Space Heating | Natural Gas | Windows - Secondary Glazing Systems | A | Purchases (Incremental) | Achievable Economic UCT Potential | 0 | 0 | 0 | 0 | 0 | 0 | 0 | 0 | 0 | 0 | 0 | 0 | 0 | 0 | 0 | 0 | 0 | 0 | 0 | 0 | 0 | 0 | 0 | 0 | 0 | 0 | 0
F11_Commercial_WA - Miscellaneous_New_Space Heating_Natural Gas_Windows - Secondary Glazing Systems_A_Achievable Economic UCT Potential | F11 | Commercial | WA - Miscellaneous | New | Space Heating | Natural Gas | Windows - Secondary Glazing Systems | A | Purchases (Cumulative) | Achievable Economic UCT Potential | 0 | 0 | 0 | 0 | 0 | 0 | 0 | 0 | 0 | 0 | 0 | 0 | 0 | 0 | 0 | 0 | 0 | 0 | 0 | 0 | 0 | 0 | 0 | 0 | 0 | 0 | 0
F1_Commercial_WA - Miscellaneous_New_Space Heating_Natural Gas_HVAC - Energy Recovery Ventilator_A_Achievable Economic UCT Potential | F1 | Commercial | WA - Miscellaneous | New | Space Heating | Natural Gas | HVAC - Energy Recovery Ventilator | A | Integrated Unit Energy Savings (kWh or therms) | Achievable Economic UCT Potential | 0 | 0 | 0 | 0 | 0 | 0 | 0 | 0 | 0 | 0 | 0 | 0 | 0 | 0 | 0 | 0 | 0 | 0 | 0 | 0 | 0 | 0 | 0 | 0 | 0 | 0 | 0
F2_Commercial_WA - Miscellaneous_New_Space Heating_Natural Gas_HVAC - Energy Recovery Ventilator_A_Achievable Economic UCT Potential | F2 | Commercial | WA - Miscellaneous | New | Space Heating | Natural Gas | HVAC - Energy Recovery Ventilator | A | Integrated Unit Summer Peak Savings (kW) | Achievable Economic UCT Potential | 0 | 0 | 0 | 0 | 0 | 0 | 0 | 0 | 0 | 0 | 0 | 0 | 0 | 0 | 0 | 0 | 0 | 0 | 0 | 0 | 0 | 0 | 0 | 0 | 0 | 0 | 0
F3_Commercial_WA - Miscellaneous_New_Space Heating_Natural Gas_HVAC - Energy Recovery Ventilator_A_Achievable Economic UCT Potential | F3 | Commercial | WA - Miscellaneous | New | Space Heating | Natural Gas | HVAC - Energy Recovery Ventilator | A | Integrated Unit Winter Peak Savings (kW) | Achievable Economic UCT Potential | 0 | 0 | 0 | 0 | 0 | 0 | 0 | 0 | 0 | 0 | 0 | 0 | 0 | 0 | 0 | 0 | 0 | 0 | 0 | 0 | 0 | 0 | 0 | 0 | 0 | 0 | 0
F4_Commercial_WA - Miscellaneous_New_Space Heating_Natural Gas_HVAC - Energy Recovery Ventilator_A_Achievable Economic UCT Potential | F4 | Commercial | WA - Miscellaneous | New | Space Heating | Natural Gas | HVAC - Energy Recovery Ventilator | A | Incremental Energy Savings (MWh or mTherms) | Achievable Economic UCT Potential | 0 | 0 | 0 | 0 | 0 | 0 | 0 | 0 | 0 | 0 | 0 | 0 | 0 | 0 | 0 | 0 | 0 | 0 | 0 | 0 | 0 | 0 | 0 | 0 | 0 | 0 | 0
F5_Commercial_WA - Miscellaneous_New_Space Heating_Natural Gas_HVAC - Energy Recovery Ventilator_A_Achievable Economic UCT Potential | F5 | Commercial | WA - Miscellaneous | New | Space Heating | Natural Gas | HVAC - Energy Recovery Ventilator | A | Incremental Summer Peak Savings (MW) | Achievable Economic UCT Potential | 0 | 0 | 0 | 0 | 0 | 0 | 0 | 0 | 0 | 0 | 0 | 0 | 0 | 0 | 0 | 0 | 0 | 0 | 0 | 0 | 0 | 0 | 0 | 0 | 0 | 0 | 0
F6_Commercial_WA - Miscellaneous_New_Space Heating_Natural Gas_HVAC - Energy Recovery Ventilator_A_Achievable Economic UCT Potential | F6 | Commercial | WA - Miscellaneous | New | Space Heating | Natural Gas | HVAC - Energy Recovery Ventilator | A | Incremental Winter Peak Savings (MW) | Achievable Economic UCT Potential | 0 | 0 | 0 | 0 | 0 | 0 | 0 | 0 | 0 | 0 | 0 | 0 | 0 | 0 | 0 | 0 | 0 | 0 | 0 | 0 | 0 | 0 | 0 | 0 | 0 | 0 | 0
F7_Commercial_WA - Miscellaneous_New_Space Heating_Natural Gas_HVAC - Energy Recovery Ventilator_A_Achievable Economic UCT Potential | F7 | Commercial | WA - Miscellaneous | New | Space Heating | Natural Gas | HVAC - Energy Recovery Ventilator | A | Cumulative Energy Savings (MWh or mTherms) | Achievable Economic UCT Potential | 0 | 0 | 0 | 0 | 0 | 0 | 0 | 0 | 0 | 0 | 0 | 0 | 0 | 0 | 0 | 0 | 0 | 0 | 0 | 0 | 0 | 0 | 0 | 0 | 0 | 0 | 0
F8_Commercial_WA - Miscellaneous_New_Space Heating_Natural Gas_HVAC - Energy Recovery Ventilator_A_Achievable Economic UCT Potential | F8 | Commercial | WA - Miscellaneous | New | Space Heating | Natural Gas | HVAC - Energy Recovery Ventilator | A | Cumulative Summer Peak Savings (MW) | Achievable Economic UCT Potential | 0 | 0 | 0 | 0 | 0 | 0 | 0 | 0 | 0 | 0 | 0 | 0 | 0 | 0 | 0 | 0 | 0 | 0 | 0 | 0 | 0 | 0 | 0 | 0 | 0 | 0 | 0
F9_Commercial_WA - Miscellaneous_New_Space Heating_Natural Gas_HVAC - Energy Recovery Ventilator_A_Achievable Economic UCT Potential | F9 | Commercial | WA - Miscellaneous | New | Space Heating | Natural Gas | HVAC - Energy Recovery Ventilator | A | Cumulative Winter Peak Savings (MW) | Achievable Economic UCT Potential | 0 | 0 | 0 | 0 | 0 | 0 | 0 | 0 | 0 | 0 | 0 | 0 | 0 | 0 | 0 | 0 | 0 | 0 | 0 | 0 | 0 | 0 | 0 | 0 | 0 | 0 | 0
F10_Commercial_WA - Miscellaneous_New_Space Heating_Natural Gas_HVAC - Energy Recovery Ventilator_A_Achievable Economic UCT Potential | F10 | Commercial | WA - Miscellaneous | New | Space Heating | Natural Gas | HVAC - Energy Recovery Ventilator | A | Purchases (Incremental) | Achievable Economic UCT Potential | 0 | 0 | 0 | 0 | 0 | 0 | 0 | 0 | 0 | 0 | 0 | 0 | 0 | 0 | 0 | 0 | 0 | 0 | 0 | 0 | 0 | 0 | 0 | 0 | 0 | 0 | 0
F11_Commercial_WA - Miscellaneous_New_Space Heating_Natural Gas_HVAC - Energy Recovery Ventilator_A_Achievable Economic UCT Potential | F11 | Commercial | WA - Miscellaneous | New | Space Heating | Natural Gas | HVAC - Energy Recovery Ventilator | A | Purchases (Cumulative) | Achievable Economic UCT Potential | 0 | 0 | 0 | 0 | 0 | 0 | 0 | 0 | 0 | 0 | 0 | 0 | 0 | 0 | 0 | 0 | 0 | 0 | 0 | 0 | 0 | 0 | 0 | 0 | 0 | 0 | 0
F1_Commercial_WA - Miscellaneous_New_Space Heating_Natural Gas_Building Shell - Air Sealing (Infiltration Control)_A_Achievable Economic UCT Potential | F1 | Commercial | WA - Miscellaneous | New | Space Heating | Natural Gas | Building Shell - Air Sealing (Infiltration Control) | A | Integrated Unit Energy Savings (kWh or therms) | Achievable Economic UCT Potential | 0 | 0 | 0 | 0 | 0 | 0 | 0 | 0 | 0 | 0 | 0 | 0 | 0 | 0 | 0 | 0 | 0 | 0 | 0 | 0 | 0 | 0 | 0 | 0 | 0 | 0 | 0
F2_Commercial_WA - Miscellaneous_New_Space Heating_Natural Gas_Building Shell - Air Sealing (Infiltration Control)_A_Achievable Economic UCT Potential | F2 | Commercial | WA - Miscellaneous | New | Space Heating | Natural Gas | Building Shell - Air Sealing (Infiltration Control) | A | Integrated Unit Summer Peak Savings (kW) | Achievable Economic UCT Potential | 0 | 0 | 0 | 0 | 0 | 0 | 0 | 0 | 0 | 0 | 0 | 0 | 0 | 0 | 0 | 0 | 0 | 0 | 0 | 0 | 0 | 0 | 0 | 0 | 0 | 0 | 0
F3_Commercial_WA - Miscellaneous_New_Space Heating_Natural Gas_Building Shell - Air Sealing (Infiltration Control)_A_Achievable Economic UCT Potential | F3 | Commercial | WA - Miscellaneous | New | Space Heating | Natural Gas | Building Shell - Air Sealing (Infiltration Control) | A | Integrated Unit Winter Peak Savings (kW) | Achievable Economic UCT Potential | 0 | 0 | 0 | 0 | 0 | 0 | 0 | 0 | 0 | 0 | 0 | 0 | 0 | 0 | 0 | 0 | 0 | 0 | 0 | 0 | 0 | 0 | 0 | 0 | 0 | 0 | 0
F4_Commercial_WA - Miscellaneous_New_Space Heating_Natural Gas_Building Shell - Air Sealing (Infiltration Control)_A_Achievable Economic UCT Potential | F4 | Commercial | WA - Miscellaneous | New | Space Heating | Natural Gas | Building Shell - Air Sealing (Infiltration Control) | A | Incremental Energy Savings (MWh or mTherms) | Achievable Economic UCT Potential | 0 | 0 | 0 | 0 | 0 | 0 | 0 | 0 | 0 | 0 | 0 | 0 | 0 | 0 | 0 | 0 | 0 | 0 | 0 | 0 | 0 | 0 | 0 | 0 | 0 | 0 | 0
F5_Commercial_WA - Miscellaneous_New_Space Heating_Natural Gas_Building Shell - Air Sealing (Infiltration Control)_A_Achievable Economic UCT Potential | F5 | Commercial | WA - Miscellaneous | New | Space Heating | Natural Gas | Building Shell - Air Sealing (Infiltration Control) | A | Incremental Summer Peak Savings (MW) | Achievable Economic UCT Potential | 0 | 0 | 0 | 0 | 0 | 0 | 0 | 0 | 0 | 0 | 0 | 0 | 0 | 0 | 0 | 0 | 0 | 0 | 0 | 0 | 0 | 0 | 0 | 0 | 0 | 0 | 0
F6_Commercial_WA - Miscellaneous_New_Space Heating_Natural Gas_Building Shell - Air Sealing (Infiltration Control)_A_Achievable Economic UCT Potential | F6 | Commercial | WA - Miscellaneous | New | Space Heating | Natural Gas | Building Shell - Air Sealing (Infiltration Control) | A | Incremental Winter Peak Savings (MW) | Achievable Economic UCT Potential | 0 | 0 | 0 | 0 | 0 | 0 | 0 | 0 | 0 | 0 | 0 | 0 | 0 | 0 | 0 | 0 | 0 | 0 | 0 | 0 | 0 | 0 | 0 | 0 | 0 | 0 | 0
F7_Commercial_WA - Miscellaneous_New_Space Heating_Natural Gas_Building Shell - Air Sealing (Infiltration Control)_A_Achievable Economic UCT Potential | F7 | Commercial | WA - Miscellaneous | New | Space Heating | Natural Gas | Building Shell - Air Sealing (Infiltration Control) | A | Cumulative Energy Savings (MWh or mTherms) | Achievable Economic UCT Potential | 0 | 0 | 0 | 0 | 0 | 0 | 0 | 0 | 0 | 0 | 0 | 0 | 0 | 0 | 0 | 0 | 0 | 0 | 0 | 0 | 0 | 0 | 0 | 0 | 0 | 0 | 0
F8_Commercial_WA - Miscellaneous_New_Space Heating_Natural Gas_Building Shell - Air Sealing (Infiltration Control)_A_Achievable Economic UCT Potential | F8 | Commercial | WA - Miscellaneous | New | Space Heating | Natural Gas | Building Shell - Air Sealing (Infiltration Control) | A | Cumulative Summer Peak Savings (MW) | Achievable Economic UCT Potential | 0 | 0 | 0 | 0 | 0 | 0 | 0 | 0 | 0 | 0 | 0 | 0 | 0 | 0 | 0 | 0 | 0 | 0 | 0 | 0 | 0 | 0 | 0 | 0 | 0 | 0 | 0
F9_Commercial_WA - Miscellaneous_New_Space Heating_Natural Gas_Building Shell - Air Sealing (Infiltration Control)_A_Achievable Economic UCT Potential | F9 | Commercial | WA - Miscellaneous | New | Space Heating | Natural Gas | Building Shell - Air Sealing (Infiltration Control) | A | Cumulative Winter Peak Savings (MW) | Achievable Economic UCT Potential | 0 | 0 | 0 | 0 | 0 | 0 | 0 | 0 | 0 | 0 | 0 | 0 | 0 | 0 | 0 | 0 | 0 | 0 | 0 | 0 | 0 | 0 | 0 | 0 | 0 | 0 | 0
F10_Commercial_WA - Miscellaneous_New_Space Heating_Natural Gas_Building Shell - Air Sealing (Infiltration Control)_A_Achievable Economic UCT Potential | F10 | Commercial | WA - Miscellaneous | New | Space Heating | Natural Gas | Building Shell - Air Sealing (Infiltration Control) | A | Purchases (Incremental) | Achievable Economic UCT Potential | 0 | 0 | 0 | 0 | 0 | 0 | 0 | 0 | 0 | 0 | 0 | 0 | 0 | 0 | 0 | 0 | 0 | 0 | 0 | 0 | 0 | 0 | 0 | 0 | 0 | 0 | 0
F11_Commercial_WA - Miscellaneous_New_Space Heating_Natural Gas_Building Shell - Air Sealing (Infiltration Control)_A_Achievable Economic UCT Potential | F11 | Commercial | WA - Miscellaneous | New | Space Heating | Natural Gas | Building Shell - Air Sealing (Infiltration Control) | A | Purchases (Cumulative) | Achievable Economic UCT Potential | 0 | 0 | 0 | 0 | 0 | 0 | 0 | 0 | 0 | 0 | 0 | 0 | 0 | 0 | 0 | 0 | 0 | 0 | 0 | 0 | 0 | 0 | 0 | 0 | 0 | 0 | 0
F1_Commercial_WA - Miscellaneous_New_Space Heating_Natural Gas_Ventilation - Demand Controlled_A_Achievable Economic UCT Potential | F1 | Commercial | WA - Miscellaneous | New | Space Heating | Natural Gas | Ventilation - Demand Controlled | A | Integrated Unit Energy Savings (kWh or therms) | Achievable Economic UCT Potential | 0 | 0 | 0 | 0 | 0 | 0 | 0 | 0 | 0 | 0 | 0 | 0 | 0 | 0 | 0 | 0 | 0 | 0 | 0 | 0 | 0 | 0 | 0 | 0 | 0 | 0 | 0
F2_Commercial_WA - Miscellaneous_New_Space Heating_Natural Gas_Ventilation - Demand Controlled_A_Achievable Economic UCT Potential | F2 | Commercial | WA - Miscellaneous | New | Space Heating | Natural Gas | Ventilation - Demand Controlled | A | Integrated Unit Summer Peak Savings (kW) | Achievable Economic UCT Potential | 0 | 0 | 0 | 0 | 0 | 0 | 0 | 0 | 0 | 0 | 0 | 0 | 0 | 0 | 0 | 0 | 0 | 0 | 0 | 0 | 0 | 0 | 0 | 0 | 0 | 0 | 0
F3_Commercial_WA - Miscellaneous_New_Space Heating_Natural Gas_Ventilation - Demand Controlled_A_Achievable Economic UCT Potential | F3 | Commercial | WA - Miscellaneous | New | Space Heating | Natural Gas | Ventilation - Demand Controlled | A | Integrated Unit Winter Peak Savings (kW) | Achievable Economic UCT Potential | 0 | 0 | 0 | 0 | 0 | 0 | 0 | 0 | 0 | 0 | 0 | 0 | 0 | 0 | 0 | 0 | 0 | 0 | 0 | 0 | 0 | 0 | 0 | 0 | 0 | 0 | 0
F4_Commercial_WA - Miscellaneous_New_Space Heating_Natural Gas_Ventilation - Demand Controlled_A_Achievable Economic UCT Potential | F4 | Commercial | WA - Miscellaneous | New | Space Heating | Natural Gas | Ventilation - Demand Controlled | A | Incremental Energy Savings (MWh or mTherms) | Achievable Economic UCT Potential | 0 | 0 | 0 | 0 | 0 | 0 | 0 | 0 | 0 | 0 | 0 | 0 | 0 | 0 | 0 | 0 | 0 | 0 | 0 | 0 | 0 | 0 | 0 | 0 | 0 | 0 | 0
F5_Commercial_WA - Miscellaneous_New_Space Heating_Natural Gas_Ventilation - Demand Controlled_A_Achievable Economic UCT Potential | F5 | Commercial | WA - Miscellaneous | New | Space Heating | Natural Gas | Ventilation - Demand Controlled | A | Incremental Summer Peak Savings (MW) | Achievable Economic UCT Potential | 0 | 0 | 0 | 0 | 0 | 0 | 0 | 0 | 0 | 0 | 0 | 0 | 0 | 0 | 0 | 0 | 0 | 0 | 0 | 0 | 0 | 0 | 0 | 0 | 0 | 0 | 0
F6_Commercial_WA - Miscellaneous_New_Space Heating_Natural Gas_Ventilation - Demand Controlled_A_Achievable Economic UCT Potential | F6 | Commercial | WA - Miscellaneous | New | Space Heating | Natural Gas | Ventilation - Demand Controlled | A | Incremental Winter Peak Savings (MW) | Achievable Economic UCT Potential | 0 | 0 | 0 | 0 | 0 | 0 | 0 | 0 | 0 | 0 | 0 | 0 | 0 | 0 | 0 | 0 | 0 | 0 | 0 | 0 | 0 | 0 | 0 | 0 | 0 | 0 | 0
F7_Commercial_WA - Miscellaneous_New_Space Heating_Natural Gas_Ventilation - Demand Controlled_A_Achievable Economic UCT Potential | F7 | Commercial | WA - Miscellaneous | New | Space Heating | Natural Gas | Ventilation - Demand Controlled | A | Cumulative Energy Savings (MWh or mTherms) | Achievable Economic UCT Potential | 0 | 0 | 0 | 0 | 0 | 0 | 0 | 0 | 0 | 0 | 0 | 0 | 0 | 0 | 0 | 0 | 0 | 0 | 0 | 0 | 0 | 0 | 0 | 0 | 0 | 0 | 0
F8_Commercial_WA - Miscellaneous_New_Space Heating_Natural Gas_Ventilation - Demand Controlled_A_Achievable Economic UCT Potential | F8 | Commercial | WA - Miscellaneous | New | Space Heating | Natural Gas | Ventilation - Demand Controlled | A | Cumulative Summer Peak Savings (MW) | Achievable Economic UCT Potential | 0 | 0 | 0 | 0 | 0 | 0 | 0 | 0 | 0 | 0 | 0 | 0 | 0 | 0 | 0 | 0 | 0 | 0 | 0 | 0 | 0 | 0 | 0 | 0 | 0 | 0 | 0
F9_Commercial_WA - Miscellaneous_New_Space Heating_Natural Gas_Ventilation - Demand Controlled_A_Achievable Economic UCT Potential | F9 | Commercial | WA - Miscellaneous | New | Space Heating | Natural Gas | Ventilation - Demand Controlled | A | Cumulative Winter Peak Savings (MW) | Achievable Economic UCT Potential | 0 | 0 | 0 | 0 | 0 | 0 | 0 | 0 | 0 | 0 | 0 | 0 | 0 | 0 | 0 | 0 | 0 | 0 | 0 | 0 | 0 | 0 | 0 | 0 | 0 | 0 | 0
F10_Commercial_WA - Miscellaneous_New_Space Heating_Natural Gas_Ventilation - Demand Controlled_A_Achievable Economic UCT Potential | F10 | Commercial | WA - Miscellaneous | New | Space Heating | Natural Gas | Ventilation - Demand Controlled | A | Purchases (Incremental) | Achievable Economic UCT Potential | 0 | 0 | 0 | 0 | 0 | 0 | 0 | 0 | 0 | 0 | 0 | 0 | 0 | 0 | 0 | 0 | 0 | 0 | 0 | 0 | 0 | 0 | 0 | 0 | 0 | 0 | 0
F11_Commercial_WA - Miscellaneous_New_Space Heating_Natural Gas_Ventilation - Demand Controlled_A_Achievable Economic UCT Potential | F11 | Commercial | WA - Miscellaneous | New | Space Heating | Natural Gas | Ventilation - Demand Controlled | A | Purchases (Cumulative) | Achievable Economic UCT Potential | 0 | 0 | 0 | 0 | 0 | 0 | 0 | 0 | 0 | 0 | 0 | 0 | 0 | 0 | 0 | 0 | 0 | 0 | 0 | 0 | 0 | 0 | 0 | 0 | 0 | 0 | 0
F1_Commercial_WA - Miscellaneous_New_Space Heating_Natural Gas_HVAC - Dedicated Outdoor Air System (DOAS)_A_Achievable Economic UCT Potential | F1 | Commercial | WA - Miscellaneous | New | Space Heating | Natural Gas | HVAC - Dedicated Outdoor Air System (DOAS) | A | Integrated Unit Energy Savings (kWh or therms) | Achievable Economic UCT Potential | 0 | 0 | 0 | 0 | 0 | 0 | 0 | 0 | 0 | 0 | 0 | 0 | 0 | 0 | 0 | 0 | 0 | 0 | 0 | 0 | 0 | 0 | 0 | 0 | 0 | 0 | 0
F2_Commercial_WA - Miscellaneous_New_Space Heating_Natural Gas_HVAC - Dedicated Outdoor Air System (DOAS)_A_Achievable Economic UCT Potential | F2 | Commercial | WA - Miscellaneous | New | Space Heating | Natural Gas | HVAC - Dedicated Outdoor Air System (DOAS) | A | Integrated Unit Summer Peak Savings (kW) | Achievable Economic UCT Potential | 0 | 0 | 0 | 0 | 0 | 0 | 0 | 0 | 0 | 0 | 0 | 0 | 0 | 0 | 0 | 0 | 0 | 0 | 0 | 0 | 0 | 0 | 0 | 0 | 0 | 0 | 0
F3_Commercial_WA - Miscellaneous_New_Space Heating_Natural Gas_HVAC - Dedicated Outdoor Air System (DOAS)_A_Achievable Economic UCT Potential | F3 | Commercial | WA - Miscellaneous | New | Space Heating | Natural Gas | HVAC - Dedicated Outdoor Air System (DOAS) | A | Integrated Unit Winter Peak Savings (kW) | Achievable Economic UCT Potential | 0 | 0 | 0 | 0 | 0 | 0 | 0 | 0 | 0 | 0 | 0 | 0 | 0 | 0 | 0 | 0 | 0 | 0 | 0 | 0 | 0 | 0 | 0 | 0 | 0 | 0 | 0
F4_Commercial_WA - Miscellaneous_New_Space Heating_Natural Gas_HVAC - Dedicated Outdoor Air System (DOAS)_A_Achievable Economic UCT Potential | F4 | Commercial | WA - Miscellaneous | New | Space Heating | Natural Gas | HVAC - Dedicated Outdoor Air System (DOAS) | A | Incremental Energy Savings (MWh or mTherms) | Achievable Economic UCT Potential | 0 | 0 | 0 | 0 | 0 | 0 | 0 | 0 | 0 | 0 | 0 | 0 | 0 | 0 | 0 | 0 | 0 | 0 | 0 | 0 | 0 | 0 | 0 | 0 | 0 | 0 | 0
F5_Commercial_WA - Miscellaneous_New_Space Heating_Natural Gas_HVAC - Dedicated Outdoor Air System (DOAS)_A_Achievable Economic UCT Potential | F5 | Commercial | WA - Miscellaneous | New | Space Heating | Natural Gas | HVAC - Dedicated Outdoor Air System (DOAS) | A | Incremental Summer Peak Savings (MW) | Achievable Economic UCT Potential | 0 | 0 | 0 | 0 | 0 | 0 | 0 | 0 | 0 | 0 | 0 | 0 | 0 | 0 | 0 | 0 | 0 | 0 | 0 | 0 | 0 | 0 | 0 | 0 | 0 | 0 | 0
F6_Commercial_WA - Miscellaneous_New_Space Heating_Natural Gas_HVAC - Dedicated Outdoor Air System (DOAS)_A_Achievable Economic UCT Potential | F6 | Commercial | WA - Miscellaneous | New | Space Heating | Natural Gas | HVAC - Dedicated Outdoor Air System (DOAS) | A | Incremental Winter Peak Savings (MW) | Achievable Economic UCT Potential | 0 | 0 | 0 | 0 | 0 | 0 | 0 | 0 | 0 | 0 | 0 | 0 | 0 | 0 | 0 | 0 | 0 | 0 | 0 | 0 | 0 | 0 | 0 | 0 | 0 | 0 | 0
F7_Commercial_WA - Miscellaneous_New_Space Heating_Natural Gas_HVAC - Dedicated Outdoor Air System (DOAS)_A_Achievable Economic UCT Potential | F7 | Commercial | WA - Miscellaneous | New | Space Heating | Natural Gas | HVAC - Dedicated Outdoor Air System (DOAS) | A | Cumulative Energy Savings (MWh or mTherms) | Achievable Economic UCT Potential | 0 | 0 | 0 | 0 | 0 | 0 | 0 | 0 | 0 | 0 | 0 | 0 | 0 | 0 | 0 | 0 | 0 | 0 | 0 | 0 | 0 | 0 | 0 | 0 | 0 | 0 | 0
F8_Commercial_WA - Miscellaneous_New_Space Heating_Natural Gas_HVAC - Dedicated Outdoor Air System (DOAS)_A_Achievable Economic UCT Potential | F8 | Commercial | WA - Miscellaneous | New | Space Heating | Natural Gas | HVAC - Dedicated Outdoor Air System (DOAS) | A | Cumulative Summer Peak Savings (MW) | Achievable Economic UCT Potential | 0 | 0 | 0 | 0 | 0 | 0 | 0 | 0 | 0 | 0 | 0 | 0 | 0 | 0 | 0 | 0 | 0 | 0 | 0 | 0 | 0 | 0 | 0 | 0 | 0 | 0 | 0
F9_Commercial_WA - Miscellaneous_New_Space Heating_Natural Gas_HVAC - Dedicated Outdoor Air System (DOAS)_A_Achievable Economic UCT Potential | F9 | Commercial | WA - Miscellaneous | New | Space Heating | Natural Gas | HVAC - Dedicated Outdoor Air System (DOAS) | A | Cumulative Winter Peak Savings (MW) | Achievable Economic UCT Potential | 0 | 0 | 0 | 0 | 0 | 0 | 0 | 0 | 0 | 0 | 0 | 0 | 0 | 0 | 0 | 0 | 0 | 0 | 0 | 0 | 0 | 0 | 0 | 0 | 0 | 0 | 0
F10_Commercial_WA - Miscellaneous_New_Space Heating_Natural Gas_HVAC - Dedicated Outdoor Air System (DOAS)_A_Achievable Economic UCT Potential | F10 | Commercial | WA - Miscellaneous | New | Space Heating | Natural Gas | HVAC - Dedicated Outdoor Air System (DOAS) | A | Purchases (Incremental) | Achievable Economic UCT Potential | 0 | 0 | 0 | 0 | 0 | 0 | 0 | 0 | 0 | 0 | 0 | 0 | 0 | 0 | 0 | 0 | 0 | 0 | 0 | 0 | 0 | 0 | 0 | 0 | 0 | 0 | 0
F11_Commercial_WA - Miscellaneous_New_Space Heating_Natural Gas_HVAC - Dedicated Outdoor Air System (DOAS)_A_Achievable Economic UCT Potential | F11 | Commercial | WA - Miscellaneous | New | Space Heating | Natural Gas | HVAC - Dedicated Outdoor Air System (DOAS) | A | Purchases (Cumulative) | Achievable Economic UCT Potential | 0 | 0 | 0 | 0 | 0 | 0 | 0 | 0 | 0 | 0 | 0 | 0 | 0 | 0 | 0 | 0 | 0 | 0 | 0 | 0 | 0 | 0 | 0 | 0 | 0 | 0 | 0
F1_Commercial_WA - Miscellaneous_New_Space Heating_Natural Gas_Destratification Fans (HVLS)_A_Achievable Economic UCT Potential | F1 | Commercial | WA - Miscellaneous | New | Space Heating | Natural Gas | Destratification Fans (HVLS) | A | Integrated Unit Energy Savings (kWh or therms) | Achievable Economic UCT Potential | 0 | 0 | 0 | 0 | 0 | 0 | 0 | 0 | 0 | 0 | 0 | 0 | 0 | 0 | 0 | 0 | 0 | 0 | 0 | 0 | 0 | 0 | 0 | 0 | 0 | 0 | 0
F2_Commercial_WA - Miscellaneous_New_Space Heating_Natural Gas_Destratification Fans (HVLS)_A_Achievable Economic UCT Potential | F2 | Commercial | WA - Miscellaneous | New | Space Heating | Natural Gas | Destratification Fans (HVLS) | A | Integrated Unit Summer Peak Savings (kW) | Achievable Economic UCT Potential | 0 | 0 | 0 | 0 | 0 | 0 | 0 | 0 | 0 | 0 | 0 | 0 | 0 | 0 | 0 | 0 | 0 | 0 | 0 | 0 | 0 | 0 | 0 | 0 | 0 | 0 | 0
F3_Commercial_WA - Miscellaneous_New_Space Heating_Natural Gas_Destratification Fans (HVLS)_A_Achievable Economic UCT Potential | F3 | Commercial | WA - Miscellaneous | New | Space Heating | Natural Gas | Destratification Fans (HVLS) | A | Integrated Unit Winter Peak Savings (kW) | Achievable Economic UCT Potential | 0 | 0 | 0 | 0 | 0 | 0 | 0 | 0 | 0 | 0 | 0 | 0 | 0 | 0 | 0 | 0 | 0 | 0 | 0 | 0 | 0 | 0 | 0 | 0 | 0 | 0 | 0
F4_Commercial_WA - Miscellaneous_New_Space Heating_Natural Gas_Destratification Fans (HVLS)_A_Achievable Economic UCT Potential | F4 | Commercial | WA - Miscellaneous | New | Space Heating | Natural Gas | Destratification Fans (HVLS) | A | Incremental Energy Savings (MWh or mTherms) | Achievable Economic UCT Potential | 0 | 0 | 0 | 0 | 0 | 0 | 0 | 0 | 0 | 0 | 0 | 0 | 0 | 0 | 0 | 0 | 0 | 0 | 0 | 0 | 0 | 0 | 0 | 0 | 0 | 0 | 0
F5_Commercial_WA - Miscellaneous_New_Space Heating_Natural Gas_Destratification Fans (HVLS)_A_Achievable Economic UCT Potential | F5 | Commercial | WA - Miscellaneous | New | Space Heating | Natural Gas | Destratification Fans (HVLS) | A | Incremental Summer Peak Savings (MW) | Achievable Economic UCT Potential | 0 | 0 | 0 | 0 | 0 | 0 | 0 | 0 | 0 | 0 | 0 | 0 | 0 | 0 | 0 | 0 | 0 | 0 | 0 | 0 | 0 | 0 | 0 | 0 | 0 | 0 | 0
F6_Commercial_WA - Miscellaneous_New_Space Heating_Natural Gas_Destratification Fans (HVLS)_A_Achievable Economic UCT Potential | F6 | Commercial | WA - Miscellaneous | New | Space Heating | Natural Gas | Destratification Fans (HVLS) | A | Incremental Winter Peak Savings (MW) | Achievable Economic UCT Potential | 0 | 0 | 0 | 0 | 0 | 0 | 0 | 0 | 0 | 0 | 0 | 0 | 0 | 0 | 0 | 0 | 0 | 0 | 0 | 0 | 0 | 0 | 0 | 0 | 0 | 0 | 0
F7_Commercial_WA - Miscellaneous_New_Space Heating_Natural Gas_Destratification Fans (HVLS)_A_Achievable Economic UCT Potential | F7 | Commercial | WA - Miscellaneous | New | Space Heating | Natural Gas | Destratification Fans (HVLS) | A | Cumulative Energy Savings (MWh or mTherms) | Achievable Economic UCT Potential | 0 | 0 | 0 | 0 | 0 | 0 | 0 | 0 | 0 | 0 | 0 | 0 | 0 | 0 | 0 | 0 | 0 | 0 | 0 | 0 | 0 | 0 | 0 | 0 | 0 | 0 | 0
F8_Commercial_WA - Miscellaneous_New_Space Heating_Natural Gas_Destratification Fans (HVLS)_A_Achievable Economic UCT Potential | F8 | Commercial | WA - Miscellaneous | New | Space Heating | Natural Gas | Destratification Fans (HVLS) | A | Cumulative Summer Peak Savings (MW) | Achievable Economic UCT Potential | 0 | 0 | 0 | 0 | 0 | 0 | 0 | 0 | 0 | 0 | 0 | 0 | 0 | 0 | 0 | 0 | 0 | 0 | 0 | 0 | 0 | 0 | 0 | 0 | 0 | 0 | 0
F9_Commercial_WA - Miscellaneous_New_Space Heating_Natural Gas_Destratification Fans (HVLS)_A_Achievable Economic UCT Potential | F9 | Commercial | WA - Miscellaneous | New | Space Heating | Natural Gas | Destratification Fans (HVLS) | A | Cumulative Winter Peak Savings (MW) | Achievable Economic UCT Potential | 0 | 0 | 0 | 0 | 0 | 0 | 0 | 0 | 0 | 0 | 0 | 0 | 0 | 0 | 0 | 0 | 0 | 0 | 0 | 0 | 0 | 0 | 0 | 0 | 0 | 0 | 0
F10_Commercial_WA - Miscellaneous_New_Space Heating_Natural Gas_Destratification Fans (HVLS)_A_Achievable Economic UCT Potential | F10 | Commercial | WA - Miscellaneous | New | Space Heating | Natural Gas | Destratification Fans (HVLS) | A | Purchases (Incremental) | Achievable Economic UCT Potential | 0 | 0 | 0 | 0 | 0 | 0 | 0 | 0 | 0 | 0 | 0 | 0 | 0 | 0 | 0 | 0 | 0 | 0 | 0 | 0 | 0 | 0 | 0 | 0 | 0 | 0 | 0
F11_Commercial_WA - Miscellaneous_New_Space Heating_Natural Gas_Destratification Fans (HVLS)_A_Achievable Economic UCT Potential | F11 | Commercial | WA - Miscellaneous | New | Space Heating | Natural Gas | Destratification Fans (HVLS) | A | Purchases (Cumulative) | Achievable Economic UCT Potential | 0 | 0 | 0 | 0 | 0 | 0 | 0 | 0 | 0 | 0 | 0 | 0 | 0 | 0 | 0 | 0 | 0 | 0 | 0 | 0 | 0 | 0 | 0 | 0 | 0 | 0 | 0
F1_Commercial_WA - Miscellaneous_New_Space Heating_Natural Gas_Gas Boiler - Maintenance_A_Achievable Economic UCT Potential | F1 | Commercial | WA - Miscellaneous | New | Space Heating | Natural Gas | Gas Boiler - Maintenance | A | Integrated Unit Energy Savings (kWh or therms) | Achievable Economic UCT Potential | 0 | 0 | 0 | 0 | 0 | 0 | 0 | 0 | 0 | 0 | 0 | 0 | 0 | 0 | 0 | 0 | 0 | 0 | 0 | 0 | 0 | 0 | 0 | 0 | 0 | 0 | 0
F2_Commercial_WA - Miscellaneous_New_Space Heating_Natural Gas_Gas Boiler - Maintenance_A_Achievable Economic UCT Potential | F2 | Commercial | WA - Miscellaneous | New | Space Heating | Natural Gas | Gas Boiler - Maintenance | A | Integrated Unit Summer Peak Savings (kW) | Achievable Economic UCT Potential | 0 | 0 | 0 | 0 | 0 | 0 | 0 | 0 | 0 | 0 | 0 | 0 | 0 | 0 | 0 | 0 | 0 | 0 | 0 | 0 | 0 | 0 | 0 | 0 | 0 | 0 | 0
F3_Commercial_WA - Miscellaneous_New_Space Heating_Natural Gas_Gas Boiler - Maintenance_A_Achievable Economic UCT Potential | F3 | Commercial | WA - Miscellaneous | New | Space Heating | Natural Gas | Gas Boiler - Maintenance | A | Integrated Unit Winter Peak Savings (kW) | Achievable Economic UCT Potential | 0 | 0 | 0 | 0 | 0 | 0 | 0 | 0 | 0 | 0 | 0 | 0 | 0 | 0 | 0 | 0 | 0 | 0 | 0 | 0 | 0 | 0 | 0 | 0 | 0 | 0 | 0
F4_Commercial_WA - Miscellaneous_New_Space Heating_Natural Gas_Gas Boiler - Maintenance_A_Achievable Economic UCT Potential | F4 | Commercial | WA - Miscellaneous | New | Space Heating | Natural Gas | Gas Boiler - Maintenance | A | Incremental Energy Savings (MWh or mTherms) | Achievable Economic UCT Potential | 0 | 0 | 0 | 0 | 0 | 0 | 0 | 0 | 0 | 0 | 0 | 0 | 0 | 0 | 0 | 0 | 0 | 0 | 0 | 0 | 0 | 0 | 0 | 0 | 0 | 0 | 0
F5_Commercial_WA - Miscellaneous_New_Space Heating_Natural Gas_Gas Boiler - Maintenance_A_Achievable Economic UCT Potential | F5 | Commercial | WA - Miscellaneous | New | Space Heating | Natural Gas | Gas Boiler - Maintenance | A | Incremental Summer Peak Savings (MW) | Achievable Economic UCT Potential | 0 | 0 | 0 | 0 | 0 | 0 | 0 | 0 | 0 | 0 | 0 | 0 | 0 | 0 | 0 | 0 | 0 | 0 | 0 | 0 | 0 | 0 | 0 | 0 | 0 | 0 | 0
F6_Commercial_WA - Miscellaneous_New_Space Heating_Natural Gas_Gas Boiler - Maintenance_A_Achievable Economic UCT Potential | F6 | Commercial | WA - Miscellaneous | New | Space Heating | Natural Gas | Gas Boiler - Maintenance | A | Incremental Winter Peak Savings (MW) | Achievable Economic UCT Potential | 0 | 0 | 0 | 0 | 0 | 0 | 0 | 0 | 0 | 0 | 0 | 0 | 0 | 0 | 0 | 0 | 0 | 0 | 0 | 0 | 0 | 0 | 0 | 0 | 0 | 0 | 0
F7_Commercial_WA - Miscellaneous_New_Space Heating_Natural Gas_Gas Boiler - Maintenance_A_Achievable Economic UCT Potential | F7 | Commercial | WA - Miscellaneous | New | Space Heating | Natural Gas | Gas Boiler - Maintenance | A | Cumulative Energy Savings (MWh or mTherms) | Achievable Economic UCT Potential | 0 | 0 | 0 | 0 | 0 | 0 | 0 | 0 | 0 | 0 | 0 | 0 | 0 | 0 | 0 | 0 | 0 | 0 | 0 | 0 | 0 | 0 | 0 | 0 | 0 | 0 | 0
F8_Commercial_WA - Miscellaneous_New_Space Heating_Natural Gas_Gas Boiler - Maintenance_A_Achievable Economic UCT Potential | F8 | Commercial | WA - Miscellaneous | New | Space Heating | Natural Gas | Gas Boiler - Maintenance | A | Cumulative Summer Peak Savings (MW) | Achievable Economic UCT Potential | 0 | 0 | 0 | 0 | 0 | 0 | 0 | 0 | 0 | 0 | 0 | 0 | 0 | 0 | 0 | 0 | 0 | 0 | 0 | 0 | 0 | 0 | 0 | 0 | 0 | 0 | 0
F9_Commercial_WA - Miscellaneous_New_Space Heating_Natural Gas_Gas Boiler - Maintenance_A_Achievable Economic UCT Potential | F9 | Commercial | WA - Miscellaneous | New | Space Heating | Natural Gas | Gas Boiler - Maintenance | A | Cumulative Winter Peak Savings (MW) | Achievable Economic UCT Potential | 0 | 0 | 0 | 0 | 0 | 0 | 0 | 0 | 0 | 0 | 0 | 0 | 0 | 0 | 0 | 0 | 0 | 0 | 0 | 0 | 0 | 0 | 0 | 0 | 0 | 0 | 0
F10_Commercial_WA - Miscellaneous_New_Space Heating_Natural Gas_Gas Boiler - Maintenance_A_Achievable Economic UCT Potential | F10 | Commercial | WA - Miscellaneous | New | Space Heating | Natural Gas | Gas Boiler - Maintenance | A | Purchases (Incremental) | Achievable Economic UCT Potential | 0 | 0 | 0 | 0 | 0 | 0 | 0 | 0 | 0 | 0 | 0 | 0 | 0 | 0 | 0 | 0 | 0 | 0 | 0 | 0 | 0 | 0 | 0 | 0 | 0 | 0 | 0
F11_Commercial_WA - Miscellaneous_New_Space Heating_Natural Gas_Gas Boiler - Maintenance_A_Achievable Economic UCT Potential | F11 | Commercial | WA - Miscellaneous | New | Space Heating | Natural Gas | Gas Boiler - Maintenance | A | Purchases (Cumulative) | Achievable Economic UCT Potential | 0 | 0 | 0 | 0 | 0 | 0 | 0 | 0 | 0 | 0 | 0 | 0 | 0 | 0 | 0 | 0 | 0 | 0 | 0 | 0 | 0 | 0 | 0 | 0 | 0 | 0 | 0
F1_Commercial_WA - Miscellaneous_New_Space Heating_Natural Gas_Gas Furnace - Maintenance_A_Achievable Economic UCT Potential | F1 | Commercial | WA - Miscellaneous | New | Space Heating | Natural Gas | Gas Furnace - Maintenance | A | Integrated Unit Energy Savings (kWh or therms) | Achievable Economic UCT Potential | 0 | 0 | 0 | 0 | 0 | 0 | 0 | 0 | 0 | 0 | 0 | 0 | 0 | 0 | 0 | 0 | 0 | 0 | 0 | 0 | 0 | 0 | 0 | 0 | 0 | 0 | 0
F2_Commercial_WA - Miscellaneous_New_Space Heating_Natural Gas_Gas Furnace - Maintenance_A_Achievable Economic UCT Potential | F2 | Commercial | WA - Miscellaneous | New | Space Heating | Natural Gas | Gas Furnace - Maintenance | A | Integrated Unit Summer Peak Savings (kW) | Achievable Economic UCT Potential | 0 | 0 | 0 | 0 | 0 | 0 | 0 | 0 | 0 | 0 | 0 | 0 | 0 | 0 | 0 | 0 | 0 | 0 | 0 | 0 | 0 | 0 | 0 | 0 | 0 | 0 | 0
F3_Commercial_WA - Miscellaneous_New_Space Heating_Natural Gas_Gas Furnace - Maintenance_A_Achievable Economic UCT Potential | F3 | Commercial | WA - Miscellaneous | New | Space Heating | Natural Gas | Gas Furnace - Maintenance | A | Integrated Unit Winter Peak Savings (kW) | Achievable Economic UCT Potential | 0 | 0 | 0 | 0 | 0 | 0 | 0 | 0 | 0 | 0 | 0 | 0 | 0 | 0 | 0 | 0 | 0 | 0 | 0 | 0 | 0 | 0 | 0 | 0 | 0 | 0 | 0
F4_Commercial_WA - Miscellaneous_New_Space Heating_Natural Gas_Gas Furnace - Maintenance_A_Achievable Economic UCT Potential | F4 | Commercial | WA - Miscellaneous | New | Space Heating | Natural Gas | Gas Furnace - Maintenance | A | Incremental Energy Savings (MWh or mTherms) | Achievable Economic UCT Potential | 0 | 0 | 0 | 0 | 0 | 0 | 0 | 0 | 0 | 0 | 0 | 0 | 0 | 0 | 0 | 0 | 0 | 0 | 0 | 0 | 0 | 0 | 0 | 0 | 0 | 0 | 0
F5_Commercial_WA - Miscellaneous_New_Space Heating_Natural Gas_Gas Furnace - Maintenance_A_Achievable Economic UCT Potential | F5 | Commercial | WA - Miscellaneous | New | Space Heating | Natural Gas | Gas Furnace - Maintenance | A | Incremental Summer Peak Savings (MW) | Achievable Economic UCT Potential | 0 | 0 | 0 | 0 | 0 | 0 | 0 | 0 | 0 | 0 | 0 | 0 | 0 | 0 | 0 | 0 | 0 | 0 | 0 | 0 | 0 | 0 | 0 | 0 | 0 | 0 | 0
F6_Commercial_WA - Miscellaneous_New_Space Heating_Natural Gas_Gas Furnace - Maintenance_A_Achievable Economic UCT Potential | F6 | Commercial | WA - Miscellaneous | New | Space Heating | Natural Gas | Gas Furnace - Maintenance | A | Incremental Winter Peak Savings (MW) | Achievable Economic UCT Potential | 0 | 0 | 0 | 0 | 0 | 0 | 0 | 0 | 0 | 0 | 0 | 0 | 0 | 0 | 0 | 0 | 0 | 0 | 0 | 0 | 0 | 0 | 0 | 0 | 0 | 0 | 0
F7_Commercial_WA - Miscellaneous_New_Space Heating_Natural Gas_Gas Furnace - Maintenance_A_Achievable Economic UCT Potential | F7 | Commercial | WA - Miscellaneous | New | Space Heating | Natural Gas | Gas Furnace - Maintenance | A | Cumulative Energy Savings (MWh or mTherms) | Achievable Economic UCT Potential | 0 | 0 | 0 | 0 | 0 | 0 | 0 | 0 | 0 | 0 | 0 | 0 | 0 | 0 | 0 | 0 | 0 | 0 | 0 | 0 | 0 | 0 | 0 | 0 | 0 | 0 | 0
F8_Commercial_WA - Miscellaneous_New_Space Heating_Natural Gas_Gas Furnace - Maintenance_A_Achievable Economic UCT Potential | F8 | Commercial | WA - Miscellaneous | New | Space Heating | Natural Gas | Gas Furnace - Maintenance | A | Cumulative Summer Peak Savings (MW) | Achievable Economic UCT Potential | 0 | 0 | 0 | 0 | 0 | 0 | 0 | 0 | 0 | 0 | 0 | 0 | 0 | 0 | 0 | 0 | 0 | 0 | 0 | 0 | 0 | 0 | 0 | 0 | 0 | 0 | 0
F9_Commercial_WA - Miscellaneous_New_Space Heating_Natural Gas_Gas Furnace - Maintenance_A_Achievable Economic UCT Potential | F9 | Commercial | WA - Miscellaneous | New | Space Heating | Natural Gas | Gas Furnace - Maintenance | A | Cumulative Winter Peak Savings (MW) | Achievable Economic UCT Potential | 0 | 0 | 0 | 0 | 0 | 0 | 0 | 0 | 0 | 0 | 0 | 0 | 0 | 0 | 0 | 0 | 0 | 0 | 0 | 0 | 0 | 0 | 0 | 0 | 0 | 0 | 0
F10_Commercial_WA - Miscellaneous_New_Space Heating_Natural Gas_Gas Furnace - Maintenance_A_Achievable Economic UCT Potential | F10 | Commercial | WA - Miscellaneous | New | Space Heating | Natural Gas | Gas Furnace - Maintenance | A | Purchases (Incremental) | Achievable Economic UCT Potential | 0 | 0 | 0 | 0 | 0 | 0 | 0 | 0 | 0 | 0 | 0 | 0 | 0 | 0 | 0 | 0 | 0 | 0 | 0 | 0 | 0 | 0 | 0 | 0 | 0 | 0 | 0
F11_Commercial_WA - Miscellaneous_New_Space Heating_Natural Gas_Gas Furnace - Maintenance_A_Achievable Economic UCT Potential | F11 | Commercial | WA - Miscellaneous | New | Space Heating | Natural Gas | Gas Furnace - Maintenance | A | Purchases (Cumulative) | Achievable Economic UCT Potential | 0 | 0 | 0 | 0 | 0 | 0 | 0 | 0 | 0 | 0 | 0 | 0 | 0 | 0 | 0 | 0 | 0 | 0 | 0 | 0 | 0 | 0 | 0 | 0 | 0 | 0 | 0
F1_Commercial_WA - Miscellaneous_New_Space Heating_Natural Gas_Gas Boiler - Hot Water Reset_A_Achievable Economic UCT Potential | F1 | Commercial | WA - Miscellaneous | New | Space Heating | Natural Gas | Gas Boiler - Hot Water Reset | A | Integrated Unit Energy Savings (kWh or therms) | Achievable Economic UCT Potential | 0 | 0 | 0 | 0 | 0 | 0 | 0 | 0 | 0 | 0 | 0 | 0 | 0 | 0 | 0 | 0 | 0 | 0 | 0 | 0 | 0 | 0 | 0 | 0 | 0 | 0 | 0
F2_Commercial_WA - Miscellaneous_New_Space Heating_Natural Gas_Gas Boiler - Hot Water Reset_A_Achievable Economic UCT Potential | F2 | Commercial | WA - Miscellaneous | New | Space Heating | Natural Gas | Gas Boiler - Hot Water Reset | A | Integrated Unit Summer Peak Savings (kW) | Achievable Economic UCT Potential | 0 | 0 | 0 | 0 | 0 | 0 | 0 | 0 | 0 | 0 | 0 | 0 | 0 | 0 | 0 | 0 | 0 | 0 | 0 | 0 | 0 | 0 | 0 | 0 | 0 | 0 | 0
F3_Commercial_WA - Miscellaneous_New_Space Heating_Natural Gas_Gas Boiler - Hot Water Reset_A_Achievable Economic UCT Potential | F3 | Commercial | WA - Miscellaneous | New | Space Heating | Natural Gas | Gas Boiler - Hot Water Reset | A | Integrated Unit Winter Peak Savings (kW) | Achievable Economic UCT Potential | 0 | 0 | 0 | 0 | 0 | 0 | 0 | 0 | 0 | 0 | 0 | 0 | 0 | 0 | 0 | 0 | 0 | 0 | 0 | 0 | 0 | 0 | 0 | 0 | 0 | 0 | 0
F4_Commercial_WA - Miscellaneous_New_Space Heating_Natural Gas_Gas Boiler - Hot Water Reset_A_Achievable Economic UCT Potential | F4 | Commercial | WA - Miscellaneous | New | Space Heating | Natural Gas | Gas Boiler - Hot Water Reset | A | Incremental Energy Savings (MWh or mTherms) | Achievable Economic UCT Potential | 0 | 0 | 0 | 0 | 0 | 0 | 0 | 0 | 0 | 0 | 0 | 0 | 0 | 0 | 0 | 0 | 0 | 0 | 0 | 0 | 0 | 0 | 0 | 0 | 0 | 0 | 0
F5_Commercial_WA - Miscellaneous_New_Space Heating_Natural Gas_Gas Boiler - Hot Water Reset_A_Achievable Economic UCT Potential | F5 | Commercial | WA - Miscellaneous | New | Space Heating | Natural Gas | Gas Boiler - Hot Water Reset | A | Incremental Summer Peak Savings (MW) | Achievable Economic UCT Potential | 0 | 0 | 0 | 0 | 0 | 0 | 0 | 0 | 0 | 0 | 0 | 0 | 0 | 0 | 0 | 0 | 0 | 0 | 0 | 0 | 0 | 0 | 0 | 0 | 0 | 0 | 0
F6_Commercial_WA - Miscellaneous_New_Space Heating_Natural Gas_Gas Boiler - Hot Water Reset_A_Achievable Economic UCT Potential | F6 | Commercial | WA - Miscellaneous | New | Space Heating | Natural Gas | Gas Boiler - Hot Water Reset | A | Incremental Winter Peak Savings (MW) | Achievable Economic UCT Potential | 0 | 0 | 0 | 0 | 0 | 0 | 0 | 0 | 0 | 0 | 0 | 0 | 0 | 0 | 0 | 0 | 0 | 0 | 0 | 0 | 0 | 0 | 0 | 0 | 0 | 0 | 0
F7_Commercial_WA - Miscellaneous_New_Space Heating_Natural Gas_Gas Boiler - Hot Water Reset_A_Achievable Economic UCT Potential | F7 | Commercial | WA - Miscellaneous | New | Space Heating | Natural Gas | Gas Boiler - Hot Water Reset | A | Cumulative Energy Savings (MWh or mTherms) | Achievable Economic UCT Potential | 0 | 0 | 0 | 0 | 0 | 0 | 0 | 0 | 0 | 0 | 0 | 0 | 0 | 0 | 0 | 0 | 0 | 0 | 0 | 0 | 0 | 0 | 0 | 0 | 0 | 0 | 0
F8_Commercial_WA - Miscellaneous_New_Space Heating_Natural Gas_Gas Boiler - Hot Water Reset_A_Achievable Economic UCT Potential | F8 | Commercial | WA - Miscellaneous | New | Space Heating | Natural Gas | Gas Boiler - Hot Water Reset | A | Cumulative Summer Peak Savings (MW) | Achievable Economic UCT Potential | 0 | 0 | 0 | 0 | 0 | 0 | 0 | 0 | 0 | 0 | 0 | 0 | 0 | 0 | 0 | 0 | 0 | 0 | 0 | 0 | 0 | 0 | 0 | 0 | 0 | 0 | 0
F9_Commercial_WA - Miscellaneous_New_Space Heating_Natural Gas_Gas Boiler - Hot Water Reset_A_Achievable Economic UCT Potential | F9 | Commercial | WA - Miscellaneous | New | Space Heating | Natural Gas | Gas Boiler - Hot Water Reset | A | Cumulative Winter Peak Savings (MW) | Achievable Economic UCT Potential | 0 | 0 | 0 | 0 | 0 | 0 | 0 | 0 | 0 | 0 | 0 | 0 | 0 | 0 | 0 | 0 | 0 | 0 | 0 | 0 | 0 | 0 | 0 | 0 | 0 | 0 | 0
F10_Commercial_WA - Miscellaneous_New_Space Heating_Natural Gas_Gas Boiler - Hot Water Reset_A_Achievable Economic UCT Potential | F10 | Commercial | WA - Miscellaneous | New | Space Heating | Natural Gas | Gas Boiler - Hot Water Reset | A | Purchases (Incremental) | Achievable Economic UCT Potential | 0 | 0 | 0 | 0 | 0 | 0 | 0 | 0 | 0 | 0 | 0 | 0 | 0 | 0 | 0 | 0 | 0 | 0 | 0 | 0 | 0 | 0 | 0 | 0 | 0 | 0 | 0
F11_Commercial_WA - Miscellaneous_New_Space Heating_Natural Gas_Gas Boiler - Hot Water Reset_A_Achievable Economic UCT Potential | F11 | Commercial | WA - Miscellaneous | New | Space Heating | Natural Gas | Gas Boiler - Hot Water Reset | A | Purchases (Cumulative) | Achievable Economic UCT Potential | 0 | 0 | 0 | 0 | 0 | 0 | 0 | 0 | 0 | 0 | 0 | 0 | 0 | 0 | 0 | 0 | 0 | 0 | 0 | 0 | 0 | 0 | 0 | 0 | 0 | 0 | 0
F1_Commercial_WA - Miscellaneous_New_Space Heating_Natural Gas_Gas Boiler - Steam Trap Replacement_A_Achievable Economic UCT Potential | F1 | Commercial | WA - Miscellaneous | New | Space Heating | Natural Gas | Gas Boiler - Steam Trap Replacement | A | Integrated Unit Energy Savings (kWh or therms) | Achievable Economic UCT Potential | 0 | 0 | 0 | 0 | 0 | 0 | 0 | 0 | 0 | 0 | 0 | 0 | 0 | 0 | 0 | 0 | 0 | 0 | 0 | 0 | 0 | 0 | 0 | 0 | 0 | 0 | 0
F2_Commercial_WA - Miscellaneous_New_Space Heating_Natural Gas_Gas Boiler - Steam Trap Replacement_A_Achievable Economic UCT Potential | F2 | Commercial | WA - Miscellaneous | New | Space Heating | Natural Gas | Gas Boiler - Steam Trap Replacement | A | Integrated Unit Summer Peak Savings (kW) | Achievable Economic UCT Potential | 0 | 0 | 0 | 0 | 0 | 0 | 0 | 0 | 0 | 0 | 0 | 0 | 0 | 0 | 0 | 0 | 0 | 0 | 0 | 0 | 0 | 0 | 0 | 0 | 0 | 0 | 0
F3_Commercial_WA - Miscellaneous_New_Space Heating_Natural Gas_Gas Boiler - Steam Trap Replacement_A_Achievable Economic UCT Potential | F3 | Commercial | WA - Miscellaneous | New | Space Heating | Natural Gas | Gas Boiler - Steam Trap Replacement | A | Integrated Unit Winter Peak Savings (kW) | Achievable Economic UCT Potential | 0 | 0 | 0 | 0 | 0 | 0 | 0 | 0 | 0 | 0 | 0 | 0 | 0 | 0 | 0 | 0 | 0 | 0 | 0 | 0 | 0 | 0 | 0 | 0 | 0 | 0 | 0
F4_Commercial_WA - Miscellaneous_New_Space Heating_Natural Gas_Gas Boiler - Steam Trap Replacement_A_Achievable Economic UCT Potential | F4 | Commercial | WA - Miscellaneous | New | Space Heating | Natural Gas | Gas Boiler - Steam Trap Replacement | A | Incremental Energy Savings (MWh or mTherms) | Achievable Economic UCT Potential | 0 | 0 | 0 | 0 | 0 | 0 | 0 | 0 | 0 | 0 | 0 | 0 | 0 | 0 | 0 | 0 | 0 | 0 | 0 | 0 | 0 | 0 | 0 | 0 | 0 | 0 | 0
F5_Commercial_WA - Miscellaneous_New_Space Heating_Natural Gas_Gas Boiler - Steam Trap Replacement_A_Achievable Economic UCT Potential | F5 | Commercial | WA - Miscellaneous | New | Space Heating | Natural Gas | Gas Boiler - Steam Trap Replacement | A | Incremental Summer Peak Savings (MW) | Achievable Economic UCT Potential | 0 | 0 | 0 | 0 | 0 | 0 | 0 | 0 | 0 | 0 | 0 | 0 | 0 | 0 | 0 | 0 | 0 | 0 | 0 | 0 | 0 | 0 | 0 | 0 | 0 | 0 | 0
F6_Commercial_WA - Miscellaneous_New_Space Heating_Natural Gas_Gas Boiler - Steam Trap Replacement_A_Achievable Economic UCT Potential | F6 | Commercial | WA - Miscellaneous | New | Space Heating | Natural Gas | Gas Boiler - Steam Trap Replacement | A | Incremental Winter Peak Savings (MW) | Achievable Economic UCT Potential | 0 | 0 | 0 | 0 | 0 | 0 | 0 | 0 | 0 | 0 | 0 | 0 | 0 | 0 | 0 | 0 | 0 | 0 | 0 | 0 | 0 | 0 | 0 | 0 | 0 | 0 | 0
F7_Commercial_WA - Miscellaneous_New_Space Heating_Natural Gas_Gas Boiler - Steam Trap Replacement_A_Achievable Economic UCT Potential | F7 | Commercial | WA - Miscellaneous | New | Space Heating | Natural Gas | Gas Boiler - Steam Trap Replacement | A | Cumulative Energy Savings (MWh or mTherms) | Achievable Economic UCT Potential | 0 | 0 | 0 | 0 | 0 | 0 | 0 | 0 | 0 | 0 | 0 | 0 | 0 | 0 | 0 | 0 | 0 | 0 | 0 | 0 | 0 | 0 | 0 | 0 | 0 | 0 | 0
F8_Commercial_WA - Miscellaneous_New_Space Heating_Natural Gas_Gas Boiler - Steam Trap Replacement_A_Achievable Economic UCT Potential | F8 | Commercial | WA - Miscellaneous | New | Space Heating | Natural Gas | Gas Boiler - Steam Trap Replacement | A | Cumulative Summer Peak Savings (MW) | Achievable Economic UCT Potential | 0 | 0 | 0 | 0 | 0 | 0 | 0 | 0 | 0 | 0 | 0 | 0 | 0 | 0 | 0 | 0 | 0 | 0 | 0 | 0 | 0 | 0 | 0 | 0 | 0 | 0 | 0
F9_Commercial_WA - Miscellaneous_New_Space Heating_Natural Gas_Gas Boiler - Steam Trap Replacement_A_Achievable Economic UCT Potential | F9 | Commercial | WA - Miscellaneous | New | Space Heating | Natural Gas | Gas Boiler - Steam Trap Replacement | A | Cumulative Winter Peak Savings (MW) | Achievable Economic UCT Potential | 0 | 0 | 0 | 0 | 0 | 0 | 0 | 0 | 0 | 0 | 0 | 0 | 0 | 0 | 0 | 0 | 0 | 0 | 0 | 0 | 0 | 0 | 0 | 0 | 0 | 0 | 0
F10_Commercial_WA - Miscellaneous_New_Space Heating_Natural Gas_Gas Boiler - Steam Trap Replacement_A_Achievable Economic UCT Potential | F10 | Commercial | WA - Miscellaneous | New | Space Heating | Natural Gas | Gas Boiler - Steam Trap Replacement | A | Purchases (Incremental) | Achievable Economic UCT Potential | 0 | 0 | 0 | 0 | 0 | 0 | 0 | 0 | 0 | 0 | 0 | 0 | 0 | 0 | 0 | 0 | 0 | 0 | 0 | 0 | 0 | 0 | 0 | 0 | 0 | 0 | 0
F11_Commercial_WA - Miscellaneous_New_Space Heating_Natural Gas_Gas Boiler - Steam Trap Replacement_A_Achievable Economic UCT Potential | F11 | Commercial | WA - Miscellaneous | New | Space Heating | Natural Gas | Gas Boiler - Steam Trap Replacement | A | Purchases (Cumulative) | Achievable Economic UCT Potential | 0 | 0 | 0 | 0 | 0 | 0 | 0 | 0 | 0 | 0 | 0 | 0 | 0 | 0 | 0 | 0 | 0 | 0 | 0 | 0 | 0 | 0 | 0 | 0 | 0 | 0 | 0
F1_Commercial_WA - Miscellaneous_New_Space Heating_Natural Gas_Gas Boiler - High Turndown Burner_A_Achievable Economic UCT Potential | F1 | Commercial | WA - Miscellaneous | New | Space Heating | Natural Gas | Gas Boiler - High Turndown Burner | A | Integrated Unit Energy Savings (kWh or therms) | Achievable Economic UCT Potential | 0 | 0 | 0 | 0 | 0 | 0 | 0 | 0 | 0 | 0 | 0 | 0 | 0 | 0 | 0 | 0 | 0 | 0 | 0 | 0 | 0 | 0 | 0 | 0 | 0 | 0 | 0
F2_Commercial_WA - Miscellaneous_New_Space Heating_Natural Gas_Gas Boiler - High Turndown Burner_A_Achievable Economic UCT Potential | F2 | Commercial | WA - Miscellaneous | New | Space Heating | Natural Gas | Gas Boiler - High Turndown Burner | A | Integrated Unit Summer Peak Savings (kW) | Achievable Economic UCT Potential | 0 | 0 | 0 | 0 | 0 | 0 | 0 | 0 | 0 | 0 | 0 | 0 | 0 | 0 | 0 | 0 | 0 | 0 | 0 | 0 | 0 | 0 | 0 | 0 | 0 | 0 | 0
F3_Commercial_WA - Miscellaneous_New_Space Heating_Natural Gas_Gas Boiler - High Turndown Burner_A_Achievable Economic UCT Potential | F3 | Commercial | WA - Miscellaneous | New | Space Heating | Natural Gas | Gas Boiler - High Turndown Burner | A | Integrated Unit Winter Peak Savings (kW) | Achievable Economic UCT Potential | 0 | 0 | 0 | 0 | 0 | 0 | 0 | 0 | 0 | 0 | 0 | 0 | 0 | 0 | 0 | 0 | 0 | 0 | 0 | 0 | 0 | 0 | 0 | 0 | 0 | 0 | 0
F4_Commercial_WA - Miscellaneous_New_Space Heating_Natural Gas_Gas Boiler - High Turndown Burner_A_Achievable Economic UCT Potential | F4 | Commercial | WA - Miscellaneous | New | Space Heating | Natural Gas | Gas Boiler - High Turndown Burner | A | Incremental Energy Savings (MWh or mTherms) | Achievable Economic UCT Potential | 0 | 0 | 0 | 0 | 0 | 0 | 0 | 0 | 0 | 0 | 0 | 0 | 0 | 0 | 0 | 0 | 0 | 0 | 0 | 0 | 0 | 0 | 0 | 0 | 0 | 0 | 0
F5_Commercial_WA - Miscellaneous_New_Space Heating_Natural Gas_Gas Boiler - High Turndown Burner_A_Achievable Economic UCT Potential | F5 | Commercial | WA - Miscellaneous | New | Space Heating | Natural Gas | Gas Boiler - High Turndown Burner | A | Incremental Summer Peak Savings (MW) | Achievable Economic UCT Potential | 0 | 0 | 0 | 0 | 0 | 0 | 0 | 0 | 0 | 0 | 0 | 0 | 0 | 0 | 0 | 0 | 0 | 0 | 0 | 0 | 0 | 0 | 0 | 0 | 0 | 0 | 0
F6_Commercial_WA - Miscellaneous_New_Space Heating_Natural Gas_Gas Boiler - High Turndown Burner_A_Achievable Economic UCT Potential | F6 | Commercial | WA - Miscellaneous | New | Space Heating | Natural Gas | Gas Boiler - High Turndown Burner | A | Incremental Winter Peak Savings (MW) | Achievable Economic UCT Potential | 0 | 0 | 0 | 0 | 0 | 0 | 0 | 0 | 0 | 0 | 0 | 0 | 0 | 0 | 0 | 0 | 0 | 0 | 0 | 0 | 0 | 0 | 0 | 0 | 0 | 0 | 0
F7_Commercial_WA - Miscellaneous_New_Space Heating_Natural Gas_Gas Boiler - High Turndown Burner_A_Achievable Economic UCT Potential | F7 | Commercial | WA - Miscellaneous | New | Space Heating | Natural Gas | Gas Boiler - High Turndown Burner | A | Cumulative Energy Savings (MWh or mTherms) | Achievable Economic UCT Potential | 0 | 0 | 0 | 0 | 0 | 0 | 0 | 0 | 0 | 0 | 0 | 0 | 0 | 0 | 0 | 0 | 0 | 0 | 0 | 0 | 0 | 0 | 0 | 0 | 0 | 0 | 0
F8_Commercial_WA - Miscellaneous_New_Space Heating_Natural Gas_Gas Boiler - High Turndown Burner_A_Achievable Economic UCT Potential | F8 | Commercial | WA - Miscellaneous | New | Space Heating | Natural Gas | Gas Boiler - High Turndown Burner | A | Cumulative Summer Peak Savings (MW) | Achievable Economic UCT Potential | 0 | 0 | 0 | 0 | 0 | 0 | 0 | 0 | 0 | 0 | 0 | 0 | 0 | 0 | 0 | 0 | 0 | 0 | 0 | 0 | 0 | 0 | 0 | 0 | 0 | 0 | 0
F9_Commercial_WA - Miscellaneous_New_Space Heating_Natural Gas_Gas Boiler - High Turndown Burner_A_Achievable Economic UCT Potential | F9 | Commercial | WA - Miscellaneous | New | Space Heating | Natural Gas | Gas Boiler - High Turndown Burner | A | Cumulative Winter Peak Savings (MW) | Achievable Economic UCT Potential | 0 | 0 | 0 | 0 | 0 | 0 | 0 | 0 | 0 | 0 | 0 | 0 | 0 | 0 | 0 | 0 | 0 | 0 | 0 | 0 | 0 | 0 | 0 | 0 | 0 | 0 | 0
F10_Commercial_WA - Miscellaneous_New_Space Heating_Natural Gas_Gas Boiler - High Turndown Burner_A_Achievable Economic UCT Potential | F10 | Commercial | WA - Miscellaneous | New | Space Heating | Natural Gas | Gas Boiler - High Turndown Burner | A | Purchases (Incremental) | Achievable Economic UCT Potential | 0 | 0 | 0 | 0 | 0 | 0 | 0 | 0 | 0 | 0 | 0 | 0 | 0 | 0 | 0 | 0 | 0 | 0 | 0 | 0 | 0 | 0 | 0 | 0 | 0 | 0 | 0
F11_Commercial_WA - Miscellaneous_New_Space Heating_Natural Gas_Gas Boiler - High Turndown Burner_A_Achievable Economic UCT Potential | F11 | Commercial | WA - Miscellaneous | New | Space Heating | Natural Gas | Gas Boiler - High Turndown Burner | A | Purchases (Cumulative) | Achievable Economic UCT Potential | 0 | 0 | 0 | 0 | 0 | 0 | 0 | 0 | 0 | 0 | 0 | 0 | 0 | 0 | 0 | 0 | 0 | 0 | 0 | 0 | 0 | 0 | 0 | 0 | 0 | 0 | 0
F1_Commercial_WA - Miscellaneous_New_Space Heating_Natural Gas_Gas Boiler - Burner Control Optimization_A_Achievable Economic UCT Potential | F1 | Commercial | WA - Miscellaneous | New | Space Heating | Natural Gas | Gas Boiler - Burner Control Optimization | A | Integrated Unit Energy Savings (kWh or therms) | Achievable Economic UCT Potential | 0 | 0 | 0 | 0 | 0 | 0 | 0 | 0 | 0 | 0 | 0 | 0 | 0 | 0 | 0 | 0 | 0 | 0 | 0 | 0 | 0 | 0 | 0 | 0 | 0 | 0 | 0
F2_Commercial_WA - Miscellaneous_New_Space Heating_Natural Gas_Gas Boiler - Burner Control Optimization_A_Achievable Economic UCT Potential | F2 | Commercial | WA - Miscellaneous | New | Space Heating | Natural Gas | Gas Boiler - Burner Control Optimization | A | Integrated Unit Summer Peak Savings (kW) | Achievable Economic UCT Potential | 0 | 0 | 0 | 0 | 0 | 0 | 0 | 0 | 0 | 0 | 0 | 0 | 0 | 0 | 0 | 0 | 0 | 0 | 0 | 0 | 0 | 0 | 0 | 0 | 0 | 0 | 0
F3_Commercial_WA - Miscellaneous_New_Space Heating_Natural Gas_Gas Boiler - Burner Control Optimization_A_Achievable Economic UCT Potential | F3 | Commercial | WA - Miscellaneous | New | Space Heating | Natural Gas | Gas Boiler - Burner Control Optimization | A | Integrated Unit Winter Peak Savings (kW) | Achievable Economic UCT Potential | 0 | 0 | 0 | 0 | 0 | 0 | 0 | 0 | 0 | 0 | 0 | 0 | 0 | 0 | 0 | 0 | 0 | 0 | 0 | 0 | 0 | 0 | 0 | 0 | 0 | 0 | 0
F4_Commercial_WA - Miscellaneous_New_Space Heating_Natural Gas_Gas Boiler - Burner Control Optimization_A_Achievable Economic UCT Potential | F4 | Commercial | WA - Miscellaneous | New | Space Heating | Natural Gas | Gas Boiler - Burner Control Optimization | A | Incremental Energy Savings (MWh or mTherms) | Achievable Economic UCT Potential | 0 | 0 | 0 | 0 | 0 | 0 | 0 | 0 | 0 | 0 | 0 | 0 | 0 | 0 | 0 | 0 | 0 | 0 | 0 | 0 | 0 | 0 | 0 | 0 | 0 | 0 | 0
F5_Commercial_WA - Miscellaneous_New_Space Heating_Natural Gas_Gas Boiler - Burner Control Optimization_A_Achievable Economic UCT Potential | F5 | Commercial | WA - Miscellaneous | New | Space Heating | Natural Gas | Gas Boiler - Burner Control Optimization | A | Incremental Summer Peak Savings (MW) | Achievable Economic UCT Potential | 0 | 0 | 0 | 0 | 0 | 0 | 0 | 0 | 0 | 0 | 0 | 0 | 0 | 0 | 0 | 0 | 0 | 0 | 0 | 0 | 0 | 0 | 0 | 0 | 0 | 0 | 0
F6_Commercial_WA - Miscellaneous_New_Space Heating_Natural Gas_Gas Boiler - Burner Control Optimization_A_Achievable Economic UCT Potential | F6 | Commercial | WA - Miscellaneous | New | Space Heating | Natural Gas | Gas Boiler - Burner Control Optimization | A | Incremental Winter Peak Savings (MW) | Achievable Economic UCT Potential | 0 | 0 | 0 | 0 | 0 | 0 | 0 | 0 | 0 | 0 | 0 | 0 | 0 | 0 | 0 | 0 | 0 | 0 | 0 | 0 | 0 | 0 | 0 | 0 | 0 | 0 | 0
F7_Commercial_WA - Miscellaneous_New_Space Heating_Natural Gas_Gas Boiler - Burner Control Optimization_A_Achievable Economic UCT Potential | F7 | Commercial | WA - Miscellaneous | New | Space Heating | Natural Gas | Gas Boiler - Burner Control Optimization | A | Cumulative Energy Savings (MWh or mTherms) | Achievable Economic UCT Potential | 0 | 0 | 0 | 0 | 0 | 0 | 0 | 0 | 0 | 0 | 0 | 0 | 0 | 0 | 0 | 0 | 0 | 0 | 0 | 0 | 0 | 0 | 0 | 0 | 0 | 0 | 0
F8_Commercial_WA - Miscellaneous_New_Space Heating_Natural Gas_Gas Boiler - Burner Control Optimization_A_Achievable Economic UCT Potential | F8 | Commercial | WA - Miscellaneous | New | Space Heating | Natural Gas | Gas Boiler - Burner Control Optimization | A | Cumulative Summer Peak Savings (MW) | Achievable Economic UCT Potential | 0 | 0 | 0 | 0 | 0 | 0 | 0 | 0 | 0 | 0 | 0 | 0 | 0 | 0 | 0 | 0 | 0 | 0 | 0 | 0 | 0 | 0 | 0 | 0 | 0 | 0 | 0
F9_Commercial_WA - Miscellaneous_New_Space Heating_Natural Gas_Gas Boiler - Burner Control Optimization_A_Achievable Economic UCT Potential | F9 | Commercial | WA - Miscellaneous | New | Space Heating | Natural Gas | Gas Boiler - Burner Control Optimization | A | Cumulative Winter Peak Savings (MW) | Achievable Economic UCT Potential | 0 | 0 | 0 | 0 | 0 | 0 | 0 | 0 | 0 | 0 | 0 | 0 | 0 | 0 | 0 | 0 | 0 | 0 | 0 | 0 | 0 | 0 | 0 | 0 | 0 | 0 | 0
F10_Commercial_WA - Miscellaneous_New_Space Heating_Natural Gas_Gas Boiler - Burner Control Optimization_A_Achievable Economic UCT Potential | F10 | Commercial | WA - Miscellaneous | New | Space Heating | Natural Gas | Gas Boiler - Burner Control Optimization | A | Purchases (Incremental) | Achievable Economic UCT Potential | 0 | 0 | 0 | 0 | 0 | 0 | 0 | 0 | 0 | 0 | 0 | 0 | 0 | 0 | 0 | 0 | 0 | 0 | 0 | 0 | 0 | 0 | 0 | 0 | 0 | 0 | 0
F11_Commercial_WA - Miscellaneous_New_Space Heating_Natural Gas_Gas Boiler - Burner Control Optimization_A_Achievable Economic UCT Potential | F11 | Commercial | WA - Miscellaneous | New | Space Heating | Natural Gas | Gas Boiler - Burner Control Optimization | A | Purchases (Cumulative) | Achievable Economic UCT Potential | 0 | 0 | 0 | 0 | 0 | 0 | 0 | 0 | 0 | 0 | 0 | 0 | 0 | 0 | 0 | 0 | 0 | 0 | 0 | 0 | 0 | 0 | 0 | 0 | 0 | 0 | 0
F1_Commercial_WA - Miscellaneous_New_Space Heating_Natural Gas_Gas Boiler - Stack Economizer_A_Achievable Economic UCT Potential | F1 | Commercial | WA - Miscellaneous | New | Space Heating | Natural Gas | Gas Boiler - Stack Economizer | A | Integrated Unit Energy Savings (kWh or therms) | Achievable Economic UCT Potential | 0 | 0 | 0 | 0 | 0 | 0 | 0 | 0 | 0 | 0 | 0 | 0 | 0 | 0 | 0 | 0 | 0 | 0 | 0 | 0 | 0 | 0 | 0 | 0 | 0 | 0 | 0
F2_Commercial_WA - Miscellaneous_New_Space Heating_Natural Gas_Gas Boiler - Stack Economizer_A_Achievable Economic UCT Potential | F2 | Commercial | WA - Miscellaneous | New | Space Heating | Natural Gas | Gas Boiler - Stack Economizer | A | Integrated Unit Summer Peak Savings (kW) | Achievable Economic UCT Potential | 0 | 0 | 0 | 0 | 0 | 0 | 0 | 0 | 0 | 0 | 0 | 0 | 0 | 0 | 0 | 0 | 0 | 0 | 0 | 0 | 0 | 0 | 0 | 0 | 0 | 0 | 0
F3_Commercial_WA - Miscellaneous_New_Space Heating_Natural Gas_Gas Boiler - Stack Economizer_A_Achievable Economic UCT Potential | F3 | Commercial | WA - Miscellaneous | New | Space Heating | Natural Gas | Gas Boiler - Stack Economizer | A | Integrated Unit Winter Peak Savings (kW) | Achievable Economic UCT Potential | 0 | 0 | 0 | 0 | 0 | 0 | 0 | 0 | 0 | 0 | 0 | 0 | 0 | 0 | 0 | 0 | 0 | 0 | 0 | 0 | 0 | 0 | 0 | 0 | 0 | 0 | 0
F4_Commercial_WA - Miscellaneous_New_Space Heating_Natural Gas_Gas Boiler - Stack Economizer_A_Achievable Economic UCT Potential | F4 | Commercial | WA - Miscellaneous | New | Space Heating | Natural Gas | Gas Boiler - Stack Economizer | A | Incremental Energy Savings (MWh or mTherms) | Achievable Economic UCT Potential | 0 | 0 | 0 | 0 | 0 | 0 | 0 | 0 | 0 | 0 | 0 | 0 | 0 | 0 | 0 | 0 | 0 | 0 | 0 | 0 | 0 | 0 | 0 | 0 | 0 | 0 | 0
F5_Commercial_WA - Miscellaneous_New_Space Heating_Natural Gas_Gas Boiler - Stack Economizer_A_Achievable Economic UCT Potential | F5 | Commercial | WA - Miscellaneous | New | Space Heating | Natural Gas | Gas Boiler - Stack Economizer | A | Incremental Summer Peak Savings (MW) | Achievable Economic UCT Potential | 0 | 0 | 0 | 0 | 0 | 0 | 0 | 0 | 0 | 0 | 0 | 0 | 0 | 0 | 0 | 0 | 0 | 0 | 0 | 0 | 0 | 0 | 0 | 0 | 0 | 0 | 0
F6_Commercial_WA - Miscellaneous_New_Space Heating_Natural Gas_Gas Boiler - Stack Economizer_A_Achievable Economic UCT Potential | F6 | Commercial | WA - Miscellaneous | New | Space Heating | Natural Gas | Gas Boiler - Stack Economizer | A | Incremental Winter Peak Savings (MW) | Achievable Economic UCT Potential | 0 | 0 | 0 | 0 | 0 | 0 | 0 | 0 | 0 | 0 | 0 | 0 | 0 | 0 | 0 | 0 | 0 | 0 | 0 | 0 | 0 | 0 | 0 | 0 | 0 | 0 | 0
F7_Commercial_WA - Miscellaneous_New_Space Heating_Natural Gas_Gas Boiler - Stack Economizer_A_Achievable Economic UCT Potential | F7 | Commercial | WA - Miscellaneous | New | Space Heating | Natural Gas | Gas Boiler - Stack Economizer | A | Cumulative Energy Savings (MWh or mTherms) | Achievable Economic UCT Potential | 0 | 0 | 0 | 0 | 0 | 0 | 0 | 0 | 0 | 0 | 0 | 0 | 0 | 0 | 0 | 0 | 0 | 0 | 0 | 0 | 0 | 0 | 0 | 0 | 0 | 0 | 0
F8_Commercial_WA - Miscellaneous_New_Space Heating_Natural Gas_Gas Boiler - Stack Economizer_A_Achievable Economic UCT Potential | F8 | Commercial | WA - Miscellaneous | New | Space Heating | Natural Gas | Gas Boiler - Stack Economizer | A | Cumulative Summer Peak Savings (MW) | Achievable Economic UCT Potential | 0 | 0 | 0 | 0 | 0 | 0 | 0 | 0 | 0 | 0 | 0 | 0 | 0 | 0 | 0 | 0 | 0 | 0 | 0 | 0 | 0 | 0 | 0 | 0 | 0 | 0 | 0
F9_Commercial_WA - Miscellaneous_New_Space Heating_Natural Gas_Gas Boiler - Stack Economizer_A_Achievable Economic UCT Potential | F9 | Commercial | WA - Miscellaneous | New | Space Heating | Natural Gas | Gas Boiler - Stack Economizer | A | Cumulative Winter Peak Savings (MW) | Achievable Economic UCT Potential | 0 | 0 | 0 | 0 | 0 | 0 | 0 | 0 | 0 | 0 | 0 | 0 | 0 | 0 | 0 | 0 | 0 | 0 | 0 | 0 | 0 | 0 | 0 | 0 | 0 | 0 | 0
F10_Commercial_WA - Miscellaneous_New_Space Heating_Natural Gas_Gas Boiler - Stack Economizer_A_Achievable Economic UCT Potential | F10 | Commercial | WA - Miscellaneous | New | Space Heating | Natural Gas | Gas Boiler - Stack Economizer | A | Purchases (Incremental) | Achievable Economic UCT Potential | 0 | 0 | 0 | 0 | 0 | 0 | 0 | 0 | 0 | 0 | 0 | 0 | 0 | 0 | 0 | 0 | 0 | 0 | 0 | 0 | 0 | 0 | 0 | 0 | 0 | 0 | 0
F11_Commercial_WA - Miscellaneous_New_Space Heating_Natural Gas_Gas Boiler - Stack Economizer_A_Achievable Economic UCT Potential | F11 | Commercial | WA - Miscellaneous | New | Space Heating | Natural Gas | Gas Boiler - Stack Economizer | A | Purchases (Cumulative) | Achievable Economic UCT Potential | 0 | 0 | 0 | 0 | 0 | 0 | 0 | 0 | 0 | 0 | 0 | 0 | 0 | 0 | 0 | 0 | 0 | 0 | 0 | 0 | 0 | 0 | 0 | 0 | 0 | 0 | 0
F1_Commercial_WA - Miscellaneous_New_Space Heating_Natural Gas_Gas Boiler - Thermostatic Radiator Valves_A_Achievable Economic UCT Potential | F1 | Commercial | WA - Miscellaneous | New | Space Heating | Natural Gas | Gas Boiler - Thermostatic Radiator Valves | A | Integrated Unit Energy Savings (kWh or therms) | Achievable Economic UCT Potential | 0 | 0 | 0 | 0 | 0 | 0 | 0 | 0 | 0 | 0 | 0 | 0 | 0 | 0 | 0 | 0 | 0 | 0 | 0 | 0 | 0 | 0 | 0 | 0 | 0 | 0 | 0
F2_Commercial_WA - Miscellaneous_New_Space Heating_Natural Gas_Gas Boiler - Thermostatic Radiator Valves_A_Achievable Economic UCT Potential | F2 | Commercial | WA - Miscellaneous | New | Space Heating | Natural Gas | Gas Boiler - Thermostatic Radiator Valves | A | Integrated Unit Summer Peak Savings (kW) | Achievable Economic UCT Potential | 0 | 0 | 0 | 0 | 0 | 0 | 0 | 0 | 0 | 0 | 0 | 0 | 0 | 0 | 0 | 0 | 0 | 0 | 0 | 0 | 0 | 0 | 0 | 0 | 0 | 0 | 0
F3_Commercial_WA - Miscellaneous_New_Space Heating_Natural Gas_Gas Boiler - Thermostatic Radiator Valves_A_Achievable Economic UCT Potential | F3 | Commercial | WA - Miscellaneous | New | Space Heating | Natural Gas | Gas Boiler - Thermostatic Radiator Valves | A | Integrated Unit Winter Peak Savings (kW) | Achievable Economic UCT Potential | 0 | 0 | 0 | 0 | 0 | 0 | 0 | 0 | 0 | 0 | 0 | 0 | 0 | 0 | 0 | 0 | 0 | 0 | 0 | 0 | 0 | 0 | 0 | 0 | 0 | 0 | 0
F4_Commercial_WA - Miscellaneous_New_Space Heating_Natural Gas_Gas Boiler - Thermostatic Radiator Valves_A_Achievable Economic UCT Potential | F4 | Commercial | WA - Miscellaneous | New | Space Heating | Natural Gas | Gas Boiler - Thermostatic Radiator Valves | A | Incremental Energy Savings (MWh or mTherms) | Achievable Economic UCT Potential | 0 | 0 | 0 | 0 | 0 | 0 | 0 | 0 | 0 | 0 | 0 | 0 | 0 | 0 | 0 | 0 | 0 | 0 | 0 | 0 | 0 | 0 | 0 | 0 | 0 | 0 | 0
F5_Commercial_WA - Miscellaneous_New_Space Heating_Natural Gas_Gas Boiler - Thermostatic Radiator Valves_A_Achievable Economic UCT Potential | F5 | Commercial | WA - Miscellaneous | New | Space Heating | Natural Gas | Gas Boiler - Thermostatic Radiator Valves | A | Incremental Summer Peak Savings (MW) | Achievable Economic UCT Potential | 0 | 0 | 0 | 0 | 0 | 0 | 0 | 0 | 0 | 0 | 0 | 0 | 0 | 0 | 0 | 0 | 0 | 0 | 0 | 0 | 0 | 0 | 0 | 0 | 0 | 0 | 0
F6_Commercial_WA - Miscellaneous_New_Space Heating_Natural Gas_Gas Boiler - Thermostatic Radiator Valves_A_Achievable Economic UCT Potential | F6 | Commercial | WA - Miscellaneous | New | Space Heating | Natural Gas | Gas Boiler - Thermostatic Radiator Valves | A | Incremental Winter Peak Savings (MW) | Achievable Economic UCT Potential | 0 | 0 | 0 | 0 | 0 | 0 | 0 | 0 | 0 | 0 | 0 | 0 | 0 | 0 | 0 | 0 | 0 | 0 | 0 | 0 | 0 | 0 | 0 | 0 | 0 | 0 | 0
F7_Commercial_WA - Miscellaneous_New_Space Heating_Natural Gas_Gas Boiler - Thermostatic Radiator Valves_A_Achievable Economic UCT Potential | F7 | Commercial | WA - Miscellaneous | New | Space Heating | Natural Gas | Gas Boiler - Thermostatic Radiator Valves | A | Cumulative Energy Savings (MWh or mTherms) | Achievable Economic UCT Potential | 0 | 0 | 0 | 0 | 0 | 0 | 0 | 0 | 0 | 0 | 0 | 0 | 0 | 0 | 0 | 0 | 0 | 0 | 0 | 0 | 0 | 0 | 0 | 0 | 0 | 0 | 0
F8_Commercial_WA - Miscellaneous_New_Space Heating_Natural Gas_Gas Boiler - Thermostatic Radiator Valves_A_Achievable Economic UCT Potential | F8 | Commercial | WA - Miscellaneous | New | Space Heating | Natural Gas | Gas Boiler - Thermostatic Radiator Valves | A | Cumulative Summer Peak Savings (MW) | Achievable Economic UCT Potential | 0 | 0 | 0 | 0 | 0 | 0 | 0 | 0 | 0 | 0 | 0 | 0 | 0 | 0 | 0 | 0 | 0 | 0 | 0 | 0 | 0 | 0 | 0 | 0 | 0 | 0 | 0
F9_Commercial_WA - Miscellaneous_New_Space Heating_Natural Gas_Gas Boiler - Thermostatic Radiator Valves_A_Achievable Economic UCT Potential | F9 | Commercial | WA - Miscellaneous | New | Space Heating | Natural Gas | Gas Boiler - Thermostatic Radiator Valves | A | Cumulative Winter Peak Savings (MW) | Achievable Economic UCT Potential | 0 | 0 | 0 | 0 | 0 | 0 | 0 | 0 | 0 | 0 | 0 | 0 | 0 | 0 | 0 | 0 | 0 | 0 | 0 | 0 | 0 | 0 | 0 | 0 | 0 | 0 | 0
F10_Commercial_WA - Miscellaneous_New_Space Heating_Natural Gas_Gas Boiler - Thermostatic Radiator Valves_A_Achievable Economic UCT Potential | F10 | Commercial | WA - Miscellaneous | New | Space Heating | Natural Gas | Gas Boiler - Thermostatic Radiator Valves | A | Purchases (Incremental) | Achievable Economic UCT Potential | 0 | 0 | 0 | 0 | 0 | 0 | 0 | 0 | 0 | 0 | 0 | 0 | 0 | 0 | 0 | 0 | 0 | 0 | 0 | 0 | 0 | 0 | 0 | 0 | 0 | 0 | 0
F11_Commercial_WA - Miscellaneous_New_Space Heating_Natural Gas_Gas Boiler - Thermostatic Radiator Valves_A_Achievable Economic UCT Potential | F11 | Commercial | WA - Miscellaneous | New | Space Heating | Natural Gas | Gas Boiler - Thermostatic Radiator Valves | A | Purchases (Cumulative) | Achievable Economic UCT Potential | 0 | 0 | 0 | 0 | 0 | 0 | 0 | 0 | 0 | 0 | 0 | 0 | 0 | 0 | 0 | 0 | 0 | 0 | 0 | 0 | 0 | 0 | 0 | 0 | 0 | 0 | 0
F1_Commercial_WA - Miscellaneous_New_Space Heating_Natural Gas_HVAC - Shut Off Damper_A_Achievable Economic UCT Potential | F1 | Commercial | WA - Miscellaneous | New | Space Heating | Natural Gas | HVAC - Shut Off Damper | A | Integrated Unit Energy Savings (kWh or therms) | Achievable Economic UCT Potential | 0 | 0 | 0 | 0 | 0 | 0 | 0 | 0 | 0 | 0 | 0 | 0 | 0 | 0 | 0 | 0 | 0 | 0 | 0 | 0 | 0 | 0 | 0 | 0 | 0 | 0 | 0
F2_Commercial_WA - Miscellaneous_New_Space Heating_Natural Gas_HVAC - Shut Off Damper_A_Achievable Economic UCT Potential | F2 | Commercial | WA - Miscellaneous | New | Space Heating | Natural Gas | HVAC - Shut Off Damper | A | Integrated Unit Summer Peak Savings (kW) | Achievable Economic UCT Potential | 0 | 0 | 0 | 0 | 0 | 0 | 0 | 0 | 0 | 0 | 0 | 0 | 0 | 0 | 0 | 0 | 0 | 0 | 0 | 0 | 0 | 0 | 0 | 0 | 0 | 0 | 0
F3_Commercial_WA - Miscellaneous_New_Space Heating_Natural Gas_HVAC - Shut Off Damper_A_Achievable Economic UCT Potential | F3 | Commercial | WA - Miscellaneous | New | Space Heating | Natural Gas | HVAC - Shut Off Damper | A | Integrated Unit Winter Peak Savings (kW) | Achievable Economic UCT Potential | 0 | 0 | 0 | 0 | 0 | 0 | 0 | 0 | 0 | 0 | 0 | 0 | 0 | 0 | 0 | 0 | 0 | 0 | 0 | 0 | 0 | 0 | 0 | 0 | 0 | 0 | 0
F4_Commercial_WA - Miscellaneous_New_Space Heating_Natural Gas_HVAC - Shut Off Damper_A_Achievable Economic UCT Potential | F4 | Commercial | WA - Miscellaneous | New | Space Heating | Natural Gas | HVAC - Shut Off Damper | A | Incremental Energy Savings (MWh or mTherms) | Achievable Economic UCT Potential | 0 | 0 | 0 | 0 | 0 | 0 | 0 | 0 | 0 | 0 | 0 | 0 | 0 | 0 | 0 | 0 | 0 | 0 | 0 | 0 | 0 | 0 | 0 | 0 | 0 | 0 | 0
F5_Commercial_WA - Miscellaneous_New_Space Heating_Natural Gas_HVAC - Shut Off Damper_A_Achievable Economic UCT Potential | F5 | Commercial | WA - Miscellaneous | New | Space Heating | Natural Gas | HVAC - Shut Off Damper | A | Incremental Summer Peak Savings (MW) | Achievable Economic UCT Potential | 0 | 0 | 0 | 0 | 0 | 0 | 0 | 0 | 0 | 0 | 0 | 0 | 0 | 0 | 0 | 0 | 0 | 0 | 0 | 0 | 0 | 0 | 0 | 0 | 0 | 0 | 0
F6_Commercial_WA - Miscellaneous_New_Space Heating_Natural Gas_HVAC - Shut Off Damper_A_Achievable Economic UCT Potential | F6 | Commercial | WA - Miscellaneous | New | Space Heating | Natural Gas | HVAC - Shut Off Damper | A | Incremental Winter Peak Savings (MW) | Achievable Economic UCT Potential | 0 | 0 | 0 | 0 | 0 | 0 | 0 | 0 | 0 | 0 | 0 | 0 | 0 | 0 | 0 | 0 | 0 | 0 | 0 | 0 | 0 | 0 | 0 | 0 | 0 | 0 | 0
F7_Commercial_WA - Miscellaneous_New_Space Heating_Natural Gas_HVAC - Shut Off Damper_A_Achievable Economic UCT Potential | F7 | Commercial | WA - Miscellaneous | New | Space Heating | Natural Gas | HVAC - Shut Off Damper | A | Cumulative Energy Savings (MWh or mTherms) | Achievable Economic UCT Potential | 0 | 0 | 0 | 0 | 0 | 0 | 0 | 0 | 0 | 0 | 0 | 0 | 0 | 0 | 0 | 0 | 0 | 0 | 0 | 0 | 0 | 0 | 0 | 0 | 0 | 0 | 0
F8_Commercial_WA - Miscellaneous_New_Space Heating_Natural Gas_HVAC - Shut Off Damper_A_Achievable Economic UCT Potential | F8 | Commercial | WA - Miscellaneous | New | Space Heating | Natural Gas | HVAC - Shut Off Damper | A | Cumulative Summer Peak Savings (MW) | Achievable Economic UCT Potential | 0 | 0 | 0 | 0 | 0 | 0 | 0 | 0 | 0 | 0 | 0 | 0 | 0 | 0 | 0 | 0 | 0 | 0 | 0 | 0 | 0 | 0 | 0 | 0 | 0 | 0 | 0
F9_Commercial_WA - Miscellaneous_New_Space Heating_Natural Gas_HVAC - Shut Off Damper_A_Achievable Economic UCT Potential | F9 | Commercial | WA - Miscellaneous | New | Space Heating | Natural Gas | HVAC - Shut Off Damper | A | Cumulative Winter Peak Savings (MW) | Achievable Economic UCT Potential | 0 | 0 | 0 | 0 | 0 | 0 | 0 | 0 | 0 | 0 | 0 | 0 | 0 | 0 | 0 | 0 | 0 | 0 | 0 | 0 | 0 | 0 | 0 | 0 | 0 | 0 | 0
F10_Commercial_WA - Miscellaneous_New_Space Heating_Natural Gas_HVAC - Shut Off Damper_A_Achievable Economic UCT Potential | F10 | Commercial | WA - Miscellaneous | New | Space Heating | Natural Gas | HVAC - Shut Off Damper | A | Purchases (Incremental) | Achievable Economic UCT Potential | 0 | 0 | 0 | 0 | 0 | 0 | 0 | 0 | 0 | 0 | 0 | 0 | 0 | 0 | 0 | 0 | 0 | 0 | 0 | 0 | 0 | 0 | 0 | 0 | 0 | 0 | 0
F11_Commercial_WA - Miscellaneous_New_Space Heating_Natural Gas_HVAC - Shut Off Damper_A_Achievable Economic UCT Potential | F11 | Commercial | WA - Miscellaneous | New | Space Heating | Natural Gas | HVAC - Shut Off Damper | A | Purchases (Cumulative) | Achievable Economic UCT Potential | 0 | 0 | 0 | 0 | 0 | 0 | 0 | 0 | 0 | 0 | 0 | 0 | 0 | 0 | 0 | 0 | 0 | 0 | 0 | 0 | 0 | 0 | 0 | 0 | 0 | 0 | 0
F1_Commercial_WA - Miscellaneous_New_Space Heating_Natural Gas_Gas Furnace - Tube Inserts_A_Achievable Economic UCT Potential | F1 | Commercial | WA - Miscellaneous | New | Space Heating | Natural Gas | Gas Furnace - Tube Inserts | A | Integrated Unit Energy Savings (kWh or therms) | Achievable Economic UCT Potential | 0 | 0 | 0 | 0 | 0 | 0 | 0 | 0 | 0 | 0 | 0 | 0 | 0 | 0 | 0 | 0 | 0 | 0 | 0 | 0 | 0 | 0 | 0 | 0 | 0 | 0 | 0
F2_Commercial_WA - Miscellaneous_New_Space Heating_Natural Gas_Gas Furnace - Tube Inserts_A_Achievable Economic UCT Potential | F2 | Commercial | WA - Miscellaneous | New | Space Heating | Natural Gas | Gas Furnace - Tube Inserts | A | Integrated Unit Summer Peak Savings (kW) | Achievable Economic UCT Potential | 0 | 0 | 0 | 0 | 0 | 0 | 0 | 0 | 0 | 0 | 0 | 0 | 0 | 0 | 0 | 0 | 0 | 0 | 0 | 0 | 0 | 0 | 0 | 0 | 0 | 0 | 0
F3_Commercial_WA - Miscellaneous_New_Space Heating_Natural Gas_Gas Furnace - Tube Inserts_A_Achievable Economic UCT Potential | F3 | Commercial | WA - Miscellaneous | New | Space Heating | Natural Gas | Gas Furnace - Tube Inserts | A | Integrated Unit Winter Peak Savings (kW) | Achievable Economic UCT Potential | 0 | 0 | 0 | 0 | 0 | 0 | 0 | 0 | 0 | 0 | 0 | 0 | 0 | 0 | 0 | 0 | 0 | 0 | 0 | 0 | 0 | 0 | 0 | 0 | 0 | 0 | 0
F4_Commercial_WA - Miscellaneous_New_Space Heating_Natural Gas_Gas Furnace - Tube Inserts_A_Achievable Economic UCT Potential | F4 | Commercial | WA - Miscellaneous | New | Space Heating | Natural Gas | Gas Furnace - Tube Inserts | A | Incremental Energy Savings (MWh or mTherms) | Achievable Economic UCT Potential | 0 | 0 | 0 | 0 | 0 | 0 | 0 | 0 | 0 | 0 | 0 | 0 | 0 | 0 | 0 | 0 | 0 | 0 | 0 | 0 | 0 | 0 | 0 | 0 | 0 | 0 | 0
F5_Commercial_WA - Miscellaneous_New_Space Heating_Natural Gas_Gas Furnace - Tube Inserts_A_Achievable Economic UCT Potential | F5 | Commercial | WA - Miscellaneous | New | Space Heating | Natural Gas | Gas Furnace - Tube Inserts | A | Incremental Summer Peak Savings (MW) | Achievable Economic UCT Potential | 0 | 0 | 0 | 0 | 0 | 0 | 0 | 0 | 0 | 0 | 0 | 0 | 0 | 0 | 0 | 0 | 0 | 0 | 0 | 0 | 0 | 0 | 0 | 0 | 0 | 0 | 0
F6_Commercial_WA - Miscellaneous_New_Space Heating_Natural Gas_Gas Furnace - Tube Inserts_A_Achievable Economic UCT Potential | F6 | Commercial | WA - Miscellaneous | New | Space Heating | Natural Gas | Gas Furnace - Tube Inserts | A | Incremental Winter Peak Savings (MW) | Achievable Economic UCT Potential | 0 | 0 | 0 | 0 | 0 | 0 | 0 | 0 | 0 | 0 | 0 | 0 | 0 | 0 | 0 | 0 | 0 | 0 | 0 | 0 | 0 | 0 | 0 | 0 | 0 | 0 | 0
F7_Commercial_WA - Miscellaneous_New_Space Heating_Natural Gas_Gas Furnace - Tube Inserts_A_Achievable Economic UCT Potential | F7 | Commercial | WA - Miscellaneous | New | Space Heating | Natural Gas | Gas Furnace - Tube Inserts | A | Cumulative Energy Savings (MWh or mTherms) | Achievable Economic UCT Potential | 0 | 0 | 0 | 0 | 0 | 0 | 0 | 0 | 0 | 0 | 0 | 0 | 0 | 0 | 0 | 0 | 0 | 0 | 0 | 0 | 0 | 0 | 0 | 0 | 0 | 0 | 0
F8_Commercial_WA - Miscellaneous_New_Space Heating_Natural Gas_Gas Furnace - Tube Inserts_A_Achievable Economic UCT Potential | F8 | Commercial | WA - Miscellaneous | New | Space Heating | Natural Gas | Gas Furnace - Tube Inserts | A | Cumulative Summer Peak Savings (MW) | Achievable Economic UCT Potential | 0 | 0 | 0 | 0 | 0 | 0 | 0 | 0 | 0 | 0 | 0 | 0 | 0 | 0 | 0 | 0 | 0 | 0 | 0 | 0 | 0 | 0 | 0 | 0 | 0 | 0 | 0
F9_Commercial_WA - Miscellaneous_New_Space Heating_Natural Gas_Gas Furnace - Tube Inserts_A_Achievable Economic UCT Potential | F9 | Commercial | WA - Miscellaneous | New | Space Heating | Natural Gas | Gas Furnace - Tube Inserts | A | Cumulative Winter Peak Savings (MW) | Achievable Economic UCT Potential | 0 | 0 | 0 | 0 | 0 | 0 | 0 | 0 | 0 | 0 | 0 | 0 | 0 | 0 | 0 | 0 | 0 | 0 | 0 | 0 | 0 | 0 | 0 | 0 | 0 | 0 | 0
F10_Commercial_WA - Miscellaneous_New_Space Heating_Natural Gas_Gas Furnace - Tube Inserts_A_Achievable Economic UCT Potential | F10 | Commercial | WA - Miscellaneous | New | Space Heating | Natural Gas | Gas Furnace - Tube Inserts | A | Purchases (Incremental) | Achievable Economic UCT Potential | 0 | 0 | 0 | 0 | 0 | 0 | 0 | 0 | 0 | 0 | 0 | 0 | 0 | 0 | 0 | 0 | 0 | 0 | 0 | 0 | 0 | 0 | 0 | 0 | 0 | 0 | 0
F11_Commercial_WA - Miscellaneous_New_Space Heating_Natural Gas_Gas Furnace - Tube Inserts_A_Achievable Economic UCT Potential | F11 | Commercial | WA - Miscellaneous | New | Space Heating | Natural Gas | Gas Furnace - Tube Inserts | A | Purchases (Cumulative) | Achievable Economic UCT Potential | 0 | 0 | 0 | 0 | 0 | 0 | 0 | 0 | 0 | 0 | 0 | 0 | 0 | 0 | 0 | 0 | 0 | 0 | 0 | 0 | 0 | 0 | 0 | 0 | 0 | 0 | 0
F1_Commercial_WA - Miscellaneous_New_Space Heating_Natural Gas_Gas Boiler - Insulate Steam Lines/Condensate Tank_A_Achievable Economic UCT Potential | F1 | Commercial | WA - Miscellaneous | New | Space Heating | Natural Gas | Gas Boiler - Insulate Steam Lines/Condensate Tank | A | Integrated Unit Energy Savings (kWh or therms) | Achievable Economic UCT Potential | 0 | 0 | 0 | 0 | 0 | 0 | 0 | 0 | 0 | 0 | 0 | 0 | 0 | 0 | 0 | 0 | 0 | 0 | 0 | 0 | 0 | 0 | 0 | 0 | 0 | 0 | 0
F2_Commercial_WA - Miscellaneous_New_Space Heating_Natural Gas_Gas Boiler - Insulate Steam Lines/Condensate Tank_A_Achievable Economic UCT Potential | F2 | Commercial | WA - Miscellaneous | New | Space Heating | Natural Gas | Gas Boiler - Insulate Steam Lines/Condensate Tank | A | Integrated Unit Summer Peak Savings (kW) | Achievable Economic UCT Potential | 0 | 0 | 0 | 0 | 0 | 0 | 0 | 0 | 0 | 0 | 0 | 0 | 0 | 0 | 0 | 0 | 0 | 0 | 0 | 0 | 0 | 0 | 0 | 0 | 0 | 0 | 0
F3_Commercial_WA - Miscellaneous_New_Space Heating_Natural Gas_Gas Boiler - Insulate Steam Lines/Condensate Tank_A_Achievable Economic UCT Potential | F3 | Commercial | WA - Miscellaneous | New | Space Heating | Natural Gas | Gas Boiler - Insulate Steam Lines/Condensate Tank | A | Integrated Unit Winter Peak Savings (kW) | Achievable Economic UCT Potential | 0 | 0 | 0 | 0 | 0 | 0 | 0 | 0 | 0 | 0 | 0 | 0 | 0 | 0 | 0 | 0 | 0 | 0 | 0 | 0 | 0 | 0 | 0 | 0 | 0 | 0 | 0
F4_Commercial_WA - Miscellaneous_New_Space Heating_Natural Gas_Gas Boiler - Insulate Steam Lines/Condensate Tank_A_Achievable Economic UCT Potential | F4 | Commercial | WA - Miscellaneous | New | Space Heating | Natural Gas | Gas Boiler - Insulate Steam Lines/Condensate Tank | A | Incremental Energy Savings (MWh or mTherms) | Achievable Economic UCT Potential | 0 | 0 | 0 | 0 | 0 | 0 | 0 | 0 | 0 | 0 | 0 | 0 | 0 | 0 | 0 | 0 | 0 | 0 | 0 | 0 | 0 | 0 | 0 | 0 | 0 | 0 | 0
F5_Commercial_WA - Miscellaneous_New_Space Heating_Natural Gas_Gas Boiler - Insulate Steam Lines/Condensate Tank_A_Achievable Economic UCT Potential | F5 | Commercial | WA - Miscellaneous | New | Space Heating | Natural Gas | Gas Boiler - Insulate Steam Lines/Condensate Tank | A | Incremental Summer Peak Savings (MW) | Achievable Economic UCT Potential | 0 | 0 | 0 | 0 | 0 | 0 | 0 | 0 | 0 | 0 | 0 | 0 | 0 | 0 | 0 | 0 | 0 | 0 | 0 | 0 | 0 | 0 | 0 | 0 | 0 | 0 | 0
F6_Commercial_WA - Miscellaneous_New_Space Heating_Natural Gas_Gas Boiler - Insulate Steam Lines/Condensate Tank_A_Achievable Economic UCT Potential | F6 | Commercial | WA - Miscellaneous | New | Space Heating | Natural Gas | Gas Boiler - Insulate Steam Lines/Condensate Tank | A | Incremental Winter Peak Savings (MW) | Achievable Economic UCT Potential | 0 | 0 | 0 | 0 | 0 | 0 | 0 | 0 | 0 | 0 | 0 | 0 | 0 | 0 | 0 | 0 | 0 | 0 | 0 | 0 | 0 | 0 | 0 | 0 | 0 | 0 | 0
F7_Commercial_WA - Miscellaneous_New_Space Heating_Natural Gas_Gas Boiler - Insulate Steam Lines/Condensate Tank_A_Achievable Economic UCT Potential | F7 | Commercial | WA - Miscellaneous | New | Space Heating | Natural Gas | Gas Boiler - Insulate Steam Lines/Condensate Tank | A | Cumulative Energy Savings (MWh or mTherms) | Achievable Economic UCT Potential | 0 | 0 | 0 | 0 | 0 | 0 | 0 | 0 | 0 | 0 | 0 | 0 | 0 | 0 | 0 | 0 | 0 | 0 | 0 | 0 | 0 | 0 | 0 | 0 | 0 | 0 | 0
F8_Commercial_WA - Miscellaneous_New_Space Heating_Natural Gas_Gas Boiler - Insulate Steam Lines/Condensate Tank_A_Achievable Economic UCT Potential | F8 | Commercial | WA - Miscellaneous | New | Space Heating | Natural Gas | Gas Boiler - Insulate Steam Lines/Condensate Tank | A | Cumulative Summer Peak Savings (MW) | Achievable Economic UCT Potential | 0 | 0 | 0 | 0 | 0 | 0 | 0 | 0 | 0 | 0 | 0 | 0 | 0 | 0 | 0 | 0 | 0 | 0 | 0 | 0 | 0 | 0 | 0 | 0 | 0 | 0 | 0
F9_Commercial_WA - Miscellaneous_New_Space Heating_Natural Gas_Gas Boiler - Insulate Steam Lines/Condensate Tank_A_Achievable Economic UCT Potential | F9 | Commercial | WA - Miscellaneous | New | Space Heating | Natural Gas | Gas Boiler - Insulate Steam Lines/Condensate Tank | A | Cumulative Winter Peak Savings (MW) | Achievable Economic UCT Potential | 0 | 0 | 0 | 0 | 0 | 0 | 0 | 0 | 0 | 0 | 0 | 0 | 0 | 0 | 0 | 0 | 0 | 0 | 0 | 0 | 0 | 0 | 0 | 0 | 0 | 0 | 0
F10_Commercial_WA - Miscellaneous_New_Space Heating_Natural Gas_Gas Boiler - Insulate Steam Lines/Condensate Tank_A_Achievable Economic UCT Potential | F10 | Commercial | WA - Miscellaneous | New | Space Heating | Natural Gas | Gas Boiler - Insulate Steam Lines/Condensate Tank | A | Purchases (Incremental) | Achievable Economic UCT Potential | 0 | 0 | 0 | 0 | 0 | 0 | 0 | 0 | 0 | 0 | 0 | 0 | 0 | 0 | 0 | 0 | 0 | 0 | 0 | 0 | 0 | 0 | 0 | 0 | 0 | 0 | 0
F11_Commercial_WA - Miscellaneous_New_Space Heating_Natural Gas_Gas Boiler - Insulate Steam Lines/Condensate Tank_A_Achievable Economic UCT Potential | F11 | Commercial | WA - Miscellaneous | New | Space Heating | Natural Gas | Gas Boiler - Insulate Steam Lines/Condensate Tank | A | Purchases (Cumulative) | Achievable Economic UCT Potential | 0 | 0 | 0 | 0 | 0 | 0 | 0 | 0 | 0 | 0 | 0 | 0 | 0 | 0 | 0 | 0 | 0 | 0 | 0 | 0 | 0 | 0 | 0 | 0 | 0 | 0 | 0
F1_Commercial_WA - Miscellaneous_New_Space Heating_Natural Gas_Gas Boiler - Insulate Hot Water Lines_A_Achievable Economic UCT Potential | F1 | Commercial | WA - Miscellaneous | New | Space Heating | Natural Gas | Gas Boiler - Insulate Hot Water Lines | A | Integrated Unit Energy Savings (kWh or therms) | Achievable Economic UCT Potential | 0 | 0 | 0 | 0 | 0 | 0 | 0 | 0 | 0 | 0 | 0 | 0 | 0 | 0 | 0 | 0 | 0 | 0 | 0 | 0 | 0 | 0 | 0 | 0 | 0 | 0 | 0
F2_Commercial_WA - Miscellaneous_New_Space Heating_Natural Gas_Gas Boiler - Insulate Hot Water Lines_A_Achievable Economic UCT Potential | F2 | Commercial | WA - Miscellaneous | New | Space Heating | Natural Gas | Gas Boiler - Insulate Hot Water Lines | A | Integrated Unit Summer Peak Savings (kW) | Achievable Economic UCT Potential | 0 | 0 | 0 | 0 | 0 | 0 | 0 | 0 | 0 | 0 | 0 | 0 | 0 | 0 | 0 | 0 | 0 | 0 | 0 | 0 | 0 | 0 | 0 | 0 | 0 | 0 | 0
F3_Commercial_WA - Miscellaneous_New_Space Heating_Natural Gas_Gas Boiler - Insulate Hot Water Lines_A_Achievable Economic UCT Potential | F3 | Commercial | WA - Miscellaneous | New | Space Heating | Natural Gas | Gas Boiler - Insulate Hot Water Lines | A | Integrated Unit Winter Peak Savings (kW) | Achievable Economic UCT Potential | 0 | 0 | 0 | 0 | 0 | 0 | 0 | 0 | 0 | 0 | 0 | 0 | 0 | 0 | 0 | 0 | 0 | 0 | 0 | 0 | 0 | 0 | 0 | 0 | 0 | 0 | 0
F4_Commercial_WA - Miscellaneous_New_Space Heating_Natural Gas_Gas Boiler - Insulate Hot Water Lines_A_Achievable Economic UCT Potential | F4 | Commercial | WA - Miscellaneous | New | Space Heating | Natural Gas | Gas Boiler - Insulate Hot Water Lines | A | Incremental Energy Savings (MWh or mTherms) | Achievable Economic UCT Potential | 0 | 0 | 0 | 0 | 0 | 0 | 0 | 0 | 0 | 0 | 0 | 0 | 0 | 0 | 0 | 0 | 0 | 0 | 0 | 0 | 0 | 0 | 0 | 0 | 0 | 0 | 0
F5_Commercial_WA - Miscellaneous_New_Space Heating_Natural Gas_Gas Boiler - Insulate Hot Water Lines_A_Achievable Economic UCT Potential | F5 | Commercial | WA - Miscellaneous | New | Space Heating | Natural Gas | Gas Boiler - Insulate Hot Water Lines | A | Incremental Summer Peak Savings (MW) | Achievable Economic UCT Potential | 0 | 0 | 0 | 0 | 0 | 0 | 0 | 0 | 0 | 0 | 0 | 0 | 0 | 0 | 0 | 0 | 0 | 0 | 0 | 0 | 0 | 0 | 0 | 0 | 0 | 0 | 0
F6_Commercial_WA - Miscellaneous_New_Space Heating_Natural Gas_Gas Boiler - Insulate Hot Water Lines_A_Achievable Economic UCT Potential | F6 | Commercial | WA - Miscellaneous | New | Space Heating | Natural Gas | Gas Boiler - Insulate Hot Water Lines | A | Incremental Winter Peak Savings (MW) | Achievable Economic UCT Potential | 0 | 0 | 0 | 0 | 0 | 0 | 0 | 0 | 0 | 0 | 0 | 0 | 0 | 0 | 0 | 0 | 0 | 0 | 0 | 0 | 0 | 0 | 0 | 0 | 0 | 0 | 0
F7_Commercial_WA - Miscellaneous_New_Space Heating_Natural Gas_Gas Boiler - Insulate Hot Water Lines_A_Achievable Economic UCT Potential | F7 | Commercial | WA - Miscellaneous | New | Space Heating | Natural Gas | Gas Boiler - Insulate Hot Water Lines | A | Cumulative Energy Savings (MWh or mTherms) | Achievable Economic UCT Potential | 0 | 0 | 0 | 0 | 0 | 0 | 0 | 0 | 0 | 0 | 0 | 0 | 0 | 0 | 0 | 0 | 0 | 0 | 0 | 0 | 0 | 0 | 0 | 0 | 0 | 0 | 0
F8_Commercial_WA - Miscellaneous_New_Space Heating_Natural Gas_Gas Boiler - Insulate Hot Water Lines_A_Achievable Economic UCT Potential | F8 | Commercial | WA - Miscellaneous | New | Space Heating | Natural Gas | Gas Boiler - Insulate Hot Water Lines | A | Cumulative Summer Peak Savings (MW) | Achievable Economic UCT Potential | 0 | 0 | 0 | 0 | 0 | 0 | 0 | 0 | 0 | 0 | 0 | 0 | 0 | 0 | 0 | 0 | 0 | 0 | 0 | 0 | 0 | 0 | 0 | 0 | 0 | 0 | 0
F9_Commercial_WA - Miscellaneous_New_Space Heating_Natural Gas_Gas Boiler - Insulate Hot Water Lines_A_Achievable Economic UCT Potential | F9 | Commercial | WA - Miscellaneous | New | Space Heating | Natural Gas | Gas Boiler - Insulate Hot Water Lines | A | Cumulative Winter Peak Savings (MW) | Achievable Economic UCT Potential | 0 | 0 | 0 | 0 | 0 | 0 | 0 | 0 | 0 | 0 | 0 | 0 | 0 | 0 | 0 | 0 | 0 | 0 | 0 | 0 | 0 | 0 | 0 | 0 | 0 | 0 | 0
F10_Commercial_WA - Miscellaneous_New_Space Heating_Natural Gas_Gas Boiler - Insulate Hot Water Lines_A_Achievable Economic UCT Potential | F10 | Commercial | WA - Miscellaneous | New | Space Heating | Natural Gas | Gas Boiler - Insulate Hot Water Lines | A | Purchases (Incremental) | Achievable Economic UCT Potential | 0 | 0 | 0 | 0 | 0 | 0 | 0 | 0 | 0 | 0 | 0 | 0 | 0 | 0 | 0 | 0 | 0 | 0 | 0 | 0 | 0 | 0 | 0 | 0 | 0 | 0 | 0
F11_Commercial_WA - Miscellaneous_New_Space Heating_Natural Gas_Gas Boiler - Insulate Hot Water Lines_A_Achievable Economic UCT Potential | F11 | Commercial | WA - Miscellaneous | New | Space Heating | Natural Gas | Gas Boiler - Insulate Hot Water Lines | A | Purchases (Cumulative) | Achievable Economic UCT Potential | 0 | 0 | 0 | 0 | 0 | 0 | 0 | 0 | 0 | 0 | 0 | 0 | 0 | 0 | 0 | 0 | 0 | 0 | 0 | 0 | 0 | 0 | 0 | 0 | 0 | 0 | 0
F1_Commercial_WA - Miscellaneous_New_Space Heating_Natural Gas_Condensing RTU_A_Achievable Economic UCT Potential | F1 | Commercial | WA - Miscellaneous | New | Space Heating | Natural Gas | Condensing RTU | A | Integrated Unit Energy Savings (kWh or therms) | Achievable Economic UCT Potential | 0 | 0 | 0 | 0 | 0 | 0 | 0 | 0 | 0 | 0 | 0 | 0 | 0 | 0 | 0 | 0 | 0 | 0 | 0 | 0 | 0 | 0 | 0 | 0 | 0 | 0 | 0
F2_Commercial_WA - Miscellaneous_New_Space Heating_Natural Gas_Condensing RTU_A_Achievable Economic UCT Potential | F2 | Commercial | WA - Miscellaneous | New | Space Heating | Natural Gas | Condensing RTU | A | Integrated Unit Summer Peak Savings (kW) | Achievable Economic UCT Potential | 0 | 0 | 0 | 0 | 0 | 0 | 0 | 0 | 0 | 0 | 0 | 0 | 0 | 0 | 0 | 0 | 0 | 0 | 0 | 0 | 0 | 0 | 0 | 0 | 0 | 0 | 0
F3_Commercial_WA - Miscellaneous_New_Space Heating_Natural Gas_Condensing RTU_A_Achievable Economic UCT Potential | F3 | Commercial | WA - Miscellaneous | New | Space Heating | Natural Gas | Condensing RTU | A | Integrated Unit Winter Peak Savings (kW) | Achievable Economic UCT Potential | 0 | 0 | 0 | 0 | 0 | 0 | 0 | 0 | 0 | 0 | 0 | 0 | 0 | 0 | 0 | 0 | 0 | 0 | 0 | 0 | 0 | 0 | 0 | 0 | 0 | 0 | 0
F4_Commercial_WA - Miscellaneous_New_Space Heating_Natural Gas_Condensing RTU_A_Achievable Economic UCT Potential | F4 | Commercial | WA - Miscellaneous | New | Space Heating | Natural Gas | Condensing RTU | A | Incremental Energy Savings (MWh or mTherms) | Achievable Economic UCT Potential | 0 | 0 | 0 | 0 | 0 | 0 | 0 | 0 | 0 | 0 | 0 | 0 | 0 | 0 | 0 | 0 | 0 | 0 | 0 | 0 | 0 | 0 | 0 | 0 | 0 | 0 | 0
F5_Commercial_WA - Miscellaneous_New_Space Heating_Natural Gas_Condensing RTU_A_Achievable Economic UCT Potential | F5 | Commercial | WA - Miscellaneous | New | Space Heating | Natural Gas | Condensing RTU | A | Incremental Summer Peak Savings (MW) | Achievable Economic UCT Potential | 0 | 0 | 0 | 0 | 0 | 0 | 0 | 0 | 0 | 0 | 0 | 0 | 0 | 0 | 0 | 0 | 0 | 0 | 0 | 0 | 0 | 0 | 0 | 0 | 0 | 0 | 0
F6_Commercial_WA - Miscellaneous_New_Space Heating_Natural Gas_Condensing RTU_A_Achievable Economic UCT Potential | F6 | Commercial | WA - Miscellaneous | New | Space Heating | Natural Gas | Condensing RTU | A | Incremental Winter Peak Savings (MW) | Achievable Economic UCT Potential | 0 | 0 | 0 | 0 | 0 | 0 | 0 | 0 | 0 | 0 | 0 | 0 | 0 | 0 | 0 | 0 | 0 | 0 | 0 | 0 | 0 | 0 | 0 | 0 | 0 | 0 | 0
F7_Commercial_WA - Miscellaneous_New_Space Heating_Natural Gas_Condensing RTU_A_Achievable Economic UCT Potential | F7 | Commercial | WA - Miscellaneous | New | Space Heating | Natural Gas | Condensing RTU | A | Cumulative Energy Savings (MWh or mTherms) | Achievable Economic UCT Potential | 0 | 0 | 0 | 0 | 0 | 0 | 0 | 0 | 0 | 0 | 0 | 0 | 0 | 0 | 0 | 0 | 0 | 0 | 0 | 0 | 0 | 0 | 0 | 0 | 0 | 0 | 0
F8_Commercial_WA - Miscellaneous_New_Space Heating_Natural Gas_Condensing RTU_A_Achievable Economic UCT Potential | F8 | Commercial | WA - Miscellaneous | New | Space Heating | Natural Gas | Condensing RTU | A | Cumulative Summer Peak Savings (MW) | Achievable Economic UCT Potential | 0 | 0 | 0 | 0 | 0 | 0 | 0 | 0 | 0 | 0 | 0 | 0 | 0 | 0 | 0 | 0 | 0 | 0 | 0 | 0 | 0 | 0 | 0 | 0 | 0 | 0 | 0
F9_Commercial_WA - Miscellaneous_New_Space Heating_Natural Gas_Condensing RTU_A_Achievable Economic UCT Potential | F9 | Commercial | WA - Miscellaneous | New | Space Heating | Natural Gas | Condensing RTU | A | Cumulative Winter Peak Savings (MW) | Achievable Economic UCT Potential | 0 | 0 | 0 | 0 | 0 | 0 | 0 | 0 | 0 | 0 | 0 | 0 | 0 | 0 | 0 | 0 | 0 | 0 | 0 | 0 | 0 | 0 | 0 | 0 | 0 | 0 | 0
F10_Commercial_WA - Miscellaneous_New_Space Heating_Natural Gas_Condensing RTU_A_Achievable Economic UCT Potential | F10 | Commercial | WA - Miscellaneous | New | Space Heating | Natural Gas | Condensing RTU | A | Purchases (Incremental) | Achievable Economic UCT Potential | 0 | 0 | 0 | 0 | 0 | 0 | 0 | 0 | 0 | 0 | 0 | 0 | 0 | 0 | 0 | 0 | 0 | 0 | 0 | 0 | 0 | 0 | 0 | 0 | 0 | 0 | 0
F11_Commercial_WA - Miscellaneous_New_Space Heating_Natural Gas_Condensing RTU_A_Achievable Economic UCT Potential | F11 | Commercial | WA - Miscellaneous | New | Space Heating | Natural Gas | Condensing RTU | A | Purchases (Cumulative) | Achievable Economic UCT Potential | 0 | 0 | 0 | 0 | 0 | 0 | 0 | 0 | 0 | 0 | 0 | 0 | 0 | 0 | 0 | 0 | 0 | 0 | 0 | 0 | 0 | 0 | 0 | 0 | 0 | 0 | 0
F1_Commercial_WA - Miscellaneous_New_Space Heating_Natural Gas_Hydronic Heating Radiator Replacement_A_Achievable Economic UCT Potential | F1 | Commercial | WA - Miscellaneous | New | Space Heating | Natural Gas | Hydronic Heating Radiator Replacement | A | Integrated Unit Energy Savings (kWh or therms) | Achievable Economic UCT Potential | 0 | 0 | 0 | 0 | 0 | 0 | 0 | 0 | 0 | 0 | 0 | 0 | 0 | 0 | 0 | 0 | 0 | 0 | 0 | 0 | 0 | 0 | 0 | 0 | 0 | 0 | 0
F2_Commercial_WA - Miscellaneous_New_Space Heating_Natural Gas_Hydronic Heating Radiator Replacement_A_Achievable Economic UCT Potential | F2 | Commercial | WA - Miscellaneous | New | Space Heating | Natural Gas | Hydronic Heating Radiator Replacement | A | Integrated Unit Summer Peak Savings (kW) | Achievable Economic UCT Potential | 0 | 0 | 0 | 0 | 0 | 0 | 0 | 0 | 0 | 0 | 0 | 0 | 0 | 0 | 0 | 0 | 0 | 0 | 0 | 0 | 0 | 0 | 0 | 0 | 0 | 0 | 0
F3_Commercial_WA - Miscellaneous_New_Space Heating_Natural Gas_Hydronic Heating Radiator Replacement_A_Achievable Economic UCT Potential | F3 | Commercial | WA - Miscellaneous | New | Space Heating | Natural Gas | Hydronic Heating Radiator Replacement | A | Integrated Unit Winter Peak Savings (kW) | Achievable Economic UCT Potential | 0 | 0 | 0 | 0 | 0 | 0 | 0 | 0 | 0 | 0 | 0 | 0 | 0 | 0 | 0 | 0 | 0 | 0 | 0 | 0 | 0 | 0 | 0 | 0 | 0 | 0 | 0
F4_Commercial_WA - Miscellaneous_New_Space Heating_Natural Gas_Hydronic Heating Radiator Replacement_A_Achievable Economic UCT Potential | F4 | Commercial | WA - Miscellaneous | New | Space Heating | Natural Gas | Hydronic Heating Radiator Replacement | A | Incremental Energy Savings (MWh or mTherms) | Achievable Economic UCT Potential | 0 | 0 | 0 | 0 | 0 | 0 | 0 | 0 | 0 | 0 | 0 | 0 | 0 | 0 | 0 | 0 | 0 | 0 | 0 | 0 | 0 | 0 | 0 | 0 | 0 | 0 | 0
F5_Commercial_WA - Miscellaneous_New_Space Heating_Natural Gas_Hydronic Heating Radiator Replacement_A_Achievable Economic UCT Potential | F5 | Commercial | WA - Miscellaneous | New | Space Heating | Natural Gas | Hydronic Heating Radiator Replacement | A | Incremental Summer Peak Savings (MW) | Achievable Economic UCT Potential | 0 | 0 | 0 | 0 | 0 | 0 | 0 | 0 | 0 | 0 | 0 | 0 | 0 | 0 | 0 | 0 | 0 | 0 | 0 | 0 | 0 | 0 | 0 | 0 | 0 | 0 | 0
F6_Commercial_WA - Miscellaneous_New_Space Heating_Natural Gas_Hydronic Heating Radiator Replacement_A_Achievable Economic UCT Potential | F6 | Commercial | WA - Miscellaneous | New | Space Heating | Natural Gas | Hydronic Heating Radiator Replacement | A | Incremental Winter Peak Savings (MW) | Achievable Economic UCT Potential | 0 | 0 | 0 | 0 | 0 | 0 | 0 | 0 | 0 | 0 | 0 | 0 | 0 | 0 | 0 | 0 | 0 | 0 | 0 | 0 | 0 | 0 | 0 | 0 | 0 | 0 | 0
F7_Commercial_WA - Miscellaneous_New_Space Heating_Natural Gas_Hydronic Heating Radiator Replacement_A_Achievable Economic UCT Potential | F7 | Commercial | WA - Miscellaneous | New | Space Heating | Natural Gas | Hydronic Heating Radiator Replacement | A | Cumulative Energy Savings (MWh or mTherms) | Achievable Economic UCT Potential | 0 | 0 | 0 | 0 | 0 | 0 | 0 | 0 | 0 | 0 | 0 | 0 | 0 | 0 | 0 | 0 | 0 | 0 | 0 | 0 | 0 | 0 | 0 | 0 | 0 | 0 | 0
F8_Commercial_WA - Miscellaneous_New_Space Heating_Natural Gas_Hydronic Heating Radiator Replacement_A_Achievable Economic UCT Potential | F8 | Commercial | WA - Miscellaneous | New | Space Heating | Natural Gas | Hydronic Heating Radiator Replacement | A | Cumulative Summer Peak Savings (MW) | Achievable Economic UCT Potential | 0 | 0 | 0 | 0 | 0 | 0 | 0 | 0 | 0 | 0 | 0 | 0 | 0 | 0 | 0 | 0 | 0 | 0 | 0 | 0 | 0 | 0 | 0 | 0 | 0 | 0 | 0
F9_Commercial_WA - Miscellaneous_New_Space Heating_Natural Gas_Hydronic Heating Radiator Replacement_A_Achievable Economic UCT Potential | F9 | Commercial | WA - Miscellaneous | New | Space Heating | Natural Gas | Hydronic Heating Radiator Replacement | A | Cumulative Winter Peak Savings (MW) | Achievable Economic UCT Potential | 0 | 0 | 0 | 0 | 0 | 0 | 0 | 0 | 0 | 0 | 0 | 0 | 0 | 0 | 0 | 0 | 0 | 0 | 0 | 0 | 0 | 0 | 0 | 0 | 0 | 0 | 0
F10_Commercial_WA - Miscellaneous_New_Space Heating_Natural Gas_Hydronic Heating Radiator Replacement_A_Achievable Economic UCT Potential | F10 | Commercial | WA - Miscellaneous | New | Space Heating | Natural Gas | Hydronic Heating Radiator Replacement | A | Purchases (Incremental) | Achievable Economic UCT Potential | 0 | 0 | 0 | 0 | 0 | 0 | 0 | 0 | 0 | 0 | 0 | 0 | 0 | 0 | 0 | 0 | 0 | 0 | 0 | 0 | 0 | 0 | 0 | 0 | 0 | 0 | 0
F11_Commercial_WA - Miscellaneous_New_Space Heating_Natural Gas_Hydronic Heating Radiator Replacement_A_Achievable Economic UCT Potential | F11 | Commercial | WA - Miscellaneous | New | Space Heating | Natural Gas | Hydronic Heating Radiator Replacement | A | Purchases (Cumulative) | Achievable Economic UCT Potential | 0 | 0 | 0 | 0 | 0 | 0 | 0 | 0 | 0 | 0 | 0 | 0 | 0 | 0 | 0 | 0 | 0 | 0 | 0 | 0 | 0 | 0 | 0 | 0 | 0 | 0 | 0
F1_Commercial_WA - Miscellaneous_New_Space Heating_Natural Gas_Thermostat - Connected_A_Achievable Economic UCT Potential | F1 | Commercial | WA - Miscellaneous | New | Space Heating | Natural Gas | Thermostat - Connected | A | Integrated Unit Energy Savings (kWh or therms) | Achievable Economic UCT Potential | 0 | 0 | 0 | 0 | 0 | 0 | 0 | 0 | 0 | 0 | 0 | 0 | 0 | 0 | 0 | 0 | 0 | 0 | 0 | 0 | 0 | 0 | 0 | 0 | 0 | 0 | 0
F2_Commercial_WA - Miscellaneous_New_Space Heating_Natural Gas_Thermostat - Connected_A_Achievable Economic UCT Potential | F2 | Commercial | WA - Miscellaneous | New | Space Heating | Natural Gas | Thermostat - Connected | A | Integrated Unit Summer Peak Savings (kW) | Achievable Economic UCT Potential | 0 | 0 | 0 | 0 | 0 | 0 | 0 | 0 | 0 | 0 | 0 | 0 | 0 | 0 | 0 | 0 | 0 | 0 | 0 | 0 | 0 | 0 | 0 | 0 | 0 | 0 | 0
F3_Commercial_WA - Miscellaneous_New_Space Heating_Natural Gas_Thermostat - Connected_A_Achievable Economic UCT Potential | F3 | Commercial | WA - Miscellaneous | New | Space Heating | Natural Gas | Thermostat - Connected | A | Integrated Unit Winter Peak Savings (kW) | Achievable Economic UCT Potential | 0 | 0 | 0 | 0 | 0 | 0 | 0 | 0 | 0 | 0 | 0 | 0 | 0 | 0 | 0 | 0 | 0 | 0 | 0 | 0 | 0 | 0 | 0 | 0 | 0 | 0 | 0
F4_Commercial_WA - Miscellaneous_New_Space Heating_Natural Gas_Thermostat - Connected_A_Achievable Economic UCT Potential | F4 | Commercial | WA - Miscellaneous | New | Space Heating | Natural Gas | Thermostat - Connected | A | Incremental Energy Savings (MWh or mTherms) | Achievable Economic UCT Potential | 0 | 0 | 0 | 0 | 0 | 0 | 0 | 0 | 0 | 0 | 0 | 0 | 0 | 0 | 0 | 0 | 0 | 0 | 0 | 0 | 0 | 0 | 0 | 0 | 0 | 0 | 0
F5_Commercial_WA - Miscellaneous_New_Space Heating_Natural Gas_Thermostat - Connected_A_Achievable Economic UCT Potential | F5 | Commercial | WA - Miscellaneous | New | Space Heating | Natural Gas | Thermostat - Connected | A | Incremental Summer Peak Savings (MW) | Achievable Economic UCT Potential | 0 | 0 | 0 | 0 | 0 | 0 | 0 | 0 | 0 | 0 | 0 | 0 | 0 | 0 | 0 | 0 | 0 | 0 | 0 | 0 | 0 | 0 | 0 | 0 | 0 | 0 | 0
F6_Commercial_WA - Miscellaneous_New_Space Heating_Natural Gas_Thermostat - Connected_A_Achievable Economic UCT Potential | F6 | Commercial | WA - Miscellaneous | New | Space Heating | Natural Gas | Thermostat - Connected | A | Incremental Winter Peak Savings (MW) | Achievable Economic UCT Potential | 0 | 0 | 0 | 0 | 0 | 0 | 0 | 0 | 0 | 0 | 0 | 0 | 0 | 0 | 0 | 0 | 0 | 0 | 0 | 0 | 0 | 0 | 0 | 0 | 0 | 0 | 0
F7_Commercial_WA - Miscellaneous_New_Space Heating_Natural Gas_Thermostat - Connected_A_Achievable Economic UCT Potential | F7 | Commercial | WA - Miscellaneous | New | Space Heating | Natural Gas | Thermostat - Connected | A | Cumulative Energy Savings (MWh or mTherms) | Achievable Economic UCT Potential | 0 | 0 | 0 | 0 | 0 | 0 | 0 | 0 | 0 | 0 | 0 | 0 | 0 | 0 | 0 | 0 | 0 | 0 | 0 | 0 | 0 | 0 | 0 | 0 | 0 | 0 | 0
F8_Commercial_WA - Miscellaneous_New_Space Heating_Natural Gas_Thermostat - Connected_A_Achievable Economic UCT Potential | F8 | Commercial | WA - Miscellaneous | New | Space Heating | Natural Gas | Thermostat - Connected | A | Cumulative Summer Peak Savings (MW) | Achievable Economic UCT Potential | 0 | 0 | 0 | 0 | 0 | 0 | 0 | 0 | 0 | 0 | 0 | 0 | 0 | 0 | 0 | 0 | 0 | 0 | 0 | 0 | 0 | 0 | 0 | 0 | 0 | 0 | 0
F9_Commercial_WA - Miscellaneous_New_Space Heating_Natural Gas_Thermostat - Connected_A_Achievable Economic UCT Potential | F9 | Commercial | WA - Miscellaneous | New | Space Heating | Natural Gas | Thermostat - Connected | A | Cumulative Winter Peak Savings (MW) | Achievable Economic UCT Potential | 0 | 0 | 0 | 0 | 0 | 0 | 0 | 0 | 0 | 0 | 0 | 0 | 0 | 0 | 0 | 0 | 0 | 0 | 0 | 0 | 0 | 0 | 0 | 0 | 0 | 0 | 0
F10_Commercial_WA - Miscellaneous_New_Space Heating_Natural Gas_Thermostat - Connected_A_Achievable Economic UCT Potential | F10 | Commercial | WA - Miscellaneous | New | Space Heating | Natural Gas | Thermostat - Connected | A | Purchases (Incremental) | Achievable Economic UCT Potential | 0 | 0 | 0 | 0 | 0 | 0 | 0 | 0 | 0 | 0 | 0 | 0 | 0 | 0 | 0 | 0 | 0 | 0 | 0 | 0 | 0 | 0 | 0 | 0 | 0 | 0 | 0
F11_Commercial_WA - Miscellaneous_New_Space Heating_Natural Gas_Thermostat - Connected_A_Achievable Economic UCT Potential | F11 | Commercial | WA - Miscellaneous | New | Space Heating | Natural Gas | Thermostat - Connected | A | Purchases (Cumulative) | Achievable Economic UCT Potential | 0 | 0 | 0 | 0 | 0 | 0 | 0 | 0 | 0 | 0 | 0 | 0 | 0 | 0 | 0 | 0 | 0 | 0 | 0 | 0 | 0 | 0 | 0 | 0 | 0 | 0 | 0
F1_Commercial_WA - Miscellaneous_New_Water Heating_Natural Gas_Water Heater - Thermostatic Shower Restriction Valve_A_Achievable Economic UCT Potential | F1 | Commercial | WA - Miscellaneous | New | Water Heating | Natural Gas | Water Heater - Thermostatic Shower Restriction Valve | A | Integrated Unit Energy Savings (kWh or therms) | Achievable Economic UCT Potential | 0 | 0 | 0 | 0 | 0 | 0 | 0 | 0 | 0 | 0 | 0 | 0 | 0 | 0 | 0 | 0 | 0 | 0 | 0 | 0 | 0 | 0 | 0 | 0 | 0 | 0 | 0
F2_Commercial_WA - Miscellaneous_New_Water Heating_Natural Gas_Water Heater - Thermostatic Shower Restriction Valve_A_Achievable Economic UCT Potential | F2 | Commercial | WA - Miscellaneous | New | Water Heating | Natural Gas | Water Heater - Thermostatic Shower Restriction Valve | A | Integrated Unit Summer Peak Savings (kW) | Achievable Economic UCT Potential | 0 | 0 | 0 | 0 | 0 | 0 | 0 | 0 | 0 | 0 | 0 | 0 | 0 | 0 | 0 | 0 | 0 | 0 | 0 | 0 | 0 | 0 | 0 | 0 | 0 | 0 | 0
F3_Commercial_WA - Miscellaneous_New_Water Heating_Natural Gas_Water Heater - Thermostatic Shower Restriction Valve_A_Achievable Economic UCT Potential | F3 | Commercial | WA - Miscellaneous | New | Water Heating | Natural Gas | Water Heater - Thermostatic Shower Restriction Valve | A | Integrated Unit Winter Peak Savings (kW) | Achievable Economic UCT Potential | 0 | 0 | 0 | 0 | 0 | 0 | 0 | 0 | 0 | 0 | 0 | 0 | 0 | 0 | 0 | 0 | 0 | 0 | 0 | 0 | 0 | 0 | 0 | 0 | 0 | 0 | 0
F4_Commercial_WA - Miscellaneous_New_Water Heating_Natural Gas_Water Heater - Thermostatic Shower Restriction Valve_A_Achievable Economic UCT Potential | F4 | Commercial | WA - Miscellaneous | New | Water Heating | Natural Gas | Water Heater - Thermostatic Shower Restriction Valve | A | Incremental Energy Savings (MWh or mTherms) | Achievable Economic UCT Potential | 0 | 0 | 0 | 0 | 0 | 0 | 0 | 0 | 0 | 0 | 0 | 0 | 0 | 0 | 0 | 0 | 0 | 0 | 0 | 0 | 0 | 0 | 0 | 0 | 0 | 0 | 0
F5_Commercial_WA - Miscellaneous_New_Water Heating_Natural Gas_Water Heater - Thermostatic Shower Restriction Valve_A_Achievable Economic UCT Potential | F5 | Commercial | WA - Miscellaneous | New | Water Heating | Natural Gas | Water Heater - Thermostatic Shower Restriction Valve | A | Incremental Summer Peak Savings (MW) | Achievable Economic UCT Potential | 0 | 0 | 0 | 0 | 0 | 0 | 0 | 0 | 0 | 0 | 0 | 0 | 0 | 0 | 0 | 0 | 0 | 0 | 0 | 0 | 0 | 0 | 0 | 0 | 0 | 0 | 0
F6_Commercial_WA - Miscellaneous_New_Water Heating_Natural Gas_Water Heater - Thermostatic Shower Restriction Valve_A_Achievable Economic UCT Potential | F6 | Commercial | WA - Miscellaneous | New | Water Heating | Natural Gas | Water Heater - Thermostatic Shower Restriction Valve | A | Incremental Winter Peak Savings (MW) | Achievable Economic UCT Potential | 0 | 0 | 0 | 0 | 0 | 0 | 0 | 0 | 0 | 0 | 0 | 0 | 0 | 0 | 0 | 0 | 0 | 0 | 0 | 0 | 0 | 0 | 0 | 0 | 0 | 0 | 0
F7_Commercial_WA - Miscellaneous_New_Water Heating_Natural Gas_Water Heater - Thermostatic Shower Restriction Valve_A_Achievable Economic UCT Potential | F7 | Commercial | WA - Miscellaneous | New | Water Heating | Natural Gas | Water Heater - Thermostatic Shower Restriction Valve | A | Cumulative Energy Savings (MWh or mTherms) | Achievable Economic UCT Potential | 0 | 0 | 0 | 0 | 0 | 0 | 0 | 0 | 0 | 0 | 0 | 0 | 0 | 0 | 0 | 0 | 0 | 0 | 0 | 0 | 0 | 0 | 0 | 0 | 0 | 0 | 0
F8_Commercial_WA - Miscellaneous_New_Water Heating_Natural Gas_Water Heater - Thermostatic Shower Restriction Valve_A_Achievable Economic UCT Potential | F8 | Commercial | WA - Miscellaneous | New | Water Heating | Natural Gas | Water Heater - Thermostatic Shower Restriction Valve | A | Cumulative Summer Peak Savings (MW) | Achievable Economic UCT Potential | 0 | 0 | 0 | 0 | 0 | 0 | 0 | 0 | 0 | 0 | 0 | 0 | 0 | 0 | 0 | 0 | 0 | 0 | 0 | 0 | 0 | 0 | 0 | 0 | 0 | 0 | 0
F9_Commercial_WA - Miscellaneous_New_Water Heating_Natural Gas_Water Heater - Thermostatic Shower Restriction Valve_A_Achievable Economic UCT Potential | F9 | Commercial | WA - Miscellaneous | New | Water Heating | Natural Gas | Water Heater - Thermostatic Shower Restriction Valve | A | Cumulative Winter Peak Savings (MW) | Achievable Economic UCT Potential | 0 | 0 | 0 | 0 | 0 | 0 | 0 | 0 | 0 | 0 | 0 | 0 | 0 | 0 | 0 | 0 | 0 | 0 | 0 | 0 | 0 | 0 | 0 | 0 | 0 | 0 | 0
F10_Commercial_WA - Miscellaneous_New_Water Heating_Natural Gas_Water Heater - Thermostatic Shower Restriction Valve_A_Achievable Economic UCT Potential | F10 | Commercial | WA - Miscellaneous | New | Water Heating | Natural Gas | Water Heater - Thermostatic Shower Restriction Valve | A | Purchases (Incremental) | Achievable Economic UCT Potential | 0 | 0 | 0 | 0 | 0 | 0 | 0 | 0 | 0 | 0 | 0 | 0 | 0 | 0 | 0 | 0 | 0 | 0 | 0 | 0 | 0 | 0 | 0 | 0 | 0 | 0 | 0
F11_Commercial_WA - Miscellaneous_New_Water Heating_Natural Gas_Water Heater - Thermostatic Shower Restriction Valve_A_Achievable Economic UCT Potential | F11 | Commercial | WA - Miscellaneous | New | Water Heating | Natural Gas | Water Heater - Thermostatic Shower Restriction Valve | A | Purchases (Cumulative) | Achievable Economic UCT Potential | 0 | 0 | 0 | 0 | 0 | 0 | 0 | 0 | 0 | 0 | 0 | 0 | 0 | 0 | 0 | 0 | 0 | 0 | 0 | 0 | 0 | 0 | 0 | 0 | 0 | 0 | 0
F1_Commercial_WA - Miscellaneous_New_Water Heating_Natural Gas_Water Heater - Pre-Rinse Spray Valve_A_Achievable Economic UCT Potential | F1 | Commercial | WA - Miscellaneous | New | Water Heating | Natural Gas | Water Heater - Pre-Rinse Spray Valve | A | Integrated Unit Energy Savings (kWh or therms) | Achievable Economic UCT Potential | 0 | 0 | 0 | 0 | 0 | 0 | 0 | 0 | 0 | 0 | 0 | 0 | 0 | 0 | 0 | 0 | 0 | 0 | 0 | 0 | 0 | 0 | 0 | 0 | 0 | 0 | 0
F2_Commercial_WA - Miscellaneous_New_Water Heating_Natural Gas_Water Heater - Pre-Rinse Spray Valve_A_Achievable Economic UCT Potential | F2 | Commercial | WA - Miscellaneous | New | Water Heating | Natural Gas | Water Heater - Pre-Rinse Spray Valve | A | Integrated Unit Summer Peak Savings (kW) | Achievable Economic UCT Potential | 0 | 0 | 0 | 0 | 0 | 0 | 0 | 0 | 0 | 0 | 0 | 0 | 0 | 0 | 0 | 0 | 0 | 0 | 0 | 0 | 0 | 0 | 0 | 0 | 0 | 0 | 0
F3_Commercial_WA - Miscellaneous_New_Water Heating_Natural Gas_Water Heater - Pre-Rinse Spray Valve_A_Achievable Economic UCT Potential | F3 | Commercial | WA - Miscellaneous | New | Water Heating | Natural Gas | Water Heater - Pre-Rinse Spray Valve | A | Integrated Unit Winter Peak Savings (kW) | Achievable Economic UCT Potential | 0 | 0 | 0 | 0 | 0 | 0 | 0 | 0 | 0 | 0 | 0 | 0 | 0 | 0 | 0 | 0 | 0 | 0 | 0 | 0 | 0 | 0 | 0 | 0 | 0 | 0 | 0
F4_Commercial_WA - Miscellaneous_New_Water Heating_Natural Gas_Water Heater - Pre-Rinse Spray Valve_A_Achievable Economic UCT Potential | F4 | Commercial | WA - Miscellaneous | New | Water Heating | Natural Gas | Water Heater - Pre-Rinse Spray Valve | A | Incremental Energy Savings (MWh or mTherms) | Achievable Economic UCT Potential | 0 | 0 | 0 | 0 | 0 | 0 | 0 | 0 | 0 | 0 | 0 | 0 | 0 | 0 | 0 | 0 | 0 | 0 | 0 | 0 | 0 | 0 | 0 | 0 | 0 | 0 | 0
F5_Commercial_WA - Miscellaneous_New_Water Heating_Natural Gas_Water Heater - Pre-Rinse Spray Valve_A_Achievable Economic UCT Potential | F5 | Commercial | WA - Miscellaneous | New | Water Heating | Natural Gas | Water Heater - Pre-Rinse Spray Valve | A | Incremental Summer Peak Savings (MW) | Achievable Economic UCT Potential | 0 | 0 | 0 | 0 | 0 | 0 | 0 | 0 | 0 | 0 | 0 | 0 | 0 | 0 | 0 | 0 | 0 | 0 | 0 | 0 | 0 | 0 | 0 | 0 | 0 | 0 | 0
F6_Commercial_WA - Miscellaneous_New_Water Heating_Natural Gas_Water Heater - Pre-Rinse Spray Valve_A_Achievable Economic UCT Potential | F6 | Commercial | WA - Miscellaneous | New | Water Heating | Natural Gas | Water Heater - Pre-Rinse Spray Valve | A | Incremental Winter Peak Savings (MW) | Achievable Economic UCT Potential | 0 | 0 | 0 | 0 | 0 | 0 | 0 | 0 | 0 | 0 | 0 | 0 | 0 | 0 | 0 | 0 | 0 | 0 | 0 | 0 | 0 | 0 | 0 | 0 | 0 | 0 | 0
F7_Commercial_WA - Miscellaneous_New_Water Heating_Natural Gas_Water Heater - Pre-Rinse Spray Valve_A_Achievable Economic UCT Potential | F7 | Commercial | WA - Miscellaneous | New | Water Heating | Natural Gas | Water Heater - Pre-Rinse Spray Valve | A | Cumulative Energy Savings (MWh or mTherms) | Achievable Economic UCT Potential | 0 | 0 | 0 | 0 | 0 | 0 | 0 | 0 | 0 | 0 | 0 | 0 | 0 | 0 | 0 | 0 | 0 | 0 | 0 | 0 | 0 | 0 | 0 | 0 | 0 | 0 | 0
F8_Commercial_WA - Miscellaneous_New_Water Heating_Natural Gas_Water Heater - Pre-Rinse Spray Valve_A_Achievable Economic UCT Potential | F8 | Commercial | WA - Miscellaneous | New | Water Heating | Natural Gas | Water Heater - Pre-Rinse Spray Valve | A | Cumulative Summer Peak Savings (MW) | Achievable Economic UCT Potential | 0 | 0 | 0 | 0 | 0 | 0 | 0 | 0 | 0 | 0 | 0 | 0 | 0 | 0 | 0 | 0 | 0 | 0 | 0 | 0 | 0 | 0 | 0 | 0 | 0 | 0 | 0
F9_Commercial_WA - Miscellaneous_New_Water Heating_Natural Gas_Water Heater - Pre-Rinse Spray Valve_A_Achievable Economic UCT Potential | F9 | Commercial | WA - Miscellaneous | New | Water Heating | Natural Gas | Water Heater - Pre-Rinse Spray Valve | A | Cumulative Winter Peak Savings (MW) | Achievable Economic UCT Potential | 0 | 0 | 0 | 0 | 0 | 0 | 0 | 0 | 0 | 0 | 0 | 0 | 0 | 0 | 0 | 0 | 0 | 0 | 0 | 0 | 0 | 0 | 0 | 0 | 0 | 0 | 0
F10_Commercial_WA - Miscellaneous_New_Water Heating_Natural Gas_Water Heater - Pre-Rinse Spray Valve_A_Achievable Economic UCT Potential | F10 | Commercial | WA - Miscellaneous | New | Water Heating | Natural Gas | Water Heater - Pre-Rinse Spray Valve | A | Purchases (Incremental) | Achievable Economic UCT Potential | 0 | 0 | 0 | 0 | 0 | 0 | 0 | 0 | 0 | 0 | 0 | 0 | 0 | 0 | 0 | 0 | 0 | 0 | 0 | 0 | 0 | 0 | 0 | 0 | 0 | 0 | 0
F11_Commercial_WA - Miscellaneous_New_Water Heating_Natural Gas_Water Heater - Pre-Rinse Spray Valve_A_Achievable Economic UCT Potential | F11 | Commercial | WA - Miscellaneous | New | Water Heating | Natural Gas | Water Heater - Pre-Rinse Spray Valve | A | Purchases (Cumulative) | Achievable Economic UCT Potential | 0 | 0 | 0 | 0 | 0 | 0 | 0 | 0 | 0 | 0 | 0 | 0 | 0 | 0 | 0 | 0 | 0 | 0 | 0 | 0 | 0 | 0 | 0 | 0 | 0 | 0 | 0
F1_Commercial_WA - Miscellaneous_New_Water Heating_Natural Gas_Water Heater - Temperature Setback_A_Achievable Economic UCT Potential | F1 | Commercial | WA - Miscellaneous | New | Water Heating | Natural Gas | Water Heater - Temperature Setback | A | Integrated Unit Energy Savings (kWh or therms) | Achievable Economic UCT Potential | 0 | 0 | 0 | 0 | 0 | 0 | 0 | 0 | 0 | 0 | 0 | 0 | 0 | 0 | 0 | 0 | 0 | 0 | 0 | 0 | 0 | 0 | 0 | 0 | 0 | 0 | 0
F2_Commercial_WA - Miscellaneous_New_Water Heating_Natural Gas_Water Heater - Temperature Setback_A_Achievable Economic UCT Potential | F2 | Commercial | WA - Miscellaneous | New | Water Heating | Natural Gas | Water Heater - Temperature Setback | A | Integrated Unit Summer Peak Savings (kW) | Achievable Economic UCT Potential | 0 | 0 | 0 | 0 | 0 | 0 | 0 | 0 | 0 | 0 | 0 | 0 | 0 | 0 | 0 | 0 | 0 | 0 | 0 | 0 | 0 | 0 | 0 | 0 | 0 | 0 | 0
F3_Commercial_WA - Miscellaneous_New_Water Heating_Natural Gas_Water Heater - Temperature Setback_A_Achievable Economic UCT Potential | F3 | Commercial | WA - Miscellaneous | New | Water Heating | Natural Gas | Water Heater - Temperature Setback | A | Integrated Unit Winter Peak Savings (kW) | Achievable Economic UCT Potential | 0 | 0 | 0 | 0 | 0 | 0 | 0 | 0 | 0 | 0 | 0 | 0 | 0 | 0 | 0 | 0 | 0 | 0 | 0 | 0 | 0 | 0 | 0 | 0 | 0 | 0 | 0
F4_Commercial_WA - Miscellaneous_New_Water Heating_Natural Gas_Water Heater - Temperature Setback_A_Achievable Economic UCT Potential | F4 | Commercial | WA - Miscellaneous | New | Water Heating | Natural Gas | Water Heater - Temperature Setback | A | Incremental Energy Savings (MWh or mTherms) | Achievable Economic UCT Potential | 0 | 0 | 0 | 0 | 0 | 0 | 0 | 0 | 0 | 0 | 0 | 0 | 0 | 0 | 0 | 0 | 0 | 0 | 0 | 0 | 0 | 0 | 0 | 0 | 0 | 0 | 0
F5_Commercial_WA - Miscellaneous_New_Water Heating_Natural Gas_Water Heater - Temperature Setback_A_Achievable Economic UCT Potential | F5 | Commercial | WA - Miscellaneous | New | Water Heating | Natural Gas | Water Heater - Temperature Setback | A | Incremental Summer Peak Savings (MW) | Achievable Economic UCT Potential | 0 | 0 | 0 | 0 | 0 | 0 | 0 | 0 | 0 | 0 | 0 | 0 | 0 | 0 | 0 | 0 | 0 | 0 | 0 | 0 | 0 | 0 | 0 | 0 | 0 | 0 | 0
F6_Commercial_WA - Miscellaneous_New_Water Heating_Natural Gas_Water Heater - Temperature Setback_A_Achievable Economic UCT Potential | F6 | Commercial | WA - Miscellaneous | New | Water Heating | Natural Gas | Water Heater - Temperature Setback | A | Incremental Winter Peak Savings (MW) | Achievable Economic UCT Potential | 0 | 0 | 0 | 0 | 0 | 0 | 0 | 0 | 0 | 0 | 0 | 0 | 0 | 0 | 0 | 0 | 0 | 0 | 0 | 0 | 0 | 0 | 0 | 0 | 0 | 0 | 0
F7_Commercial_WA - Miscellaneous_New_Water Heating_Natural Gas_Water Heater - Temperature Setback_A_Achievable Economic UCT Potential | F7 | Commercial | WA - Miscellaneous | New | Water Heating | Natural Gas | Water Heater - Temperature Setback | A | Cumulative Energy Savings (MWh or mTherms) | Achievable Economic UCT Potential | 0 | 0 | 0 | 0 | 0 | 0 | 0 | 0 | 0 | 0 | 0 | 0 | 0 | 0 | 0 | 0 | 0 | 0 | 0 | 0 | 0 | 0 | 0 | 0 | 0 | 0 | 0
F8_Commercial_WA - Miscellaneous_New_Water Heating_Natural Gas_Water Heater - Temperature Setback_A_Achievable Economic UCT Potential | F8 | Commercial | WA - Miscellaneous | New | Water Heating | Natural Gas | Water Heater - Temperature Setback | A | Cumulative Summer Peak Savings (MW) | Achievable Economic UCT Potential | 0 | 0 | 0 | 0 | 0 | 0 | 0 | 0 | 0 | 0 | 0 | 0 | 0 | 0 | 0 | 0 | 0 | 0 | 0 | 0 | 0 | 0 | 0 | 0 | 0 | 0 | 0
F9_Commercial_WA - Miscellaneous_New_Water Heating_Natural Gas_Water Heater - Temperature Setback_A_Achievable Economic UCT Potential | F9 | Commercial | WA - Miscellaneous | New | Water Heating | Natural Gas | Water Heater - Temperature Setback | A | Cumulative Winter Peak Savings (MW) | Achievable Economic UCT Potential | 0 | 0 | 0 | 0 | 0 | 0 | 0 | 0 | 0 | 0 | 0 | 0 | 0 | 0 | 0 | 0 | 0 | 0 | 0 | 0 | 0 | 0 | 0 | 0 | 0 | 0 | 0
F10_Commercial_WA - Miscellaneous_New_Water Heating_Natural Gas_Water Heater - Temperature Setback_A_Achievable Economic UCT Potential | F10 | Commercial | WA - Miscellaneous | New | Water Heating | Natural Gas | Water Heater - Temperature Setback | A | Purchases (Incremental) | Achievable Economic UCT Potential | 0 | 0 | 0 | 0 | 0 | 0 | 0 | 0 | 0 | 0 | 0 | 0 | 0 | 0 | 0 | 0 | 0 | 0 | 0 | 0 | 0 | 0 | 0 | 0 | 0 | 0 | 0
F11_Commercial_WA - Miscellaneous_New_Water Heating_Natural Gas_Water Heater - Temperature Setback_A_Achievable Economic UCT Potential | F11 | Commercial | WA - Miscellaneous | New | Water Heating | Natural Gas | Water Heater - Temperature Setback | A | Purchases (Cumulative) | Achievable Economic UCT Potential | 0 | 0 | 0 | 0 | 0 | 0 | 0 | 0 | 0 | 0 | 0 | 0 | 0 | 0 | 0 | 0 | 0 | 0 | 0 | 0 | 0 | 0 | 0 | 0 | 0 | 0 | 0
F1_Commercial_WA - Miscellaneous_New_Water Heating_Natural Gas_Water Heater - Faucet Aerators_A_Achievable Economic UCT Potential | F1 | Commercial | WA - Miscellaneous | New | Water Heating | Natural Gas | Water Heater - Faucet Aerators | A | Integrated Unit Energy Savings (kWh or therms) | Achievable Economic UCT Potential | 0 | 0 | 0 | 0 | 0 | 0 | 0 | 0 | 0 | 0 | 0 | 0 | 0 | 0 | 0 | 0 | 0 | 0 | 0 | 0 | 0 | 0 | 0 | 0 | 0 | 0 | 0
F2_Commercial_WA - Miscellaneous_New_Water Heating_Natural Gas_Water Heater - Faucet Aerators_A_Achievable Economic UCT Potential | F2 | Commercial | WA - Miscellaneous | New | Water Heating | Natural Gas | Water Heater - Faucet Aerators | A | Integrated Unit Summer Peak Savings (kW) | Achievable Economic UCT Potential | 0 | 0 | 0 | 0 | 0 | 0 | 0 | 0 | 0 | 0 | 0 | 0 | 0 | 0 | 0 | 0 | 0 | 0 | 0 | 0 | 0 | 0 | 0 | 0 | 0 | 0 | 0
F3_Commercial_WA - Miscellaneous_New_Water Heating_Natural Gas_Water Heater - Faucet Aerators_A_Achievable Economic UCT Potential | F3 | Commercial | WA - Miscellaneous | New | Water Heating | Natural Gas | Water Heater - Faucet Aerators | A | Integrated Unit Winter Peak Savings (kW) | Achievable Economic UCT Potential | 0 | 0 | 0 | 0 | 0 | 0 | 0 | 0 | 0 | 0 | 0 | 0 | 0 | 0 | 0 | 0 | 0 | 0 | 0 | 0 | 0 | 0 | 0 | 0 | 0 | 0 | 0
F4_Commercial_WA - Miscellaneous_New_Water Heating_Natural Gas_Water Heater - Faucet Aerators_A_Achievable Economic UCT Potential | F4 | Commercial | WA - Miscellaneous | New | Water Heating | Natural Gas | Water Heater - Faucet Aerators | A | Incremental Energy Savings (MWh or mTherms) | Achievable Economic UCT Potential | 0 | 0 | 0 | 0 | 0 | 0 | 0 | 0 | 0 | 0 | 0 | 0 | 0 | 0 | 0 | 0 | 0 | 0 | 0 | 0 | 0 | 0 | 0 | 0 | 0 | 0 | 0
F5_Commercial_WA - Miscellaneous_New_Water Heating_Natural Gas_Water Heater - Faucet Aerators_A_Achievable Economic UCT Potential | F5 | Commercial | WA - Miscellaneous | New | Water Heating | Natural Gas | Water Heater - Faucet Aerators | A | Incremental Summer Peak Savings (MW) | Achievable Economic UCT Potential | 0 | 0 | 0 | 0 | 0 | 0 | 0 | 0 | 0 | 0 | 0 | 0 | 0 | 0 | 0 | 0 | 0 | 0 | 0 | 0 | 0 | 0 | 0 | 0 | 0 | 0 | 0
F6_Commercial_WA - Miscellaneous_New_Water Heating_Natural Gas_Water Heater - Faucet Aerators_A_Achievable Economic UCT Potential | F6 | Commercial | WA - Miscellaneous | New | Water Heating | Natural Gas | Water Heater - Faucet Aerators | A | Incremental Winter Peak Savings (MW) | Achievable Economic UCT Potential | 0 | 0 | 0 | 0 | 0 | 0 | 0 | 0 | 0 | 0 | 0 | 0 | 0 | 0 | 0 | 0 | 0 | 0 | 0 | 0 | 0 | 0 | 0 | 0 | 0 | 0 | 0
F7_Commercial_WA - Miscellaneous_New_Water Heating_Natural Gas_Water Heater - Faucet Aerators_A_Achievable Economic UCT Potential | F7 | Commercial | WA - Miscellaneous | New | Water Heating | Natural Gas | Water Heater - Faucet Aerators | A | Cumulative Energy Savings (MWh or mTherms) | Achievable Economic UCT Potential | 0 | 0 | 0 | 0 | 0 | 0 | 0 | 0 | 0 | 0 | 0 | 0 | 0 | 0 | 0 | 0 | 0 | 0 | 0 | 0 | 0 | 0 | 0 | 0 | 0 | 0 | 0
F8_Commercial_WA - Miscellaneous_New_Water Heating_Natural Gas_Water Heater - Faucet Aerators_A_Achievable Economic UCT Potential | F8 | Commercial | WA - Miscellaneous | New | Water Heating | Natural Gas | Water Heater - Faucet Aerators | A | Cumulative Summer Peak Savings (MW) | Achievable Economic UCT Potential | 0 | 0 | 0 | 0 | 0 | 0 | 0 | 0 | 0 | 0 | 0 | 0 | 0 | 0 | 0 | 0 | 0 | 0 | 0 | 0 | 0 | 0 | 0 | 0 | 0 | 0 | 0
F9_Commercial_WA - Miscellaneous_New_Water Heating_Natural Gas_Water Heater - Faucet Aerators_A_Achievable Economic UCT Potential | F9 | Commercial | WA - Miscellaneous | New | Water Heating | Natural Gas | Water Heater - Faucet Aerators | A | Cumulative Winter Peak Savings (MW) | Achievable Economic UCT Potential | 0 | 0 | 0 | 0 | 0 | 0 | 0 | 0 | 0 | 0 | 0 | 0 | 0 | 0 | 0 | 0 | 0 | 0 | 0 | 0 | 0 | 0 | 0 | 0 | 0 | 0 | 0
F10_Commercial_WA - Miscellaneous_New_Water Heating_Natural Gas_Water Heater - Faucet Aerators_A_Achievable Economic UCT Potential | F10 | Commercial | WA - Miscellaneous | New | Water Heating | Natural Gas | Water Heater - Faucet Aerators | A | Purchases (Incremental) | Achievable Economic UCT Potential | 0 | 0 | 0 | 0 | 0 | 0 | 0 | 0 | 0 | 0 | 0 | 0 | 0 | 0 | 0 | 0 | 0 | 0 | 0 | 0 | 0 | 0 | 0 | 0 | 0 | 0 | 0
F11_Commercial_WA - Miscellaneous_New_Water Heating_Natural Gas_Water Heater - Faucet Aerators_A_Achievable Economic UCT Potential | F11 | Commercial | WA - Miscellaneous | New | Water Heating | Natural Gas | Water Heater - Faucet Aerators | A | Purchases (Cumulative) | Achievable Economic UCT Potential | 0 | 0 | 0 | 0 | 0 | 0 | 0 | 0 | 0 | 0 | 0 | 0 | 0 | 0 | 0 | 0 | 0 | 0 | 0 | 0 | 0 | 0 | 0 | 0 | 0 | 0 | 0
F1_Commercial_WA - Miscellaneous_New_Water Heating_Natural Gas_Water Heater - Low-Flow Showerheads_A_Achievable Economic UCT Potential | F1 | Commercial | WA - Miscellaneous | New | Water Heating | Natural Gas | Water Heater - Low-Flow Showerheads | A | Integrated Unit Energy Savings (kWh or therms) | Achievable Economic UCT Potential | 0 | 0 | 0 | 0 | 0 | 0 | 0 | 0 | 0 | 0 | 0 | 0 | 0 | 0 | 0 | 0 | 0 | 0 | 0 | 0 | 0 | 0 | 0 | 0 | 0 | 0 | 0
F2_Commercial_WA - Miscellaneous_New_Water Heating_Natural Gas_Water Heater - Low-Flow Showerheads_A_Achievable Economic UCT Potential | F2 | Commercial | WA - Miscellaneous | New | Water Heating | Natural Gas | Water Heater - Low-Flow Showerheads | A | Integrated Unit Summer Peak Savings (kW) | Achievable Economic UCT Potential | 0 | 0 | 0 | 0 | 0 | 0 | 0 | 0 | 0 | 0 | 0 | 0 | 0 | 0 | 0 | 0 | 0 | 0 | 0 | 0 | 0 | 0 | 0 | 0 | 0 | 0 | 0
F3_Commercial_WA - Miscellaneous_New_Water Heating_Natural Gas_Water Heater - Low-Flow Showerheads_A_Achievable Economic UCT Potential | F3 | Commercial | WA - Miscellaneous | New | Water Heating | Natural Gas | Water Heater - Low-Flow Showerheads | A | Integrated Unit Winter Peak Savings (kW) | Achievable Economic UCT Potential | 0 | 0 | 0 | 0 | 0 | 0 | 0 | 0 | 0 | 0 | 0 | 0 | 0 | 0 | 0 | 0 | 0 | 0 | 0 | 0 | 0 | 0 | 0 | 0 | 0 | 0 | 0
F4_Commercial_WA - Miscellaneous_New_Water Heating_Natural Gas_Water Heater - Low-Flow Showerheads_A_Achievable Economic UCT Potential | F4 | Commercial | WA - Miscellaneous | New | Water Heating | Natural Gas | Water Heater - Low-Flow Showerheads | A | Incremental Energy Savings (MWh or mTherms) | Achievable Economic UCT Potential | 0 | 0 | 0 | 0 | 0 | 0 | 0 | 0 | 0 | 0 | 0 | 0 | 0 | 0 | 0 | 0 | 0 | 0 | 0 | 0 | 0 | 0 | 0 | 0 | 0 | 0 | 0
F5_Commercial_WA - Miscellaneous_New_Water Heating_Natural Gas_Water Heater - Low-Flow Showerheads_A_Achievable Economic UCT Potential | F5 | Commercial | WA - Miscellaneous | New | Water Heating | Natural Gas | Water Heater - Low-Flow Showerheads | A | Incremental Summer Peak Savings (MW) | Achievable Economic UCT Potential | 0 | 0 | 0 | 0 | 0 | 0 | 0 | 0 | 0 | 0 | 0 | 0 | 0 | 0 | 0 | 0 | 0 | 0 | 0 | 0 | 0 | 0 | 0 | 0 | 0 | 0 | 0
F6_Commercial_WA - Miscellaneous_New_Water Heating_Natural Gas_Water Heater - Low-Flow Showerheads_A_Achievable Economic UCT Potential | F6 | Commercial | WA - Miscellaneous | New | Water Heating | Natural Gas | Water Heater - Low-Flow Showerheads | A | Incremental Winter Peak Savings (MW) | Achievable Economic UCT Potential | 0 | 0 | 0 | 0 | 0 | 0 | 0 | 0 | 0 | 0 | 0 | 0 | 0 | 0 | 0 | 0 | 0 | 0 | 0 | 0 | 0 | 0 | 0 | 0 | 0 | 0 | 0
F7_Commercial_WA - Miscellaneous_New_Water Heating_Natural Gas_Water Heater - Low-Flow Showerheads_A_Achievable Economic UCT Potential | F7 | Commercial | WA - Miscellaneous | New | Water Heating | Natural Gas | Water Heater - Low-Flow Showerheads | A | Cumulative Energy Savings (MWh or mTherms) | Achievable Economic UCT Potential | 0 | 0 | 0 | 0 | 0 | 0 | 0 | 0 | 0 | 0 | 0 | 0 | 0 | 0 | 0 | 0 | 0 | 0 | 0 | 0 | 0 | 0 | 0 | 0 | 0 | 0 | 0
F8_Commercial_WA - Miscellaneous_New_Water Heating_Natural Gas_Water Heater - Low-Flow Showerheads_A_Achievable Economic UCT Potential | F8 | Commercial | WA - Miscellaneous | New | Water Heating | Natural Gas | Water Heater - Low-Flow Showerheads | A | Cumulative Summer Peak Savings (MW) | Achievable Economic UCT Potential | 0 | 0 | 0 | 0 | 0 | 0 | 0 | 0 | 0 | 0 | 0 | 0 | 0 | 0 | 0 | 0 | 0 | 0 | 0 | 0 | 0 | 0 | 0 | 0 | 0 | 0 | 0
F9_Commercial_WA - Miscellaneous_New_Water Heating_Natural Gas_Water Heater - Low-Flow Showerheads_A_Achievable Economic UCT Potential | F9 | Commercial | WA - Miscellaneous | New | Water Heating | Natural Gas | Water Heater - Low-Flow Showerheads | A | Cumulative Winter Peak Savings (MW) | Achievable Economic UCT Potential | 0 | 0 | 0 | 0 | 0 | 0 | 0 | 0 | 0 | 0 | 0 | 0 | 0 | 0 | 0 | 0 | 0 | 0 | 0 | 0 | 0 | 0 | 0 | 0 | 0 | 0 | 0
F10_Commercial_WA - Miscellaneous_New_Water Heating_Natural Gas_Water Heater - Low-Flow Showerheads_A_Achievable Economic UCT Potential | F10 | Commercial | WA - Miscellaneous | New | Water Heating | Natural Gas | Water Heater - Low-Flow Showerheads | A | Purchases (Incremental) | Achievable Economic UCT Potential | 0 | 0 | 0 | 0 | 0 | 0 | 0 | 0 | 0 | 0 | 0 | 0 | 0 | 0 | 0 | 0 | 0 | 0 | 0 | 0 | 0 | 0 | 0 | 0 | 0 | 0 | 0
F11_Commercial_WA - Miscellaneous_New_Water Heating_Natural Gas_Water Heater - Low-Flow Showerheads_A_Achievable Economic UCT Potential | F11 | Commercial | WA - Miscellaneous | New | Water Heating | Natural Gas | Water Heater - Low-Flow Showerheads | A | Purchases (Cumulative) | Achievable Economic UCT Potential | 0 | 0 | 0 | 0 | 0 | 0 | 0 | 0 | 0 | 0 | 0 | 0 | 0 | 0 | 0 | 0 | 0 | 0 | 0 | 0 | 0 | 0 | 0 | 0 | 0 | 0 | 0
F1_Commercial_WA - Miscellaneous_New_Water Heating_Natural Gas_Water Heater - Tank Blanket/Insulation_A_Achievable Economic UCT Potential | F1 | Commercial | WA - Miscellaneous | New | Water Heating | Natural Gas | Water Heater - Tank Blanket/Insulation | A | Integrated Unit Energy Savings (kWh or therms) | Achievable Economic UCT Potential | 0 | 0 | 0 | 0 | 0 | 0 | 0 | 0 | 0 | 0 | 0 | 0 | 0 | 0 | 0 | 0 | 0 | 0 | 0 | 0 | 0 | 0 | 0 | 0 | 0 | 0 | 0
F2_Commercial_WA - Miscellaneous_New_Water Heating_Natural Gas_Water Heater - Tank Blanket/Insulation_A_Achievable Economic UCT Potential | F2 | Commercial | WA - Miscellaneous | New | Water Heating | Natural Gas | Water Heater - Tank Blanket/Insulation | A | Integrated Unit Summer Peak Savings (kW) | Achievable Economic UCT Potential | 0 | 0 | 0 | 0 | 0 | 0 | 0 | 0 | 0 | 0 | 0 | 0 | 0 | 0 | 0 | 0 | 0 | 0 | 0 | 0 | 0 | 0 | 0 | 0 | 0 | 0 | 0
F3_Commercial_WA - Miscellaneous_New_Water Heating_Natural Gas_Water Heater - Tank Blanket/Insulation_A_Achievable Economic UCT Potential | F3 | Commercial | WA - Miscellaneous | New | Water Heating | Natural Gas | Water Heater - Tank Blanket/Insulation | A | Integrated Unit Winter Peak Savings (kW) | Achievable Economic UCT Potential | 0 | 0 | 0 | 0 | 0 | 0 | 0 | 0 | 0 | 0 | 0 | 0 | 0 | 0 | 0 | 0 | 0 | 0 | 0 | 0 | 0 | 0 | 0 | 0 | 0 | 0 | 0
F4_Commercial_WA - Miscellaneous_New_Water Heating_Natural Gas_Water Heater - Tank Blanket/Insulation_A_Achievable Economic UCT Potential | F4 | Commercial | WA - Miscellaneous | New | Water Heating | Natural Gas | Water Heater - Tank Blanket/Insulation | A | Incremental Energy Savings (MWh or mTherms) | Achievable Economic UCT Potential | 0 | 0 | 0 | 0 | 0 | 0 | 0 | 0 | 0 | 0 | 0 | 0 | 0 | 0 | 0 | 0 | 0 | 0 | 0 | 0 | 0 | 0 | 0 | 0 | 0 | 0 | 0
F5_Commercial_WA - Miscellaneous_New_Water Heating_Natural Gas_Water Heater - Tank Blanket/Insulation_A_Achievable Economic UCT Potential | F5 | Commercial | WA - Miscellaneous | New | Water Heating | Natural Gas | Water Heater - Tank Blanket/Insulation | A | Incremental Summer Peak Savings (MW) | Achievable Economic UCT Potential | 0 | 0 | 0 | 0 | 0 | 0 | 0 | 0 | 0 | 0 | 0 | 0 | 0 | 0 | 0 | 0 | 0 | 0 | 0 | 0 | 0 | 0 | 0 | 0 | 0 | 0 | 0
F6_Commercial_WA - Miscellaneous_New_Water Heating_Natural Gas_Water Heater - Tank Blanket/Insulation_A_Achievable Economic UCT Potential | F6 | Commercial | WA - Miscellaneous | New | Water Heating | Natural Gas | Water Heater - Tank Blanket/Insulation | A | Incremental Winter Peak Savings (MW) | Achievable Economic UCT Potential | 0 | 0 | 0 | 0 | 0 | 0 | 0 | 0 | 0 | 0 | 0 | 0 | 0 | 0 | 0 | 0 | 0 | 0 | 0 | 0 | 0 | 0 | 0 | 0 | 0 | 0 | 0
F7_Commercial_WA - Miscellaneous_New_Water Heating_Natural Gas_Water Heater - Tank Blanket/Insulation_A_Achievable Economic UCT Potential | F7 | Commercial | WA - Miscellaneous | New | Water Heating | Natural Gas | Water Heater - Tank Blanket/Insulation | A | Cumulative Energy Savings (MWh or mTherms) | Achievable Economic UCT Potential | 0 | 0 | 0 | 0 | 0 | 0 | 0 | 0 | 0 | 0 | 0 | 0 | 0 | 0 | 0 | 0 | 0 | 0 | 0 | 0 | 0 | 0 | 0 | 0 | 0 | 0 | 0
F8_Commercial_WA - Miscellaneous_New_Water Heating_Natural Gas_Water Heater - Tank Blanket/Insulation_A_Achievable Economic UCT Potential | F8 | Commercial | WA - Miscellaneous | New | Water Heating | Natural Gas | Water Heater - Tank Blanket/Insulation | A | Cumulative Summer Peak Savings (MW) | Achievable Economic UCT Potential | 0 | 0 | 0 | 0 | 0 | 0 | 0 | 0 | 0 | 0 | 0 | 0 | 0 | 0 | 0 | 0 | 0 | 0 | 0 | 0 | 0 | 0 | 0 | 0 | 0 | 0 | 0
F9_Commercial_WA - Miscellaneous_New_Water Heating_Natural Gas_Water Heater - Tank Blanket/Insulation_A_Achievable Economic UCT Potential | F9 | Commercial | WA - Miscellaneous | New | Water Heating | Natural Gas | Water Heater - Tank Blanket/Insulation | A | Cumulative Winter Peak Savings (MW) | Achievable Economic UCT Potential | 0 | 0 | 0 | 0 | 0 | 0 | 0 | 0 | 0 | 0 | 0 | 0 | 0 | 0 | 0 | 0 | 0 | 0 | 0 | 0 | 0 | 0 | 0 | 0 | 0 | 0 | 0
F10_Commercial_WA - Miscellaneous_New_Water Heating_Natural Gas_Water Heater - Tank Blanket/Insulation_A_Achievable Economic UCT Potential | F10 | Commercial | WA - Miscellaneous | New | Water Heating | Natural Gas | Water Heater - Tank Blanket/Insulation | A | Purchases (Incremental) | Achievable Economic UCT Potential | 0 | 0 | 0 | 0 | 0 | 0 | 0 | 0 | 0 | 0 | 0 | 0 | 0 | 0 | 0 | 0 | 0 | 0 | 0 | 0 | 0 | 0 | 0 | 0 | 0 | 0 | 0
F11_Commercial_WA - Miscellaneous_New_Water Heating_Natural Gas_Water Heater - Tank Blanket/Insulation_A_Achievable Economic UCT Potential | F11 | Commercial | WA - Miscellaneous | New | Water Heating | Natural Gas | Water Heater - Tank Blanket/Insulation | A | Purchases (Cumulative) | Achievable Economic UCT Potential | 0 | 0 | 0 | 0 | 0 | 0 | 0 | 0 | 0 | 0 | 0 | 0 | 0 | 0 | 0 | 0 | 0 | 0 | 0 | 0 | 0 | 0 | 0 | 0 | 0 | 0 | 0
F1_Commercial_WA - Miscellaneous_New_Water Heating_Natural Gas_Water Heater - Drainwater Heat Recovery_A_Achievable Economic UCT Potential | F1 | Commercial | WA - Miscellaneous | New | Water Heating | Natural Gas | Water Heater - Drainwater Heat Recovery | A | Integrated Unit Energy Savings (kWh or therms) | Achievable Economic UCT Potential | 0 | 0 | 0 | 0 | 0 | 0 | 0 | 0 | 0 | 0 | 0 | 0 | 0 | 0 | 0 | 0 | 0 | 0 | 0 | 0 | 0 | 0 | 0 | 0 | 0 | 0 | 0
F2_Commercial_WA - Miscellaneous_New_Water Heating_Natural Gas_Water Heater - Drainwater Heat Recovery_A_Achievable Economic UCT Potential | F2 | Commercial | WA - Miscellaneous | New | Water Heating | Natural Gas | Water Heater - Drainwater Heat Recovery | A | Integrated Unit Summer Peak Savings (kW) | Achievable Economic UCT Potential | 0 | 0 | 0 | 0 | 0 | 0 | 0 | 0 | 0 | 0 | 0 | 0 | 0 | 0 | 0 | 0 | 0 | 0 | 0 | 0 | 0 | 0 | 0 | 0 | 0 | 0 | 0
F3_Commercial_WA - Miscellaneous_New_Water Heating_Natural Gas_Water Heater - Drainwater Heat Recovery_A_Achievable Economic UCT Potential | F3 | Commercial | WA - Miscellaneous | New | Water Heating | Natural Gas | Water Heater - Drainwater Heat Recovery | A | Integrated Unit Winter Peak Savings (kW) | Achievable Economic UCT Potential | 0 | 0 | 0 | 0 | 0 | 0 | 0 | 0 | 0 | 0 | 0 | 0 | 0 | 0 | 0 | 0 | 0 | 0 | 0 | 0 | 0 | 0 | 0 | 0 | 0 | 0 | 0
F4_Commercial_WA - Miscellaneous_New_Water Heating_Natural Gas_Water Heater - Drainwater Heat Recovery_A_Achievable Economic UCT Potential | F4 | Commercial | WA - Miscellaneous | New | Water Heating | Natural Gas | Water Heater - Drainwater Heat Recovery | A | Incremental Energy Savings (MWh or mTherms) | Achievable Economic UCT Potential | 0 | 0 | 0 | 0 | 0 | 0 | 0 | 0 | 0 | 0 | 0 | 0 | 0 | 0 | 0 | 0 | 0 | 0 | 0 | 0 | 0 | 0 | 0 | 0 | 0 | 0 | 0
F5_Commercial_WA - Miscellaneous_New_Water Heating_Natural Gas_Water Heater - Drainwater Heat Recovery_A_Achievable Economic UCT Potential | F5 | Commercial | WA - Miscellaneous | New | Water Heating | Natural Gas | Water Heater - Drainwater Heat Recovery | A | Incremental Summer Peak Savings (MW) | Achievable Economic UCT Potential | 0 | 0 | 0 | 0 | 0 | 0 | 0 | 0 | 0 | 0 | 0 | 0 | 0 | 0 | 0 | 0 | 0 | 0 | 0 | 0 | 0 | 0 | 0 | 0 | 0 | 0 | 0
F6_Commercial_WA - Miscellaneous_New_Water Heating_Natural Gas_Water Heater - Drainwater Heat Recovery_A_Achievable Economic UCT Potential | F6 | Commercial | WA - Miscellaneous | New | Water Heating | Natural Gas | Water Heater - Drainwater Heat Recovery | A | Incremental Winter Peak Savings (MW) | Achievable Economic UCT Potential | 0 | 0 | 0 | 0 | 0 | 0 | 0 | 0 | 0 | 0 | 0 | 0 | 0 | 0 | 0 | 0 | 0 | 0 | 0 | 0 | 0 | 0 | 0 | 0 | 0 | 0 | 0
F7_Commercial_WA - Miscellaneous_New_Water Heating_Natural Gas_Water Heater - Drainwater Heat Recovery_A_Achievable Economic UCT Potential | F7 | Commercial | WA - Miscellaneous | New | Water Heating | Natural Gas | Water Heater - Drainwater Heat Recovery | A | Cumulative Energy Savings (MWh or mTherms) | Achievable Economic UCT Potential | 0 | 0 | 0 | 0 | 0 | 0 | 0 | 0 | 0 | 0 | 0 | 0 | 0 | 0 | 0 | 0 | 0 | 0 | 0 | 0 | 0 | 0 | 0 | 0 | 0 | 0 | 0
F8_Commercial_WA - Miscellaneous_New_Water Heating_Natural Gas_Water Heater - Drainwater Heat Recovery_A_Achievable Economic UCT Potential | F8 | Commercial | WA - Miscellaneous | New | Water Heating | Natural Gas | Water Heater - Drainwater Heat Recovery | A | Cumulative Summer Peak Savings (MW) | Achievable Economic UCT Potential | 0 | 0 | 0 | 0 | 0 | 0 | 0 | 0 | 0 | 0 | 0 | 0 | 0 | 0 | 0 | 0 | 0 | 0 | 0 | 0 | 0 | 0 | 0 | 0 | 0 | 0 | 0
F9_Commercial_WA - Miscellaneous_New_Water Heating_Natural Gas_Water Heater - Drainwater Heat Recovery_A_Achievable Economic UCT Potential | F9 | Commercial | WA - Miscellaneous | New | Water Heating | Natural Gas | Water Heater - Drainwater Heat Recovery | A | Cumulative Winter Peak Savings (MW) | Achievable Economic UCT Potential | 0 | 0 | 0 | 0 | 0 | 0 | 0 | 0 | 0 | 0 | 0 | 0 | 0 | 0 | 0 | 0 | 0 | 0 | 0 | 0 | 0 | 0 | 0 | 0 | 0 | 0 | 0
F10_Commercial_WA - Miscellaneous_New_Water Heating_Natural Gas_Water Heater - Drainwater Heat Recovery_A_Achievable Economic UCT Potential | F10 | Commercial | WA - Miscellaneous | New | Water Heating | Natural Gas | Water Heater - Drainwater Heat Recovery | A | Purchases (Incremental) | Achievable Economic UCT Potential | 0 | 0 | 0 | 0 | 0 | 0 | 0 | 0 | 0 | 0 | 0 | 0 | 0 | 0 | 0 | 0 | 0 | 0 | 0 | 0 | 0 | 0 | 0 | 0 | 0 | 0 | 0
F11_Commercial_WA - Miscellaneous_New_Water Heating_Natural Gas_Water Heater - Drainwater Heat Recovery_A_Achievable Economic UCT Potential | F11 | Commercial | WA - Miscellaneous | New | Water Heating | Natural Gas | Water Heater - Drainwater Heat Recovery | A | Purchases (Cumulative) | Achievable Economic UCT Potential | 0 | 0 | 0 | 0 | 0 | 0 | 0 | 0 | 0 | 0 | 0 | 0 | 0 | 0 | 0 | 0 | 0 | 0 | 0 | 0 | 0 | 0 | 0 | 0 | 0 | 0 | 0
F1_Commercial_WA - Miscellaneous_New_Water Heating_Natural Gas_Water Heater - Circulation Pump Controls_A_Achievable Economic UCT Potential | F1 | Commercial | WA - Miscellaneous | New | Water Heating | Natural Gas | Water Heater - Circulation Pump Controls | A | Integrated Unit Energy Savings (kWh or therms) | Achievable Economic UCT Potential | 0 | 0 | 0 | 0 | 0 | 0 | 0 | 0 | 0 | 0 | 0 | 0 | 0 | 0 | 0 | 0 | 0 | 0 | 0 | 0 | 0 | 0 | 0 | 0 | 0 | 0 | 0
F2_Commercial_WA - Miscellaneous_New_Water Heating_Natural Gas_Water Heater - Circulation Pump Controls_A_Achievable Economic UCT Potential | F2 | Commercial | WA - Miscellaneous | New | Water Heating | Natural Gas | Water Heater - Circulation Pump Controls | A | Integrated Unit Summer Peak Savings (kW) | Achievable Economic UCT Potential | 0 | 0 | 0 | 0 | 0 | 0 | 0 | 0 | 0 | 0 | 0 | 0 | 0 | 0 | 0 | 0 | 0 | 0 | 0 | 0 | 0 | 0 | 0 | 0 | 0 | 0 | 0
F3_Commercial_WA - Miscellaneous_New_Water Heating_Natural Gas_Water Heater - Circulation Pump Controls_A_Achievable Economic UCT Potential | F3 | Commercial | WA - Miscellaneous | New | Water Heating | Natural Gas | Water Heater - Circulation Pump Controls | A | Integrated Unit Winter Peak Savings (kW) | Achievable Economic UCT Potential | 0 | 0 | 0 | 0 | 0 | 0 | 0 | 0 | 0 | 0 | 0 | 0 | 0 | 0 | 0 | 0 | 0 | 0 | 0 | 0 | 0 | 0 | 0 | 0 | 0 | 0 | 0
F4_Commercial_WA - Miscellaneous_New_Water Heating_Natural Gas_Water Heater - Circulation Pump Controls_A_Achievable Economic UCT Potential | F4 | Commercial | WA - Miscellaneous | New | Water Heating | Natural Gas | Water Heater - Circulation Pump Controls | A | Incremental Energy Savings (MWh or mTherms) | Achievable Economic UCT Potential | 0 | 0 | 0 | 0 | 0 | 0 | 0 | 0 | 0 | 0 | 0 | 0 | 0 | 0 | 0 | 0 | 0 | 0 | 0 | 0 | 0 | 0 | 0 | 0 | 0 | 0 | 0
F5_Commercial_WA - Miscellaneous_New_Water Heating_Natural Gas_Water Heater - Circulation Pump Controls_A_Achievable Economic UCT Potential | F5 | Commercial | WA - Miscellaneous | New | Water Heating | Natural Gas | Water Heater - Circulation Pump Controls | A | Incremental Summer Peak Savings (MW) | Achievable Economic UCT Potential | 0 | 0 | 0 | 0 | 0 | 0 | 0 | 0 | 0 | 0 | 0 | 0 | 0 | 0 | 0 | 0 | 0 | 0 | 0 | 0 | 0 | 0 | 0 | 0 | 0 | 0 | 0
F6_Commercial_WA - Miscellaneous_New_Water Heating_Natural Gas_Water Heater - Circulation Pump Controls_A_Achievable Economic UCT Potential | F6 | Commercial | WA - Miscellaneous | New | Water Heating | Natural Gas | Water Heater - Circulation Pump Controls | A | Incremental Winter Peak Savings (MW) | Achievable Economic UCT Potential | 0 | 0 | 0 | 0 | 0 | 0 | 0 | 0 | 0 | 0 | 0 | 0 | 0 | 0 | 0 | 0 | 0 | 0 | 0 | 0 | 0 | 0 | 0 | 0 | 0 | 0 | 0
F7_Commercial_WA - Miscellaneous_New_Water Heating_Natural Gas_Water Heater - Circulation Pump Controls_A_Achievable Economic UCT Potential | F7 | Commercial | WA - Miscellaneous | New | Water Heating | Natural Gas | Water Heater - Circulation Pump Controls | A | Cumulative Energy Savings (MWh or mTherms) | Achievable Economic UCT Potential | 0 | 0 | 0 | 0 | 0 | 0 | 0 | 0 | 0 | 0 | 0 | 0 | 0 | 0 | 0 | 0 | 0 | 0 | 0 | 0 | 0 | 0 | 0 | 0 | 0 | 0 | 0
F8_Commercial_WA - Miscellaneous_New_Water Heating_Natural Gas_Water Heater - Circulation Pump Controls_A_Achievable Economic UCT Potential | F8 | Commercial | WA - Miscellaneous | New | Water Heating | Natural Gas | Water Heater - Circulation Pump Controls | A | Cumulative Summer Peak Savings (MW) | Achievable Economic UCT Potential | 0 | 0 | 0 | 0 | 0 | 0 | 0 | 0 | 0 | 0 | 0 | 0 | 0 | 0 | 0 | 0 | 0 | 0 | 0 | 0 | 0 | 0 | 0 | 0 | 0 | 0 | 0
F9_Commercial_WA - Miscellaneous_New_Water Heating_Natural Gas_Water Heater - Circulation Pump Controls_A_Achievable Economic UCT Potential | F9 | Commercial | WA - Miscellaneous | New | Water Heating | Natural Gas | Water Heater - Circulation Pump Controls | A | Cumulative Winter Peak Savings (MW) | Achievable Economic UCT Potential | 0 | 0 | 0 | 0 | 0 | 0 | 0 | 0 | 0 | 0 | 0 | 0 | 0 | 0 | 0 | 0 | 0 | 0 | 0 | 0 | 0 | 0 | 0 | 0 | 0 | 0 | 0
F10_Commercial_WA - Miscellaneous_New_Water Heating_Natural Gas_Water Heater - Circulation Pump Controls_A_Achievable Economic UCT Potential | F10 | Commercial | WA - Miscellaneous | New | Water Heating | Natural Gas | Water Heater - Circulation Pump Controls | A | Purchases (Incremental) | Achievable Economic UCT Potential | 0 | 0 | 0 | 0 | 0 | 0 | 0 | 0 | 0 | 0 | 0 | 0 | 0 | 0 | 0 | 0 | 0 | 0 | 0 | 0 | 0 | 0 | 0 | 0 | 0 | 0 | 0
F11_Commercial_WA - Miscellaneous_New_Water Heating_Natural Gas_Water Heater - Circulation Pump Controls_A_Achievable Economic UCT Potential | F11 | Commercial | WA - Miscellaneous | New | Water Heating | Natural Gas | Water Heater - Circulation Pump Controls | A | Purchases (Cumulative) | Achievable Economic UCT Potential | 0 | 0 | 0 | 0 | 0 | 0 | 0 | 0 | 0 | 0 | 0 | 0 | 0 | 0 | 0 | 0 | 0 | 0 | 0 | 0 | 0 | 0 | 0 | 0 | 0 | 0 | 0
F1_Commercial_WA - Miscellaneous_New_Water Heating_Natural Gas_Water Heater - Pipe Insulation_A_Achievable Economic UCT Potential | F1 | Commercial | WA - Miscellaneous | New | Water Heating | Natural Gas | Water Heater - Pipe Insulation | A | Integrated Unit Energy Savings (kWh or therms) | Achievable Economic UCT Potential | 0 | 0 | 0 | 0 | 0 | 0 | 0 | 0 | 0 | 0 | 0 | 0 | 0 | 0 | 0 | 0 | 0 | 0 | 0 | 0 | 0 | 0 | 0 | 0 | 0 | 0 | 0
F2_Commercial_WA - Miscellaneous_New_Water Heating_Natural Gas_Water Heater - Pipe Insulation_A_Achievable Economic UCT Potential | F2 | Commercial | WA - Miscellaneous | New | Water Heating | Natural Gas | Water Heater - Pipe Insulation | A | Integrated Unit Summer Peak Savings (kW) | Achievable Economic UCT Potential | 0 | 0 | 0 | 0 | 0 | 0 | 0 | 0 | 0 | 0 | 0 | 0 | 0 | 0 | 0 | 0 | 0 | 0 | 0 | 0 | 0 | 0 | 0 | 0 | 0 | 0 | 0
F3_Commercial_WA - Miscellaneous_New_Water Heating_Natural Gas_Water Heater - Pipe Insulation_A_Achievable Economic UCT Potential | F3 | Commercial | WA - Miscellaneous | New | Water Heating | Natural Gas | Water Heater - Pipe Insulation | A | Integrated Unit Winter Peak Savings (kW) | Achievable Economic UCT Potential | 0 | 0 | 0 | 0 | 0 | 0 | 0 | 0 | 0 | 0 | 0 | 0 | 0 | 0 | 0 | 0 | 0 | 0 | 0 | 0 | 0 | 0 | 0 | 0 | 0 | 0 | 0
F4_Commercial_WA - Miscellaneous_New_Water Heating_Natural Gas_Water Heater - Pipe Insulation_A_Achievable Economic UCT Potential | F4 | Commercial | WA - Miscellaneous | New | Water Heating | Natural Gas | Water Heater - Pipe Insulation | A | Incremental Energy Savings (MWh or mTherms) | Achievable Economic UCT Potential | 0 | 0 | 0 | 0 | 0 | 0 | 0 | 0 | 0 | 0 | 0 | 0 | 0 | 0 | 0 | 0 | 0 | 0 | 0 | 0 | 0 | 0 | 0 | 0 | 0 | 0 | 0
F5_Commercial_WA - Miscellaneous_New_Water Heating_Natural Gas_Water Heater - Pipe Insulation_A_Achievable Economic UCT Potential | F5 | Commercial | WA - Miscellaneous | New | Water Heating | Natural Gas | Water Heater - Pipe Insulation | A | Incremental Summer Peak Savings (MW) | Achievable Economic UCT Potential | 0 | 0 | 0 | 0 | 0 | 0 | 0 | 0 | 0 | 0 | 0 | 0 | 0 | 0 | 0 | 0 | 0 | 0 | 0 | 0 | 0 | 0 | 0 | 0 | 0 | 0 | 0
F6_Commercial_WA - Miscellaneous_New_Water Heating_Natural Gas_Water Heater - Pipe Insulation_A_Achievable Economic UCT Potential | F6 | Commercial | WA - Miscellaneous | New | Water Heating | Natural Gas | Water Heater - Pipe Insulation | A | Incremental Winter Peak Savings (MW) | Achievable Economic UCT Potential | 0 | 0 | 0 | 0 | 0 | 0 | 0 | 0 | 0 | 0 | 0 | 0 | 0 | 0 | 0 | 0 | 0 | 0 | 0 | 0 | 0 | 0 | 0 | 0 | 0 | 0 | 0
F7_Commercial_WA - Miscellaneous_New_Water Heating_Natural Gas_Water Heater - Pipe Insulation_A_Achievable Economic UCT Potential | F7 | Commercial | WA - Miscellaneous | New | Water Heating | Natural Gas | Water Heater - Pipe Insulation | A | Cumulative Energy Savings (MWh or mTherms) | Achievable Economic UCT Potential | 0 | 0 | 0 | 0 | 0 | 0 | 0 | 0 | 0 | 0 | 0 | 0 | 0 | 0 | 0 | 0 | 0 | 0 | 0 | 0 | 0 | 0 | 0 | 0 | 0 | 0 | 0
F8_Commercial_WA - Miscellaneous_New_Water Heating_Natural Gas_Water Heater - Pipe Insulation_A_Achievable Economic UCT Potential | F8 | Commercial | WA - Miscellaneous | New | Water Heating | Natural Gas | Water Heater - Pipe Insulation | A | Cumulative Summer Peak Savings (MW) | Achievable Economic UCT Potential | 0 | 0 | 0 | 0 | 0 | 0 | 0 | 0 | 0 | 0 | 0 | 0 | 0 | 0 | 0 | 0 | 0 | 0 | 0 | 0 | 0 | 0 | 0 | 0 | 0 | 0 | 0
F9_Commercial_WA - Miscellaneous_New_Water Heating_Natural Gas_Water Heater - Pipe Insulation_A_Achievable Economic UCT Potential | F9 | Commercial | WA - Miscellaneous | New | Water Heating | Natural Gas | Water Heater - Pipe Insulation | A | Cumulative Winter Peak Savings (MW) | Achievable Economic UCT Potential | 0 | 0 | 0 | 0 | 0 | 0 | 0 | 0 | 0 | 0 | 0 | 0 | 0 | 0 | 0 | 0 | 0 | 0 | 0 | 0 | 0 | 0 | 0 | 0 | 0 | 0 | 0
F10_Commercial_WA - Miscellaneous_New_Water Heating_Natural Gas_Water Heater - Pipe Insulation_A_Achievable Economic UCT Potential | F10 | Commercial | WA - Miscellaneous | New | Water Heating | Natural Gas | Water Heater - Pipe Insulation | A | Purchases (Incremental) | Achievable Economic UCT Potential | 0 | 0 | 0 | 0 | 0 | 0 | 0 | 0 | 0 | 0 | 0 | 0 | 0 | 0 | 0 | 0 | 0 | 0 | 0 | 0 | 0 | 0 | 0 | 0 | 0 | 0 | 0
F11_Commercial_WA - Miscellaneous_New_Water Heating_Natural Gas_Water Heater - Pipe Insulation_A_Achievable Economic UCT Potential | F11 | Commercial | WA - Miscellaneous | New | Water Heating | Natural Gas | Water Heater - Pipe Insulation | A | Purchases (Cumulative) | Achievable Economic UCT Potential | 0 | 0 | 0 | 0 | 0 | 0 | 0 | 0 | 0 | 0 | 0 | 0 | 0 | 0 | 0 | 0 | 0 | 0 | 0 | 0 | 0 | 0 | 0 | 0 | 0 | 0 | 0
F1_Commercial_WA - Miscellaneous_New_Water Heating_Natural Gas_Water Heater - Motion Control Faucet_A_Achievable Economic UCT Potential | F1 | Commercial | WA - Miscellaneous | New | Water Heating | Natural Gas | Water Heater - Motion Control Faucet | A | Integrated Unit Energy Savings (kWh or therms) | Achievable Economic UCT Potential | 0 | 0 | 0 | 0 | 0 | 0 | 0 | 0 | 0 | 0 | 0 | 0 | 0 | 0 | 0 | 0 | 0 | 0 | 0 | 0 | 0 | 0 | 0 | 0 | 0 | 0 | 0
F2_Commercial_WA - Miscellaneous_New_Water Heating_Natural Gas_Water Heater - Motion Control Faucet_A_Achievable Economic UCT Potential | F2 | Commercial | WA - Miscellaneous | New | Water Heating | Natural Gas | Water Heater - Motion Control Faucet | A | Integrated Unit Summer Peak Savings (kW) | Achievable Economic UCT Potential | 0 | 0 | 0 | 0 | 0 | 0 | 0 | 0 | 0 | 0 | 0 | 0 | 0 | 0 | 0 | 0 | 0 | 0 | 0 | 0 | 0 | 0 | 0 | 0 | 0 | 0 | 0
F3_Commercial_WA - Miscellaneous_New_Water Heating_Natural Gas_Water Heater - Motion Control Faucet_A_Achievable Economic UCT Potential | F3 | Commercial | WA - Miscellaneous | New | Water Heating | Natural Gas | Water Heater - Motion Control Faucet | A | Integrated Unit Winter Peak Savings (kW) | Achievable Economic UCT Potential | 0 | 0 | 0 | 0 | 0 | 0 | 0 | 0 | 0 | 0 | 0 | 0 | 0 | 0 | 0 | 0 | 0 | 0 | 0 | 0 | 0 | 0 | 0 | 0 | 0 | 0 | 0
F4_Commercial_WA - Miscellaneous_New_Water Heating_Natural Gas_Water Heater - Motion Control Faucet_A_Achievable Economic UCT Potential | F4 | Commercial | WA - Miscellaneous | New | Water Heating | Natural Gas | Water Heater - Motion Control Faucet | A | Incremental Energy Savings (MWh or mTherms) | Achievable Economic UCT Potential | 0 | 0 | 0 | 0 | 0 | 0 | 0 | 0 | 0 | 0 | 0 | 0 | 0 | 0 | 0 | 0 | 0 | 0 | 0 | 0 | 0 | 0 | 0 | 0 | 0 | 0 | 0
F5_Commercial_WA - Miscellaneous_New_Water Heating_Natural Gas_Water Heater - Motion Control Faucet_A_Achievable Economic UCT Potential | F5 | Commercial | WA - Miscellaneous | New | Water Heating | Natural Gas | Water Heater - Motion Control Faucet | A | Incremental Summer Peak Savings (MW) | Achievable Economic UCT Potential | 0 | 0 | 0 | 0 | 0 | 0 | 0 | 0 | 0 | 0 | 0 | 0 | 0 | 0 | 0 | 0 | 0 | 0 | 0 | 0 | 0 | 0 | 0 | 0 | 0 | 0 | 0
F6_Commercial_WA - Miscellaneous_New_Water Heating_Natural Gas_Water Heater - Motion Control Faucet_A_Achievable Economic UCT Potential | F6 | Commercial | WA - Miscellaneous | New | Water Heating | Natural Gas | Water Heater - Motion Control Faucet | A | Incremental Winter Peak Savings (MW) | Achievable Economic UCT Potential | 0 | 0 | 0 | 0 | 0 | 0 | 0 | 0 | 0 | 0 | 0 | 0 | 0 | 0 | 0 | 0 | 0 | 0 | 0 | 0 | 0 | 0 | 0 | 0 | 0 | 0 | 0
F7_Commercial_WA - Miscellaneous_New_Water Heating_Natural Gas_Water Heater - Motion Control Faucet_A_Achievable Economic UCT Potential | F7 | Commercial | WA - Miscellaneous | New | Water Heating | Natural Gas | Water Heater - Motion Control Faucet | A | Cumulative Energy Savings (MWh or mTherms) | Achievable Economic UCT Potential | 0 | 0 | 0 | 0 | 0 | 0 | 0 | 0 | 0 | 0 | 0 | 0 | 0 | 0 | 0 | 0 | 0 | 0 | 0 | 0 | 0 | 0 | 0 | 0 | 0 | 0 | 0
F8_Commercial_WA - Miscellaneous_New_Water Heating_Natural Gas_Water Heater - Motion Control Faucet_A_Achievable Economic UCT Potential | F8 | Commercial | WA - Miscellaneous | New | Water Heating | Natural Gas | Water Heater - Motion Control Faucet | A | Cumulative Summer Peak Savings (MW) | Achievable Economic UCT Potential | 0 | 0 | 0 | 0 | 0 | 0 | 0 | 0 | 0 | 0 | 0 | 0 | 0 | 0 | 0 | 0 | 0 | 0 | 0 | 0 | 0 | 0 | 0 | 0 | 0 | 0 | 0
F9_Commercial_WA - Miscellaneous_New_Water Heating_Natural Gas_Water Heater - Motion Control Faucet_A_Achievable Economic UCT Potential | F9 | Commercial | WA - Miscellaneous | New | Water Heating | Natural Gas | Water Heater - Motion Control Faucet | A | Cumulative Winter Peak Savings (MW) | Achievable Economic UCT Potential | 0 | 0 | 0 | 0 | 0 | 0 | 0 | 0 | 0 | 0 | 0 | 0 | 0 | 0 | 0 | 0 | 0 | 0 | 0 | 0 | 0 | 0 | 0 | 0 | 0 | 0 | 0
F10_Commercial_WA - Miscellaneous_New_Water Heating_Natural Gas_Water Heater - Motion Control Faucet_A_Achievable Economic UCT Potential | F10 | Commercial | WA - Miscellaneous | New | Water Heating | Natural Gas | Water Heater - Motion Control Faucet | A | Purchases (Incremental) | Achievable Economic UCT Potential | 0 | 0 | 0 | 0 | 0 | 0 | 0 | 0 | 0 | 0 | 0 | 0 | 0 | 0 | 0 | 0 | 0 | 0 | 0 | 0 | 0 | 0 | 0 | 0 | 0 | 0 | 0
F11_Commercial_WA - Miscellaneous_New_Water Heating_Natural Gas_Water Heater - Motion Control Faucet_A_Achievable Economic UCT Potential | F11 | Commercial | WA - Miscellaneous | New | Water Heating | Natural Gas | Water Heater - Motion Control Faucet | A | Purchases (Cumulative) | Achievable Economic UCT Potential | 0 | 0 | 0 | 0 | 0 | 0 | 0 | 0 | 0 | 0 | 0 | 0 | 0 | 0 | 0 | 0 | 0 | 0 | 0 | 0 | 0 | 0 | 0 | 0 | 0 | 0 | 0
F1_Commercial_WA - Miscellaneous_New_Water Heating_Natural Gas_Water Heater - Solar System_A_Achievable Economic UCT Potential | F1 | Commercial | WA - Miscellaneous | New | Water Heating | Natural Gas | Water Heater - Solar System | A | Integrated Unit Energy Savings (kWh or therms) | Achievable Economic UCT Potential | 0 | 0 | 0 | 0 | 0 | 0 | 0 | 0 | 0 | 0 | 0 | 0 | 0 | 0 | 0 | 0 | 0 | 0 | 0 | 0 | 0 | 0 | 0 | 0 | 0 | 0 | 0
F2_Commercial_WA - Miscellaneous_New_Water Heating_Natural Gas_Water Heater - Solar System_A_Achievable Economic UCT Potential | F2 | Commercial | WA - Miscellaneous | New | Water Heating | Natural Gas | Water Heater - Solar System | A | Integrated Unit Summer Peak Savings (kW) | Achievable Economic UCT Potential | 0 | 0 | 0 | 0 | 0 | 0 | 0 | 0 | 0 | 0 | 0 | 0 | 0 | 0 | 0 | 0 | 0 | 0 | 0 | 0 | 0 | 0 | 0 | 0 | 0 | 0 | 0
F3_Commercial_WA - Miscellaneous_New_Water Heating_Natural Gas_Water Heater - Solar System_A_Achievable Economic UCT Potential | F3 | Commercial | WA - Miscellaneous | New | Water Heating | Natural Gas | Water Heater - Solar System | A | Integrated Unit Winter Peak Savings (kW) | Achievable Economic UCT Potential | 0 | 0 | 0 | 0 | 0 | 0 | 0 | 0 | 0 | 0 | 0 | 0 | 0 | 0 | 0 | 0 | 0 | 0 | 0 | 0 | 0 | 0 | 0 | 0 | 0 | 0 | 0
F4_Commercial_WA - Miscellaneous_New_Water Heating_Natural Gas_Water Heater - Solar System_A_Achievable Economic UCT Potential | F4 | Commercial | WA - Miscellaneous | New | Water Heating | Natural Gas | Water Heater - Solar System | A | Incremental Energy Savings (MWh or mTherms) | Achievable Economic UCT Potential | 0 | 0 | 0 | 0 | 0 | 0 | 0 | 0 | 0 | 0 | 0 | 0 | 0 | 0 | 0 | 0 | 0 | 0 | 0 | 0 | 0 | 0 | 0 | 0 | 0 | 0 | 0
F5_Commercial_WA - Miscellaneous_New_Water Heating_Natural Gas_Water Heater - Solar System_A_Achievable Economic UCT Potential | F5 | Commercial | WA - Miscellaneous | New | Water Heating | Natural Gas | Water Heater - Solar System | A | Incremental Summer Peak Savings (MW) | Achievable Economic UCT Potential | 0 | 0 | 0 | 0 | 0 | 0 | 0 | 0 | 0 | 0 | 0 | 0 | 0 | 0 | 0 | 0 | 0 | 0 | 0 | 0 | 0 | 0 | 0 | 0 | 0 | 0 | 0
F6_Commercial_WA - Miscellaneous_New_Water Heating_Natural Gas_Water Heater - Solar System_A_Achievable Economic UCT Potential | F6 | Commercial | WA - Miscellaneous | New | Water Heating | Natural Gas | Water Heater - Solar System | A | Incremental Winter Peak Savings (MW) | Achievable Economic UCT Potential | 0 | 0 | 0 | 0 | 0 | 0 | 0 | 0 | 0 | 0 | 0 | 0 | 0 | 0 | 0 | 0 | 0 | 0 | 0 | 0 | 0 | 0 | 0 | 0 | 0 | 0 | 0
F7_Commercial_WA - Miscellaneous_New_Water Heating_Natural Gas_Water Heater - Solar System_A_Achievable Economic UCT Potential | F7 | Commercial | WA - Miscellaneous | New | Water Heating | Natural Gas | Water Heater - Solar System | A | Cumulative Energy Savings (MWh or mTherms) | Achievable Economic UCT Potential | 0 | 0 | 0 | 0 | 0 | 0 | 0 | 0 | 0 | 0 | 0 | 0 | 0 | 0 | 0 | 0 | 0 | 0 | 0 | 0 | 0 | 0 | 0 | 0 | 0 | 0 | 0
F8_Commercial_WA - Miscellaneous_New_Water Heating_Natural Gas_Water Heater - Solar System_A_Achievable Economic UCT Potential | F8 | Commercial | WA - Miscellaneous | New | Water Heating | Natural Gas | Water Heater - Solar System | A | Cumulative Summer Peak Savings (MW) | Achievable Economic UCT Potential | 0 | 0 | 0 | 0 | 0 | 0 | 0 | 0 | 0 | 0 | 0 | 0 | 0 | 0 | 0 | 0 | 0 | 0 | 0 | 0 | 0 | 0 | 0 | 0 | 0 | 0 | 0
F9_Commercial_WA - Miscellaneous_New_Water Heating_Natural Gas_Water Heater - Solar System_A_Achievable Economic UCT Potential | F9 | Commercial | WA - Miscellaneous | New | Water Heating | Natural Gas | Water Heater - Solar System | A | Cumulative Winter Peak Savings (MW) | Achievable Economic UCT Potential | 0 | 0 | 0 | 0 | 0 | 0 | 0 | 0 | 0 | 0 | 0 | 0 | 0 | 0 | 0 | 0 | 0 | 0 | 0 | 0 | 0 | 0 | 0 | 0 | 0 | 0 | 0
F10_Commercial_WA - Miscellaneous_New_Water Heating_Natural Gas_Water Heater - Solar System_A_Achievable Economic UCT Potential | F10 | Commercial | WA - Miscellaneous | New | Water Heating | Natural Gas | Water Heater - Solar System | A | Purchases (Incremental) | Achievable Economic UCT Potential | 0 | 0 | 0 | 0 | 0 | 0 | 0 | 0 | 0 | 0 | 0 | 0 | 0 | 0 | 0 | 0 | 0 | 0 | 0 | 0 | 0 | 0 | 0 | 0 | 0 | 0 | 0
F11_Commercial_WA - Miscellaneous_New_Water Heating_Natural Gas_Water Heater - Solar System_A_Achievable Economic UCT Potential | F11 | Commercial | WA - Miscellaneous | New | Water Heating | Natural Gas | Water Heater - Solar System | A | Purchases (Cumulative) | Achievable Economic UCT Potential | 0 | 0 | 0 | 0 | 0 | 0 | 0 | 0 | 0 | 0 | 0 | 0 | 0 | 0 | 0 | 0 | 0 | 0 | 0 | 0 | 0 | 0 | 0 | 0 | 0 | 0 | 0
F1_Commercial_WA - Miscellaneous_New_Water Heating_Natural Gas_Commercial Laundry - Ozone Treatment_A_Achievable Economic UCT Potential | F1 | Commercial | WA - Miscellaneous | New | Water Heating | Natural Gas | Commercial Laundry - Ozone Treatment | A | Integrated Unit Energy Savings (kWh or therms) | Achievable Economic UCT Potential | 0 | 0 | 0 | 0 | 0 | 0 | 0 | 0 | 0 | 0 | 0 | 0 | 0 | 0 | 0 | 0 | 0 | 0 | 0 | 0 | 0 | 0 | 0 | 0 | 0 | 0 | 0
F2_Commercial_WA - Miscellaneous_New_Water Heating_Natural Gas_Commercial Laundry - Ozone Treatment_A_Achievable Economic UCT Potential | F2 | Commercial | WA - Miscellaneous | New | Water Heating | Natural Gas | Commercial Laundry - Ozone Treatment | A | Integrated Unit Summer Peak Savings (kW) | Achievable Economic UCT Potential | 0 | 0 | 0 | 0 | 0 | 0 | 0 | 0 | 0 | 0 | 0 | 0 | 0 | 0 | 0 | 0 | 0 | 0 | 0 | 0 | 0 | 0 | 0 | 0 | 0 | 0 | 0
F3_Commercial_WA - Miscellaneous_New_Water Heating_Natural Gas_Commercial Laundry - Ozone Treatment_A_Achievable Economic UCT Potential | F3 | Commercial | WA - Miscellaneous | New | Water Heating | Natural Gas | Commercial Laundry - Ozone Treatment | A | Integrated Unit Winter Peak Savings (kW) | Achievable Economic UCT Potential | 0 | 0 | 0 | 0 | 0 | 0 | 0 | 0 | 0 | 0 | 0 | 0 | 0 | 0 | 0 | 0 | 0 | 0 | 0 | 0 | 0 | 0 | 0 | 0 | 0 | 0 | 0
F4_Commercial_WA - Miscellaneous_New_Water Heating_Natural Gas_Commercial Laundry - Ozone Treatment_A_Achievable Economic UCT Potential | F4 | Commercial | WA - Miscellaneous | New | Water Heating | Natural Gas | Commercial Laundry - Ozone Treatment | A | Incremental Energy Savings (MWh or mTherms) | Achievable Economic UCT Potential | 0 | 0 | 0 | 0 | 0 | 0 | 0 | 0 | 0 | 0 | 0 | 0 | 0 | 0 | 0 | 0 | 0 | 0 | 0 | 0 | 0 | 0 | 0 | 0 | 0 | 0 | 0
F5_Commercial_WA - Miscellaneous_New_Water Heating_Natural Gas_Commercial Laundry - Ozone Treatment_A_Achievable Economic UCT Potential | F5 | Commercial | WA - Miscellaneous | New | Water Heating | Natural Gas | Commercial Laundry - Ozone Treatment | A | Incremental Summer Peak Savings (MW) | Achievable Economic UCT Potential | 0 | 0 | 0 | 0 | 0 | 0 | 0 | 0 | 0 | 0 | 0 | 0 | 0 | 0 | 0 | 0 | 0 | 0 | 0 | 0 | 0 | 0 | 0 | 0 | 0 | 0 | 0
F6_Commercial_WA - Miscellaneous_New_Water Heating_Natural Gas_Commercial Laundry - Ozone Treatment_A_Achievable Economic UCT Potential | F6 | Commercial | WA - Miscellaneous | New | Water Heating | Natural Gas | Commercial Laundry - Ozone Treatment | A | Incremental Winter Peak Savings (MW) | Achievable Economic UCT Potential | 0 | 0 | 0 | 0 | 0 | 0 | 0 | 0 | 0 | 0 | 0 | 0 | 0 | 0 | 0 | 0 | 0 | 0 | 0 | 0 | 0 | 0 | 0 | 0 | 0 | 0 | 0
F7_Commercial_WA - Miscellaneous_New_Water Heating_Natural Gas_Commercial Laundry - Ozone Treatment_A_Achievable Economic UCT Potential | F7 | Commercial | WA - Miscellaneous | New | Water Heating | Natural Gas | Commercial Laundry - Ozone Treatment | A | Cumulative Energy Savings (MWh or mTherms) | Achievable Economic UCT Potential | 0 | 0 | 0 | 0 | 0 | 0 | 0 | 0 | 0 | 0 | 0 | 0 | 0 | 0 | 0 | 0 | 0 | 0 | 0 | 0 | 0 | 0 | 0 | 0 | 0 | 0 | 0
F8_Commercial_WA - Miscellaneous_New_Water Heating_Natural Gas_Commercial Laundry - Ozone Treatment_A_Achievable Economic UCT Potential | F8 | Commercial | WA - Miscellaneous | New | Water Heating | Natural Gas | Commercial Laundry - Ozone Treatment | A | Cumulative Summer Peak Savings (MW) | Achievable Economic UCT Potential | 0 | 0 | 0 | 0 | 0 | 0 | 0 | 0 | 0 | 0 | 0 | 0 | 0 | 0 | 0 | 0 | 0 | 0 | 0 | 0 | 0 | 0 | 0 | 0 | 0 | 0 | 0
F9_Commercial_WA - Miscellaneous_New_Water Heating_Natural Gas_Commercial Laundry - Ozone Treatment_A_Achievable Economic UCT Potential | F9 | Commercial | WA - Miscellaneous | New | Water Heating | Natural Gas | Commercial Laundry - Ozone Treatment | A | Cumulative Winter Peak Savings (MW) | Achievable Economic UCT Potential | 0 | 0 | 0 | 0 | 0 | 0 | 0 | 0 | 0 | 0 | 0 | 0 | 0 | 0 | 0 | 0 | 0 | 0 | 0 | 0 | 0 | 0 | 0 | 0 | 0 | 0 | 0
F10_Commercial_WA - Miscellaneous_New_Water Heating_Natural Gas_Commercial Laundry - Ozone Treatment_A_Achievable Economic UCT Potential | F10 | Commercial | WA - Miscellaneous | New | Water Heating | Natural Gas | Commercial Laundry - Ozone Treatment | A | Purchases (Incremental) | Achievable Economic UCT Potential | 0 | 0 | 0 | 0 | 0 | 0 | 0 | 0 | 0 | 0 | 0 | 0 | 0 | 0 | 0 | 0 | 0 | 0 | 0 | 0 | 0 | 0 | 0 | 0 | 0 | 0 | 0
F11_Commercial_WA - Miscellaneous_New_Water Heating_Natural Gas_Commercial Laundry - Ozone Treatment_A_Achievable Economic UCT Potential | F11 | Commercial | WA - Miscellaneous | New | Water Heating | Natural Gas | Commercial Laundry - Ozone Treatment | A | Purchases (Cumulative) | Achievable Economic UCT Potential | 0 | 0 | 0 | 0 | 0 | 0 | 0 | 0 | 0 | 0 | 0 | 0 | 0 | 0 | 0 | 0 | 0 | 0 | 0 | 0 | 0 | 0 | 0 | 0 | 0 | 0 | 0
F1_Commercial_WA - Miscellaneous_New_Water Heating_Natural Gas_Commercial Laundry - ENERGY STAR Washer_A_Achievable Economic UCT Potential | F1 | Commercial | WA - Miscellaneous | New | Water Heating | Natural Gas | Commercial Laundry - ENERGY STAR Washer | A | Integrated Unit Energy Savings (kWh or therms) | Achievable Economic UCT Potential | 0 | 0 | 0 | 0 | 0 | 0 | 0 | 0 | 0 | 0 | 0 | 0 | 0 | 0 | 0 | 0 | 0 | 0 | 0 | 0 | 0 | 0 | 0 | 0 | 0 | 0 | 0
F2_Commercial_WA - Miscellaneous_New_Water Heating_Natural Gas_Commercial Laundry - ENERGY STAR Washer_A_Achievable Economic UCT Potential | F2 | Commercial | WA - Miscellaneous | New | Water Heating | Natural Gas | Commercial Laundry - ENERGY STAR Washer | A | Integrated Unit Summer Peak Savings (kW) | Achievable Economic UCT Potential | 0 | 0 | 0 | 0 | 0 | 0 | 0 | 0 | 0 | 0 | 0 | 0 | 0 | 0 | 0 | 0 | 0 | 0 | 0 | 0 | 0 | 0 | 0 | 0 | 0 | 0 | 0
F3_Commercial_WA - Miscellaneous_New_Water Heating_Natural Gas_Commercial Laundry - ENERGY STAR Washer_A_Achievable Economic UCT Potential | F3 | Commercial | WA - Miscellaneous | New | Water Heating | Natural Gas | Commercial Laundry - ENERGY STAR Washer | A | Integrated Unit Winter Peak Savings (kW) | Achievable Economic UCT Potential | 0 | 0 | 0 | 0 | 0 | 0 | 0 | 0 | 0 | 0 | 0 | 0 | 0 | 0 | 0 | 0 | 0 | 0 | 0 | 0 | 0 | 0 | 0 | 0 | 0 | 0 | 0
F4_Commercial_WA - Miscellaneous_New_Water Heating_Natural Gas_Commercial Laundry - ENERGY STAR Washer_A_Achievable Economic UCT Potential | F4 | Commercial | WA - Miscellaneous | New | Water Heating | Natural Gas | Commercial Laundry - ENERGY STAR Washer | A | Incremental Energy Savings (MWh or mTherms) | Achievable Economic UCT Potential | 0 | 0 | 0 | 0 | 0 | 0 | 0 | 0 | 0 | 0 | 0 | 0 | 0 | 0 | 0 | 0 | 0 | 0 | 0 | 0 | 0 | 0 | 0 | 0 | 0 | 0 | 0
F5_Commercial_WA - Miscellaneous_New_Water Heating_Natural Gas_Commercial Laundry - ENERGY STAR Washer_A_Achievable Economic UCT Potential | F5 | Commercial | WA - Miscellaneous | New | Water Heating | Natural Gas | Commercial Laundry - ENERGY STAR Washer | A | Incremental Summer Peak Savings (MW) | Achievable Economic UCT Potential | 0 | 0 | 0 | 0 | 0 | 0 | 0 | 0 | 0 | 0 | 0 | 0 | 0 | 0 | 0 | 0 | 0 | 0 | 0 | 0 | 0 | 0 | 0 | 0 | 0 | 0 | 0
F6_Commercial_WA - Miscellaneous_New_Water Heating_Natural Gas_Commercial Laundry - ENERGY STAR Washer_A_Achievable Economic UCT Potential | F6 | Commercial | WA - Miscellaneous | New | Water Heating | Natural Gas | Commercial Laundry - ENERGY STAR Washer | A | Incremental Winter Peak Savings (MW) | Achievable Economic UCT Potential | 0 | 0 | 0 | 0 | 0 | 0 | 0 | 0 | 0 | 0 | 0 | 0 | 0 | 0 | 0 | 0 | 0 | 0 | 0 | 0 | 0 | 0 | 0 | 0 | 0 | 0 | 0
F7_Commercial_WA - Miscellaneous_New_Water Heating_Natural Gas_Commercial Laundry - ENERGY STAR Washer_A_Achievable Economic UCT Potential | F7 | Commercial | WA - Miscellaneous | New | Water Heating | Natural Gas | Commercial Laundry - ENERGY STAR Washer | A | Cumulative Energy Savings (MWh or mTherms) | Achievable Economic UCT Potential | 0 | 0 | 0 | 0 | 0 | 0 | 0 | 0 | 0 | 0 | 0 | 0 | 0 | 0 | 0 | 0 | 0 | 0 | 0 | 0 | 0 | 0 | 0 | 0 | 0 | 0 | 0
F8_Commercial_WA - Miscellaneous_New_Water Heating_Natural Gas_Commercial Laundry - ENERGY STAR Washer_A_Achievable Economic UCT Potential | F8 | Commercial | WA - Miscellaneous | New | Water Heating | Natural Gas | Commercial Laundry - ENERGY STAR Washer | A | Cumulative Summer Peak Savings (MW) | Achievable Economic UCT Potential | 0 | 0 | 0 | 0 | 0 | 0 | 0 | 0 | 0 | 0 | 0 | 0 | 0 | 0 | 0 | 0 | 0 | 0 | 0 | 0 | 0 | 0 | 0 | 0 | 0 | 0 | 0
F9_Commercial_WA - Miscellaneous_New_Water Heating_Natural Gas_Commercial Laundry - ENERGY STAR Washer_A_Achievable Economic UCT Potential | F9 | Commercial | WA - Miscellaneous | New | Water Heating | Natural Gas | Commercial Laundry - ENERGY STAR Washer | A | Cumulative Winter Peak Savings (MW) | Achievable Economic UCT Potential | 0 | 0 | 0 | 0 | 0 | 0 | 0 | 0 | 0 | 0 | 0 | 0 | 0 | 0 | 0 | 0 | 0 | 0 | 0 | 0 | 0 | 0 | 0 | 0 | 0 | 0 | 0
F10_Commercial_WA - Miscellaneous_New_Water Heating_Natural Gas_Commercial Laundry - ENERGY STAR Washer_A_Achievable Economic UCT Potential | F10 | Commercial | WA - Miscellaneous | New | Water Heating | Natural Gas | Commercial Laundry - ENERGY STAR Washer | A | Purchases (Incremental) | Achievable Economic UCT Potential | 0 | 0 | 0 | 0 | 0 | 0 | 0 | 0 | 0 | 0 | 0 | 0 | 0 | 0 | 0 | 0 | 0 | 0 | 0 | 0 | 0 | 0 | 0 | 0 | 0 | 0 | 0
F11_Commercial_WA - Miscellaneous_New_Water Heating_Natural Gas_Commercial Laundry - ENERGY STAR Washer_A_Achievable Economic UCT Potential | F11 | Commercial | WA - Miscellaneous | New | Water Heating | Natural Gas | Commercial Laundry - ENERGY STAR Washer | A | Purchases (Cumulative) | Achievable Economic UCT Potential | 0 | 0 | 0 | 0 | 0 | 0 | 0 | 0 | 0 | 0 | 0 | 0 | 0 | 0 | 0 | 0 | 0 | 0 | 0 | 0 | 0 | 0 | 0 | 0 | 0 | 0 | 0
F1_Commercial_WA - Miscellaneous_New_Water Heating_Natural Gas_Water Heater - Efficient Dishwasher_A_Achievable Economic UCT Potential | F1 | Commercial | WA - Miscellaneous | New | Water Heating | Natural Gas | Water Heater - Efficient Dishwasher | A | Integrated Unit Energy Savings (kWh or therms) | Achievable Economic UCT Potential | 0 | 0 | 0 | 0 | 0 | 0 | 0 | 0 | 0 | 0 | 0 | 0 | 0 | 0 | 0 | 0 | 0 | 0 | 0 | 0 | 0 | 0 | 0 | 0 | 0 | 0 | 0
F2_Commercial_WA - Miscellaneous_New_Water Heating_Natural Gas_Water Heater - Efficient Dishwasher_A_Achievable Economic UCT Potential | F2 | Commercial | WA - Miscellaneous | New | Water Heating | Natural Gas | Water Heater - Efficient Dishwasher | A | Integrated Unit Summer Peak Savings (kW) | Achievable Economic UCT Potential | 0 | 0 | 0 | 0 | 0 | 0 | 0 | 0 | 0 | 0 | 0 | 0 | 0 | 0 | 0 | 0 | 0 | 0 | 0 | 0 | 0 | 0 | 0 | 0 | 0 | 0 | 0
F3_Commercial_WA - Miscellaneous_New_Water Heating_Natural Gas_Water Heater - Efficient Dishwasher_A_Achievable Economic UCT Potential | F3 | Commercial | WA - Miscellaneous | New | Water Heating | Natural Gas | Water Heater - Efficient Dishwasher | A | Integrated Unit Winter Peak Savings (kW) | Achievable Economic UCT Potential | 0 | 0 | 0 | 0 | 0 | 0 | 0 | 0 | 0 | 0 | 0 | 0 | 0 | 0 | 0 | 0 | 0 | 0 | 0 | 0 | 0 | 0 | 0 | 0 | 0 | 0 | 0
F4_Commercial_WA - Miscellaneous_New_Water Heating_Natural Gas_Water Heater - Efficient Dishwasher_A_Achievable Economic UCT Potential | F4 | Commercial | WA - Miscellaneous | New | Water Heating | Natural Gas | Water Heater - Efficient Dishwasher | A | Incremental Energy Savings (MWh or mTherms) | Achievable Economic UCT Potential | 0 | 0 | 0 | 0 | 0 | 0 | 0 | 0 | 0 | 0 | 0 | 0 | 0 | 0 | 0 | 0 | 0 | 0 | 0 | 0 | 0 | 0 | 0 | 0 | 0 | 0 | 0
F5_Commercial_WA - Miscellaneous_New_Water Heating_Natural Gas_Water Heater - Efficient Dishwasher_A_Achievable Economic UCT Potential | F5 | Commercial | WA - Miscellaneous | New | Water Heating | Natural Gas | Water Heater - Efficient Dishwasher | A | Incremental Summer Peak Savings (MW) | Achievable Economic UCT Potential | 0 | 0 | 0 | 0 | 0 | 0 | 0 | 0 | 0 | 0 | 0 | 0 | 0 | 0 | 0 | 0 | 0 | 0 | 0 | 0 | 0 | 0 | 0 | 0 | 0 | 0 | 0
F6_Commercial_WA - Miscellaneous_New_Water Heating_Natural Gas_Water Heater - Efficient Dishwasher_A_Achievable Economic UCT Potential | F6 | Commercial | WA - Miscellaneous | New | Water Heating | Natural Gas | Water Heater - Efficient Dishwasher | A | Incremental Winter Peak Savings (MW) | Achievable Economic UCT Potential | 0 | 0 | 0 | 0 | 0 | 0 | 0 | 0 | 0 | 0 | 0 | 0 | 0 | 0 | 0 | 0 | 0 | 0 | 0 | 0 | 0 | 0 | 0 | 0 | 0 | 0 | 0
F7_Commercial_WA - Miscellaneous_New_Water Heating_Natural Gas_Water Heater - Efficient Dishwasher_A_Achievable Economic UCT Potential | F7 | Commercial | WA - Miscellaneous | New | Water Heating | Natural Gas | Water Heater - Efficient Dishwasher | A | Cumulative Energy Savings (MWh or mTherms) | Achievable Economic UCT Potential | 0 | 0 | 0 | 0 | 0 | 0 | 0 | 0 | 0 | 0 | 0 | 0 | 0 | 0 | 0 | 0 | 0 | 0 | 0 | 0 | 0 | 0 | 0 | 0 | 0 | 0 | 0
F8_Commercial_WA - Miscellaneous_New_Water Heating_Natural Gas_Water Heater - Efficient Dishwasher_A_Achievable Economic UCT Potential | F8 | Commercial | WA - Miscellaneous | New | Water Heating | Natural Gas | Water Heater - Efficient Dishwasher | A | Cumulative Summer Peak Savings (MW) | Achievable Economic UCT Potential | 0 | 0 | 0 | 0 | 0 | 0 | 0 | 0 | 0 | 0 | 0 | 0 | 0 | 0 | 0 | 0 | 0 | 0 | 0 | 0 | 0 | 0 | 0 | 0 | 0 | 0 | 0
F9_Commercial_WA - Miscellaneous_New_Water Heating_Natural Gas_Water Heater - Efficient Dishwasher_A_Achievable Economic UCT Potential | F9 | Commercial | WA - Miscellaneous | New | Water Heating | Natural Gas | Water Heater - Efficient Dishwasher | A | Cumulative Winter Peak Savings (MW) | Achievable Economic UCT Potential | 0 | 0 | 0 | 0 | 0 | 0 | 0 | 0 | 0 | 0 | 0 | 0 | 0 | 0 | 0 | 0 | 0 | 0 | 0 | 0 | 0 | 0 | 0 | 0 | 0 | 0 | 0
F10_Commercial_WA - Miscellaneous_New_Water Heating_Natural Gas_Water Heater - Efficient Dishwasher_A_Achievable Economic UCT Potential | F10 | Commercial | WA - Miscellaneous | New | Water Heating | Natural Gas | Water Heater - Efficient Dishwasher | A | Purchases (Incremental) | Achievable Economic UCT Potential | 0 | 0 | 0 | 0 | 0 | 0 | 0 | 0 | 0 | 0 | 0 | 0 | 0 | 0 | 0 | 0 | 0 | 0 | 0 | 0 | 0 | 0 | 0 | 0 | 0 | 0 | 0
F11_Commercial_WA - Miscellaneous_New_Water Heating_Natural Gas_Water Heater - Efficient Dishwasher_A_Achievable Economic UCT Potential | F11 | Commercial | WA - Miscellaneous | New | Water Heating | Natural Gas | Water Heater - Efficient Dishwasher | A | Purchases (Cumulative) | Achievable Economic UCT Potential | 0 | 0 | 0 | 0 | 0 | 0 | 0 | 0 | 0 | 0 | 0 | 0 | 0 | 0 | 0 | 0 | 0 | 0 | 0 | 0 | 0 | 0 | 0 | 0 | 0 | 0 | 0
F1_Commercial_WA - Miscellaneous_New_Water Heating_Natural Gas_Commercial Laundry - Alternative Dry-Cleaning Methods_A_Achievable Economic UCT Potential | F1 | Commercial | WA - Miscellaneous | New | Water Heating | Natural Gas | Commercial Laundry - Alternative Dry-Cleaning Methods | A | Integrated Unit Energy Savings (kWh or therms) | Achievable Economic UCT Potential | 0 | 0 | 0 | 0 | 0 | 0 | 0 | 0 | 0 | 0 | 0 | 0 | 0 | 0 | 0 | 0 | 0 | 0 | 0 | 0 | 0 | 0 | 0 | 0 | 0 | 0 | 0
F2_Commercial_WA - Miscellaneous_New_Water Heating_Natural Gas_Commercial Laundry - Alternative Dry-Cleaning Methods_A_Achievable Economic UCT Potential | F2 | Commercial | WA - Miscellaneous | New | Water Heating | Natural Gas | Commercial Laundry - Alternative Dry-Cleaning Methods | A | Integrated Unit Summer Peak Savings (kW) | Achievable Economic UCT Potential | 0 | 0 | 0 | 0 | 0 | 0 | 0 | 0 | 0 | 0 | 0 | 0 | 0 | 0 | 0 | 0 | 0 | 0 | 0 | 0 | 0 | 0 | 0 | 0 | 0 | 0 | 0
F3_Commercial_WA - Miscellaneous_New_Water Heating_Natural Gas_Commercial Laundry - Alternative Dry-Cleaning Methods_A_Achievable Economic UCT Potential | F3 | Commercial | WA - Miscellaneous | New | Water Heating | Natural Gas | Commercial Laundry - Alternative Dry-Cleaning Methods | A | Integrated Unit Winter Peak Savings (kW) | Achievable Economic UCT Potential | 0 | 0 | 0 | 0 | 0 | 0 | 0 | 0 | 0 | 0 | 0 | 0 | 0 | 0 | 0 | 0 | 0 | 0 | 0 | 0 | 0 | 0 | 0 | 0 | 0 | 0 | 0
F4_Commercial_WA - Miscellaneous_New_Water Heating_Natural Gas_Commercial Laundry - Alternative Dry-Cleaning Methods_A_Achievable Economic UCT Potential | F4 | Commercial | WA - Miscellaneous | New | Water Heating | Natural Gas | Commercial Laundry - Alternative Dry-Cleaning Methods | A | Incremental Energy Savings (MWh or mTherms) | Achievable Economic UCT Potential | 0 | 0 | 0 | 0 | 0 | 0 | 0 | 0 | 0 | 0 | 0 | 0 | 0 | 0 | 0 | 0 | 0 | 0 | 0 | 0 | 0 | 0 | 0 | 0 | 0 | 0 | 0
F5_Commercial_WA - Miscellaneous_New_Water Heating_Natural Gas_Commercial Laundry - Alternative Dry-Cleaning Methods_A_Achievable Economic UCT Potential | F5 | Commercial | WA - Miscellaneous | New | Water Heating | Natural Gas | Commercial Laundry - Alternative Dry-Cleaning Methods | A | Incremental Summer Peak Savings (MW) | Achievable Economic UCT Potential | 0 | 0 | 0 | 0 | 0 | 0 | 0 | 0 | 0 | 0 | 0 | 0 | 0 | 0 | 0 | 0 | 0 | 0 | 0 | 0 | 0 | 0 | 0 | 0 | 0 | 0 | 0
F6_Commercial_WA - Miscellaneous_New_Water Heating_Natural Gas_Commercial Laundry - Alternative Dry-Cleaning Methods_A_Achievable Economic UCT Potential | F6 | Commercial | WA - Miscellaneous | New | Water Heating | Natural Gas | Commercial Laundry - Alternative Dry-Cleaning Methods | A | Incremental Winter Peak Savings (MW) | Achievable Economic UCT Potential | 0 | 0 | 0 | 0 | 0 | 0 | 0 | 0 | 0 | 0 | 0 | 0 | 0 | 0 | 0 | 0 | 0 | 0 | 0 | 0 | 0 | 0 | 0 | 0 | 0 | 0 | 0
F7_Commercial_WA - Miscellaneous_New_Water Heating_Natural Gas_Commercial Laundry - Alternative Dry-Cleaning Methods_A_Achievable Economic UCT Potential | F7 | Commercial | WA - Miscellaneous | New | Water Heating | Natural Gas | Commercial Laundry - Alternative Dry-Cleaning Methods | A | Cumulative Energy Savings (MWh or mTherms) | Achievable Economic UCT Potential | 0 | 0 | 0 | 0 | 0 | 0 | 0 | 0 | 0 | 0 | 0 | 0 | 0 | 0 | 0 | 0 | 0 | 0 | 0 | 0 | 0 | 0 | 0 | 0 | 0 | 0 | 0
F8_Commercial_WA - Miscellaneous_New_Water Heating_Natural Gas_Commercial Laundry - Alternative Dry-Cleaning Methods_A_Achievable Economic UCT Potential | F8 | Commercial | WA - Miscellaneous | New | Water Heating | Natural Gas | Commercial Laundry - Alternative Dry-Cleaning Methods | A | Cumulative Summer Peak Savings (MW) | Achievable Economic UCT Potential | 0 | 0 | 0 | 0 | 0 | 0 | 0 | 0 | 0 | 0 | 0 | 0 | 0 | 0 | 0 | 0 | 0 | 0 | 0 | 0 | 0 | 0 | 0 | 0 | 0 | 0 | 0
F9_Commercial_WA - Miscellaneous_New_Water Heating_Natural Gas_Commercial Laundry - Alternative Dry-Cleaning Methods_A_Achievable Economic UCT Potential | F9 | Commercial | WA - Miscellaneous | New | Water Heating | Natural Gas | Commercial Laundry - Alternative Dry-Cleaning Methods | A | Cumulative Winter Peak Savings (MW) | Achievable Economic UCT Potential | 0 | 0 | 0 | 0 | 0 | 0 | 0 | 0 | 0 | 0 | 0 | 0 | 0 | 0 | 0 | 0 | 0 | 0 | 0 | 0 | 0 | 0 | 0 | 0 | 0 | 0 | 0
F10_Commercial_WA - Miscellaneous_New_Water Heating_Natural Gas_Commercial Laundry - Alternative Dry-Cleaning Methods_A_Achievable Economic UCT Potential | F10 | Commercial | WA - Miscellaneous | New | Water Heating | Natural Gas | Commercial Laundry - Alternative Dry-Cleaning Methods | A | Purchases (Incremental) | Achievable Economic UCT Potential | 0 | 0 | 0 | 0 | 0 | 0 | 0 | 0 | 0 | 0 | 0 | 0 | 0 | 0 | 0 | 0 | 0 | 0 | 0 | 0 | 0 | 0 | 0 | 0 | 0 | 0 | 0
F11_Commercial_WA - Miscellaneous_New_Water Heating_Natural Gas_Commercial Laundry - Alternative Dry-Cleaning Methods_A_Achievable Economic UCT Potential | F11 | Commercial | WA - Miscellaneous | New | Water Heating | Natural Gas | Commercial Laundry - Alternative Dry-Cleaning Methods | A | Purchases (Cumulative) | Achievable Economic UCT Potential | 0 | 0 | 0 | 0 | 0 | 0 | 0 | 0 | 0 | 0 | 0 | 0 | 0 | 0 | 0 | 0 | 0 | 0 | 0 | 0 | 0 | 0 | 0 | 0 | 0 | 0 | 0
F1_Commercial_WA - Miscellaneous_New_Space Heating_Natural Gas_Advanced Kitchen Ventilation Controls_A_Achievable Economic UCT Potential | F1 | Commercial | WA - Miscellaneous | New | Space Heating | Natural Gas | Advanced Kitchen Ventilation Controls | A | Integrated Unit Energy Savings (kWh or therms) | Achievable Economic UCT Potential | 0 | 0 | 0 | 0 | 0 | 0 | 0 | 0 | 0 | 0 | 0 | 0 | 0 | 0 | 0 | 0 | 0 | 0 | 0 | 0 | 0 | 0 | 0 | 0 | 0 | 0 | 0
F2_Commercial_WA - Miscellaneous_New_Space Heating_Natural Gas_Advanced Kitchen Ventilation Controls_A_Achievable Economic UCT Potential | F2 | Commercial | WA - Miscellaneous | New | Space Heating | Natural Gas | Advanced Kitchen Ventilation Controls | A | Integrated Unit Summer Peak Savings (kW) | Achievable Economic UCT Potential | 0 | 0 | 0 | 0 | 0 | 0 | 0 | 0 | 0 | 0 | 0 | 0 | 0 | 0 | 0 | 0 | 0 | 0 | 0 | 0 | 0 | 0 | 0 | 0 | 0 | 0 | 0
F3_Commercial_WA - Miscellaneous_New_Space Heating_Natural Gas_Advanced Kitchen Ventilation Controls_A_Achievable Economic UCT Potential | F3 | Commercial | WA - Miscellaneous | New | Space Heating | Natural Gas | Advanced Kitchen Ventilation Controls | A | Integrated Unit Winter Peak Savings (kW) | Achievable Economic UCT Potential | 0 | 0 | 0 | 0 | 0 | 0 | 0 | 0 | 0 | 0 | 0 | 0 | 0 | 0 | 0 | 0 | 0 | 0 | 0 | 0 | 0 | 0 | 0 | 0 | 0 | 0 | 0
F4_Commercial_WA - Miscellaneous_New_Space Heating_Natural Gas_Advanced Kitchen Ventilation Controls_A_Achievable Economic UCT Potential | F4 | Commercial | WA - Miscellaneous | New | Space Heating | Natural Gas | Advanced Kitchen Ventilation Controls | A | Incremental Energy Savings (MWh or mTherms) | Achievable Economic UCT Potential | 0 | 0 | 0 | 0 | 0 | 0 | 0 | 0 | 0 | 0 | 0 | 0 | 0 | 0 | 0 | 0 | 0 | 0 | 0 | 0 | 0 | 0 | 0 | 0 | 0 | 0 | 0
F5_Commercial_WA - Miscellaneous_New_Space Heating_Natural Gas_Advanced Kitchen Ventilation Controls_A_Achievable Economic UCT Potential | F5 | Commercial | WA - Miscellaneous | New | Space Heating | Natural Gas | Advanced Kitchen Ventilation Controls | A | Incremental Summer Peak Savings (MW) | Achievable Economic UCT Potential | 0 | 0 | 0 | 0 | 0 | 0 | 0 | 0 | 0 | 0 | 0 | 0 | 0 | 0 | 0 | 0 | 0 | 0 | 0 | 0 | 0 | 0 | 0 | 0 | 0 | 0 | 0
F6_Commercial_WA - Miscellaneous_New_Space Heating_Natural Gas_Advanced Kitchen Ventilation Controls_A_Achievable Economic UCT Potential | F6 | Commercial | WA - Miscellaneous | New | Space Heating | Natural Gas | Advanced Kitchen Ventilation Controls | A | Incremental Winter Peak Savings (MW) | Achievable Economic UCT Potential | 0 | 0 | 0 | 0 | 0 | 0 | 0 | 0 | 0 | 0 | 0 | 0 | 0 | 0 | 0 | 0 | 0 | 0 | 0 | 0 | 0 | 0 | 0 | 0 | 0 | 0 | 0
F7_Commercial_WA - Miscellaneous_New_Space Heating_Natural Gas_Advanced Kitchen Ventilation Controls_A_Achievable Economic UCT Potential | F7 | Commercial | WA - Miscellaneous | New | Space Heating | Natural Gas | Advanced Kitchen Ventilation Controls | A | Cumulative Energy Savings (MWh or mTherms) | Achievable Economic UCT Potential | 0 | 0 | 0 | 0 | 0 | 0 | 0 | 0 | 0 | 0 | 0 | 0 | 0 | 0 | 0 | 0 | 0 | 0 | 0 | 0 | 0 | 0 | 0 | 0 | 0 | 0 | 0
F8_Commercial_WA - Miscellaneous_New_Space Heating_Natural Gas_Advanced Kitchen Ventilation Controls_A_Achievable Economic UCT Potential | F8 | Commercial | WA - Miscellaneous | New | Space Heating | Natural Gas | Advanced Kitchen Ventilation Controls | A | Cumulative Summer Peak Savings (MW) | Achievable Economic UCT Potential | 0 | 0 | 0 | 0 | 0 | 0 | 0 | 0 | 0 | 0 | 0 | 0 | 0 | 0 | 0 | 0 | 0 | 0 | 0 | 0 | 0 | 0 | 0 | 0 | 0 | 0 | 0
F9_Commercial_WA - Miscellaneous_New_Space Heating_Natural Gas_Advanced Kitchen Ventilation Controls_A_Achievable Economic UCT Potential | F9 | Commercial | WA - Miscellaneous | New | Space Heating | Natural Gas | Advanced Kitchen Ventilation Controls | A | Cumulative Winter Peak Savings (MW) | Achievable Economic UCT Potential | 0 | 0 | 0 | 0 | 0 | 0 | 0 | 0 | 0 | 0 | 0 | 0 | 0 | 0 | 0 | 0 | 0 | 0 | 0 | 0 | 0 | 0 | 0 | 0 | 0 | 0 | 0
F10_Commercial_WA - Miscellaneous_New_Space Heating_Natural Gas_Advanced Kitchen Ventilation Controls_A_Achievable Economic UCT Potential | F10 | Commercial | WA - Miscellaneous | New | Space Heating | Natural Gas | Advanced Kitchen Ventilation Controls | A | Purchases (Incremental) | Achievable Economic UCT Potential | 0 | 0 | 0 | 0 | 0 | 0 | 0 | 0 | 0 | 0 | 0 | 0 | 0 | 0 | 0 | 0 | 0 | 0 | 0 | 0 | 0 | 0 | 0 | 0 | 0 | 0 | 0
F11_Commercial_WA - Miscellaneous_New_Space Heating_Natural Gas_Advanced Kitchen Ventilation Controls_A_Achievable Economic UCT Potential | F11 | Commercial | WA - Miscellaneous | New | Space Heating | Natural Gas | Advanced Kitchen Ventilation Controls | A | Purchases (Cumulative) | Achievable Economic UCT Potential | 0 | 0 | 0 | 0 | 0 | 0 | 0 | 0 | 0 | 0 | 0 | 0 | 0 | 0 | 0 | 0 | 0 | 0 | 0 | 0 | 0 | 0 | 0 | 0 | 0 | 0 | 0
F1_Commercial_WA - Miscellaneous_New_Space Heating_Natural Gas_Infiltration Control - Loading Dock Sealing_A_Achievable Economic UCT Potential | F1 | Commercial | WA - Miscellaneous | New | Space Heating | Natural Gas | Infiltration Control - Loading Dock Sealing | A | Integrated Unit Energy Savings (kWh or therms) | Achievable Economic UCT Potential | 0 | 0 | 0 | 0 | 0 | 0 | 0 | 0 | 0 | 0 | 0 | 0 | 0 | 0 | 0 | 0 | 0 | 0 | 0 | 0 | 0 | 0 | 0 | 0 | 0 | 0 | 0
F2_Commercial_WA - Miscellaneous_New_Space Heating_Natural Gas_Infiltration Control - Loading Dock Sealing_A_Achievable Economic UCT Potential | F2 | Commercial | WA - Miscellaneous | New | Space Heating | Natural Gas | Infiltration Control - Loading Dock Sealing | A | Integrated Unit Summer Peak Savings (kW) | Achievable Economic UCT Potential | 0 | 0 | 0 | 0 | 0 | 0 | 0 | 0 | 0 | 0 | 0 | 0 | 0 | 0 | 0 | 0 | 0 | 0 | 0 | 0 | 0 | 0 | 0 | 0 | 0 | 0 | 0
F3_Commercial_WA - Miscellaneous_New_Space Heating_Natural Gas_Infiltration Control - Loading Dock Sealing_A_Achievable Economic UCT Potential | F3 | Commercial | WA - Miscellaneous | New | Space Heating | Natural Gas | Infiltration Control - Loading Dock Sealing | A | Integrated Unit Winter Peak Savings (kW) | Achievable Economic UCT Potential | 0 | 0 | 0 | 0 | 0 | 0 | 0 | 0 | 0 | 0 | 0 | 0 | 0 | 0 | 0 | 0 | 0 | 0 | 0 | 0 | 0 | 0 | 0 | 0 | 0 | 0 | 0
F4_Commercial_WA - Miscellaneous_New_Space Heating_Natural Gas_Infiltration Control - Loading Dock Sealing_A_Achievable Economic UCT Potential | F4 | Commercial | WA - Miscellaneous | New | Space Heating | Natural Gas | Infiltration Control - Loading Dock Sealing | A | Incremental Energy Savings (MWh or mTherms) | Achievable Economic UCT Potential | 0 | 0 | 0 | 0 | 0 | 0 | 0 | 0 | 0 | 0 | 0 | 0 | 0 | 0 | 0 | 0 | 0 | 0 | 0 | 0 | 0 | 0 | 0 | 0 | 0 | 0 | 0
F5_Commercial_WA - Miscellaneous_New_Space Heating_Natural Gas_Infiltration Control - Loading Dock Sealing_A_Achievable Economic UCT Potential | F5 | Commercial | WA - Miscellaneous | New | Space Heating | Natural Gas | Infiltration Control - Loading Dock Sealing | A | Incremental Summer Peak Savings (MW) | Achievable Economic UCT Potential | 0 | 0 | 0 | 0 | 0 | 0 | 0 | 0 | 0 | 0 | 0 | 0 | 0 | 0 | 0 | 0 | 0 | 0 | 0 | 0 | 0 | 0 | 0 | 0 | 0 | 0 | 0
F6_Commercial_WA - Miscellaneous_New_Space Heating_Natural Gas_Infiltration Control - Loading Dock Sealing_A_Achievable Economic UCT Potential | F6 | Commercial | WA - Miscellaneous | New | Space Heating | Natural Gas | Infiltration Control - Loading Dock Sealing | A | Incremental Winter Peak Savings (MW) | Achievable Economic UCT Potential | 0 | 0 | 0 | 0 | 0 | 0 | 0 | 0 | 0 | 0 | 0 | 0 | 0 | 0 | 0 | 0 | 0 | 0 | 0 | 0 | 0 | 0 | 0 | 0 | 0 | 0 | 0
F7_Commercial_WA - Miscellaneous_New_Space Heating_Natural Gas_Infiltration Control - Loading Dock Sealing_A_Achievable Economic UCT Potential | F7 | Commercial | WA - Miscellaneous | New | Space Heating | Natural Gas | Infiltration Control - Loading Dock Sealing | A | Cumulative Energy Savings (MWh or mTherms) | Achievable Economic UCT Potential | 0 | 0 | 0 | 0 | 0 | 0 | 0 | 0 | 0 | 0 | 0 | 0 | 0 | 0 | 0 | 0 | 0 | 0 | 0 | 0 | 0 | 0 | 0 | 0 | 0 | 0 | 0
F8_Commercial_WA - Miscellaneous_New_Space Heating_Natural Gas_Infiltration Control - Loading Dock Sealing_A_Achievable Economic UCT Potential | F8 | Commercial | WA - Miscellaneous | New | Space Heating | Natural Gas | Infiltration Control - Loading Dock Sealing | A | Cumulative Summer Peak Savings (MW) | Achievable Economic UCT Potential | 0 | 0 | 0 | 0 | 0 | 0 | 0 | 0 | 0 | 0 | 0 | 0 | 0 | 0 | 0 | 0 | 0 | 0 | 0 | 0 | 0 | 0 | 0 | 0 | 0 | 0 | 0
F9_Commercial_WA - Miscellaneous_New_Space Heating_Natural Gas_Infiltration Control - Loading Dock Sealing_A_Achievable Economic UCT Potential | F9 | Commercial | WA - Miscellaneous | New | Space Heating | Natural Gas | Infiltration Control - Loading Dock Sealing | A | Cumulative Winter Peak Savings (MW) | Achievable Economic UCT Potential | 0 | 0 | 0 | 0 | 0 | 0 | 0 | 0 | 0 | 0 | 0 | 0 | 0 | 0 | 0 | 0 | 0 | 0 | 0 | 0 | 0 | 0 | 0 | 0 | 0 | 0 | 0
F10_Commercial_WA - Miscellaneous_New_Space Heating_Natural Gas_Infiltration Control - Loading Dock Sealing_A_Achievable Economic UCT Potential | F10 | Commercial | WA - Miscellaneous | New | Space Heating | Natural Gas | Infiltration Control - Loading Dock Sealing | A | Purchases (Incremental) | Achievable Economic UCT Potential | 0 | 0 | 0 | 0 | 0 | 0 | 0 | 0 | 0 | 0 | 0 | 0 | 0 | 0 | 0 | 0 | 0 | 0 | 0 | 0 | 0 | 0 | 0 | 0 | 0 | 0 | 0
F11_Commercial_WA - Miscellaneous_New_Space Heating_Natural Gas_Infiltration Control - Loading Dock Sealing_A_Achievable Economic UCT Potential | F11 | Commercial | WA - Miscellaneous | New | Space Heating | Natural Gas | Infiltration Control - Loading Dock Sealing | A | Purchases (Cumulative) | Achievable Economic UCT Potential | 0 | 0 | 0 | 0 | 0 | 0 | 0 | 0 | 0 | 0 | 0 | 0 | 0 | 0 | 0 | 0 | 0 | 0 | 0 | 0 | 0 | 0 | 0 | 0 | 0 | 0 | 0
F1_Commercial_WA - Miscellaneous_New_Space Heating_Natural Gas_Greenhouse Heat Curtain_A_Achievable Economic UCT Potential | F1 | Commercial | WA - Miscellaneous | New | Space Heating | Natural Gas | Greenhouse Heat Curtain | A | Integrated Unit Energy Savings (kWh or therms) | Achievable Economic UCT Potential | 0 | 0 | 0 | 0 | 0 | 0 | 0 | 0 | 0 | 0 | 0 | 0 | 0 | 0 | 0 | 0 | 0 | 0 | 0 | 0 | 0 | 0 | 0 | 0 | 0 | 0 | 0
F2_Commercial_WA - Miscellaneous_New_Space Heating_Natural Gas_Greenhouse Heat Curtain_A_Achievable Economic UCT Potential | F2 | Commercial | WA - Miscellaneous | New | Space Heating | Natural Gas | Greenhouse Heat Curtain | A | Integrated Unit Summer Peak Savings (kW) | Achievable Economic UCT Potential | 0 | 0 | 0 | 0 | 0 | 0 | 0 | 0 | 0 | 0 | 0 | 0 | 0 | 0 | 0 | 0 | 0 | 0 | 0 | 0 | 0 | 0 | 0 | 0 | 0 | 0 | 0
F3_Commercial_WA - Miscellaneous_New_Space Heating_Natural Gas_Greenhouse Heat Curtain_A_Achievable Economic UCT Potential | F3 | Commercial | WA - Miscellaneous | New | Space Heating | Natural Gas | Greenhouse Heat Curtain | A | Integrated Unit Winter Peak Savings (kW) | Achievable Economic UCT Potential | 0 | 0 | 0 | 0 | 0 | 0 | 0 | 0 | 0 | 0 | 0 | 0 | 0 | 0 | 0 | 0 | 0 | 0 | 0 | 0 | 0 | 0 | 0 | 0 | 0 | 0 | 0
F4_Commercial_WA - Miscellaneous_New_Space Heating_Natural Gas_Greenhouse Heat Curtain_A_Achievable Economic UCT Potential | F4 | Commercial | WA - Miscellaneous | New | Space Heating | Natural Gas | Greenhouse Heat Curtain | A | Incremental Energy Savings (MWh or mTherms) | Achievable Economic UCT Potential | 0 | 0 | 0 | 0 | 0 | 0 | 0 | 0 | 0 | 0 | 0 | 0 | 0 | 0 | 0 | 0 | 0 | 0 | 0 | 0 | 0 | 0 | 0 | 0 | 0 | 0 | 0
F5_Commercial_WA - Miscellaneous_New_Space Heating_Natural Gas_Greenhouse Heat Curtain_A_Achievable Economic UCT Potential | F5 | Commercial | WA - Miscellaneous | New | Space Heating | Natural Gas | Greenhouse Heat Curtain | A | Incremental Summer Peak Savings (MW) | Achievable Economic UCT Potential | 0 | 0 | 0 | 0 | 0 | 0 | 0 | 0 | 0 | 0 | 0 | 0 | 0 | 0 | 0 | 0 | 0 | 0 | 0 | 0 | 0 | 0 | 0 | 0 | 0 | 0 | 0
F6_Commercial_WA - Miscellaneous_New_Space Heating_Natural Gas_Greenhouse Heat Curtain_A_Achievable Economic UCT Potential | F6 | Commercial | WA - Miscellaneous | New | Space Heating | Natural Gas | Greenhouse Heat Curtain | A | Incremental Winter Peak Savings (MW) | Achievable Economic UCT Potential | 0 | 0 | 0 | 0 | 0 | 0 | 0 | 0 | 0 | 0 | 0 | 0 | 0 | 0 | 0 | 0 | 0 | 0 | 0 | 0 | 0 | 0 | 0 | 0 | 0 | 0 | 0
F7_Commercial_WA - Miscellaneous_New_Space Heating_Natural Gas_Greenhouse Heat Curtain_A_Achievable Economic UCT Potential | F7 | Commercial | WA - Miscellaneous | New | Space Heating | Natural Gas | Greenhouse Heat Curtain | A | Cumulative Energy Savings (MWh or mTherms) | Achievable Economic UCT Potential | 0 | 0 | 0 | 0 | 0 | 0 | 0 | 0 | 0 | 0 | 0 | 0 | 0 | 0 | 0 | 0 | 0 | 0 | 0 | 0 | 0 | 0 | 0 | 0 | 0 | 0 | 0
F8_Commercial_WA - Miscellaneous_New_Space Heating_Natural Gas_Greenhouse Heat Curtain_A_Achievable Economic UCT Potential | F8 | Commercial | WA - Miscellaneous | New | Space Heating | Natural Gas | Greenhouse Heat Curtain | A | Cumulative Summer Peak Savings (MW) | Achievable Economic UCT Potential | 0 | 0 | 0 | 0 | 0 | 0 | 0 | 0 | 0 | 0 | 0 | 0 | 0 | 0 | 0 | 0 | 0 | 0 | 0 | 0 | 0 | 0 | 0 | 0 | 0 | 0 | 0
F9_Commercial_WA - Miscellaneous_New_Space Heating_Natural Gas_Greenhouse Heat Curtain_A_Achievable Economic UCT Potential | F9 | Commercial | WA - Miscellaneous | New | Space Heating | Natural Gas | Greenhouse Heat Curtain | A | Cumulative Winter Peak Savings (MW) | Achievable Economic UCT Potential | 0 | 0 | 0 | 0 | 0 | 0 | 0 | 0 | 0 | 0 | 0 | 0 | 0 | 0 | 0 | 0 | 0 | 0 | 0 | 0 | 0 | 0 | 0 | 0 | 0 | 0 | 0
F10_Commercial_WA - Miscellaneous_New_Space Heating_Natural Gas_Greenhouse Heat Curtain_A_Achievable Economic UCT Potential | F10 | Commercial | WA - Miscellaneous | New | Space Heating | Natural Gas | Greenhouse Heat Curtain | A | Purchases (Incremental) | Achievable Economic UCT Potential | 0 | 0 | 0 | 0 | 0 | 0 | 0 | 0 | 0 | 0 | 0 | 0 | 0 | 0 | 0 | 0 | 0 | 0 | 0 | 0 | 0 | 0 | 0 | 0 | 0 | 0 | 0
F11_Commercial_WA - Miscellaneous_New_Space Heating_Natural Gas_Greenhouse Heat Curtain_A_Achievable Economic UCT Potential | F11 | Commercial | WA - Miscellaneous | New | Space Heating | Natural Gas | Greenhouse Heat Curtain | A | Purchases (Cumulative) | Achievable Economic UCT Potential | 0 | 0 | 0 | 0 | 0 | 0 | 0 | 0 | 0 | 0 | 0 | 0 | 0 | 0 | 0 | 0 | 0 | 0 | 0 | 0 | 0 | 0 | 0 | 0 | 0 | 0 | 0
F1_Commercial_WA - Miscellaneous_New_Space Heating_Natural Gas_Ventilation - Parking Garages, Demand Controlled_A_Achievable Economic UCT Potential | F1 | Commercial | WA - Miscellaneous | New | Space Heating | Natural Gas | Ventilation - Parking Garages, Demand Controlled | A | Integrated Unit Energy Savings (kWh or therms) | Achievable Economic UCT Potential | 0 | 0 | 0 | 0 | 0 | 0 | 0 | 0 | 0 | 0 | 0 | 0 | 0 | 0 | 0 | 0 | 0 | 0 | 0 | 0 | 0 | 0 | 0 | 0 | 0 | 0 | 0
F2_Commercial_WA - Miscellaneous_New_Space Heating_Natural Gas_Ventilation - Parking Garages, Demand Controlled_A_Achievable Economic UCT Potential | F2 | Commercial | WA - Miscellaneous | New | Space Heating | Natural Gas | Ventilation - Parking Garages, Demand Controlled | A | Integrated Unit Summer Peak Savings (kW) | Achievable Economic UCT Potential | 0 | 0 | 0 | 0 | 0 | 0 | 0 | 0 | 0 | 0 | 0 | 0 | 0 | 0 | 0 | 0 | 0 | 0 | 0 | 0 | 0 | 0 | 0 | 0 | 0 | 0 | 0
F3_Commercial_WA - Miscellaneous_New_Space Heating_Natural Gas_Ventilation - Parking Garages, Demand Controlled_A_Achievable Economic UCT Potential | F3 | Commercial | WA - Miscellaneous | New | Space Heating | Natural Gas | Ventilation - Parking Garages, Demand Controlled | A | Integrated Unit Winter Peak Savings (kW) | Achievable Economic UCT Potential | 0 | 0 | 0 | 0 | 0 | 0 | 0 | 0 | 0 | 0 | 0 | 0 | 0 | 0 | 0 | 0 | 0 | 0 | 0 | 0 | 0 | 0 | 0 | 0 | 0 | 0 | 0
F4_Commercial_WA - Miscellaneous_New_Space Heating_Natural Gas_Ventilation - Parking Garages, Demand Controlled_A_Achievable Economic UCT Potential | F4 | Commercial | WA - Miscellaneous | New | Space Heating | Natural Gas | Ventilation - Parking Garages, Demand Controlled | A | Incremental Energy Savings (MWh or mTherms) | Achievable Economic UCT Potential | 0 | 0 | 0 | 0 | 0 | 0 | 0 | 0 | 0 | 0 | 0 | 0 | 0 | 0 | 0 | 0 | 0 | 0 | 0 | 0 | 0 | 0 | 0 | 0 | 0 | 0 | 0
F5_Commercial_WA - Miscellaneous_New_Space Heating_Natural Gas_Ventilation - Parking Garages, Demand Controlled_A_Achievable Economic UCT Potential | F5 | Commercial | WA - Miscellaneous | New | Space Heating | Natural Gas | Ventilation - Parking Garages, Demand Controlled | A | Incremental Summer Peak Savings (MW) | Achievable Economic UCT Potential | 0 | 0 | 0 | 0 | 0 | 0 | 0 | 0 | 0 | 0 | 0 | 0 | 0 | 0 | 0 | 0 | 0 | 0 | 0 | 0 | 0 | 0 | 0 | 0 | 0 | 0 | 0
F6_Commercial_WA - Miscellaneous_New_Space Heating_Natural Gas_Ventilation - Parking Garages, Demand Controlled_A_Achievable Economic UCT Potential | F6 | Commercial | WA - Miscellaneous | New | Space Heating | Natural Gas | Ventilation - Parking Garages, Demand Controlled | A | Incremental Winter Peak Savings (MW) | Achievable Economic UCT Potential | 0 | 0 | 0 | 0 | 0 | 0 | 0 | 0 | 0 | 0 | 0 | 0 | 0 | 0 | 0 | 0 | 0 | 0 | 0 | 0 | 0 | 0 | 0 | 0 | 0 | 0 | 0
F7_Commercial_WA - Miscellaneous_New_Space Heating_Natural Gas_Ventilation - Parking Garages, Demand Controlled_A_Achievable Economic UCT Potential | F7 | Commercial | WA - Miscellaneous | New | Space Heating | Natural Gas | Ventilation - Parking Garages, Demand Controlled | A | Cumulative Energy Savings (MWh or mTherms) | Achievable Economic UCT Potential | 0 | 0 | 0 | 0 | 0 | 0 | 0 | 0 | 0 | 0 | 0 | 0 | 0 | 0 | 0 | 0 | 0 | 0 | 0 | 0 | 0 | 0 | 0 | 0 | 0 | 0 | 0
F8_Commercial_WA - Miscellaneous_New_Space Heating_Natural Gas_Ventilation - Parking Garages, Demand Controlled_A_Achievable Economic UCT Potential | F8 | Commercial | WA - Miscellaneous | New | Space Heating | Natural Gas | Ventilation - Parking Garages, Demand Controlled | A | Cumulative Summer Peak Savings (MW) | Achievable Economic UCT Potential | 0 | 0 | 0 | 0 | 0 | 0 | 0 | 0 | 0 | 0 | 0 | 0 | 0 | 0 | 0 | 0 | 0 | 0 | 0 | 0 | 0 | 0 | 0 | 0 | 0 | 0 | 0
F9_Commercial_WA - Miscellaneous_New_Space Heating_Natural Gas_Ventilation - Parking Garages, Demand Controlled_A_Achievable Economic UCT Potential | F9 | Commercial | WA - Miscellaneous | New | Space Heating | Natural Gas | Ventilation - Parking Garages, Demand Controlled | A | Cumulative Winter Peak Savings (MW) | Achievable Economic UCT Potential | 0 | 0 | 0 | 0 | 0 | 0 | 0 | 0 | 0 | 0 | 0 | 0 | 0 | 0 | 0 | 0 | 0 | 0 | 0 | 0 | 0 | 0 | 0 | 0 | 0 | 0 | 0
F10_Commercial_WA - Miscellaneous_New_Space Heating_Natural Gas_Ventilation - Parking Garages, Demand Controlled_A_Achievable Economic UCT Potential | F10 | Commercial | WA - Miscellaneous | New | Space Heating | Natural Gas | Ventilation - Parking Garages, Demand Controlled | A | Purchases (Incremental) | Achievable Economic UCT Potential | 0 | 0 | 0 | 0 | 0 | 0 | 0 | 0 | 0 | 0 | 0 | 0 | 0 | 0 | 0 | 0 | 0 | 0 | 0 | 0 | 0 | 0 | 0 | 0 | 0 | 0 | 0
F11_Commercial_WA - Miscellaneous_New_Space Heating_Natural Gas_Ventilation - Parking Garages, Demand Controlled_A_Achievable Economic UCT Potential | F11 | Commercial | WA - Miscellaneous | New | Space Heating | Natural Gas | Ventilation - Parking Garages, Demand Controlled | A | Purchases (Cumulative) | Achievable Economic UCT Potential | 0 | 0 | 0 | 0 | 0 | 0 | 0 | 0 | 0 | 0 | 0 | 0 | 0 | 0 | 0 | 0 | 0 | 0 | 0 | 0 | 0 | 0 | 0 | 0 | 0 | 0 | 0
F1_Commercial_WA - Miscellaneous_New_Miscellaneous_Natural Gas_Pool Heater - Night Covers_A_Achievable Economic UCT Potential | F1 | Commercial | WA - Miscellaneous | New | Miscellaneous | Natural Gas | Pool Heater - Night Covers | A | Integrated Unit Energy Savings (kWh or therms) | Achievable Economic UCT Potential | 0 | 0 | 0 | 0 | 0 | 0 | 0 | 0 | 0 | 0 | 0 | 0 | 0 | 0 | 0 | 0 | 0 | 0 | 0 | 0 | 0 | 0 | 0 | 0 | 0 | 0 | 0
F2_Commercial_WA - Miscellaneous_New_Miscellaneous_Natural Gas_Pool Heater - Night Covers_A_Achievable Economic UCT Potential | F2 | Commercial | WA - Miscellaneous | New | Miscellaneous | Natural Gas | Pool Heater - Night Covers | A | Integrated Unit Summer Peak Savings (kW) | Achievable Economic UCT Potential | 0 | 0 | 0 | 0 | 0 | 0 | 0 | 0 | 0 | 0 | 0 | 0 | 0 | 0 | 0 | 0 | 0 | 0 | 0 | 0 | 0 | 0 | 0 | 0 | 0 | 0 | 0
F3_Commercial_WA - Miscellaneous_New_Miscellaneous_Natural Gas_Pool Heater - Night Covers_A_Achievable Economic UCT Potential | F3 | Commercial | WA - Miscellaneous | New | Miscellaneous | Natural Gas | Pool Heater - Night Covers | A | Integrated Unit Winter Peak Savings (kW) | Achievable Economic UCT Potential | 0 | 0 | 0 | 0 | 0 | 0 | 0 | 0 | 0 | 0 | 0 | 0 | 0 | 0 | 0 | 0 | 0 | 0 | 0 | 0 | 0 | 0 | 0 | 0 | 0 | 0 | 0
F4_Commercial_WA - Miscellaneous_New_Miscellaneous_Natural Gas_Pool Heater - Night Covers_A_Achievable Economic UCT Potential | F4 | Commercial | WA - Miscellaneous | New | Miscellaneous | Natural Gas | Pool Heater - Night Covers | A | Incremental Energy Savings (MWh or mTherms) | Achievable Economic UCT Potential | 0 | 0 | 0 | 0 | 0 | 0 | 0 | 0 | 0 | 0 | 0 | 0 | 0 | 0 | 0 | 0 | 0 | 0 | 0 | 0 | 0 | 0 | 0 | 0 | 0 | 0 | 0
F5_Commercial_WA - Miscellaneous_New_Miscellaneous_Natural Gas_Pool Heater - Night Covers_A_Achievable Economic UCT Potential | F5 | Commercial | WA - Miscellaneous | New | Miscellaneous | Natural Gas | Pool Heater - Night Covers | A | Incremental Summer Peak Savings (MW) | Achievable Economic UCT Potential | 0 | 0 | 0 | 0 | 0 | 0 | 0 | 0 | 0 | 0 | 0 | 0 | 0 | 0 | 0 | 0 | 0 | 0 | 0 | 0 | 0 | 0 | 0 | 0 | 0 | 0 | 0
F6_Commercial_WA - Miscellaneous_New_Miscellaneous_Natural Gas_Pool Heater - Night Covers_A_Achievable Economic UCT Potential | F6 | Commercial | WA - Miscellaneous | New | Miscellaneous | Natural Gas | Pool Heater - Night Covers | A | Incremental Winter Peak Savings (MW) | Achievable Economic UCT Potential | 0 | 0 | 0 | 0 | 0 | 0 | 0 | 0 | 0 | 0 | 0 | 0 | 0 | 0 | 0 | 0 | 0 | 0 | 0 | 0 | 0 | 0 | 0 | 0 | 0 | 0 | 0
F7_Commercial_WA - Miscellaneous_New_Miscellaneous_Natural Gas_Pool Heater - Night Covers_A_Achievable Economic UCT Potential | F7 | Commercial | WA - Miscellaneous | New | Miscellaneous | Natural Gas | Pool Heater - Night Covers | A | Cumulative Energy Savings (MWh or mTherms) | Achievable Economic UCT Potential | 0 | 0 | 0 | 0 | 0 | 0 | 0 | 0 | 0 | 0 | 0 | 0 | 0 | 0 | 0 | 0 | 0 | 0 | 0 | 0 | 0 | 0 | 0 | 0 | 0 | 0 | 0
F8_Commercial_WA - Miscellaneous_New_Miscellaneous_Natural Gas_Pool Heater - Night Covers_A_Achievable Economic UCT Potential | F8 | Commercial | WA - Miscellaneous | New | Miscellaneous | Natural Gas | Pool Heater - Night Covers | A | Cumulative Summer Peak Savings (MW) | Achievable Economic UCT Potential | 0 | 0 | 0 | 0 | 0 | 0 | 0 | 0 | 0 | 0 | 0 | 0 | 0 | 0 | 0 | 0 | 0 | 0 | 0 | 0 | 0 | 0 | 0 | 0 | 0 | 0 | 0
F9_Commercial_WA - Miscellaneous_New_Miscellaneous_Natural Gas_Pool Heater - Night Covers_A_Achievable Economic UCT Potential | F9 | Commercial | WA - Miscellaneous | New | Miscellaneous | Natural Gas | Pool Heater - Night Covers | A | Cumulative Winter Peak Savings (MW) | Achievable Economic UCT Potential | 0 | 0 | 0 | 0 | 0 | 0 | 0 | 0 | 0 | 0 | 0 | 0 | 0 | 0 | 0 | 0 | 0 | 0 | 0 | 0 | 0 | 0 | 0 | 0 | 0 | 0 | 0
F10_Commercial_WA - Miscellaneous_New_Miscellaneous_Natural Gas_Pool Heater - Night Covers_A_Achievable Economic UCT Potential | F10 | Commercial | WA - Miscellaneous | New | Miscellaneous | Natural Gas | Pool Heater - Night Covers | A | Purchases (Incremental) | Achievable Economic UCT Potential | 0 | 0 | 0 | 0 | 0 | 0 | 0 | 0 | 0 | 0 | 0 | 0 | 0 | 0 | 0 | 0 | 0 | 0 | 0 | 0 | 0 | 0 | 0 | 0 | 0 | 0 | 0
F11_Commercial_WA - Miscellaneous_New_Miscellaneous_Natural Gas_Pool Heater - Night Covers_A_Achievable Economic UCT Potential | F11 | Commercial | WA - Miscellaneous | New | Miscellaneous | Natural Gas | Pool Heater - Night Covers | A | Purchases (Cumulative) | Achievable Economic UCT Potential | 0 | 0 | 0 | 0 | 0 | 0 | 0 | 0 | 0 | 0 | 0 | 0 | 0 | 0 | 0 | 0 | 0 | 0 | 0 | 0 | 0 | 0 | 0 | 0 | 0 | 0 | 0
F1_Commercial_WA - Miscellaneous_New_Space Heating_Natural Gas_Advanced New Construction Designs_A_Achievable Economic UCT Potential | F1 | Commercial | WA - Miscellaneous | New | Space Heating | Natural Gas | Advanced New Construction Designs | A | Integrated Unit Energy Savings (kWh or therms) | Achievable Economic UCT Potential | 0 | 0 | 0 | 0 | 0 | 0 | 0 | 0 | 0 | 0 | 0 | 0 | 0 | 0 | 0 | 0 | 0 | 0 | 0 | 0 | 0 | 0 | 0 | 0 | 0 | 0 | 0
F2_Commercial_WA - Miscellaneous_New_Space Heating_Natural Gas_Advanced New Construction Designs_A_Achievable Economic UCT Potential | F2 | Commercial | WA - Miscellaneous | New | Space Heating | Natural Gas | Advanced New Construction Designs | A | Integrated Unit Summer Peak Savings (kW) | Achievable Economic UCT Potential | 0 | 0 | 0 | 0 | 0 | 0 | 0 | 0 | 0 | 0 | 0 | 0 | 0 | 0 | 0 | 0 | 0 | 0 | 0 | 0 | 0 | 0 | 0 | 0 | 0 | 0 | 0
F3_Commercial_WA - Miscellaneous_New_Space Heating_Natural Gas_Advanced New Construction Designs_A_Achievable Economic UCT Potential | F3 | Commercial | WA - Miscellaneous | New | Space Heating | Natural Gas | Advanced New Construction Designs | A | Integrated Unit Winter Peak Savings (kW) | Achievable Economic UCT Potential | 0 | 0 | 0 | 0 | 0 | 0 | 0 | 0 | 0 | 0 | 0 | 0 | 0 | 0 | 0 | 0 | 0 | 0 | 0 | 0 | 0 | 0 | 0 | 0 | 0 | 0 | 0
F4_Commercial_WA - Miscellaneous_New_Space Heating_Natural Gas_Advanced New Construction Designs_A_Achievable Economic UCT Potential | F4 | Commercial | WA - Miscellaneous | New | Space Heating | Natural Gas | Advanced New Construction Designs | A | Incremental Energy Savings (MWh or mTherms) | Achievable Economic UCT Potential | 0 | 0 | 0 | 0 | 0 | 0 | 0 | 0 | 0 | 0 | 0 | 0 | 0 | 0 | 0 | 0 | 0 | 0 | 0 | 0 | 0 | 0 | 0 | 0 | 0 | 0 | 0
F5_Commercial_WA - Miscellaneous_New_Space Heating_Natural Gas_Advanced New Construction Designs_A_Achievable Economic UCT Potential | F5 | Commercial | WA - Miscellaneous | New | Space Heating | Natural Gas | Advanced New Construction Designs | A | Incremental Summer Peak Savings (MW) | Achievable Economic UCT Potential | 0 | 0 | 0 | 0 | 0 | 0 | 0 | 0 | 0 | 0 | 0 | 0 | 0 | 0 | 0 | 0 | 0 | 0 | 0 | 0 | 0 | 0 | 0 | 0 | 0 | 0 | 0
F6_Commercial_WA - Miscellaneous_New_Space Heating_Natural Gas_Advanced New Construction Designs_A_Achievable Economic UCT Potential | F6 | Commercial | WA - Miscellaneous | New | Space Heating | Natural Gas | Advanced New Construction Designs | A | Incremental Winter Peak Savings (MW) | Achievable Economic UCT Potential | 0 | 0 | 0 | 0 | 0 | 0 | 0 | 0 | 0 | 0 | 0 | 0 | 0 | 0 | 0 | 0 | 0 | 0 | 0 | 0 | 0 | 0 | 0 | 0 | 0 | 0 | 0
F7_Commercial_WA - Miscellaneous_New_Space Heating_Natural Gas_Advanced New Construction Designs_A_Achievable Economic UCT Potential | F7 | Commercial | WA - Miscellaneous | New | Space Heating | Natural Gas | Advanced New Construction Designs | A | Cumulative Energy Savings (MWh or mTherms) | Achievable Economic UCT Potential | 0 | 0 | 0 | 0 | 0 | 0 | 0 | 0 | 0 | 0 | 0 | 0 | 0 | 0 | 0 | 0 | 0 | 0 | 0 | 0 | 0 | 0 | 0 | 0 | 0 | 0 | 0
F8_Commercial_WA - Miscellaneous_New_Space Heating_Natural Gas_Advanced New Construction Designs_A_Achievable Economic UCT Potential | F8 | Commercial | WA - Miscellaneous | New | Space Heating | Natural Gas | Advanced New Construction Designs | A | Cumulative Summer Peak Savings (MW) | Achievable Economic UCT Potential | 0 | 0 | 0 | 0 | 0 | 0 | 0 | 0 | 0 | 0 | 0 | 0 | 0 | 0 | 0 | 0 | 0 | 0 | 0 | 0 | 0 | 0 | 0 | 0 | 0 | 0 | 0
F9_Commercial_WA - Miscellaneous_New_Space Heating_Natural Gas_Advanced New Construction Designs_A_Achievable Economic UCT Potential | F9 | Commercial | WA - Miscellaneous | New | Space Heating | Natural Gas | Advanced New Construction Designs | A | Cumulative Winter Peak Savings (MW) | Achievable Economic UCT Potential | 0 | 0 | 0 | 0 | 0 | 0 | 0 | 0 | 0 | 0 | 0 | 0 | 0 | 0 | 0 | 0 | 0 | 0 | 0 | 0 | 0 | 0 | 0 | 0 | 0 | 0 | 0
F10_Commercial_WA - Miscellaneous_New_Space Heating_Natural Gas_Advanced New Construction Designs_A_Achievable Economic UCT Potential | F10 | Commercial | WA - Miscellaneous | New | Space Heating | Natural Gas | Advanced New Construction Designs | A | Purchases (Incremental) | Achievable Economic UCT Potential | 0 | 0 | 0 | 0 | 0 | 0 | 0 | 0 | 0 | 0 | 0 | 0 | 0 | 0 | 0 | 0 | 0 | 0 | 0 | 0 | 0 | 0 | 0 | 0 | 0 | 0 | 0
F11_Commercial_WA - Miscellaneous_New_Space Heating_Natural Gas_Advanced New Construction Designs_A_Achievable Economic UCT Potential | F11 | Commercial | WA - Miscellaneous | New | Space Heating | Natural Gas | Advanced New Construction Designs | A | Purchases (Cumulative) | Achievable Economic UCT Potential | 0 | 0 | 0 | 0 | 0 | 0 | 0 | 0 | 0 | 0 | 0 | 0 | 0 | 0 | 0 | 0 | 0 | 0 | 0 | 0 | 0 | 0 | 0 | 0 | 0 | 0 | 0
F1_Commercial_WA - Miscellaneous_New_Water Heating_Natural Gas_Advanced New Construction Designs_A_Achievable Economic UCT Potential | F1 | Commercial | WA - Miscellaneous | New | Water Heating | Natural Gas | Advanced New Construction Designs | A | Integrated Unit Energy Savings (kWh or therms) | Achievable Economic UCT Potential | 0 | 0 | 0 | 0 | 0 | 0 | 0 | 0 | 0 | 0 | 0 | 0 | 0 | 0 | 0 | 0 | 0 | 0 | 0 | 0 | 0 | 0 | 0 | 0 | 0 | 0 | 0
F2_Commercial_WA - Miscellaneous_New_Water Heating_Natural Gas_Advanced New Construction Designs_A_Achievable Economic UCT Potential | F2 | Commercial | WA - Miscellaneous | New | Water Heating | Natural Gas | Advanced New Construction Designs | A | Integrated Unit Summer Peak Savings (kW) | Achievable Economic UCT Potential | 0 | 0 | 0 | 0 | 0 | 0 | 0 | 0 | 0 | 0 | 0 | 0 | 0 | 0 | 0 | 0 | 0 | 0 | 0 | 0 | 0 | 0 | 0 | 0 | 0 | 0 | 0
F3_Commercial_WA - Miscellaneous_New_Water Heating_Natural Gas_Advanced New Construction Designs_A_Achievable Economic UCT Potential | F3 | Commercial | WA - Miscellaneous | New | Water Heating | Natural Gas | Advanced New Construction Designs | A | Integrated Unit Winter Peak Savings (kW) | Achievable Economic UCT Potential | 0 | 0 | 0 | 0 | 0 | 0 | 0 | 0 | 0 | 0 | 0 | 0 | 0 | 0 | 0 | 0 | 0 | 0 | 0 | 0 | 0 | 0 | 0 | 0 | 0 | 0 | 0
F4_Commercial_WA - Miscellaneous_New_Water Heating_Natural Gas_Advanced New Construction Designs_A_Achievable Economic UCT Potential | F4 | Commercial | WA - Miscellaneous | New | Water Heating | Natural Gas | Advanced New Construction Designs | A | Incremental Energy Savings (MWh or mTherms) | Achievable Economic UCT Potential | 0 | 0 | 0 | 0 | 0 | 0 | 0 | 0 | 0 | 0 | 0 | 0 | 0 | 0 | 0 | 0 | 0 | 0 | 0 | 0 | 0 | 0 | 0 | 0 | 0 | 0 | 0
F5_Commercial_WA - Miscellaneous_New_Water Heating_Natural Gas_Advanced New Construction Designs_A_Achievable Economic UCT Potential | F5 | Commercial | WA - Miscellaneous | New | Water Heating | Natural Gas | Advanced New Construction Designs | A | Incremental Summer Peak Savings (MW) | Achievable Economic UCT Potential | 0 | 0 | 0 | 0 | 0 | 0 | 0 | 0 | 0 | 0 | 0 | 0 | 0 | 0 | 0 | 0 | 0 | 0 | 0 | 0 | 0 | 0 | 0 | 0 | 0 | 0 | 0
F6_Commercial_WA - Miscellaneous_New_Water Heating_Natural Gas_Advanced New Construction Designs_A_Achievable Economic UCT Potential | F6 | Commercial | WA - Miscellaneous | New | Water Heating | Natural Gas | Advanced New Construction Designs | A | Incremental Winter Peak Savings (MW) | Achievable Economic UCT Potential | 0 | 0 | 0 | 0 | 0 | 0 | 0 | 0 | 0 | 0 | 0 | 0 | 0 | 0 | 0 | 0 | 0 | 0 | 0 | 0 | 0 | 0 | 0 | 0 | 0 | 0 | 0
F7_Commercial_WA - Miscellaneous_New_Water Heating_Natural Gas_Advanced New Construction Designs_A_Achievable Economic UCT Potential | F7 | Commercial | WA - Miscellaneous | New | Water Heating | Natural Gas | Advanced New Construction Designs | A | Cumulative Energy Savings (MWh or mTherms) | Achievable Economic UCT Potential | 0 | 0 | 0 | 0 | 0 | 0 | 0 | 0 | 0 | 0 | 0 | 0 | 0 | 0 | 0 | 0 | 0 | 0 | 0 | 0 | 0 | 0 | 0 | 0 | 0 | 0 | 0
F8_Commercial_WA - Miscellaneous_New_Water Heating_Natural Gas_Advanced New Construction Designs_A_Achievable Economic UCT Potential | F8 | Commercial | WA - Miscellaneous | New | Water Heating | Natural Gas | Advanced New Construction Designs | A | Cumulative Summer Peak Savings (MW) | Achievable Economic UCT Potential | 0 | 0 | 0 | 0 | 0 | 0 | 0 | 0 | 0 | 0 | 0 | 0 | 0 | 0 | 0 | 0 | 0 | 0 | 0 | 0 | 0 | 0 | 0 | 0 | 0 | 0 | 0
F9_Commercial_WA - Miscellaneous_New_Water Heating_Natural Gas_Advanced New Construction Designs_A_Achievable Economic UCT Potential | F9 | Commercial | WA - Miscellaneous | New | Water Heating | Natural Gas | Advanced New Construction Designs | A | Cumulative Winter Peak Savings (MW) | Achievable Economic UCT Potential | 0 | 0 | 0 | 0 | 0 | 0 | 0 | 0 | 0 | 0 | 0 | 0 | 0 | 0 | 0 | 0 | 0 | 0 | 0 | 0 | 0 | 0 | 0 | 0 | 0 | 0 | 0
F10_Commercial_WA - Miscellaneous_New_Water Heating_Natural Gas_Advanced New Construction Designs_A_Achievable Economic UCT Potential | F10 | Commercial | WA - Miscellaneous | New | Water Heating | Natural Gas | Advanced New Construction Designs | A | Purchases (Incremental) | Achievable Economic UCT Potential | 0 | 0 | 0 | 0 | 0 | 0 | 0 | 0 | 0 | 0 | 0 | 0 | 0 | 0 | 0 | 0 | 0 | 0 | 0 | 0 | 0 | 0 | 0 | 0 | 0 | 0 | 0
F11_Commercial_WA - Miscellaneous_New_Water Heating_Natural Gas_Advanced New Construction Designs_A_Achievable Economic UCT Potential | F11 | Commercial | WA - Miscellaneous | New | Water Heating | Natural Gas | Advanced New Construction Designs | A | Purchases (Cumulative) | Achievable Economic UCT Potential | 0 | 0 | 0 | 0 | 0 | 0 | 0 | 0 | 0 | 0 | 0 | 0 | 0 | 0 | 0 | 0 | 0 | 0 | 0 | 0 | 0 | 0 | 0 | 0 | 0 | 0 | 0
F1_Commercial_WA - Miscellaneous_New_Space Heating_Natural Gas_Strategic Energy Management_A_Achievable Economic UCT Potential | F1 | Commercial | WA - Miscellaneous | New | Space Heating | Natural Gas | Strategic Energy Management | A | Integrated Unit Energy Savings (kWh or therms) | Achievable Economic UCT Potential | 0 | 0 | 0 | 0 | 0 | 0 | 0 | 0 | 0 | 0 | 0 | 0 | 0 | 0 | 0 | 0 | 0 | 0 | 0 | 0 | 0 | 0 | 0 | 0 | 0 | 0 | 0
F2_Commercial_WA - Miscellaneous_New_Space Heating_Natural Gas_Strategic Energy Management_A_Achievable Economic UCT Potential | F2 | Commercial | WA - Miscellaneous | New | Space Heating | Natural Gas | Strategic Energy Management | A | Integrated Unit Summer Peak Savings (kW) | Achievable Economic UCT Potential | 0 | 0 | 0 | 0 | 0 | 0 | 0 | 0 | 0 | 0 | 0 | 0 | 0 | 0 | 0 | 0 | 0 | 0 | 0 | 0 | 0 | 0 | 0 | 0 | 0 | 0 | 0
F3_Commercial_WA - Miscellaneous_New_Space Heating_Natural Gas_Strategic Energy Management_A_Achievable Economic UCT Potential | F3 | Commercial | WA - Miscellaneous | New | Space Heating | Natural Gas | Strategic Energy Management | A | Integrated Unit Winter Peak Savings (kW) | Achievable Economic UCT Potential | 0 | 0 | 0 | 0 | 0 | 0 | 0 | 0 | 0 | 0 | 0 | 0 | 0 | 0 | 0 | 0 | 0 | 0 | 0 | 0 | 0 | 0 | 0 | 0 | 0 | 0 | 0
F4_Commercial_WA - Miscellaneous_New_Space Heating_Natural Gas_Strategic Energy Management_A_Achievable Economic UCT Potential | F4 | Commercial | WA - Miscellaneous | New | Space Heating | Natural Gas | Strategic Energy Management | A | Incremental Energy Savings (MWh or mTherms) | Achievable Economic UCT Potential | 0 | 0 | 0 | 0 | 0 | 0 | 0 | 0 | 0 | 0 | 0 | 0 | 0 | 0 | 0 | 0 | 0 | 0 | 0 | 0 | 0 | 0 | 0 | 0 | 0 | 0 | 0
F5_Commercial_WA - Miscellaneous_New_Space Heating_Natural Gas_Strategic Energy Management_A_Achievable Economic UCT Potential | F5 | Commercial | WA - Miscellaneous | New | Space Heating | Natural Gas | Strategic Energy Management | A | Incremental Summer Peak Savings (MW) | Achievable Economic UCT Potential | 0 | 0 | 0 | 0 | 0 | 0 | 0 | 0 | 0 | 0 | 0 | 0 | 0 | 0 | 0 | 0 | 0 | 0 | 0 | 0 | 0 | 0 | 0 | 0 | 0 | 0 | 0
F6_Commercial_WA - Miscellaneous_New_Space Heating_Natural Gas_Strategic Energy Management_A_Achievable Economic UCT Potential | F6 | Commercial | WA - Miscellaneous | New | Space Heating | Natural Gas | Strategic Energy Management | A | Incremental Winter Peak Savings (MW) | Achievable Economic UCT Potential | 0 | 0 | 0 | 0 | 0 | 0 | 0 | 0 | 0 | 0 | 0 | 0 | 0 | 0 | 0 | 0 | 0 | 0 | 0 | 0 | 0 | 0 | 0 | 0 | 0 | 0 | 0
F7_Commercial_WA - Miscellaneous_New_Space Heating_Natural Gas_Strategic Energy Management_A_Achievable Economic UCT Potential | F7 | Commercial | WA - Miscellaneous | New | Space Heating | Natural Gas | Strategic Energy Management | A | Cumulative Energy Savings (MWh or mTherms) | Achievable Economic UCT Potential | 0 | 0 | 0 | 0 | 0 | 0 | 0 | 0 | 0 | 0 | 0 | 0 | 0 | 0 | 0 | 0 | 0 | 0 | 0 | 0 | 0 | 0 | 0 | 0 | 0 | 0 | 0
F8_Commercial_WA - Miscellaneous_New_Space Heating_Natural Gas_Strategic Energy Management_A_Achievable Economic UCT Potential | F8 | Commercial | WA - Miscellaneous | New | Space Heating | Natural Gas | Strategic Energy Management | A | Cumulative Summer Peak Savings (MW) | Achievable Economic UCT Potential | 0 | 0 | 0 | 0 | 0 | 0 | 0 | 0 | 0 | 0 | 0 | 0 | 0 | 0 | 0 | 0 | 0 | 0 | 0 | 0 | 0 | 0 | 0 | 0 | 0 | 0 | 0
F9_Commercial_WA - Miscellaneous_New_Space Heating_Natural Gas_Strategic Energy Management_A_Achievable Economic UCT Potential | F9 | Commercial | WA - Miscellaneous | New | Space Heating | Natural Gas | Strategic Energy Management | A | Cumulative Winter Peak Savings (MW) | Achievable Economic UCT Potential | 0 | 0 | 0 | 0 | 0 | 0 | 0 | 0 | 0 | 0 | 0 | 0 | 0 | 0 | 0 | 0 | 0 | 0 | 0 | 0 | 0 | 0 | 0 | 0 | 0 | 0 | 0
F10_Commercial_WA - Miscellaneous_New_Space Heating_Natural Gas_Strategic Energy Management_A_Achievable Economic UCT Potential | F10 | Commercial | WA - Miscellaneous | New | Space Heating | Natural Gas | Strategic Energy Management | A | Purchases (Incremental) | Achievable Economic UCT Potential | 0 | 0 | 0 | 0 | 0 | 0 | 0 | 0 | 0 | 0 | 0 | 0 | 0 | 0 | 0 | 0 | 0 | 0 | 0 | 0 | 0 | 0 | 0 | 0 | 0 | 0 | 0
F11_Commercial_WA - Miscellaneous_New_Space Heating_Natural Gas_Strategic Energy Management_A_Achievable Economic UCT Potential | F11 | Commercial | WA - Miscellaneous | New | Space Heating | Natural Gas | Strategic Energy Management | A | Purchases (Cumulative) | Achievable Economic UCT Potential | 0 | 0 | 0 | 0 | 0 | 0 | 0 | 0 | 0 | 0 | 0 | 0 | 0 | 0 | 0 | 0 | 0 | 0 | 0 | 0 | 0 | 0 | 0 | 0 | 0 | 0 | 0
F1_Commercial_WA - Miscellaneous_New_Water Heating_Natural Gas_Strategic Energy Management_A_Achievable Economic UCT Potential | F1 | Commercial | WA - Miscellaneous | New | Water Heating | Natural Gas | Strategic Energy Management | A | Integrated Unit Energy Savings (kWh or therms) | Achievable Economic UCT Potential | 0 | 0 | 0 | 0 | 0 | 0 | 0 | 0 | 0 | 0 | 0 | 0 | 0 | 0 | 0 | 0 | 0 | 0 | 0 | 0 | 0 | 0 | 0 | 0 | 0 | 0 | 0
F2_Commercial_WA - Miscellaneous_New_Water Heating_Natural Gas_Strategic Energy Management_A_Achievable Economic UCT Potential | F2 | Commercial | WA - Miscellaneous | New | Water Heating | Natural Gas | Strategic Energy Management | A | Integrated Unit Summer Peak Savings (kW) | Achievable Economic UCT Potential | 0 | 0 | 0 | 0 | 0 | 0 | 0 | 0 | 0 | 0 | 0 | 0 | 0 | 0 | 0 | 0 | 0 | 0 | 0 | 0 | 0 | 0 | 0 | 0 | 0 | 0 | 0
F3_Commercial_WA - Miscellaneous_New_Water Heating_Natural Gas_Strategic Energy Management_A_Achievable Economic UCT Potential | F3 | Commercial | WA - Miscellaneous | New | Water Heating | Natural Gas | Strategic Energy Management | A | Integrated Unit Winter Peak Savings (kW) | Achievable Economic UCT Potential | 0 | 0 | 0 | 0 | 0 | 0 | 0 | 0 | 0 | 0 | 0 | 0 | 0 | 0 | 0 | 0 | 0 | 0 | 0 | 0 | 0 | 0 | 0 | 0 | 0 | 0 | 0
F4_Commercial_WA - Miscellaneous_New_Water Heating_Natural Gas_Strategic Energy Management_A_Achievable Economic UCT Potential | F4 | Commercial | WA - Miscellaneous | New | Water Heating | Natural Gas | Strategic Energy Management | A | Incremental Energy Savings (MWh or mTherms) | Achievable Economic UCT Potential | 0 | 0 | 0 | 0 | 0 | 0 | 0 | 0 | 0 | 0 | 0 | 0 | 0 | 0 | 0 | 0 | 0 | 0 | 0 | 0 | 0 | 0 | 0 | 0 | 0 | 0 | 0
F5_Commercial_WA - Miscellaneous_New_Water Heating_Natural Gas_Strategic Energy Management_A_Achievable Economic UCT Potential | F5 | Commercial | WA - Miscellaneous | New | Water Heating | Natural Gas | Strategic Energy Management | A | Incremental Summer Peak Savings (MW) | Achievable Economic UCT Potential | 0 | 0 | 0 | 0 | 0 | 0 | 0 | 0 | 0 | 0 | 0 | 0 | 0 | 0 | 0 | 0 | 0 | 0 | 0 | 0 | 0 | 0 | 0 | 0 | 0 | 0 | 0
F6_Commercial_WA - Miscellaneous_New_Water Heating_Natural Gas_Strategic Energy Management_A_Achievable Economic UCT Potential | F6 | Commercial | WA - Miscellaneous | New | Water Heating | Natural Gas | Strategic Energy Management | A | Incremental Winter Peak Savings (MW) | Achievable Economic UCT Potential | 0 | 0 | 0 | 0 | 0 | 0 | 0 | 0 | 0 | 0 | 0 | 0 | 0 | 0 | 0 | 0 | 0 | 0 | 0 | 0 | 0 | 0 | 0 | 0 | 0 | 0 | 0
F7_Commercial_WA - Miscellaneous_New_Water Heating_Natural Gas_Strategic Energy Management_A_Achievable Economic UCT Potential | F7 | Commercial | WA - Miscellaneous | New | Water Heating | Natural Gas | Strategic Energy Management | A | Cumulative Energy Savings (MWh or mTherms) | Achievable Economic UCT Potential | 0 | 0 | 0 | 0 | 0 | 0 | 0 | 0 | 0 | 0 | 0 | 0 | 0 | 0 | 0 | 0 | 0 | 0 | 0 | 0 | 0 | 0 | 0 | 0 | 0 | 0 | 0
F8_Commercial_WA - Miscellaneous_New_Water Heating_Natural Gas_Strategic Energy Management_A_Achievable Economic UCT Potential | F8 | Commercial | WA - Miscellaneous | New | Water Heating | Natural Gas | Strategic Energy Management | A | Cumulative Summer Peak Savings (MW) | Achievable Economic UCT Potential | 0 | 0 | 0 | 0 | 0 | 0 | 0 | 0 | 0 | 0 | 0 | 0 | 0 | 0 | 0 | 0 | 0 | 0 | 0 | 0 | 0 | 0 | 0 | 0 | 0 | 0 | 0
F9_Commercial_WA - Miscellaneous_New_Water Heating_Natural Gas_Strategic Energy Management_A_Achievable Economic UCT Potential | F9 | Commercial | WA - Miscellaneous | New | Water Heating | Natural Gas | Strategic Energy Management | A | Cumulative Winter Peak Savings (MW) | Achievable Economic UCT Potential | 0 | 0 | 0 | 0 | 0 | 0 | 0 | 0 | 0 | 0 | 0 | 0 | 0 | 0 | 0 | 0 | 0 | 0 | 0 | 0 | 0 | 0 | 0 | 0 | 0 | 0 | 0
F10_Commercial_WA - Miscellaneous_New_Water Heating_Natural Gas_Strategic Energy Management_A_Achievable Economic UCT Potential | F10 | Commercial | WA - Miscellaneous | New | Water Heating | Natural Gas | Strategic Energy Management | A | Purchases (Incremental) | Achievable Economic UCT Potential | 0 | 0 | 0 | 0 | 0 | 0 | 0 | 0 | 0 | 0 | 0 | 0 | 0 | 0 | 0 | 0 | 0 | 0 | 0 | 0 | 0 | 0 | 0 | 0 | 0 | 0 | 0
F11_Commercial_WA - Miscellaneous_New_Water Heating_Natural Gas_Strategic Energy Management_A_Achievable Economic UCT Potential | F11 | Commercial | WA - Miscellaneous | New | Water Heating | Natural Gas | Strategic Energy Management | A | Purchases (Cumulative) | Achievable Economic UCT Potential | 0 | 0 | 0 | 0 | 0 | 0 | 0 | 0 | 0 | 0 | 0 | 0 | 0 | 0 | 0 | 0 | 0 | 0 | 0 | 0 | 0 | 0 | 0 | 0 | 0 | 0 | 0
F1_Commercial_WA - Miscellaneous_New_Space Heating_Natural Gas_Retrocommissioning_A_Achievable Economic UCT Potential | F1 | Commercial | WA - Miscellaneous | New | Space Heating | Natural Gas | Retrocommissioning | A | Integrated Unit Energy Savings (kWh or therms) | Achievable Economic UCT Potential | 0 | 0 | 0 | 0 | 0 | 0 | 0 | 0 | 0 | 0 | 0 | 0 | 0 | 0 | 0 | 0 | 0 | 0 | 0 | 0 | 0 | 0 | 0 | 0 | 0 | 0 | 0
F2_Commercial_WA - Miscellaneous_New_Space Heating_Natural Gas_Retrocommissioning_A_Achievable Economic UCT Potential | F2 | Commercial | WA - Miscellaneous | New | Space Heating | Natural Gas | Retrocommissioning | A | Integrated Unit Summer Peak Savings (kW) | Achievable Economic UCT Potential | 0 | 0 | 0 | 0 | 0 | 0 | 0 | 0 | 0 | 0 | 0 | 0 | 0 | 0 | 0 | 0 | 0 | 0 | 0 | 0 | 0 | 0 | 0 | 0 | 0 | 0 | 0
F3_Commercial_WA - Miscellaneous_New_Space Heating_Natural Gas_Retrocommissioning_A_Achievable Economic UCT Potential | F3 | Commercial | WA - Miscellaneous | New | Space Heating | Natural Gas | Retrocommissioning | A | Integrated Unit Winter Peak Savings (kW) | Achievable Economic UCT Potential | 0 | 0 | 0 | 0 | 0 | 0 | 0 | 0 | 0 | 0 | 0 | 0 | 0 | 0 | 0 | 0 | 0 | 0 | 0 | 0 | 0 | 0 | 0 | 0 | 0 | 0 | 0
F4_Commercial_WA - Miscellaneous_New_Space Heating_Natural Gas_Retrocommissioning_A_Achievable Economic UCT Potential | F4 | Commercial | WA - Miscellaneous | New | Space Heating | Natural Gas | Retrocommissioning | A | Incremental Energy Savings (MWh or mTherms) | Achievable Economic UCT Potential | 0 | 0 | 0 | 0 | 0 | 0 | 0 | 0 | 0 | 0 | 0 | 0 | 0 | 0 | 0 | 0 | 0 | 0 | 0 | 0 | 0 | 0 | 0 | 0 | 0 | 0 | 0
F5_Commercial_WA - Miscellaneous_New_Space Heating_Natural Gas_Retrocommissioning_A_Achievable Economic UCT Potential | F5 | Commercial | WA - Miscellaneous | New | Space Heating | Natural Gas | Retrocommissioning | A | Incremental Summer Peak Savings (MW) | Achievable Economic UCT Potential | 0 | 0 | 0 | 0 | 0 | 0 | 0 | 0 | 0 | 0 | 0 | 0 | 0 | 0 | 0 | 0 | 0 | 0 | 0 | 0 | 0 | 0 | 0 | 0 | 0 | 0 | 0
F6_Commercial_WA - Miscellaneous_New_Space Heating_Natural Gas_Retrocommissioning_A_Achievable Economic UCT Potential | F6 | Commercial | WA - Miscellaneous | New | Space Heating | Natural Gas | Retrocommissioning | A | Incremental Winter Peak Savings (MW) | Achievable Economic UCT Potential | 0 | 0 | 0 | 0 | 0 | 0 | 0 | 0 | 0 | 0 | 0 | 0 | 0 | 0 | 0 | 0 | 0 | 0 | 0 | 0 | 0 | 0 | 0 | 0 | 0 | 0 | 0
F7_Commercial_WA - Miscellaneous_New_Space Heating_Natural Gas_Retrocommissioning_A_Achievable Economic UCT Potential | F7 | Commercial | WA - Miscellaneous | New | Space Heating | Natural Gas | Retrocommissioning | A | Cumulative Energy Savings (MWh or mTherms) | Achievable Economic UCT Potential | 0 | 0 | 0 | 0 | 0 | 0 | 0 | 0 | 0 | 0 | 0 | 0 | 0 | 0 | 0 | 0 | 0 | 0 | 0 | 0 | 0 | 0 | 0 | 0 | 0 | 0 | 0
F8_Commercial_WA - Miscellaneous_New_Space Heating_Natural Gas_Retrocommissioning_A_Achievable Economic UCT Potential | F8 | Commercial | WA - Miscellaneous | New | Space Heating | Natural Gas | Retrocommissioning | A | Cumulative Summer Peak Savings (MW) | Achievable Economic UCT Potential | 0 | 0 | 0 | 0 | 0 | 0 | 0 | 0 | 0 | 0 | 0 | 0 | 0 | 0 | 0 | 0 | 0 | 0 | 0 | 0 | 0 | 0 | 0 | 0 | 0 | 0 | 0
F9_Commercial_WA - Miscellaneous_New_Space Heating_Natural Gas_Retrocommissioning_A_Achievable Economic UCT Potential | F9 | Commercial | WA - Miscellaneous | New | Space Heating | Natural Gas | Retrocommissioning | A | Cumulative Winter Peak Savings (MW) | Achievable Economic UCT Potential | 0 | 0 | 0 | 0 | 0 | 0 | 0 | 0 | 0 | 0 | 0 | 0 | 0 | 0 | 0 | 0 | 0 | 0 | 0 | 0 | 0 | 0 | 0 | 0 | 0 | 0 | 0
F10_Commercial_WA - Miscellaneous_New_Space Heating_Natural Gas_Retrocommissioning_A_Achievable Economic UCT Potential | F10 | Commercial | WA - Miscellaneous | New | Space Heating | Natural Gas | Retrocommissioning | A | Purchases (Incremental) | Achievable Economic UCT Potential | 0 | 0 | 0 | 0 | 0 | 0 | 0 | 0 | 0 | 0 | 0 | 0 | 0 | 0 | 0 | 0 | 0 | 0 | 0 | 0 | 0 | 0 | 0 | 0 | 0 | 0 | 0
F11_Commercial_WA - Miscellaneous_New_Space Heating_Natural Gas_Retrocommissioning_A_Achievable Economic UCT Potential | F11 | Commercial | WA - Miscellaneous | New | Space Heating | Natural Gas | Retrocommissioning | A | Purchases (Cumulative) | Achievable Economic UCT Potential | 0 | 0 | 0 | 0 | 0 | 0 | 0 | 0 | 0 | 0 | 0 | 0 | 0 | 0 | 0 | 0 | 0 | 0 | 0 | 0 | 0 | 0 | 0 | 0 | 0 | 0 | 0
F1_Commercial_WA - Miscellaneous_New_Water Heating_Natural Gas_Retrocommissioning_A_Achievable Economic UCT Potential | F1 | Commercial | WA - Miscellaneous | New | Water Heating | Natural Gas | Retrocommissioning | A | Integrated Unit Energy Savings (kWh or therms) | Achievable Economic UCT Potential | 0 | 0 | 0 | 0 | 0 | 0 | 0 | 0 | 0 | 0 | 0 | 0 | 0 | 0 | 0 | 0 | 0 | 0 | 0 | 0 | 0 | 0 | 0 | 0 | 0 | 0 | 0
F2_Commercial_WA - Miscellaneous_New_Water Heating_Natural Gas_Retrocommissioning_A_Achievable Economic UCT Potential | F2 | Commercial | WA - Miscellaneous | New | Water Heating | Natural Gas | Retrocommissioning | A | Integrated Unit Summer Peak Savings (kW) | Achievable Economic UCT Potential | 0 | 0 | 0 | 0 | 0 | 0 | 0 | 0 | 0 | 0 | 0 | 0 | 0 | 0 | 0 | 0 | 0 | 0 | 0 | 0 | 0 | 0 | 0 | 0 | 0 | 0 | 0
F3_Commercial_WA - Miscellaneous_New_Water Heating_Natural Gas_Retrocommissioning_A_Achievable Economic UCT Potential | F3 | Commercial | WA - Miscellaneous | New | Water Heating | Natural Gas | Retrocommissioning | A | Integrated Unit Winter Peak Savings (kW) | Achievable Economic UCT Potential | 0 | 0 | 0 | 0 | 0 | 0 | 0 | 0 | 0 | 0 | 0 | 0 | 0 | 0 | 0 | 0 | 0 | 0 | 0 | 0 | 0 | 0 | 0 | 0 | 0 | 0 | 0
F4_Commercial_WA - Miscellaneous_New_Water Heating_Natural Gas_Retrocommissioning_A_Achievable Economic UCT Potential | F4 | Commercial | WA - Miscellaneous | New | Water Heating | Natural Gas | Retrocommissioning | A | Incremental Energy Savings (MWh or mTherms) | Achievable Economic UCT Potential | 0 | 0 | 0 | 0 | 0 | 0 | 0 | 0 | 0 | 0 | 0 | 0 | 0 | 0 | 0 | 0 | 0 | 0 | 0 | 0 | 0 | 0 | 0 | 0 | 0 | 0 | 0
F5_Commercial_WA - Miscellaneous_New_Water Heating_Natural Gas_Retrocommissioning_A_Achievable Economic UCT Potential | F5 | Commercial | WA - Miscellaneous | New | Water Heating | Natural Gas | Retrocommissioning | A | Incremental Summer Peak Savings (MW) | Achievable Economic UCT Potential | 0 | 0 | 0 | 0 | 0 | 0 | 0 | 0 | 0 | 0 | 0 | 0 | 0 | 0 | 0 | 0 | 0 | 0 | 0 | 0 | 0 | 0 | 0 | 0 | 0 | 0 | 0
F6_Commercial_WA - Miscellaneous_New_Water Heating_Natural Gas_Retrocommissioning_A_Achievable Economic UCT Potential | F6 | Commercial | WA - Miscellaneous | New | Water Heating | Natural Gas | Retrocommissioning | A | Incremental Winter Peak Savings (MW) | Achievable Economic UCT Potential | 0 | 0 | 0 | 0 | 0 | 0 | 0 | 0 | 0 | 0 | 0 | 0 | 0 | 0 | 0 | 0 | 0 | 0 | 0 | 0 | 0 | 0 | 0 | 0 | 0 | 0 | 0
F7_Commercial_WA - Miscellaneous_New_Water Heating_Natural Gas_Retrocommissioning_A_Achievable Economic UCT Potential | F7 | Commercial | WA - Miscellaneous | New | Water Heating | Natural Gas | Retrocommissioning | A | Cumulative Energy Savings (MWh or mTherms) | Achievable Economic UCT Potential | 0 | 0 | 0 | 0 | 0 | 0 | 0 | 0 | 0 | 0 | 0 | 0 | 0 | 0 | 0 | 0 | 0 | 0 | 0 | 0 | 0 | 0 | 0 | 0 | 0 | 0 | 0
F8_Commercial_WA - Miscellaneous_New_Water Heating_Natural Gas_Retrocommissioning_A_Achievable Economic UCT Potential | F8 | Commercial | WA - Miscellaneous | New | Water Heating | Natural Gas | Retrocommissioning | A | Cumulative Summer Peak Savings (MW) | Achievable Economic UCT Potential | 0 | 0 | 0 | 0 | 0 | 0 | 0 | 0 | 0 | 0 | 0 | 0 | 0 | 0 | 0 | 0 | 0 | 0 | 0 | 0 | 0 | 0 | 0 | 0 | 0 | 0 | 0
F9_Commercial_WA - Miscellaneous_New_Water Heating_Natural Gas_Retrocommissioning_A_Achievable Economic UCT Potential | F9 | Commercial | WA - Miscellaneous | New | Water Heating | Natural Gas | Retrocommissioning | A | Cumulative Winter Peak Savings (MW) | Achievable Economic UCT Potential | 0 | 0 | 0 | 0 | 0 | 0 | 0 | 0 | 0 | 0 | 0 | 0 | 0 | 0 | 0 | 0 | 0 | 0 | 0 | 0 | 0 | 0 | 0 | 0 | 0 | 0 | 0
F10_Commercial_WA - Miscellaneous_New_Water Heating_Natural Gas_Retrocommissioning_A_Achievable Economic UCT Potential | F10 | Commercial | WA - Miscellaneous | New | Water Heating | Natural Gas | Retrocommissioning | A | Purchases (Incremental) | Achievable Economic UCT Potential | 0 | 0 | 0 | 0 | 0 | 0 | 0 | 0 | 0 | 0 | 0 | 0 | 0 | 0 | 0 | 0 | 0 | 0 | 0 | 0 | 0 | 0 | 0 | 0 | 0 | 0 | 0
F11_Commercial_WA - Miscellaneous_New_Water Heating_Natural Gas_Retrocommissioning_A_Achievable Economic UCT Potential | F11 | Commercial | WA - Miscellaneous | New | Water Heating | Natural Gas | Retrocommissioning | A | Purchases (Cumulative) | Achievable Economic UCT Potential | 0 | 0 | 0 | 0 | 0 | 0 | 0 | 0 | 0 | 0 | 0 | 0 | 0 | 0 | 0 | 0 | 0 | 0 | 0 | 0 | 0 | 0 | 0 | 0 | 0 | 0 | 0
F1_Commercial_WA - Health_Existing_Space Heating_Natural Gas_Insulation - Ceiling_A_Achievable Economic UCT Potential | F1 | Commercial | WA - Health | Existing | Space Heating | Natural Gas | Insulation - Ceiling | A | Integrated Unit Energy Savings (kWh or therms) | Achievable Economic UCT Potential | 0 | 0 | 0.12135 | 0.12049 | 0.11929 | 0.11787 | 0.11625 | 0.1144 | 0.11225 | 0.10979 | 0.107 | 0.10388 | 0.10047 | 0.096878 | 0.093218 | 0.08965 | 0.086319 | 0.083343 | 0.080973 | 0.079242 | 0.077845 | 0.076865 | 0.075987 | 0.075543 | 0.07512 | 0.074715 | 0.074326
F2_Commercial_WA - Health_Existing_Space Heating_Natural Gas_Insulation - Ceiling_A_Achievable Economic UCT Potential | F2 | Commercial | WA - Health | Existing | Space Heating | Natural Gas | Insulation - Ceiling | A | Integrated Unit Summer Peak Savings (kW) | Achievable Economic UCT Potential | 0 | 0 | 0 | 0 | 0 | 0 | 0 | 0 | 0 | 0 | 0 | 0 | 0 | 0 | 0 | 0 | 0 | 0 | 0 | 0 | 0 | 0 | 0 | 0 | 0 | 0 | 0
F3_Commercial_WA - Health_Existing_Space Heating_Natural Gas_Insulation - Ceiling_A_Achievable Economic UCT Potential | F3 | Commercial | WA - Health | Existing | Space Heating | Natural Gas | Insulation - Ceiling | A | Integrated Unit Winter Peak Savings (kW) | Achievable Economic UCT Potential | 0 | 0 | 0 | 0 | 0 | 0 | 0 | 0 | 0 | 0 | 0 | 0 | 0 | 0 | 0 | 0 | 0 | 0 | 0 | 0 | 0 | 0 | 0 | 0 | 0 | 0 | 0
F4_Commercial_WA - Health_Existing_Space Heating_Natural Gas_Insulation - Ceiling_A_Achievable Economic UCT Potential | F4 | Commercial | WA - Health | Existing | Space Heating | Natural Gas | Insulation - Ceiling | A | Incremental Energy Savings (MWh or mTherms) | Achievable Economic UCT Potential | 0 | 0 | 0 | 0.83482 | 0.44475 | 1.4866 | 2.385 | 3.5623 | 5.0062 | 6.6606 | 8.4153 | 10.1044 | 11.5247 | 12.4674 | 12.762 | 12.3248 | 11.1864 | 9.4963 | 7.5104 | 5.4936 | 3.954 | 2.1303 | 1.6847 | 0 | 0 | 0 | 0
F5_Commercial_WA - Health_Existing_Space Heating_Natural Gas_Insulation - Ceiling_A_Achievable Economic UCT Potential | F5 | Commercial | WA - Health | Existing | Space Heating | Natural Gas | Insulation - Ceiling | A | Incremental Summer Peak Savings (MW) | Achievable Economic UCT Potential | 0 | 0 | 0 | 0 | 0 | 0 | 0 | 0 | 0 | 0 | 0 | 0 | 0 | 0 | 0 | 0 | 0 | 0 | 0 | 0 | 0 | 0 | 0 | 0 | 0 | 0 | 0
F6_Commercial_WA - Health_Existing_Space Heating_Natural Gas_Insulation - Ceiling_A_Achievable Economic UCT Potential | F6 | Commercial | WA - Health | Existing | Space Heating | Natural Gas | Insulation - Ceiling | A | Incremental Winter Peak Savings (MW) | Achievable Economic UCT Potential | 0 | 0 | 0 | 0 | 0 | 0 | 0 | 0 | 0 | 0 | 0 | 0 | 0 | 0 | 0 | 0 | 0 | 0 | 0 | 0 | 0 | 0 | 0 | 0 | 0 | 0 | 0
F7_Commercial_WA - Health_Existing_Space Heating_Natural Gas_Insulation - Ceiling_A_Achievable Economic UCT Potential | F7 | Commercial | WA - Health | Existing | Space Heating | Natural Gas | Insulation - Ceiling | A | Cumulative Energy Savings (MWh or mTherms) | Achievable Economic UCT Potential | 0 | 0 | 0 | 0.83482 | 1.2713 | 2.7427 | 5.0902 | 8.5712 | 13.4165 | 19.7832 | 27.696 | 36.992 | 47.3033 | 58.0785 | 68.6468 | 78.344 | 86.6189 | 93.1293 | 97.9914 | 101.3906 | 103.5572 | 104.3834 | 104.8754 | 104.263 | 103.6787 | 103.1198 | 102.5837
F8_Commercial_WA - Health_Existing_Space Heating_Natural Gas_Insulation - Ceiling_A_Achievable Economic UCT Potential | F8 | Commercial | WA - Health | Existing | Space Heating | Natural Gas | Insulation - Ceiling | A | Cumulative Summer Peak Savings (MW) | Achievable Economic UCT Potential | 0 | 0 | 0 | 0 | 0 | 0 | 0 | 0 | 0 | 0 | 0 | 0 | 0 | 0 | 0 | 0 | 0 | 0 | 0 | 0 | 0 | 0 | 0 | 0 | 0 | 0 | 0
F9_Commercial_WA - Health_Existing_Space Heating_Natural Gas_Insulation - Ceiling_A_Achievable Economic UCT Potential | F9 | Commercial | WA - Health | Existing | Space Heating | Natural Gas | Insulation - Ceiling | A | Cumulative Winter Peak Savings (MW) | Achievable Economic UCT Potential | 0 | 0 | 0 | 0 | 0 | 0 | 0 | 0 | 0 | 0 | 0 | 0 | 0 | 0 | 0 | 0 | 0 | 0 | 0 | 0 | 0 | 0 | 0 | 0 | 0 | 0 | 0
F10_Commercial_WA - Health_Existing_Space Heating_Natural Gas_Insulation - Ceiling_A_Achievable Economic UCT Potential | F10 | Commercial | WA - Health | Existing | Space Heating | Natural Gas | Insulation - Ceiling | A | Purchases (Incremental) | Achievable Economic UCT Potential | 0 | 0 | 0 | 6928.6096 | 3728.2275 | 12612.2235 | 20515.5102 | 31139.6791 | 44598.6743 | 60666.4448 | 78645.6236 | 97271.082 | 114705.7125 | 128692.355 | 136904.4357 | 137475.9937 | 129594.3089 | 113942.3821 | 92751.3101 | 69327.0654 | 50793.4121 | 27714.4385 | 22171.5508 | 0 | 0 | 0 | 0
F11_Commercial_WA - Health_Existing_Space Heating_Natural Gas_Insulation - Ceiling_A_Achievable Economic UCT Potential | F11 | Commercial | WA - Health | Existing | Space Heating | Natural Gas | Insulation - Ceiling | A | Purchases (Cumulative) | Achievable Economic UCT Potential | 0 | 0 | 0 | 6928.6096 | 10656.8372 | 23269.0607 | 43784.5709 | 74924.25 | 119522.9242 | 180189.369 | 258834.9926 | 356106.0745 | 470811.787 | 599504.142 | 736408.5778 | 873884.5714 | 1003478.8803 | 1117421.2624 | 1210172.5725 | 1279499.638 | 1330293.05 | 1358007.4886 | 1380179.0394 | 1380179.0394 | 1380179.0394 | 1380179.0394 | 1380179.0394
F1_Commercial_WA - Health_Existing_Space Heating_Natural Gas_Insulation - Ducting_A_Achievable Economic UCT Potential | F1 | Commercial | WA - Health | Existing | Space Heating | Natural Gas | Insulation - Ducting | A | Integrated Unit Energy Savings (kWh or therms) | Achievable Economic UCT Potential | 0 | 0 | 0 | 0 | 0 | 0 | 0 | 0 | 0 | 0 | 0 | 0 | 0 | 0 | 0 | 0 | 0 | 0 | 0 | 0 | 0 | 0 | 0 | 0 | 0 | 0 | 0
F2_Commercial_WA - Health_Existing_Space Heating_Natural Gas_Insulation - Ducting_A_Achievable Economic UCT Potential | F2 | Commercial | WA - Health | Existing | Space Heating | Natural Gas | Insulation - Ducting | A | Integrated Unit Summer Peak Savings (kW) | Achievable Economic UCT Potential | 0 | 0 | 0 | 0 | 0 | 0 | 0 | 0 | 0 | 0 | 0 | 0 | 0 | 0 | 0 | 0 | 0 | 0 | 0 | 0 | 0 | 0 | 0 | 0 | 0 | 0 | 0
F3_Commercial_WA - Health_Existing_Space Heating_Natural Gas_Insulation - Ducting_A_Achievable Economic UCT Potential | F3 | Commercial | WA - Health | Existing | Space Heating | Natural Gas | Insulation - Ducting | A | Integrated Unit Winter Peak Savings (kW) | Achievable Economic UCT Potential | 0 | 0 | 0 | 0 | 0 | 0 | 0 | 0 | 0 | 0 | 0 | 0 | 0 | 0 | 0 | 0 | 0 | 0 | 0 | 0 | 0 | 0 | 0 | 0 | 0 | 0 | 0
F4_Commercial_WA - Health_Existing_Space Heating_Natural Gas_Insulation - Ducting_A_Achievable Economic UCT Potential | F4 | Commercial | WA - Health | Existing | Space Heating | Natural Gas | Insulation - Ducting | A | Incremental Energy Savings (MWh or mTherms) | Achievable Economic UCT Potential | 0 | 0 | 0 | 0 | 0 | 0 | 0 | 0 | 0 | 0 | 0 | 0 | 0 | 0 | 0 | 0 | 0 | 0 | 0 | 0 | 0 | 0 | 0 | 0 | 0 | 0 | 0
F5_Commercial_WA - Health_Existing_Space Heating_Natural Gas_Insulation - Ducting_A_Achievable Economic UCT Potential | F5 | Commercial | WA - Health | Existing | Space Heating | Natural Gas | Insulation - Ducting | A | Incremental Summer Peak Savings (MW) | Achievable Economic UCT Potential | 0 | 0 | 0 | 0 | 0 | 0 | 0 | 0 | 0 | 0 | 0 | 0 | 0 | 0 | 0 | 0 | 0 | 0 | 0 | 0 | 0 | 0 | 0 | 0 | 0 | 0 | 0
F6_Commercial_WA - Health_Existing_Space Heating_Natural Gas_Insulation - Ducting_A_Achievable Economic UCT Potential | F6 | Commercial | WA - Health | Existing | Space Heating | Natural Gas | Insulation - Ducting | A | Incremental Winter Peak Savings (MW) | Achievable Economic UCT Potential | 0 | 0 | 0 | 0 | 0 | 0 | 0 | 0 | 0 | 0 | 0 | 0 | 0 | 0 | 0 | 0 | 0 | 0 | 0 | 0 | 0 | 0 | 0 | 0 | 0 | 0 | 0
F7_Commercial_WA - Health_Existing_Space Heating_Natural Gas_Insulation - Ducting_A_Achievable Economic UCT Potential | F7 | Commercial | WA - Health | Existing | Space Heating | Natural Gas | Insulation - Ducting | A | Cumulative Energy Savings (MWh or mTherms) | Achievable Economic UCT Potential | 0 | 0 | 0 | 0 | 0 | 0 | 0 | 0 | 0 | 0 | 0 | 0 | 0 | 0 | 0 | 0 | 0 | 0 | 0 | 0 | 0 | 0 | 0 | 0 | 0 | 0 | 0
F8_Commercial_WA - Health_Existing_Space Heating_Natural Gas_Insulation - Ducting_A_Achievable Economic UCT Potential | F8 | Commercial | WA - Health | Existing | Space Heating | Natural Gas | Insulation - Ducting | A | Cumulative Summer Peak Savings (MW) | Achievable Economic UCT Potential | 0 | 0 | 0 | 0 | 0 | 0 | 0 | 0 | 0 | 0 | 0 | 0 | 0 | 0 | 0 | 0 | 0 | 0 | 0 | 0 | 0 | 0 | 0 | 0 | 0 | 0 | 0
F9_Commercial_WA - Health_Existing_Space Heating_Natural Gas_Insulation - Ducting_A_Achievable Economic UCT Potential | F9 | Commercial | WA - Health | Existing | Space Heating | Natural Gas | Insulation - Ducting | A | Cumulative Winter Peak Savings (MW) | Achievable Economic UCT Potential | 0 | 0 | 0 | 0 | 0 | 0 | 0 | 0 | 0 | 0 | 0 | 0 | 0 | 0 | 0 | 0 | 0 | 0 | 0 | 0 | 0 | 0 | 0 | 0 | 0 | 0 | 0
F10_Commercial_WA - Health_Existing_Space Heating_Natural Gas_Insulation - Ducting_A_Achievable Economic UCT Potential | F10 | Commercial | WA - Health | Existing | Space Heating | Natural Gas | Insulation - Ducting | A | Purchases (Incremental) | Achievable Economic UCT Potential | 0 | 0 | 0 | 0 | 0 | 0 | 0 | 0 | 0 | 0 | 0 | 0 | 0 | 0 | 0 | 0 | 0 | 0 | 0 | 0 | 0 | 0 | 0 | 0 | 0 | 0 | 0
F11_Commercial_WA - Health_Existing_Space Heating_Natural Gas_Insulation - Ducting_A_Achievable Economic UCT Potential | F11 | Commercial | WA - Health | Existing | Space Heating | Natural Gas | Insulation - Ducting | A | Purchases (Cumulative) | Achievable Economic UCT Potential | 0 | 0 | 0 | 0 | 0 | 0 | 0 | 0 | 0 | 0 | 0 | 0 | 0 | 0 | 0 | 0 | 0 | 0 | 0 | 0 | 0 | 0 | 0 | 0 | 0 | 0 | 0
F1_Commercial_WA - Health_Existing_Space Heating_Natural Gas_Insulation - Wall Cavity_A_Achievable Economic UCT Potential | F1 | Commercial | WA - Health | Existing | Space Heating | Natural Gas | Insulation - Wall Cavity | A | Integrated Unit Energy Savings (kWh or therms) | Achievable Economic UCT Potential | 0 | 0 | 0.48541 | 0.48386 | 0.48204 | 0.48004 | 0.47787 | 0.47554 | 0.47304 | 0.47043 | 0.46774 | 0.46488 | 0.46186 | 0.45873 | 0.45549 | 0.45218 | 0.44886 | 0.44556 | 0.44231 | 0.43928 | 0.43638 | 0.43362 | 0.43098 | 0.42847 | 0.42607 | 0.42378 | 0.42158
F2_Commercial_WA - Health_Existing_Space Heating_Natural Gas_Insulation - Wall Cavity_A_Achievable Economic UCT Potential | F2 | Commercial | WA - Health | Existing | Space Heating | Natural Gas | Insulation - Wall Cavity | A | Integrated Unit Summer Peak Savings (kW) | Achievable Economic UCT Potential | 0 | 0 | 0 | 0 | 0 | 0 | 0 | 0 | 0 | 0 | 0 | 0 | 0 | 0 | 0 | 0 | 0 | 0 | 0 | 0 | 0 | 0 | 0 | 0 | 0 | 0 | 0
F3_Commercial_WA - Health_Existing_Space Heating_Natural Gas_Insulation - Wall Cavity_A_Achievable Economic UCT Potential | F3 | Commercial | WA - Health | Existing | Space Heating | Natural Gas | Insulation - Wall Cavity | A | Integrated Unit Winter Peak Savings (kW) | Achievable Economic UCT Potential | 0 | 0 | 0 | 0 | 0 | 0 | 0 | 0 | 0 | 0 | 0 | 0 | 0 | 0 | 0 | 0 | 0 | 0 | 0 | 0 | 0 | 0 | 0 | 0 | 0 | 0 | 0
F4_Commercial_WA - Health_Existing_Space Heating_Natural Gas_Insulation - Wall Cavity_A_Achievable Economic UCT Potential | F4 | Commercial | WA - Health | Existing | Space Heating | Natural Gas | Insulation - Wall Cavity | A | Incremental Energy Savings (MWh or mTherms) | Achievable Economic UCT Potential | 0 | 0 | 0 | 1.742 | 0.93383 | 3.1459 | 5.0942 | 7.6945 | 10.9623 | 14.8296 | 19.1143 | 23.4965 | 27.5283 | 30.6758 | 32.4023 | 32.3017 | 30.226 | 26.3798 | 21.3172 | 15.8245 | 11.5175 | 6.2444 | 4.9651 | 0 | 0 | 0 | 0
F5_Commercial_WA - Health_Existing_Space Heating_Natural Gas_Insulation - Wall Cavity_A_Achievable Economic UCT Potential | F5 | Commercial | WA - Health | Existing | Space Heating | Natural Gas | Insulation - Wall Cavity | A | Incremental Summer Peak Savings (MW) | Achievable Economic UCT Potential | 0 | 0 | 0 | 0 | 0 | 0 | 0 | 0 | 0 | 0 | 0 | 0 | 0 | 0 | 0 | 0 | 0 | 0 | 0 | 0 | 0 | 0 | 0 | 0 | 0 | 0 | 0
F6_Commercial_WA - Health_Existing_Space Heating_Natural Gas_Insulation - Wall Cavity_A_Achievable Economic UCT Potential | F6 | Commercial | WA - Health | Existing | Space Heating | Natural Gas | Insulation - Wall Cavity | A | Incremental Winter Peak Savings (MW) | Achievable Economic UCT Potential | 0 | 0 | 0 | 0 | 0 | 0 | 0 | 0 | 0 | 0 | 0 | 0 | 0 | 0 | 0 | 0 | 0 | 0 | 0 | 0 | 0 | 0 | 0 | 0 | 0 | 0 | 0
F7_Commercial_WA - Health_Existing_Space Heating_Natural Gas_Insulation - Wall Cavity_A_Achievable Economic UCT Potential | F7 | Commercial | WA - Health | Existing | Space Heating | Natural Gas | Insulation - Wall Cavity | A | Cumulative Energy Savings (MWh or mTherms) | Achievable Economic UCT Potential | 0 | 0 | 0 | 1.742 | 2.6693 | 5.8041 | 10.8721 | 18.5136 | 29.3785 | 44.0464 | 62.9081 | 86.0198 | 112.9906 | 142.9012 | 174.2917 | 205.3301 | 234.0467 | 258.704 | 278.1359 | 292.0569 | 301.646 | 305.9776 | 309.0806 | 307.2796 | 305.5613 | 303.9173 | 302.3406
F8_Commercial_WA - Health_Existing_Space Heating_Natural Gas_Insulation - Wall Cavity_A_Achievable Economic UCT Potential | F8 | Commercial | WA - Health | Existing | Space Heating | Natural Gas | Insulation - Wall Cavity | A | Cumulative Summer Peak Savings (MW) | Achievable Economic UCT Potential | 0 | 0 | 0 | 0 | 0 | 0 | 0 | 0 | 0 | 0 | 0 | 0 | 0 | 0 | 0 | 0 | 0 | 0 | 0 | 0 | 0 | 0 | 0 | 0 | 0 | 0 | 0
F9_Commercial_WA - Health_Existing_Space Heating_Natural Gas_Insulation - Wall Cavity_A_Achievable Economic UCT Potential | F9 | Commercial | WA - Health | Existing | Space Heating | Natural Gas | Insulation - Wall Cavity | A | Cumulative Winter Peak Savings (MW) | Achievable Economic UCT Potential | 0 | 0 | 0 | 0 | 0 | 0 | 0 | 0 | 0 | 0 | 0 | 0 | 0 | 0 | 0 | 0 | 0 | 0 | 0 | 0 | 0 | 0 | 0 | 0 | 0 | 0 | 0
F10_Commercial_WA - Health_Existing_Space Heating_Natural Gas_Insulation - Wall Cavity_A_Achievable Economic UCT Potential | F10 | Commercial | WA - Health | Existing | Space Heating | Natural Gas | Insulation - Wall Cavity | A | Purchases (Incremental) | Achievable Economic UCT Potential | 0 | 0 | 0 | 3600.2164 | 1937.2467 | 6553.5131 | 10660.1874 | 16180.6755 | 23174.1847 | 31523.2554 | 40865.5243 | 50543.6105 | 59602.9235 | 66870.6067 | 71137.7353 | 71434.7259 | 67339.2764 | 59206.2848 | 48195.0648 | 36023.4524 | 26393.0696 | 14400.8657 | 11520.6926 | 0 | 0 | 0 | 0
F11_Commercial_WA - Health_Existing_Space Heating_Natural Gas_Insulation - Wall Cavity_A_Achievable Economic UCT Potential | F11 | Commercial | WA - Health | Existing | Space Heating | Natural Gas | Insulation - Wall Cavity | A | Purchases (Cumulative) | Achievable Economic UCT Potential | 0 | 0 | 0 | 3600.2164 | 5537.4631 | 12090.9762 | 22751.1636 | 38931.8391 | 62106.0238 | 93629.2791 | 134494.8035 | 185038.414 | 244641.3375 | 311511.9443 | 382649.6795 | 454084.4055 | 521423.6819 | 580629.9667 | 628825.0315 | 664848.4839 | 691241.5535 | 705642.4192 | 717163.1117 | 717163.1117 | 717163.1117 | 717163.1117 | 717163.1117
F1_Commercial_WA - Health_Existing_Space Heating_Natural Gas_Green Roof - Vegetated Rooftop_A_Achievable Economic UCT Potential | F1 | Commercial | WA - Health | Existing | Space Heating | Natural Gas | Green Roof - Vegetated Rooftop | A | Integrated Unit Energy Savings (kWh or therms) | Achievable Economic UCT Potential | 0 | 0 | 0.0066305 | 0.0065346 | 0.0063924 | 0.0062326 | 0.0060679 | 0.0058934 | 0.0057025 | 0.0054924 | 0.0052659 | 0.0050265 | 0.0047808 | 0.0045376 | 0.0043027 | 0.0040819 | 0.0038803 | 0.0037036 | 0.003562 | 0.003456 | 0.0033696 | 0.003307 | 0.0032503 | 0.0032313 | 0.0032132 | 0.0031958 | 0.0031792
F2_Commercial_WA - Health_Existing_Space Heating_Natural Gas_Green Roof - Vegetated Rooftop_A_Achievable Economic UCT Potential | F2 | Commercial | WA - Health | Existing | Space Heating | Natural Gas | Green Roof - Vegetated Rooftop | A | Integrated Unit Summer Peak Savings (kW) | Achievable Economic UCT Potential | 0 | 0 | 0 | 0 | 0 | 0 | 0 | 0 | 0 | 0 | 0 | 0 | 0 | 0 | 0 | 0 | 0 | 0 | 0 | 0 | 0 | 0 | 0 | 0 | 0 | 0 | 0
F3_Commercial_WA - Health_Existing_Space Heating_Natural Gas_Green Roof - Vegetated Rooftop_A_Achievable Economic UCT Potential | F3 | Commercial | WA - Health | Existing | Space Heating | Natural Gas | Green Roof - Vegetated Rooftop | A | Integrated Unit Winter Peak Savings (kW) | Achievable Economic UCT Potential | 0 | 0 | 0 | 0 | 0 | 0 | 0 | 0 | 0 | 0 | 0 | 0 | 0 | 0 | 0 | 0 | 0 | 0 | 0 | 0 | 0 | 0 | 0 | 0 | 0 | 0 | 0
F4_Commercial_WA - Health_Existing_Space Heating_Natural Gas_Green Roof - Vegetated Rooftop_A_Achievable Economic UCT Potential | F4 | Commercial | WA - Health | Existing | Space Heating | Natural Gas | Green Roof - Vegetated Rooftop | A | Incremental Energy Savings (MWh or mTherms) | Achievable Economic UCT Potential | 0 | 0 | 0 | 0 | 0 | 0 | 0 | 0 | 0 | 0 | 0 | 0 | 0 | 0 | 0 | 0 | 0 | 0 | 0 | 0 | 0 | 0 | 0 | 0 | 0 | 0 | 0
F5_Commercial_WA - Health_Existing_Space Heating_Natural Gas_Green Roof - Vegetated Rooftop_A_Achievable Economic UCT Potential | F5 | Commercial | WA - Health | Existing | Space Heating | Natural Gas | Green Roof - Vegetated Rooftop | A | Incremental Summer Peak Savings (MW) | Achievable Economic UCT Potential | 0 | 0 | 0 | 0 | 0 | 0 | 0 | 0 | 0 | 0 | 0 | 0 | 0 | 0 | 0 | 0 | 0 | 0 | 0 | 0 | 0 | 0 | 0 | 0 | 0 | 0 | 0
F6_Commercial_WA - Health_Existing_Space Heating_Natural Gas_Green Roof - Vegetated Rooftop_A_Achievable Economic UCT Potential | F6 | Commercial | WA - Health | Existing | Space Heating | Natural Gas | Green Roof - Vegetated Rooftop | A | Incremental Winter Peak Savings (MW) | Achievable Economic UCT Potential | 0 | 0 | 0 | 0 | 0 | 0 | 0 | 0 | 0 | 0 | 0 | 0 | 0 | 0 | 0 | 0 | 0 | 0 | 0 | 0 | 0 | 0 | 0 | 0 | 0 | 0 | 0
F7_Commercial_WA - Health_Existing_Space Heating_Natural Gas_Green Roof - Vegetated Rooftop_A_Achievable Economic UCT Potential | F7 | Commercial | WA - Health | Existing | Space Heating | Natural Gas | Green Roof - Vegetated Rooftop | A | Cumulative Energy Savings (MWh or mTherms) | Achievable Economic UCT Potential | 0 | 0 | 0 | 0 | 0 | 0 | 0 | 0 | 0 | 0 | 0 | 0 | 0 | 0 | 0 | 0 | 0 | 0 | 0 | 0 | 0 | 0 | 0 | 0 | 0 | 0 | 0
F8_Commercial_WA - Health_Existing_Space Heating_Natural Gas_Green Roof - Vegetated Rooftop_A_Achievable Economic UCT Potential | F8 | Commercial | WA - Health | Existing | Space Heating | Natural Gas | Green Roof - Vegetated Rooftop | A | Cumulative Summer Peak Savings (MW) | Achievable Economic UCT Potential | 0 | 0 | 0 | 0 | 0 | 0 | 0 | 0 | 0 | 0 | 0 | 0 | 0 | 0 | 0 | 0 | 0 | 0 | 0 | 0 | 0 | 0 | 0 | 0 | 0 | 0 | 0
F9_Commercial_WA - Health_Existing_Space Heating_Natural Gas_Green Roof - Vegetated Rooftop_A_Achievable Economic UCT Potential | F9 | Commercial | WA - Health | Existing | Space Heating | Natural Gas | Green Roof - Vegetated Rooftop | A | Cumulative Winter Peak Savings (MW) | Achievable Economic UCT Potential | 0 | 0 | 0 | 0 | 0 | 0 | 0 | 0 | 0 | 0 | 0 | 0 | 0 | 0 | 0 | 0 | 0 | 0 | 0 | 0 | 0 | 0 | 0 | 0 | 0 | 0 | 0
F10_Commercial_WA - Health_Existing_Space Heating_Natural Gas_Green Roof - Vegetated Rooftop_A_Achievable Economic UCT Potential | F10 | Commercial | WA - Health | Existing | Space Heating | Natural Gas | Green Roof - Vegetated Rooftop | A | Purchases (Incremental) | Achievable Economic UCT Potential | 0 | 0 | 0 | 0 | 0 | 0 | 0 | 0 | 0 | 0 | 0 | 0 | 0 | 0 | 0 | 0 | 0 | 0 | 0 | 0 | 0 | 0 | 0 | 0 | 0 | 0 | 0
F11_Commercial_WA - Health_Existing_Space Heating_Natural Gas_Green Roof - Vegetated Rooftop_A_Achievable Economic UCT Potential | F11 | Commercial | WA - Health | Existing | Space Heating | Natural Gas | Green Roof - Vegetated Rooftop | A | Purchases (Cumulative) | Achievable Economic UCT Potential | 0 | 0 | 0 | 0 | 0 | 0 | 0 | 0 | 0 | 0 | 0 | 0 | 0 | 0 | 0 | 0 | 0 | 0 | 0 | 0 | 0 | 0 | 0 | 0 | 0 | 0 | 0
F1_Commercial_WA - Health_Existing_Space Heating_Natural Gas_Ducting - Repair and Sealing_A_Achievable Economic UCT Potential | F1 | Commercial | WA - Health | Existing | Space Heating | Natural Gas | Ducting - Repair and Sealing | A | Integrated Unit Energy Savings (kWh or therms) | Achievable Economic UCT Potential | 0 | 0 | 0.1901 | 0.18906 | 0.18773 | 0.18611 | 0.18424 | 0.18207 | 0.17952 | 0.17658 | 0.17321 | 0.1694 | 0.1652 | 0.16073 | 0.15612 | 0.15157 | 0.14728 | 0.14341 | 0.14017 | 0.13765 | 0.13556 | 0.13399 | 0.13258 | 0.13181 | 0.13107 | 0.13037 | 0.12969
F2_Commercial_WA - Health_Existing_Space Heating_Natural Gas_Ducting - Repair and Sealing_A_Achievable Economic UCT Potential | F2 | Commercial | WA - Health | Existing | Space Heating | Natural Gas | Ducting - Repair and Sealing | A | Integrated Unit Summer Peak Savings (kW) | Achievable Economic UCT Potential | 0 | 0 | 0 | 0 | 0 | 0 | 0 | 0 | 0 | 0 | 0 | 0 | 0 | 0 | 0 | 0 | 0 | 0 | 0 | 0 | 0 | 0 | 0 | 0 | 0 | 0 | 0
F3_Commercial_WA - Health_Existing_Space Heating_Natural Gas_Ducting - Repair and Sealing_A_Achievable Economic UCT Potential | F3 | Commercial | WA - Health | Existing | Space Heating | Natural Gas | Ducting - Repair and Sealing | A | Integrated Unit Winter Peak Savings (kW) | Achievable Economic UCT Potential | 0 | 0 | 0 | 0 | 0 | 0 | 0 | 0 | 0 | 0 | 0 | 0 | 0 | 0 | 0 | 0 | 0 | 0 | 0 | 0 | 0 | 0 | 0 | 0 | 0 | 0 | 0
F4_Commercial_WA - Health_Existing_Space Heating_Natural Gas_Ducting - Repair and Sealing_A_Achievable Economic UCT Potential | F4 | Commercial | WA - Health | Existing | Space Heating | Natural Gas | Ducting - Repair and Sealing | A | Incremental Energy Savings (MWh or mTherms) | Achievable Economic UCT Potential | 0 | 0 | 0 | 1.0686 | 0.57097 | 1.9149 | 3.0836 | 4.6251 | 6.5315 | 8.7389 | 11.1129 | 13.4425 | 15.459 | 16.874 | 17.4358 | 16.9988 | 15.5706 | 13.33 | 10.6061 | 7.7848 | 5.6172 | 2.2721 | 1.9948 | 0 | 0 | 0 | 0
F5_Commercial_WA - Health_Existing_Space Heating_Natural Gas_Ducting - Repair and Sealing_A_Achievable Economic UCT Potential | F5 | Commercial | WA - Health | Existing | Space Heating | Natural Gas | Ducting - Repair and Sealing | A | Incremental Summer Peak Savings (MW) | Achievable Economic UCT Potential | 0 | 0 | 0 | 0 | 0 | 0 | 0 | 0 | 0 | 0 | 0 | 0 | 0 | 0 | 0 | 0 | 0 | 0 | 0 | 0 | 0 | 0 | 0 | 0 | 0 | 0 | 0
F6_Commercial_WA - Health_Existing_Space Heating_Natural Gas_Ducting - Repair and Sealing_A_Achievable Economic UCT Potential | F6 | Commercial | WA - Health | Existing | Space Heating | Natural Gas | Ducting - Repair and Sealing | A | Incremental Winter Peak Savings (MW) | Achievable Economic UCT Potential | 0 | 0 | 0 | 0 | 0 | 0 | 0 | 0 | 0 | 0 | 0 | 0 | 0 | 0 | 0 | 0 | 0 | 0 | 0 | 0 | 0 | 0 | 0 | 0 | 0 | 0 | 0
F7_Commercial_WA - Health_Existing_Space Heating_Natural Gas_Ducting - Repair and Sealing_A_Achievable Economic UCT Potential | F7 | Commercial | WA - Health | Existing | Space Heating | Natural Gas | Ducting - Repair and Sealing | A | Cumulative Energy Savings (MWh or mTherms) | Achievable Economic UCT Potential | 0 | 0 | 0 | 1.0686 | 1.6321 | 3.5329 | 6.581 | 11.1283 | 17.5041 | 25.9561 | 36.5743 | 49.2125 | 63.4516 | 78.6062 | 93.7873 | 108.0554 | 120.5666 | 130.726 | 138.3833 | 143.6757 | 147.1165 | 147.6869 | 148.1289 | 147.2648 | 146.4403 | 145.6516 | 144.8952
F8_Commercial_WA - Health_Existing_Space Heating_Natural Gas_Ducting - Repair and Sealing_A_Achievable Economic UCT Potential | F8 | Commercial | WA - Health | Existing | Space Heating | Natural Gas | Ducting - Repair and Sealing | A | Cumulative Summer Peak Savings (MW) | Achievable Economic UCT Potential | 0 | 0 | 0 | 0 | 0 | 0 | 0 | 0 | 0 | 0 | 0 | 0 | 0 | 0 | 0 | 0 | 0 | 0 | 0 | 0 | 0 | 0 | 0 | 0 | 0 | 0 | 0
F9_Commercial_WA - Health_Existing_Space Heating_Natural Gas_Ducting - Repair and Sealing_A_Achievable Economic UCT Potential | F9 | Commercial | WA - Health | Existing | Space Heating | Natural Gas | Ducting - Repair and Sealing | A | Cumulative Winter Peak Savings (MW) | Achievable Economic UCT Potential | 0 | 0 | 0 | 0 | 0 | 0 | 0 | 0 | 0 | 0 | 0 | 0 | 0 | 0 | 0 | 0 | 0 | 0 | 0 | 0 | 0 | 0 | 0 | 0 | 0 | 0 | 0
F10_Commercial_WA - Health_Existing_Space Heating_Natural Gas_Ducting - Repair and Sealing_A_Achievable Economic UCT Potential | F10 | Commercial | WA - Health | Existing | Space Heating | Natural Gas | Ducting - Repair and Sealing | A | Purchases (Incremental) | Achievable Economic UCT Potential | 0 | 0 | 0 | 5652.2868 | 3041.4488 | 10288.9192 | 16736.3373 | 25403.4224 | 36383.129 | 49491.047 | 64158.2719 | 79352.7248 | 93575.7128 | 104985.8685 | 111685.1976 | 112151.4685 | 105721.673 | 92952.9959 | 75665.5425 | 56556.2902 | 41436.7309 | 16956.8604 | 15045.869 | 0 | 0 | 0 | 0
F11_Commercial_WA - Health_Existing_Space Heating_Natural Gas_Ducting - Repair and Sealing_A_Achievable Economic UCT Potential | F11 | Commercial | WA - Health | Existing | Space Heating | Natural Gas | Ducting - Repair and Sealing | A | Purchases (Cumulative) | Achievable Economic UCT Potential | 0 | 0 | 0 | 5652.2868 | 8693.7356 | 18982.6548 | 35718.992 | 61122.4144 | 97505.5434 | 146996.5905 | 211154.8624 | 290507.5871 | 384083.2999 | 489069.1685 | 600754.3661 | 712905.8346 | 818627.5076 | 911580.5036 | 987246.046 | 1043802.3362 | 1085239.0671 | 1102195.9276 | 1117241.7966 | 1117241.7966 | 1117241.7966 | 1117241.7966 | 1117241.7966
F1_Commercial_WA - Health_Existing_Space Heating_Natural Gas_Windows - High Efficiency Glazing_A_Achievable Economic UCT Potential | F1 | Commercial | WA - Health | Existing | Space Heating | Natural Gas | Windows - High Efficiency Glazing | A | Integrated Unit Energy Savings (kWh or therms) | Achievable Economic UCT Potential | 0 | 0 | 0.36881 | 0.36609 | 0.36241 | 0.35792 | 0.35275 | 0.34673 | 0.33966 | 0.33149 | 0.32213 | 0.31161 | 0.30012 | 0.288 | 0.27571 | 0.2638 | 0.25276 | 0.24299 | 0.23525 | 0.22962 | 0.22513 | 0.22206 | 0.21934 | 0.21805 | 0.21683 | 0.21566 | 0.21454
F2_Commercial_WA - Health_Existing_Space Heating_Natural Gas_Windows - High Efficiency Glazing_A_Achievable Economic UCT Potential | F2 | Commercial | WA - Health | Existing | Space Heating | Natural Gas | Windows - High Efficiency Glazing | A | Integrated Unit Summer Peak Savings (kW) | Achievable Economic UCT Potential | 0 | 0 | 0 | 0 | 0 | 0 | 0 | 0 | 0 | 0 | 0 | 0 | 0 | 0 | 0 | 0 | 0 | 0 | 0 | 0 | 0 | 0 | 0 | 0 | 0 | 0 | 0
F3_Commercial_WA - Health_Existing_Space Heating_Natural Gas_Windows - High Efficiency Glazing_A_Achievable Economic UCT Potential | F3 | Commercial | WA - Health | Existing | Space Heating | Natural Gas | Windows - High Efficiency Glazing | A | Integrated Unit Winter Peak Savings (kW) | Achievable Economic UCT Potential | 0 | 0 | 0 | 0 | 0 | 0 | 0 | 0 | 0 | 0 | 0 | 0 | 0 | 0 | 0 | 0 | 0 | 0 | 0 | 0 | 0 | 0 | 0 | 0 | 0 | 0 | 0
F4_Commercial_WA - Health_Existing_Space Heating_Natural Gas_Windows - High Efficiency Glazing_A_Achievable Economic UCT Potential | F4 | Commercial | WA - Health | Existing | Space Heating | Natural Gas | Windows - High Efficiency Glazing | A | Incremental Energy Savings (MWh or mTherms) | Achievable Economic UCT Potential | 0 | 0 | 0 | 0.33182 | 0.17675 | 0.59053 | 0.94671 | 1.4124 | 1.9817 | 2.6307 | 3.3142 | 3.9652 | 4.5034 | 4.8486 | 4.9379 | 4.7442 | 4.285 | 3.6219 | 2.8544 | 2.0824 | 1.4959 | 0.80508 | 0.63616 | 0 | 0 | 0 | 0
F5_Commercial_WA - Health_Existing_Space Heating_Natural Gas_Windows - High Efficiency Glazing_A_Achievable Economic UCT Potential | F5 | Commercial | WA - Health | Existing | Space Heating | Natural Gas | Windows - High Efficiency Glazing | A | Incremental Summer Peak Savings (MW) | Achievable Economic UCT Potential | 0 | 0 | 0 | 0 | 0 | 0 | 0 | 0 | 0 | 0 | 0 | 0 | 0 | 0 | 0 | 0 | 0 | 0 | 0 | 0 | 0 | 0 | 0 | 0 | 0 | 0 | 0
F6_Commercial_WA - Health_Existing_Space Heating_Natural Gas_Windows - High Efficiency Glazing_A_Achievable Economic UCT Potential | F6 | Commercial | WA - Health | Existing | Space Heating | Natural Gas | Windows - High Efficiency Glazing | A | Incremental Winter Peak Savings (MW) | Achievable Economic UCT Potential | 0 | 0 | 0 | 0 | 0 | 0 | 0 | 0 | 0 | 0 | 0 | 0 | 0 | 0 | 0 | 0 | 0 | 0 | 0 | 0 | 0 | 0 | 0 | 0 | 0 | 0 | 0
F7_Commercial_WA - Health_Existing_Space Heating_Natural Gas_Windows - High Efficiency Glazing_A_Achievable Economic UCT Potential | F7 | Commercial | WA - Health | Existing | Space Heating | Natural Gas | Windows - High Efficiency Glazing | A | Cumulative Energy Savings (MWh or mTherms) | Achievable Economic UCT Potential | 0 | 0 | 0 | 0.33182 | 0.50523 | 1.0895 | 2.0205 | 3.3984 | 5.3109 | 7.8137 | 10.9075 | 14.5165 | 18.4843 | 22.5867 | 26.5607 | 30.1569 | 33.1797 | 35.52 | 37.2429 | 38.4331 | 39.1782 | 39.449 | 39.6012 | 39.37 | 39.1494 | 38.9383 | 38.7359
F8_Commercial_WA - Health_Existing_Space Heating_Natural Gas_Windows - High Efficiency Glazing_A_Achievable Economic UCT Potential | F8 | Commercial | WA - Health | Existing | Space Heating | Natural Gas | Windows - High Efficiency Glazing | A | Cumulative Summer Peak Savings (MW) | Achievable Economic UCT Potential | 0 | 0 | 0 | 0 | 0 | 0 | 0 | 0 | 0 | 0 | 0 | 0 | 0 | 0 | 0 | 0 | 0 | 0 | 0 | 0 | 0 | 0 | 0 | 0 | 0 | 0 | 0
F9_Commercial_WA - Health_Existing_Space Heating_Natural Gas_Windows - High Efficiency Glazing_A_Achievable Economic UCT Potential | F9 | Commercial | WA - Health | Existing | Space Heating | Natural Gas | Windows - High Efficiency Glazing | A | Cumulative Winter Peak Savings (MW) | Achievable Economic UCT Potential | 0 | 0 | 0 | 0 | 0 | 0 | 0 | 0 | 0 | 0 | 0 | 0 | 0 | 0 | 0 | 0 | 0 | 0 | 0 | 0 | 0 | 0 | 0 | 0 | 0 | 0 | 0
F10_Commercial_WA - Health_Existing_Space Heating_Natural Gas_Windows - High Efficiency Glazing_A_Achievable Economic UCT Potential | F10 | Commercial | WA - Health | Existing | Space Heating | Natural Gas | Windows - High Efficiency Glazing | A | Purchases (Incremental) | Achievable Economic UCT Potential | 0 | 0 | 0 | 906.3808 | 487.716 | 1649.8948 | 2683.78 | 4073.6032 | 5834.2702 | 7936.2097 | 10288.1941 | 12724.723 | 15005.4712 | 16835.1635 | 17909.4443 | 17984.2139 | 16953.1545 | 14905.6145 | 12133.4595 | 9069.1672 | 6644.648 | 3625.5231 | 2900.4185 | 0 | 0 | 0 | 0
F11_Commercial_WA - Health_Existing_Space Heating_Natural Gas_Windows - High Efficiency Glazing_A_Achievable Economic UCT Potential | F11 | Commercial | WA - Health | Existing | Space Heating | Natural Gas | Windows - High Efficiency Glazing | A | Purchases (Cumulative) | Achievable Economic UCT Potential | 0 | 0 | 0 | 906.3808 | 1394.0968 | 3043.9916 | 5727.7716 | 9801.3748 | 15635.645 | 23571.8547 | 33860.0488 | 46584.7718 | 61590.2431 | 78425.4066 | 96334.8509 | 114319.0647 | 131272.2193 | 146177.8338 | 158311.2932 | 167380.4604 | 174025.1084 | 177650.6315 | 180551.05 | 180551.05 | 180551.05 | 180551.05 | 180551.05
F1_Commercial_WA - Health_Existing_Space Heating_Natural Gas_Windows - Secondary Glazing Systems_A_Achievable Economic UCT Potential | F1 | Commercial | WA - Health | Existing | Space Heating | Natural Gas | Windows - Secondary Glazing Systems | A | Integrated Unit Energy Savings (kWh or therms) | Achievable Economic UCT Potential | 0 | 0 | 1.4733 | 1.4658 | 1.4558 | 1.4443 | 1.4315 | 1.4171 | 1.4009 | 1.3828 | 1.3627 | 1.3404 | 1.3161 | 1.2903 | 1.2637 | 1.2371 | 1.2117 | 1.1881 | 1.168 | 1.1519 | 1.1381 | 1.1269 | 1.1166 | 1.1101 | 1.1039 | 1.0979 | 1.0922
F2_Commercial_WA - Health_Existing_Space Heating_Natural Gas_Windows - Secondary Glazing Systems_A_Achievable Economic UCT Potential | F2 | Commercial | WA - Health | Existing | Space Heating | Natural Gas | Windows - Secondary Glazing Systems | A | Integrated Unit Summer Peak Savings (kW) | Achievable Economic UCT Potential | 0 | 0 | 0 | 0 | 0 | 0 | 0 | 0 | 0 | 0 | 0 | 0 | 0 | 0 | 0 | 0 | 0 | 0 | 0 | 0 | 0 | 0 | 0 | 0 | 0 | 0 | 0
F3_Commercial_WA - Health_Existing_Space Heating_Natural Gas_Windows - Secondary Glazing Systems_A_Achievable Economic UCT Potential | F3 | Commercial | WA - Health | Existing | Space Heating | Natural Gas | Windows - Secondary Glazing Systems | A | Integrated Unit Winter Peak Savings (kW) | Achievable Economic UCT Potential | 0 | 0 | 0 | 0 | 0 | 0 | 0 | 0 | 0 | 0 | 0 | 0 | 0 | 0 | 0 | 0 | 0 | 0 | 0 | 0 | 0 | 0 | 0 | 0 | 0 | 0 | 0
F4_Commercial_WA - Health_Existing_Space Heating_Natural Gas_Windows - Secondary Glazing Systems_A_Achievable Economic UCT Potential | F4 | Commercial | WA - Health | Existing | Space Heating | Natural Gas | Windows - Secondary Glazing Systems | A | Incremental Energy Savings (MWh or mTherms) | Achievable Economic UCT Potential | 0 | 0 | 0 | 1.3285 | 0.71 | 2.3829 | 3.8418 | 5.7728 | 8.1733 | 10.9744 | 14.0201 | 17.0565 | 19.7488 | 21.7226 | 22.6314 | 22.2489 | 20.5416 | 17.7095 | 14.1719 | 10.4471 | 7.5622 | 4.0855 | 3.2386 | 0 | 0 | 0 | 0
F5_Commercial_WA - Health_Existing_Space Heating_Natural Gas_Windows - Secondary Glazing Systems_A_Achievable Economic UCT Potential | F5 | Commercial | WA - Health | Existing | Space Heating | Natural Gas | Windows - Secondary Glazing Systems | A | Incremental Summer Peak Savings (MW) | Achievable Economic UCT Potential | 0 | 0 | 0 | 0 | 0 | 0 | 0 | 0 | 0 | 0 | 0 | 0 | 0 | 0 | 0 | 0 | 0 | 0 | 0 | 0 | 0 | 0 | 0 | 0 | 0 | 0 | 0
F6_Commercial_WA - Health_Existing_Space Heating_Natural Gas_Windows - Secondary Glazing Systems_A_Achievable Economic UCT Potential | F6 | Commercial | WA - Health | Existing | Space Heating | Natural Gas | Windows - Secondary Glazing Systems | A | Incremental Winter Peak Savings (MW) | Achievable Economic UCT Potential | 0 | 0 | 0 | 0 | 0 | 0 | 0 | 0 | 0 | 0 | 0 | 0 | 0 | 0 | 0 | 0 | 0 | 0 | 0 | 0 | 0 | 0 | 0 | 0 | 0 | 0 | 0
F7_Commercial_WA - Health_Existing_Space Heating_Natural Gas_Windows - Secondary Glazing Systems_A_Achievable Economic UCT Potential | F7 | Commercial | WA - Health | Existing | Space Heating | Natural Gas | Windows - Secondary Glazing Systems | A | Cumulative Energy Savings (MWh or mTherms) | Achievable Economic UCT Potential | 0 | 0 | 0 | 1.3285 | 2.0295 | 4.3963 | 8.1991 | 13.8897 | 21.9042 | 32.5959 | 46.1424 | 62.4433 | 81.0593 | 101.1931 | 121.7344 | 141.428 | 159.0583 | 173.6755 | 184.9083 | 192.8109 | 198.0564 | 200.1914 | 201.6009 | 200.4248 | 199.3028 | 198.2294 | 197.1998
F8_Commercial_WA - Health_Existing_Space Heating_Natural Gas_Windows - Secondary Glazing Systems_A_Achievable Economic UCT Potential | F8 | Commercial | WA - Health | Existing | Space Heating | Natural Gas | Windows - Secondary Glazing Systems | A | Cumulative Summer Peak Savings (MW) | Achievable Economic UCT Potential | 0 | 0 | 0 | 0 | 0 | 0 | 0 | 0 | 0 | 0 | 0 | 0 | 0 | 0 | 0 | 0 | 0 | 0 | 0 | 0 | 0 | 0 | 0 | 0 | 0 | 0 | 0
F9_Commercial_WA - Health_Existing_Space Heating_Natural Gas_Windows - Secondary Glazing Systems_A_Achievable Economic UCT Potential | F9 | Commercial | WA - Health | Existing | Space Heating | Natural Gas | Windows - Secondary Glazing Systems | A | Cumulative Winter Peak Savings (MW) | Achievable Economic UCT Potential | 0 | 0 | 0 | 0 | 0 | 0 | 0 | 0 | 0 | 0 | 0 | 0 | 0 | 0 | 0 | 0 | 0 | 0 | 0 | 0 | 0 | 0 | 0 | 0 | 0 | 0 | 0
F10_Commercial_WA - Health_Existing_Space Heating_Natural Gas_Windows - Secondary Glazing Systems_A_Achievable Economic UCT Potential | F10 | Commercial | WA - Health | Existing | Space Heating | Natural Gas | Windows - Secondary Glazing Systems | A | Purchases (Incremental) | Achievable Economic UCT Potential | 0 | 0 | 0 | 906.3808 | 487.716 | 1649.8948 | 2683.78 | 4073.6032 | 5834.2702 | 7936.2097 | 10288.1941 | 12724.723 | 15005.4712 | 16835.1635 | 17909.4443 | 17984.2139 | 16953.1545 | 14905.6145 | 12133.4595 | 9069.1672 | 6644.648 | 3625.5231 | 2900.4185 | 0 | 0 | 0 | 0
F11_Commercial_WA - Health_Existing_Space Heating_Natural Gas_Windows - Secondary Glazing Systems_A_Achievable Economic UCT Potential | F11 | Commercial | WA - Health | Existing | Space Heating | Natural Gas | Windows - Secondary Glazing Systems | A | Purchases (Cumulative) | Achievable Economic UCT Potential | 0 | 0 | 0 | 906.3808 | 1394.0968 | 3043.9916 | 5727.7716 | 9801.3748 | 15635.645 | 23571.8547 | 33860.0488 | 46584.7718 | 61590.2431 | 78425.4066 | 96334.8509 | 114319.0647 | 131272.2193 | 146177.8338 | 158311.2932 | 167380.4604 | 174025.1084 | 177650.6315 | 180551.05 | 180551.05 | 180551.05 | 180551.05 | 180551.05
F1_Commercial_WA - Health_Existing_Space Heating_Natural Gas_HVAC - Energy Recovery Ventilator_A_Achievable Economic UCT Potential | F1 | Commercial | WA - Health | Existing | Space Heating | Natural Gas | HVAC - Energy Recovery Ventilator | A | Integrated Unit Energy Savings (kWh or therms) | Achievable Economic UCT Potential | 0 | 0 | 0.28417 | 0.28204 | 0.27919 | 0.27568 | 0.27162 | 0.26686 | 0.26125 | 0.25474 | 0.24727 | 0.23886 | 0.22966 | 0.21998 | 0.21017 | 0.20068 | 0.19192 | 0.18419 | 0.17808 | 0.17364 | 0.17012 | 0.16773 | 0.16562 | 0.16465 | 0.16373 | 0.16285 | 0.162
F2_Commercial_WA - Health_Existing_Space Heating_Natural Gas_HVAC - Energy Recovery Ventilator_A_Achievable Economic UCT Potential | F2 | Commercial | WA - Health | Existing | Space Heating | Natural Gas | HVAC - Energy Recovery Ventilator | A | Integrated Unit Summer Peak Savings (kW) | Achievable Economic UCT Potential | 0 | 0 | 0 | 0 | 0 | 0 | 0 | 0 | 0 | 0 | 0 | 0 | 0 | 0 | 0 | 0 | 0 | 0 | 0 | 0 | 0 | 0 | 0 | 0 | 0 | 0 | 0
F3_Commercial_WA - Health_Existing_Space Heating_Natural Gas_HVAC - Energy Recovery Ventilator_A_Achievable Economic UCT Potential | F3 | Commercial | WA - Health | Existing | Space Heating | Natural Gas | HVAC - Energy Recovery Ventilator | A | Integrated Unit Winter Peak Savings (kW) | Achievable Economic UCT Potential | 0 | 0 | 0 | 0 | 0 | 0 | 0 | 0 | 0 | 0 | 0 | 0 | 0 | 0 | 0 | 0 | 0 | 0 | 0 | 0 | 0 | 0 | 0 | 0 | 0 | 0 | 0
F4_Commercial_WA - Health_Existing_Space Heating_Natural Gas_HVAC - Energy Recovery Ventilator_A_Achievable Economic UCT Potential | F4 | Commercial | WA - Health | Existing | Space Heating | Natural Gas | HVAC - Energy Recovery Ventilator | A | Incremental Energy Savings (MWh or mTherms) | Achievable Economic UCT Potential | 0 | 0 | 0 | 3.0855 | 6.2693 | 6.1906 | 6.0994 | 5.9924 | 5.8666 | 5.7203 | 5.5526 | 5.3637 | 5.1572 | 4.9397 | 4.7195 | 4.5064 | 4.3096 | 4.1362 | 3.999 | 3.8992 | 3.8201 | 3.7665 | 3.7191 | 0 | 0 | 0 | 0
F5_Commercial_WA - Health_Existing_Space Heating_Natural Gas_HVAC - Energy Recovery Ventilator_A_Achievable Economic UCT Potential | F5 | Commercial | WA - Health | Existing | Space Heating | Natural Gas | HVAC - Energy Recovery Ventilator | A | Incremental Summer Peak Savings (MW) | Achievable Economic UCT Potential | 0 | 0 | 0 | 0 | 0 | 0 | 0 | 0 | 0 | 0 | 0 | 0 | 0 | 0 | 0 | 0 | 0 | 0 | 0 | 0 | 0 | 0 | 0 | 0 | 0 | 0 | 0
F6_Commercial_WA - Health_Existing_Space Heating_Natural Gas_HVAC - Energy Recovery Ventilator_A_Achievable Economic UCT Potential | F6 | Commercial | WA - Health | Existing | Space Heating | Natural Gas | HVAC - Energy Recovery Ventilator | A | Incremental Winter Peak Savings (MW) | Achievable Economic UCT Potential | 0 | 0 | 0 | 0 | 0 | 0 | 0 | 0 | 0 | 0 | 0 | 0 | 0 | 0 | 0 | 0 | 0 | 0 | 0 | 0 | 0 | 0 | 0 | 0 | 0 | 0 | 0
F7_Commercial_WA - Health_Existing_Space Heating_Natural Gas_HVAC - Energy Recovery Ventilator_A_Achievable Economic UCT Potential | F7 | Commercial | WA - Health | Existing | Space Heating | Natural Gas | HVAC - Energy Recovery Ventilator | A | Cumulative Energy Savings (MWh or mTherms) | Achievable Economic UCT Potential | 0 | 0 | 0 | 3.0855 | 9.3235 | 15.397 | 21.2696 | 26.8892 | 32.1911 | 37.1087 | 41.5733 | 45.5224 | 48.927 | 51.8036 | 54.2133 | 56.2722 | 58.1242 | 59.9217 | 61.9326 | 64.2864 | 66.8035 | 69.6319 | 72.4744 | 72.0512 | 71.6474 | 71.2611 | 70.8907
F8_Commercial_WA - Health_Existing_Space Heating_Natural Gas_HVAC - Energy Recovery Ventilator_A_Achievable Economic UCT Potential | F8 | Commercial | WA - Health | Existing | Space Heating | Natural Gas | HVAC - Energy Recovery Ventilator | A | Cumulative Summer Peak Savings (MW) | Achievable Economic UCT Potential | 0 | 0 | 0 | 0 | 0 | 0 | 0 | 0 | 0 | 0 | 0 | 0 | 0 | 0 | 0 | 0 | 0 | 0 | 0 | 0 | 0 | 0 | 0 | 0 | 0 | 0 | 0
F9_Commercial_WA - Health_Existing_Space Heating_Natural Gas_HVAC - Energy Recovery Ventilator_A_Achievable Economic UCT Potential | F9 | Commercial | WA - Health | Existing | Space Heating | Natural Gas | HVAC - Energy Recovery Ventilator | A | Cumulative Winter Peak Savings (MW) | Achievable Economic UCT Potential | 0 | 0 | 0 | 0 | 0 | 0 | 0 | 0 | 0 | 0 | 0 | 0 | 0 | 0 | 0 | 0 | 0 | 0 | 0 | 0 | 0 | 0 | 0 | 0 | 0 | 0 | 0
F10_Commercial_WA - Health_Existing_Space Heating_Natural Gas_HVAC - Energy Recovery Ventilator_A_Achievable Economic UCT Potential | F10 | Commercial | WA - Health | Existing | Space Heating | Natural Gas | HVAC - Energy Recovery Ventilator | A | Purchases (Incremental) | Achievable Economic UCT Potential | 0 | 0 | 0 | 10939.91 | 22455.6046 | 22455.6046 | 22455.6046 | 22455.6046 | 22455.6046 | 22455.6046 | 22455.6046 | 22455.6046 | 22455.6046 | 22455.6046 | 22455.6046 | 22455.6046 | 22455.6046 | 22455.6046 | 22455.6046 | 22455.6046 | 22455.6046 | 22455.6046 | 22455.6046 | 0 | 0 | 0 | 0
F11_Commercial_WA - Health_Existing_Space Heating_Natural Gas_HVAC - Energy Recovery Ventilator_A_Achievable Economic UCT Potential | F11 | Commercial | WA - Health | Existing | Space Heating | Natural Gas | HVAC - Energy Recovery Ventilator | A | Purchases (Cumulative) | Achievable Economic UCT Potential | 0 | 0 | 0 | 10939.91 | 33395.5146 | 55851.1192 | 78306.7239 | 100762.3285 | 123217.9331 | 145673.5378 | 168129.1424 | 190584.747 | 213040.3517 | 235495.9563 | 257951.561 | 280407.1656 | 302862.7702 | 325318.3749 | 347773.9795 | 370229.5841 | 392685.1888 | 415140.7934 | 437596.398 | 437596.398 | 437596.398 | 437596.398 | 437596.398
F1_Commercial_WA - Health_Existing_Space Heating_Natural Gas_Building Shell - Air Sealing (Infiltration Control)_A_Achievable Economic UCT Potential | F1 | Commercial | WA - Health | Existing | Space Heating | Natural Gas | Building Shell - Air Sealing (Infiltration Control) | A | Integrated Unit Energy Savings (kWh or therms) | Achievable Economic UCT Potential | 0 | 0 | 5.5225 | 5.5059 | 5.487 | 5.4664 | 5.4441 | 5.4203 | 5.395 | 5.3682 | 5.3401 | 5.3107 | 5.2802 | 5.2485 | 5.2158 | 5.1821 | 5.1476 | 5.1124 | 5.0767 | 5.0422 | 5.0089 | 4.9772 | 4.9469 | 4.9181 | 4.8906 | 4.8643 | 4.839
F2_Commercial_WA - Health_Existing_Space Heating_Natural Gas_Building Shell - Air Sealing (Infiltration Control)_A_Achievable Economic UCT Potential | F2 | Commercial | WA - Health | Existing | Space Heating | Natural Gas | Building Shell - Air Sealing (Infiltration Control) | A | Integrated Unit Summer Peak Savings (kW) | Achievable Economic UCT Potential | 0 | 0 | 0 | 0 | 0 | 0 | 0 | 0 | 0 | 0 | 0 | 0 | 0 | 0 | 0 | 0 | 0 | 0 | 0 | 0 | 0 | 0 | 0 | 0 | 0 | 0 | 0
F3_Commercial_WA - Health_Existing_Space Heating_Natural Gas_Building Shell - Air Sealing (Infiltration Control)_A_Achievable Economic UCT Potential | F3 | Commercial | WA - Health | Existing | Space Heating | Natural Gas | Building Shell - Air Sealing (Infiltration Control) | A | Integrated Unit Winter Peak Savings (kW) | Achievable Economic UCT Potential | 0 | 0 | 0 | 0 | 0 | 0 | 0 | 0 | 0 | 0 | 0 | 0 | 0 | 0 | 0 | 0 | 0 | 0 | 0 | 0 | 0 | 0 | 0 | 0 | 0 | 0 | 0
F4_Commercial_WA - Health_Existing_Space Heating_Natural Gas_Building Shell - Air Sealing (Infiltration Control)_A_Achievable Economic UCT Potential | F4 | Commercial | WA - Health | Existing | Space Heating | Natural Gas | Building Shell - Air Sealing (Infiltration Control) | A | Incremental Energy Savings (MWh or mTherms) | Achievable Economic UCT Potential | 0 | 0 | 0 | 0.14617 | 0.078382 | 0.26416 | 0.42794 | 0.64672 | 0.92192 | 1.2478 | 1.6092 | 1.9793 | 2.3207 | 2.4487 | 2.6615 | 2.4792 | 2.1514 | 1.622 | 0.93665 | 0.16732 | 0 | 0 | 0 | 0 | 0 | 0 | 0
F5_Commercial_WA - Health_Existing_Space Heating_Natural Gas_Building Shell - Air Sealing (Infiltration Control)_A_Achievable Economic UCT Potential | F5 | Commercial | WA - Health | Existing | Space Heating | Natural Gas | Building Shell - Air Sealing (Infiltration Control) | A | Incremental Summer Peak Savings (MW) | Achievable Economic UCT Potential | 0 | 0 | 0 | 0 | 0 | 0 | 0 | 0 | 0 | 0 | 0 | 0 | 0 | 0 | 0 | 0 | 0 | 0 | 0 | 0 | 0 | 0 | 0 | 0 | 0 | 0 | 0
F6_Commercial_WA - Health_Existing_Space Heating_Natural Gas_Building Shell - Air Sealing (Infiltration Control)_A_Achievable Economic UCT Potential | F6 | Commercial | WA - Health | Existing | Space Heating | Natural Gas | Building Shell - Air Sealing (Infiltration Control) | A | Incremental Winter Peak Savings (MW) | Achievable Economic UCT Potential | 0 | 0 | 0 | 0 | 0 | 0 | 0 | 0 | 0 | 0 | 0 | 0 | 0 | 0 | 0 | 0 | 0 | 0 | 0 | 0 | 0 | 0 | 0 | 0 | 0 | 0 | 0
F7_Commercial_WA - Health_Existing_Space Heating_Natural Gas_Building Shell - Air Sealing (Infiltration Control)_A_Achievable Economic UCT Potential | F7 | Commercial | WA - Health | Existing | Space Heating | Natural Gas | Building Shell - Air Sealing (Infiltration Control) | A | Cumulative Energy Savings (MWh or mTherms) | Achievable Economic UCT Potential | 0 | 0 | 0 | 0.14617 | 0.22405 | 0.48737 | 0.91332 | 1.556 | 2.4707 | 3.7063 | 5.296 | 7.2462 | 9.5252 | 11.9167 | 14.5038 | 16.8894 | 18.9284 | 20.421 | 21.2151 | 21.2384 | 21.0981 | 20.9644 | 20.8368 | 20.7154 | 20.5995 | 20.4887 | 20.3824
F8_Commercial_WA - Health_Existing_Space Heating_Natural Gas_Building Shell - Air Sealing (Infiltration Control)_A_Achievable Economic UCT Potential | F8 | Commercial | WA - Health | Existing | Space Heating | Natural Gas | Building Shell - Air Sealing (Infiltration Control) | A | Cumulative Summer Peak Savings (MW) | Achievable Economic UCT Potential | 0 | 0 | 0 | 0 | 0 | 0 | 0 | 0 | 0 | 0 | 0 | 0 | 0 | 0 | 0 | 0 | 0 | 0 | 0 | 0 | 0 | 0 | 0 | 0 | 0 | 0 | 0
F9_Commercial_WA - Health_Existing_Space Heating_Natural Gas_Building Shell - Air Sealing (Infiltration Control)_A_Achievable Economic UCT Potential | F9 | Commercial | WA - Health | Existing | Space Heating | Natural Gas | Building Shell - Air Sealing (Infiltration Control) | A | Cumulative Winter Peak Savings (MW) | Achievable Economic UCT Potential | 0 | 0 | 0 | 0 | 0 | 0 | 0 | 0 | 0 | 0 | 0 | 0 | 0 | 0 | 0 | 0 | 0 | 0 | 0 | 0 | 0 | 0 | 0 | 0 | 0 | 0 | 0
F10_Commercial_WA - Health_Existing_Space Heating_Natural Gas_Building Shell - Air Sealing (Infiltration Control)_A_Achievable Economic UCT Potential | F10 | Commercial | WA - Health | Existing | Space Heating | Natural Gas | Building Shell - Air Sealing (Infiltration Control) | A | Purchases (Incremental) | Achievable Economic UCT Potential | 0 | 0 | 0 | 26.5475 | 14.285 | 48.3247 | 78.6068 | 119.3141 | 170.8833 | 232.4483 | 301.3369 | 372.7018 | 439.504 | 466.5474 | 510.2752 | 478.4254 | 417.944 | 317.2651 | 184.5006 | 33.1839 | 0 | 0 | 0 | 0 | 0 | 0 | 0
F11_Commercial_WA - Health_Existing_Space Heating_Natural Gas_Building Shell - Air Sealing (Infiltration Control)_A_Achievable Economic UCT Potential | F11 | Commercial | WA - Health | Existing | Space Heating | Natural Gas | Building Shell - Air Sealing (Infiltration Control) | A | Purchases (Cumulative) | Achievable Economic UCT Potential | 0 | 0 | 0 | 26.5475 | 40.8325 | 89.1572 | 167.764 | 287.0782 | 457.9615 | 690.4098 | 991.7467 | 1364.4485 | 1803.9525 | 2270.4999 | 2780.7751 | 3259.2005 | 3677.1445 | 3994.4096 | 4178.9102 | 4212.0941 | 4212.0941 | 4212.0941 | 4212.0941 | 4212.0941 | 4212.0941 | 4212.0941 | 4212.0941
F1_Commercial_WA - Health_Existing_Space Heating_Natural Gas_Ventilation - Demand Controlled_A_Achievable Economic UCT Potential | F1 | Commercial | WA - Health | Existing | Space Heating | Natural Gas | Ventilation - Demand Controlled | A | Integrated Unit Energy Savings (kWh or therms) | Achievable Economic UCT Potential | 0 | 0 | 0.070174 | 0.069512 | 0.068561 | 0.067443 | 0.066186 | 0.064756 | 0.063116 | 0.061257 | 0.059175 | 0.056883 | 0.054428 | 0.051886 | 0.049374 | 0.046991 | 0.044802 | 0.042879 | 0.041347 | 0.040216 | 0.039308 | 0.038673 | 0.038105 | 0.037883 | 0.03767 | 0.037467 | 0.037272
F2_Commercial_WA - Health_Existing_Space Heating_Natural Gas_Ventilation - Demand Controlled_A_Achievable Economic UCT Potential | F2 | Commercial | WA - Health | Existing | Space Heating | Natural Gas | Ventilation - Demand Controlled | A | Integrated Unit Summer Peak Savings (kW) | Achievable Economic UCT Potential | 0 | 0 | 0 | 0 | 0 | 0 | 0 | 0 | 0 | 0 | 0 | 0 | 0 | 0 | 0 | 0 | 0 | 0 | 0 | 0 | 0 | 0 | 0 | 0 | 0 | 0 | 0
F3_Commercial_WA - Health_Existing_Space Heating_Natural Gas_Ventilation - Demand Controlled_A_Achievable Economic UCT Potential | F3 | Commercial | WA - Health | Existing | Space Heating | Natural Gas | Ventilation - Demand Controlled | A | Integrated Unit Winter Peak Savings (kW) | Achievable Economic UCT Potential | 0 | 0 | 0 | 0 | 0 | 0 | 0 | 0 | 0 | 0 | 0 | 0 | 0 | 0 | 0 | 0 | 0 | 0 | 0 | 0 | 0 | 0 | 0 | 0 | 0 | 0 | 0
F4_Commercial_WA - Health_Existing_Space Heating_Natural Gas_Ventilation - Demand Controlled_A_Achievable Economic UCT Potential | F4 | Commercial | WA - Health | Existing | Space Heating | Natural Gas | Ventilation - Demand Controlled | A | Incremental Energy Savings (MWh or mTherms) | Achievable Economic UCT Potential | 0 | 0 | 0 | 2.6159 | 3.168 | 3.8135 | 4.3444 | 4.8483 | 5.5247 | 5.8821 | 5.8048 | 5.2585 | 4.325 | 1.2379 | 0 | 0 | 0 | 0 | 0 | 0 | 0 | 0 | 0 | 0 | 0 | 0 | 0
F5_Commercial_WA - Health_Existing_Space Heating_Natural Gas_Ventilation - Demand Controlled_A_Achievable Economic UCT Potential | F5 | Commercial | WA - Health | Existing | Space Heating | Natural Gas | Ventilation - Demand Controlled | A | Incremental Summer Peak Savings (MW) | Achievable Economic UCT Potential | 0 | 0 | 0 | 0 | 0 | 0 | 0 | 0 | 0 | 0 | 0 | 0 | 0 | 0 | 0 | 0 | 0 | 0 | 0 | 0 | 0 | 0 | 0 | 0 | 0 | 0 | 0
F6_Commercial_WA - Health_Existing_Space Heating_Natural Gas_Ventilation - Demand Controlled_A_Achievable Economic UCT Potential | F6 | Commercial | WA - Health | Existing | Space Heating | Natural Gas | Ventilation - Demand Controlled | A | Incremental Winter Peak Savings (MW) | Achievable Economic UCT Potential | 0 | 0 | 0 | 0 | 0 | 0 | 0 | 0 | 0 | 0 | 0 | 0 | 0 | 0 | 0 | 0 | 0 | 0 | 0 | 0 | 0 | 0 | 0 | 0 | 0 | 0 | 0
F7_Commercial_WA - Health_Existing_Space Heating_Natural Gas_Ventilation - Demand Controlled_A_Achievable Economic UCT Potential | F7 | Commercial | WA - Health | Existing | Space Heating | Natural Gas | Ventilation - Demand Controlled | A | Cumulative Energy Savings (MWh or mTherms) | Achievable Economic UCT Potential | 0 | 0 | 0 | 2.6159 | 5.7482 | 9.468 | 13.636 | 18.1895 | 23.2536 | 28.4507 | 33.2888 | 37.2579 | 39.975 | 39.3461 | 37.4405 | 35.6337 | 33.9738 | 32.5159 | 31.3541 | 30.496 | 29.8077 | 29.3264 | 28.8958 | 28.7269 | 28.5658 | 28.4117 | 28.2639
F8_Commercial_WA - Health_Existing_Space Heating_Natural Gas_Ventilation - Demand Controlled_A_Achievable Economic UCT Potential | F8 | Commercial | WA - Health | Existing | Space Heating | Natural Gas | Ventilation - Demand Controlled | A | Cumulative Summer Peak Savings (MW) | Achievable Economic UCT Potential | 0 | 0 | 0 | 0 | 0 | 0 | 0 | 0 | 0 | 0 | 0 | 0 | 0 | 0 | 0 | 0 | 0 | 0 | 0 | 0 | 0 | 0 | 0 | 0 | 0 | 0 | 0
F9_Commercial_WA - Health_Existing_Space Heating_Natural Gas_Ventilation - Demand Controlled_A_Achievable Economic UCT Potential | F9 | Commercial | WA - Health | Existing | Space Heating | Natural Gas | Ventilation - Demand Controlled | A | Cumulative Winter Peak Savings (MW) | Achievable Economic UCT Potential | 0 | 0 | 0 | 0 | 0 | 0 | 0 | 0 | 0 | 0 | 0 | 0 | 0 | 0 | 0 | 0 | 0 | 0 | 0 | 0 | 0 | 0 | 0 | 0 | 0 | 0 | 0
F10_Commercial_WA - Health_Existing_Space Heating_Natural Gas_Ventilation - Demand Controlled_A_Achievable Economic UCT Potential | F10 | Commercial | WA - Health | Existing | Space Heating | Natural Gas | Ventilation - Demand Controlled | A | Purchases (Incremental) | Achievable Economic UCT Potential | 0 | 0 | 0 | 37633.2902 | 46207.6786 | 56544.6763 | 65639.4597 | 74870.1159 | 87532.1651 | 96024.1445 | 98095.4464 | 92443.1857 | 79462.7483 | 23858.3394 | 0 | 0 | 0 | 0 | 0 | 0 | 0 | 0 | 0 | 0 | 0 | 0 | 0
F11_Commercial_WA - Health_Existing_Space Heating_Natural Gas_Ventilation - Demand Controlled_A_Achievable Economic UCT Potential | F11 | Commercial | WA - Health | Existing | Space Heating | Natural Gas | Ventilation - Demand Controlled | A | Purchases (Cumulative) | Achievable Economic UCT Potential | 0 | 0 | 0 | 37633.2902 | 83840.9688 | 140385.6451 | 206025.1048 | 280895.2207 | 368427.3858 | 464451.5302 | 562546.9766 | 654990.1624 | 734452.9107 | 758311.2501 | 758311.2501 | 758311.2501 | 758311.2501 | 758311.2501 | 758311.2501 | 758311.2501 | 758311.2501 | 758311.2501 | 758311.2501 | 758311.2501 | 758311.2501 | 758311.2501 | 758311.2501
F1_Commercial_WA - Health_Existing_Space Heating_Natural Gas_HVAC - Dedicated Outdoor Air System (DOAS)_A_Achievable Economic UCT Potential | F1 | Commercial | WA - Health | Existing | Space Heating | Natural Gas | HVAC - Dedicated Outdoor Air System (DOAS) | A | Integrated Unit Energy Savings (kWh or therms) | Achievable Economic UCT Potential | 0 | 0 | 0.28886 | 0.28468 | 0.27849 | 0.27153 | 0.26435 | 0.25675 | 0.24843 | 0.23928 | 0.22941 | 0.21898 | 0.20828 | 0.19768 | 0.18745 | 0.17783 | 0.16905 | 0.16135 | 0.15518 | 0.15056 | 0.1468 | 0.14407 | 0.1416 | 0.14077 | 0.13998 | 0.13923 | 0.1385
F2_Commercial_WA - Health_Existing_Space Heating_Natural Gas_HVAC - Dedicated Outdoor Air System (DOAS)_A_Achievable Economic UCT Potential | F2 | Commercial | WA - Health | Existing | Space Heating | Natural Gas | HVAC - Dedicated Outdoor Air System (DOAS) | A | Integrated Unit Summer Peak Savings (kW) | Achievable Economic UCT Potential | 0 | 0 | 0 | 0 | 0 | 0 | 0 | 0 | 0 | 0 | 0 | 0 | 0 | 0 | 0 | 0 | 0 | 0 | 0 | 0 | 0 | 0 | 0 | 0 | 0 | 0 | 0
F3_Commercial_WA - Health_Existing_Space Heating_Natural Gas_HVAC - Dedicated Outdoor Air System (DOAS)_A_Achievable Economic UCT Potential | F3 | Commercial | WA - Health | Existing | Space Heating | Natural Gas | HVAC - Dedicated Outdoor Air System (DOAS) | A | Integrated Unit Winter Peak Savings (kW) | Achievable Economic UCT Potential | 0 | 0 | 0 | 0 | 0 | 0 | 0 | 0 | 0 | 0 | 0 | 0 | 0 | 0 | 0 | 0 | 0 | 0 | 0 | 0 | 0 | 0 | 0 | 0 | 0 | 0 | 0
F4_Commercial_WA - Health_Existing_Space Heating_Natural Gas_HVAC - Dedicated Outdoor Air System (DOAS)_A_Achievable Economic UCT Potential | F4 | Commercial | WA - Health | Existing | Space Heating | Natural Gas | HVAC - Dedicated Outdoor Air System (DOAS) | A | Incremental Energy Savings (MWh or mTherms) | Achievable Economic UCT Potential | 0 | 0 | 0 | 0 | 0 | 0 | 0 | 0 | 0 | 0 | 0 | 0 | 0 | 0 | 0 | 0 | 0 | 0 | 0 | 0 | 0 | 0 | 0 | 0 | 0 | 0 | 0
F5_Commercial_WA - Health_Existing_Space Heating_Natural Gas_HVAC - Dedicated Outdoor Air System (DOAS)_A_Achievable Economic UCT Potential | F5 | Commercial | WA - Health | Existing | Space Heating | Natural Gas | HVAC - Dedicated Outdoor Air System (DOAS) | A | Incremental Summer Peak Savings (MW) | Achievable Economic UCT Potential | 0 | 0 | 0 | 0 | 0 | 0 | 0 | 0 | 0 | 0 | 0 | 0 | 0 | 0 | 0 | 0 | 0 | 0 | 0 | 0 | 0 | 0 | 0 | 0 | 0 | 0 | 0
F6_Commercial_WA - Health_Existing_Space Heating_Natural Gas_HVAC - Dedicated Outdoor Air System (DOAS)_A_Achievable Economic UCT Potential | F6 | Commercial | WA - Health | Existing | Space Heating | Natural Gas | HVAC - Dedicated Outdoor Air System (DOAS) | A | Incremental Winter Peak Savings (MW) | Achievable Economic UCT Potential | 0 | 0 | 0 | 0 | 0 | 0 | 0 | 0 | 0 | 0 | 0 | 0 | 0 | 0 | 0 | 0 | 0 | 0 | 0 | 0 | 0 | 0 | 0 | 0 | 0 | 0 | 0
F7_Commercial_WA - Health_Existing_Space Heating_Natural Gas_HVAC - Dedicated Outdoor Air System (DOAS)_A_Achievable Economic UCT Potential | F7 | Commercial | WA - Health | Existing | Space Heating | Natural Gas | HVAC - Dedicated Outdoor Air System (DOAS) | A | Cumulative Energy Savings (MWh or mTherms) | Achievable Economic UCT Potential | 0 | 0 | 0 | 0 | 0 | 0 | 0 | 0 | 0 | 0 | 0 | 0 | 0 | 0 | 0 | 0 | 0 | 0 | 0 | 0 | 0 | 0 | 0 | 0 | 0 | 0 | 0
F8_Commercial_WA - Health_Existing_Space Heating_Natural Gas_HVAC - Dedicated Outdoor Air System (DOAS)_A_Achievable Economic UCT Potential | F8 | Commercial | WA - Health | Existing | Space Heating | Natural Gas | HVAC - Dedicated Outdoor Air System (DOAS) | A | Cumulative Summer Peak Savings (MW) | Achievable Economic UCT Potential | 0 | 0 | 0 | 0 | 0 | 0 | 0 | 0 | 0 | 0 | 0 | 0 | 0 | 0 | 0 | 0 | 0 | 0 | 0 | 0 | 0 | 0 | 0 | 0 | 0 | 0 | 0
F9_Commercial_WA - Health_Existing_Space Heating_Natural Gas_HVAC - Dedicated Outdoor Air System (DOAS)_A_Achievable Economic UCT Potential | F9 | Commercial | WA - Health | Existing | Space Heating | Natural Gas | HVAC - Dedicated Outdoor Air System (DOAS) | A | Cumulative Winter Peak Savings (MW) | Achievable Economic UCT Potential | 0 | 0 | 0 | 0 | 0 | 0 | 0 | 0 | 0 | 0 | 0 | 0 | 0 | 0 | 0 | 0 | 0 | 0 | 0 | 0 | 0 | 0 | 0 | 0 | 0 | 0 | 0
F10_Commercial_WA - Health_Existing_Space Heating_Natural Gas_HVAC - Dedicated Outdoor Air System (DOAS)_A_Achievable Economic UCT Potential | F10 | Commercial | WA - Health | Existing | Space Heating | Natural Gas | HVAC - Dedicated Outdoor Air System (DOAS) | A | Purchases (Incremental) | Achievable Economic UCT Potential | 0 | 0 | 0 | 0 | 0 | 0 | 0 | 0 | 0 | 0 | 0 | 0 | 0 | 0 | 0 | 0 | 0 | 0 | 0 | 0 | 0 | 0 | 0 | 0 | 0 | 0 | 0
F11_Commercial_WA - Health_Existing_Space Heating_Natural Gas_HVAC - Dedicated Outdoor Air System (DOAS)_A_Achievable Economic UCT Potential | F11 | Commercial | WA - Health | Existing | Space Heating | Natural Gas | HVAC - Dedicated Outdoor Air System (DOAS) | A | Purchases (Cumulative) | Achievable Economic UCT Potential | 0 | 0 | 0 | 0 | 0 | 0 | 0 | 0 | 0 | 0 | 0 | 0 | 0 | 0 | 0 | 0 | 0 | 0 | 0 | 0 | 0 | 0 | 0 | 0 | 0 | 0 | 0
F1_Commercial_WA - Health_Existing_Space Heating_Natural Gas_Destratification Fans (HVLS)_A_Achievable Economic UCT Potential | F1 | Commercial | WA - Health | Existing | Space Heating | Natural Gas | Destratification Fans (HVLS) | A | Integrated Unit Energy Savings (kWh or therms) | Achievable Economic UCT Potential | 0 | 0 | 969.3798 | 958.3685 | 942.107 | 923.4545 | 902.8427 | 879.8284 | 853.9183 | 825.094 | 793.4886 | 759.4197 | 723.6621 | 687.8446 | 652.9421 | 619.9197 | 589.5991 | 562.9154 | 541.4692 | 525.3531 | 512.2288 | 502.7103 | 494.099 | 491.2082 | 488.4505 | 485.8124 | 483.2826
F2_Commercial_WA - Health_Existing_Space Heating_Natural Gas_Destratification Fans (HVLS)_A_Achievable Economic UCT Potential | F2 | Commercial | WA - Health | Existing | Space Heating | Natural Gas | Destratification Fans (HVLS) | A | Integrated Unit Summer Peak Savings (kW) | Achievable Economic UCT Potential | 0 | 0 | 0 | 0 | 0 | 0 | 0 | 0 | 0 | 0 | 0 | 0 | 0 | 0 | 0 | 0 | 0 | 0 | 0 | 0 | 0 | 0 | 0 | 0 | 0 | 0 | 0
F3_Commercial_WA - Health_Existing_Space Heating_Natural Gas_Destratification Fans (HVLS)_A_Achievable Economic UCT Potential | F3 | Commercial | WA - Health | Existing | Space Heating | Natural Gas | Destratification Fans (HVLS) | A | Integrated Unit Winter Peak Savings (kW) | Achievable Economic UCT Potential | 0 | 0 | 0 | 0 | 0 | 0 | 0 | 0 | 0 | 0 | 0 | 0 | 0 | 0 | 0 | 0 | 0 | 0 | 0 | 0 | 0 | 0 | 0 | 0 | 0 | 0 | 0
F4_Commercial_WA - Health_Existing_Space Heating_Natural Gas_Destratification Fans (HVLS)_A_Achievable Economic UCT Potential | F4 | Commercial | WA - Health | Existing | Space Heating | Natural Gas | Destratification Fans (HVLS) | A | Incremental Energy Savings (MWh or mTherms) | Achievable Economic UCT Potential | 0 | 0 | 0 | 0.45192 | 0.91188 | 0.89382 | 0.87387 | 0.8516 | 0.82652 | 0.79862 | 0.76803 | 0.73505 | 0.70044 | 0.66577 | 0.63199 | 0.60003 | 0.57068 | 0.54485 | 0.26877 | 0 | 1.0236e-15 | 5.5812e-17 | 0 | 0 | 0 | 0 | 0
F5_Commercial_WA - Health_Existing_Space Heating_Natural Gas_Destratification Fans (HVLS)_A_Achievable Economic UCT Potential | F5 | Commercial | WA - Health | Existing | Space Heating | Natural Gas | Destratification Fans (HVLS) | A | Incremental Summer Peak Savings (MW) | Achievable Economic UCT Potential | 0 | 0 | 0 | 0 | 0 | 0 | 0 | 0 | 0 | 0 | 0 | 0 | 0 | 0 | 0 | 0 | 0 | 0 | 0 | 0 | 0 | 0 | 0 | 0 | 0 | 0 | 0
F6_Commercial_WA - Health_Existing_Space Heating_Natural Gas_Destratification Fans (HVLS)_A_Achievable Economic UCT Potential | F6 | Commercial | WA - Health | Existing | Space Heating | Natural Gas | Destratification Fans (HVLS) | A | Incremental Winter Peak Savings (MW) | Achievable Economic UCT Potential | 0 | 0 | 0 | 0 | 0 | 0 | 0 | 0 | 0 | 0 | 0 | 0 | 0 | 0 | 0 | 0 | 0 | 0 | 0 | 0 | 0 | 0 | 0 | 0 | 0 | 0 | 0
F7_Commercial_WA - Health_Existing_Space Heating_Natural Gas_Destratification Fans (HVLS)_A_Achievable Economic UCT Potential | F7 | Commercial | WA - Health | Existing | Space Heating | Natural Gas | Destratification Fans (HVLS) | A | Cumulative Energy Savings (MWh or mTherms) | Achievable Economic UCT Potential | 0 | 0 | 0 | 0.45192 | 1.3561 | 2.2231 | 3.0474 | 3.8213 | 4.5353 | 5.1808 | 5.7504 | 6.2385 | 6.6452 | 6.9821 | 7.2598 | 7.4927 | 7.6969 | 7.8934 | 7.8614 | 7.6274 | 7.4369 | 7.2987 | 7.1737 | 7.1317 | 7.0917 | 7.0534 | 7.0166
F8_Commercial_WA - Health_Existing_Space Heating_Natural Gas_Destratification Fans (HVLS)_A_Achievable Economic UCT Potential | F8 | Commercial | WA - Health | Existing | Space Heating | Natural Gas | Destratification Fans (HVLS) | A | Cumulative Summer Peak Savings (MW) | Achievable Economic UCT Potential | 0 | 0 | 0 | 0 | 0 | 0 | 0 | 0 | 0 | 0 | 0 | 0 | 0 | 0 | 0 | 0 | 0 | 0 | 0 | 0 | 0 | 0 | 0 | 0 | 0 | 0 | 0
F9_Commercial_WA - Health_Existing_Space Heating_Natural Gas_Destratification Fans (HVLS)_A_Achievable Economic UCT Potential | F9 | Commercial | WA - Health | Existing | Space Heating | Natural Gas | Destratification Fans (HVLS) | A | Cumulative Winter Peak Savings (MW) | Achievable Economic UCT Potential | 0 | 0 | 0 | 0 | 0 | 0 | 0 | 0 | 0 | 0 | 0 | 0 | 0 | 0 | 0 | 0 | 0 | 0 | 0 | 0 | 0 | 0 | 0 | 0 | 0 | 0 | 0
F10_Commercial_WA - Health_Existing_Space Heating_Natural Gas_Destratification Fans (HVLS)_A_Achievable Economic UCT Potential | F10 | Commercial | WA - Health | Existing | Space Heating | Natural Gas | Destratification Fans (HVLS) | A | Purchases (Incremental) | Achievable Economic UCT Potential | 0 | 0 | 0 | 0.47155 | 0.96791 | 0.96791 | 0.96791 | 0.96791 | 0.96791 | 0.96791 | 0.96791 | 0.96791 | 0.96791 | 0.96791 | 0.96791 | 0.96791 | 0.96791 | 0.96791 | 0.49637 | 0 | 1.9984e-15 | 1.1102e-16 | 0 | 0 | 0 | 0 | 0
F11_Commercial_WA - Health_Existing_Space Heating_Natural Gas_Destratification Fans (HVLS)_A_Achievable Economic UCT Potential | F11 | Commercial | WA - Health | Existing | Space Heating | Natural Gas | Destratification Fans (HVLS) | A | Purchases (Cumulative) | Achievable Economic UCT Potential | 0 | 0 | 0 | 0.47155 | 1.4395 | 2.4074 | 3.3753 | 4.3432 | 5.3111 | 6.279 | 7.2469 | 8.2149 | 9.1828 | 10.1507 | 11.1186 | 12.0865 | 13.0544 | 14.0223 | 14.5187 | 14.5187 | 14.5187 | 14.5187 | 14.5187 | 14.5187 | 14.5187 | 14.5187 | 14.5187
F1_Commercial_WA - Health_Existing_Space Heating_Natural Gas_Gas Boiler - Maintenance_A_Achievable Economic UCT Potential | F1 | Commercial | WA - Health | Existing | Space Heating | Natural Gas | Gas Boiler - Maintenance | A | Integrated Unit Energy Savings (kWh or therms) | Achievable Economic UCT Potential | 0 | 0 | 0.35374 | 0.34915 | 0.34251 | 0.33488 | 0.32647 | 0.31713 | 0.3069 | 0.29564 | 0.2835 | 0.27067 | 0.25749 | 0.24444 | 0.23184 | 0.21999 | 0.20917 | 0.19969 | 0.19209 | 0.1864 | 0.18178 | 0.17843 | 0.1754 | 0.17439 | 0.17344 | 0.17252 | 0.17164
F2_Commercial_WA - Health_Existing_Space Heating_Natural Gas_Gas Boiler - Maintenance_A_Achievable Economic UCT Potential | F2 | Commercial | WA - Health | Existing | Space Heating | Natural Gas | Gas Boiler - Maintenance | A | Integrated Unit Summer Peak Savings (kW) | Achievable Economic UCT Potential | 0 | 0 | 0 | 0 | 0 | 0 | 0 | 0 | 0 | 0 | 0 | 0 | 0 | 0 | 0 | 0 | 0 | 0 | 0 | 0 | 0 | 0 | 0 | 0 | 0 | 0 | 0
F3_Commercial_WA - Health_Existing_Space Heating_Natural Gas_Gas Boiler - Maintenance_A_Achievable Economic UCT Potential | F3 | Commercial | WA - Health | Existing | Space Heating | Natural Gas | Gas Boiler - Maintenance | A | Integrated Unit Winter Peak Savings (kW) | Achievable Economic UCT Potential | 0 | 0 | 0 | 0 | 0 | 0 | 0 | 0 | 0 | 0 | 0 | 0 | 0 | 0 | 0 | 0 | 0 | 0 | 0 | 0 | 0 | 0 | 0 | 0 | 0 | 0 | 0
F4_Commercial_WA - Health_Existing_Space Heating_Natural Gas_Gas Boiler - Maintenance_A_Achievable Economic UCT Potential | F4 | Commercial | WA - Health | Existing | Space Heating | Natural Gas | Gas Boiler - Maintenance | A | Incremental Energy Savings (MWh or mTherms) | Achievable Economic UCT Potential | 0 | 0 | 0 | 0.9197 | 0.90219 | 0.88211 | 0 | 0 | 0 | 0 | 0 | 0 | 0 | 0 | 0 | 0 | 0 | 0 | 0 | 0 | 0 | 0 | 0 | 0 | 0 | 0 | 0
F5_Commercial_WA - Health_Existing_Space Heating_Natural Gas_Gas Boiler - Maintenance_A_Achievable Economic UCT Potential | F5 | Commercial | WA - Health | Existing | Space Heating | Natural Gas | Gas Boiler - Maintenance | A | Incremental Summer Peak Savings (MW) | Achievable Economic UCT Potential | 0 | 0 | 0 | 0 | 0 | 0 | 0 | 0 | 0 | 0 | 0 | 0 | 0 | 0 | 0 | 0 | 0 | 0 | 0 | 0 | 0 | 0 | 0 | 0 | 0 | 0 | 0
F6_Commercial_WA - Health_Existing_Space Heating_Natural Gas_Gas Boiler - Maintenance_A_Achievable Economic UCT Potential | F6 | Commercial | WA - Health | Existing | Space Heating | Natural Gas | Gas Boiler - Maintenance | A | Incremental Winter Peak Savings (MW) | Achievable Economic UCT Potential | 0 | 0 | 0 | 0 | 0 | 0 | 0 | 0 | 0 | 0 | 0 | 0 | 0 | 0 | 0 | 0 | 0 | 0 | 0 | 0 | 0 | 0 | 0 | 0 | 0 | 0 | 0
F7_Commercial_WA - Health_Existing_Space Heating_Natural Gas_Gas Boiler - Maintenance_A_Achievable Economic UCT Potential | F7 | Commercial | WA - Health | Existing | Space Heating | Natural Gas | Gas Boiler - Maintenance | A | Cumulative Energy Savings (MWh or mTherms) | Achievable Economic UCT Potential | 0 | 0 | 0 | 0.9197 | 1.8044 | 2.6463 | 2.5799 | 2.506 | 2.4252 | 2.3362 | 2.2403 | 2.1389 | 2.0348 | 1.9317 | 1.832 | 1.7384 | 1.6529 | 1.578 | 1.5179 | 1.473 | 1.4364 | 1.41 | 1.386 | 1.3781 | 1.3705 | 1.3633 | 1.3564
F8_Commercial_WA - Health_Existing_Space Heating_Natural Gas_Gas Boiler - Maintenance_A_Achievable Economic UCT Potential | F8 | Commercial | WA - Health | Existing | Space Heating | Natural Gas | Gas Boiler - Maintenance | A | Cumulative Summer Peak Savings (MW) | Achievable Economic UCT Potential | 0 | 0 | 0 | 0 | 0 | 0 | 0 | 0 | 0 | 0 | 0 | 0 | 0 | 0 | 0 | 0 | 0 | 0 | 0 | 0 | 0 | 0 | 0 | 0 | 0 | 0 | 0
F9_Commercial_WA - Health_Existing_Space Heating_Natural Gas_Gas Boiler - Maintenance_A_Achievable Economic UCT Potential | F9 | Commercial | WA - Health | Existing | Space Heating | Natural Gas | Gas Boiler - Maintenance | A | Cumulative Winter Peak Savings (MW) | Achievable Economic UCT Potential | 0 | 0 | 0 | 0 | 0 | 0 | 0 | 0 | 0 | 0 | 0 | 0 | 0 | 0 | 0 | 0 | 0 | 0 | 0 | 0 | 0 | 0 | 0 | 0 | 0 | 0 | 0
F10_Commercial_WA - Health_Existing_Space Heating_Natural Gas_Gas Boiler - Maintenance_A_Achievable Economic UCT Potential | F10 | Commercial | WA - Health | Existing | Space Heating | Natural Gas | Gas Boiler - Maintenance | A | Purchases (Incremental) | Achievable Economic UCT Potential | 0 | 0 | 0 | 2634.0828 | 2634.0828 | 2634.0828 | 0 | 0 | 0 | 0 | 0 | 0 | 0 | 0 | 0 | 0 | 0 | 0 | 0 | 0 | 0 | 0 | 0 | 0 | 0 | 0 | 0
F11_Commercial_WA - Health_Existing_Space Heating_Natural Gas_Gas Boiler - Maintenance_A_Achievable Economic UCT Potential | F11 | Commercial | WA - Health | Existing | Space Heating | Natural Gas | Gas Boiler - Maintenance | A | Purchases (Cumulative) | Achievable Economic UCT Potential | 0 | 0 | 0 | 2634.0828 | 5268.1656 | 7902.2484 | 7902.2484 | 7902.2484 | 7902.2484 | 7902.2484 | 7902.2484 | 7902.2484 | 7902.2484 | 7902.2484 | 7902.2484 | 7902.2484 | 7902.2484 | 7902.2484 | 7902.2484 | 7902.2484 | 7902.2484 | 7902.2484 | 7902.2484 | 7902.2484 | 7902.2484 | 7902.2484 | 7902.2484
F1_Commercial_WA - Health_Existing_Space Heating_Natural Gas_Gas Furnace - Maintenance_A_Achievable Economic UCT Potential | F1 | Commercial | WA - Health | Existing | Space Heating | Natural Gas | Gas Furnace - Maintenance | A | Integrated Unit Energy Savings (kWh or therms) | Achievable Economic UCT Potential | 0 | 0 | 0.2218 | 0.21849 | 0.21356 | 0.20798 | 0.20218 | 0.196 | 0.18924 | 0.18182 | 0.17386 | 0.16548 | 0.15693 | 0.14849 | 0.14036 | 0.13275 | 0.1258 | 0.11972 | 0.11481 | 0.11109 | 0.10805 | 0.10579 | 0.10375 | 0.10293 | 0.10215 | 0.10142 | 0.10072
F2_Commercial_WA - Health_Existing_Space Heating_Natural Gas_Gas Furnace - Maintenance_A_Achievable Economic UCT Potential | F2 | Commercial | WA - Health | Existing | Space Heating | Natural Gas | Gas Furnace - Maintenance | A | Integrated Unit Summer Peak Savings (kW) | Achievable Economic UCT Potential | 0 | 0 | 0 | 0 | 0 | 0 | 0 | 0 | 0 | 0 | 0 | 0 | 0 | 0 | 0 | 0 | 0 | 0 | 0 | 0 | 0 | 0 | 0 | 0 | 0 | 0 | 0
F3_Commercial_WA - Health_Existing_Space Heating_Natural Gas_Gas Furnace - Maintenance_A_Achievable Economic UCT Potential | F3 | Commercial | WA - Health | Existing | Space Heating | Natural Gas | Gas Furnace - Maintenance | A | Integrated Unit Winter Peak Savings (kW) | Achievable Economic UCT Potential | 0 | 0 | 0 | 0 | 0 | 0 | 0 | 0 | 0 | 0 | 0 | 0 | 0 | 0 | 0 | 0 | 0 | 0 | 0 | 0 | 0 | 0 | 0 | 0 | 0 | 0 | 0
F4_Commercial_WA - Health_Existing_Space Heating_Natural Gas_Gas Furnace - Maintenance_A_Achievable Economic UCT Potential | F4 | Commercial | WA - Health | Existing | Space Heating | Natural Gas | Gas Furnace - Maintenance | A | Incremental Energy Savings (MWh or mTherms) | Achievable Economic UCT Potential | 0 | 0 | 0 | 0.10212 | 0.099813 | 0.097205 | 2.2985e-17 | 4.4566e-17 | 0 | 0 | 0 | 0 | 0 | 0 | 0 | 0 | 0 | 0 | 0 | 0 | 0 | 0 | 0 | 0 | 0 | 0 | 0
F5_Commercial_WA - Health_Existing_Space Heating_Natural Gas_Gas Furnace - Maintenance_A_Achievable Economic UCT Potential | F5 | Commercial | WA - Health | Existing | Space Heating | Natural Gas | Gas Furnace - Maintenance | A | Incremental Summer Peak Savings (MW) | Achievable Economic UCT Potential | 0 | 0 | 0 | 0 | 0 | 0 | 0 | 0 | 0 | 0 | 0 | 0 | 0 | 0 | 0 | 0 | 0 | 0 | 0 | 0 | 0 | 0 | 0 | 0 | 0 | 0 | 0
F6_Commercial_WA - Health_Existing_Space Heating_Natural Gas_Gas Furnace - Maintenance_A_Achievable Economic UCT Potential | F6 | Commercial | WA - Health | Existing | Space Heating | Natural Gas | Gas Furnace - Maintenance | A | Incremental Winter Peak Savings (MW) | Achievable Economic UCT Potential | 0 | 0 | 0 | 0 | 0 | 0 | 0 | 0 | 0 | 0 | 0 | 0 | 0 | 0 | 0 | 0 | 0 | 0 | 0 | 0 | 0 | 0 | 0 | 0 | 0 | 0 | 0
F7_Commercial_WA - Health_Existing_Space Heating_Natural Gas_Gas Furnace - Maintenance_A_Achievable Economic UCT Potential | F7 | Commercial | WA - Health | Existing | Space Heating | Natural Gas | Gas Furnace - Maintenance | A | Cumulative Energy Savings (MWh or mTherms) | Achievable Economic UCT Potential | 0 | 0 | 0 | 0.10212 | 0.19963 | 0.29162 | 0.28348 | 0.27482 | 0.26534 | 0.25494 | 0.24377 | 0.23203 | 0.22003 | 0.20819 | 0.1968 | 0.18613 | 0.17639 | 0.16786 | 0.16098 | 0.15577 | 0.15149 | 0.14833 | 0.14546 | 0.14431 | 0.14323 | 0.1422 | 0.14122
F8_Commercial_WA - Health_Existing_Space Heating_Natural Gas_Gas Furnace - Maintenance_A_Achievable Economic UCT Potential | F8 | Commercial | WA - Health | Existing | Space Heating | Natural Gas | Gas Furnace - Maintenance | A | Cumulative Summer Peak Savings (MW) | Achievable Economic UCT Potential | 0 | 0 | 0 | 0 | 0 | 0 | 0 | 0 | 0 | 0 | 0 | 0 | 0 | 0 | 0 | 0 | 0 | 0 | 0 | 0 | 0 | 0 | 0 | 0 | 0 | 0 | 0
F9_Commercial_WA - Health_Existing_Space Heating_Natural Gas_Gas Furnace - Maintenance_A_Achievable Economic UCT Potential | F9 | Commercial | WA - Health | Existing | Space Heating | Natural Gas | Gas Furnace - Maintenance | A | Cumulative Winter Peak Savings (MW) | Achievable Economic UCT Potential | 0 | 0 | 0 | 0 | 0 | 0 | 0 | 0 | 0 | 0 | 0 | 0 | 0 | 0 | 0 | 0 | 0 | 0 | 0 | 0 | 0 | 0 | 0 | 0 | 0 | 0 | 0
F10_Commercial_WA - Health_Existing_Space Heating_Natural Gas_Gas Furnace - Maintenance_A_Achievable Economic UCT Potential | F10 | Commercial | WA - Health | Existing | Space Heating | Natural Gas | Gas Furnace - Maintenance | A | Purchases (Incremental) | Achievable Economic UCT Potential | 0 | 0 | 0 | 467.3702 | 467.3702 | 467.3702 | 1.1369e-13 | 2.2737e-13 | 0 | 0 | 0 | 0 | 0 | 0 | 0 | 0 | 0 | 0 | 0 | 0 | 0 | 0 | 0 | 0 | 0 | 0 | 0
F11_Commercial_WA - Health_Existing_Space Heating_Natural Gas_Gas Furnace - Maintenance_A_Achievable Economic UCT Potential | F11 | Commercial | WA - Health | Existing | Space Heating | Natural Gas | Gas Furnace - Maintenance | A | Purchases (Cumulative) | Achievable Economic UCT Potential | 0 | 0 | 0 | 467.3702 | 934.7403 | 1402.1105 | 1402.1105 | 1402.1105 | 1402.1105 | 1402.1105 | 1402.1105 | 1402.1105 | 1402.1105 | 1402.1105 | 1402.1105 | 1402.1105 | 1402.1105 | 1402.1105 | 1402.1105 | 1402.1105 | 1402.1105 | 1402.1105 | 1402.1105 | 1402.1105 | 1402.1105 | 1402.1105 | 1402.1105
F1_Commercial_WA - Health_Existing_Space Heating_Natural Gas_Gas Boiler - Hot Water Reset_A_Achievable Economic UCT Potential | F1 | Commercial | WA - Health | Existing | Space Heating | Natural Gas | Gas Boiler - Hot Water Reset | A | Integrated Unit Energy Savings (kWh or therms) | Achievable Economic UCT Potential | 0 | 0 | 628.8759 | 626.0539 | 622.5412 | 618.3986 | 613.7068 | 608.3445 | 602.1875 | 595.2158 | 587.3678 | 578.5466 | 568.8407 | 558.4701 | 547.7007 | 536.9561 | 526.639 | 517.1212 | 509.0762 | 502.7626 | 497.4011 | 493.1714 | 489.3247 | 486.5393 | 483.8796 | 481.3327 | 478.8879
F2_Commercial_WA - Health_Existing_Space Heating_Natural Gas_Gas Boiler - Hot Water Reset_A_Achievable Economic UCT Potential | F2 | Commercial | WA - Health | Existing | Space Heating | Natural Gas | Gas Boiler - Hot Water Reset | A | Integrated Unit Summer Peak Savings (kW) | Achievable Economic UCT Potential | 0 | 0 | 0 | 0 | 0 | 0 | 0 | 0 | 0 | 0 | 0 | 0 | 0 | 0 | 0 | 0 | 0 | 0 | 0 | 0 | 0 | 0 | 0 | 0 | 0 | 0 | 0
F3_Commercial_WA - Health_Existing_Space Heating_Natural Gas_Gas Boiler - Hot Water Reset_A_Achievable Economic UCT Potential | F3 | Commercial | WA - Health | Existing | Space Heating | Natural Gas | Gas Boiler - Hot Water Reset | A | Integrated Unit Winter Peak Savings (kW) | Achievable Economic UCT Potential | 0 | 0 | 0 | 0 | 0 | 0 | 0 | 0 | 0 | 0 | 0 | 0 | 0 | 0 | 0 | 0 | 0 | 0 | 0 | 0 | 0 | 0 | 0 | 0 | 0 | 0 | 0
F4_Commercial_WA - Health_Existing_Space Heating_Natural Gas_Gas Boiler - Hot Water Reset_A_Achievable Economic UCT Potential | F4 | Commercial | WA - Health | Existing | Space Heating | Natural Gas | Gas Boiler - Hot Water Reset | A | Incremental Energy Savings (MWh or mTherms) | Achievable Economic UCT Potential | 0 | 0 | 0 | 1.8847 | 3.8468 | 3.8212 | 3.7922 | 3.7591 | 3.7211 | 3.678 | 3.6295 | 3.575 | 3.515 | 3.4509 | 3.3844 | 3.318 | 3.2542 | 3.1954 | 3.1457 | 3.1067 | 3.0736 | 3.0474 | 3.0236 | 0 | 0 | 0 | 0
F5_Commercial_WA - Health_Existing_Space Heating_Natural Gas_Gas Boiler - Hot Water Reset_A_Achievable Economic UCT Potential | F5 | Commercial | WA - Health | Existing | Space Heating | Natural Gas | Gas Boiler - Hot Water Reset | A | Incremental Summer Peak Savings (MW) | Achievable Economic UCT Potential | 0 | 0 | 0 | 0 | 0 | 0 | 0 | 0 | 0 | 0 | 0 | 0 | 0 | 0 | 0 | 0 | 0 | 0 | 0 | 0 | 0 | 0 | 0 | 0 | 0 | 0 | 0
F6_Commercial_WA - Health_Existing_Space Heating_Natural Gas_Gas Boiler - Hot Water Reset_A_Achievable Economic UCT Potential | F6 | Commercial | WA - Health | Existing | Space Heating | Natural Gas | Gas Boiler - Hot Water Reset | A | Incremental Winter Peak Savings (MW) | Achievable Economic UCT Potential | 0 | 0 | 0 | 0 | 0 | 0 | 0 | 0 | 0 | 0 | 0 | 0 | 0 | 0 | 0 | 0 | 0 | 0 | 0 | 0 | 0 | 0 | 0 | 0 | 0 | 0 | 0
F7_Commercial_WA - Health_Existing_Space Heating_Natural Gas_Gas Boiler - Hot Water Reset_A_Achievable Economic UCT Potential | F7 | Commercial | WA - Health | Existing | Space Heating | Natural Gas | Gas Boiler - Hot Water Reset | A | Cumulative Energy Savings (MWh or mTherms) | Achievable Economic UCT Potential | 0 | 0 | 0 | 1.8847 | 5.7209 | 9.5041 | 13.2242 | 16.8677 | 20.4181 | 23.8597 | 27.1746 | 30.3414 | 33.3474 | 36.1903 | 38.8768 | 41.4321 | 43.8903 | 46.2925 | 48.718 | 51.2204 | 53.7478 | 56.3381 | 58.9224 | 58.587 | 58.2667 | 57.96 | 57.6656
F8_Commercial_WA - Health_Existing_Space Heating_Natural Gas_Gas Boiler - Hot Water Reset_A_Achievable Economic UCT Potential | F8 | Commercial | WA - Health | Existing | Space Heating | Natural Gas | Gas Boiler - Hot Water Reset | A | Cumulative Summer Peak Savings (MW) | Achievable Economic UCT Potential | 0 | 0 | 0 | 0 | 0 | 0 | 0 | 0 | 0 | 0 | 0 | 0 | 0 | 0 | 0 | 0 | 0 | 0 | 0 | 0 | 0 | 0 | 0 | 0 | 0 | 0 | 0
F9_Commercial_WA - Health_Existing_Space Heating_Natural Gas_Gas Boiler - Hot Water Reset_A_Achievable Economic UCT Potential | F9 | Commercial | WA - Health | Existing | Space Heating | Natural Gas | Gas Boiler - Hot Water Reset | A | Cumulative Winter Peak Savings (MW) | Achievable Economic UCT Potential | 0 | 0 | 0 | 0 | 0 | 0 | 0 | 0 | 0 | 0 | 0 | 0 | 0 | 0 | 0 | 0 | 0 | 0 | 0 | 0 | 0 | 0 | 0 | 0 | 0 | 0 | 0
F10_Commercial_WA - Health_Existing_Space Heating_Natural Gas_Gas Boiler - Hot Water Reset_A_Achievable Economic UCT Potential | F10 | Commercial | WA - Health | Existing | Space Heating | Natural Gas | Gas Boiler - Hot Water Reset | A | Purchases (Incremental) | Achievable Economic UCT Potential | 0 | 0 | 0 | 3.0104 | 6.1792 | 6.1792 | 6.1792 | 6.1792 | 6.1792 | 6.1792 | 6.1792 | 6.1792 | 6.1792 | 6.1792 | 6.1792 | 6.1792 | 6.1792 | 6.1792 | 6.1792 | 6.1792 | 6.1792 | 6.1792 | 6.1792 | 0 | 0 | 0 | 0
F11_Commercial_WA - Health_Existing_Space Heating_Natural Gas_Gas Boiler - Hot Water Reset_A_Achievable Economic UCT Potential | F11 | Commercial | WA - Health | Existing | Space Heating | Natural Gas | Gas Boiler - Hot Water Reset | A | Purchases (Cumulative) | Achievable Economic UCT Potential | 0 | 0 | 0 | 3.0104 | 9.1896 | 15.3688 | 21.5481 | 27.7273 | 33.9065 | 40.0857 | 46.265 | 52.4442 | 58.6234 | 64.8026 | 70.9819 | 77.1611 | 83.3403 | 89.5195 | 95.6988 | 101.878 | 108.0572 | 114.2364 | 120.4157 | 120.4157 | 120.4157 | 120.4157 | 120.4157
F1_Commercial_WA - Health_Existing_Space Heating_Natural Gas_Gas Boiler - Steam Trap Replacement_A_Achievable Economic UCT Potential | F1 | Commercial | WA - Health | Existing | Space Heating | Natural Gas | Gas Boiler - Steam Trap Replacement | A | Integrated Unit Energy Savings (kWh or therms) | Achievable Economic UCT Potential | 0 | 0 | 100.8221 | 100.5177 | 100.1771 | 99.8004 | 99.3917 | 98.9505 | 98.4757 | 97.9662 | 97.4227 | 96.8461 | 96.2384 | 95.607 | 94.9504 | 94.2824 | 93.609 | 92.9391 | 92.2798 | 91.665 | 91.0754 | 90.5124 | 89.9749 | 89.4631 | 88.9743 | 88.5063 | 88.057
F2_Commercial_WA - Health_Existing_Space Heating_Natural Gas_Gas Boiler - Steam Trap Replacement_A_Achievable Economic UCT Potential | F2 | Commercial | WA - Health | Existing | Space Heating | Natural Gas | Gas Boiler - Steam Trap Replacement | A | Integrated Unit Summer Peak Savings (kW) | Achievable Economic UCT Potential | 0 | 0 | 0 | 0 | 0 | 0 | 0 | 0 | 0 | 0 | 0 | 0 | 0 | 0 | 0 | 0 | 0 | 0 | 0 | 0 | 0 | 0 | 0 | 0 | 0 | 0 | 0
F3_Commercial_WA - Health_Existing_Space Heating_Natural Gas_Gas Boiler - Steam Trap Replacement_A_Achievable Economic UCT Potential | F3 | Commercial | WA - Health | Existing | Space Heating | Natural Gas | Gas Boiler - Steam Trap Replacement | A | Integrated Unit Winter Peak Savings (kW) | Achievable Economic UCT Potential | 0 | 0 | 0 | 0 | 0 | 0 | 0 | 0 | 0 | 0 | 0 | 0 | 0 | 0 | 0 | 0 | 0 | 0 | 0 | 0 | 0 | 0 | 0 | 0 | 0 | 0 | 0
F4_Commercial_WA - Health_Existing_Space Heating_Natural Gas_Gas Boiler - Steam Trap Replacement_A_Achievable Economic UCT Potential | F4 | Commercial | WA - Health | Existing | Space Heating | Natural Gas | Gas Boiler - Steam Trap Replacement | A | Incremental Energy Savings (MWh or mTherms) | Achievable Economic UCT Potential | 0 | 0 | 0 | 0.50433 | 1.0317 | 1.0278 | 1.0236 | 1.0191 | 1.0142 | 0.5174 | 0 | 0 | 0 | 3.3966e-16 | 0 | 5.0244e-16 | 1.9954e-15 | 0 | 2.131e-15 | 1.6283e-16 | 2.265e-15 | 0 | 0 | 0 | 0 | 0 | 0
F5_Commercial_WA - Health_Existing_Space Heating_Natural Gas_Gas Boiler - Steam Trap Replacement_A_Achievable Economic UCT Potential | F5 | Commercial | WA - Health | Existing | Space Heating | Natural Gas | Gas Boiler - Steam Trap Replacement | A | Incremental Summer Peak Savings (MW) | Achievable Economic UCT Potential | 0 | 0 | 0 | 0 | 0 | 0 | 0 | 0 | 0 | 0 | 0 | 0 | 0 | 0 | 0 | 0 | 0 | 0 | 0 | 0 | 0 | 0 | 0 | 0 | 0 | 0 | 0
F6_Commercial_WA - Health_Existing_Space Heating_Natural Gas_Gas Boiler - Steam Trap Replacement_A_Achievable Economic UCT Potential | F6 | Commercial | WA - Health | Existing | Space Heating | Natural Gas | Gas Boiler - Steam Trap Replacement | A | Incremental Winter Peak Savings (MW) | Achievable Economic UCT Potential | 0 | 0 | 0 | 0 | 0 | 0 | 0 | 0 | 0 | 0 | 0 | 0 | 0 | 0 | 0 | 0 | 0 | 0 | 0 | 0 | 0 | 0 | 0 | 0 | 0 | 0 | 0
F7_Commercial_WA - Health_Existing_Space Heating_Natural Gas_Gas Boiler - Steam Trap Replacement_A_Achievable Economic UCT Potential | F7 | Commercial | WA - Health | Existing | Space Heating | Natural Gas | Gas Boiler - Steam Trap Replacement | A | Cumulative Energy Savings (MWh or mTherms) | Achievable Economic UCT Potential | 0 | 0 | 0 | 0.50433 | 1.5343 | 2.5564 | 3.5695 | 4.5727 | 5.5649 | 6.0536 | 6.02 | 5.9843 | 5.9468 | 5.9078 | 5.8672 | 5.8259 | 5.7843 | 5.7429 | 5.7022 | 5.6642 | 5.6278 | 5.593 | 5.5598 | 5.5281 | 5.4979 | 5.469 | 5.4412
F8_Commercial_WA - Health_Existing_Space Heating_Natural Gas_Gas Boiler - Steam Trap Replacement_A_Achievable Economic UCT Potential | F8 | Commercial | WA - Health | Existing | Space Heating | Natural Gas | Gas Boiler - Steam Trap Replacement | A | Cumulative Summer Peak Savings (MW) | Achievable Economic UCT Potential | 0 | 0 | 0 | 0 | 0 | 0 | 0 | 0 | 0 | 0 | 0 | 0 | 0 | 0 | 0 | 0 | 0 | 0 | 0 | 0 | 0 | 0 | 0 | 0 | 0 | 0 | 0
F9_Commercial_WA - Health_Existing_Space Heating_Natural Gas_Gas Boiler - Steam Trap Replacement_A_Achievable Economic UCT Potential | F9 | Commercial | WA - Health | Existing | Space Heating | Natural Gas | Gas Boiler - Steam Trap Replacement | A | Cumulative Winter Peak Savings (MW) | Achievable Economic UCT Potential | 0 | 0 | 0 | 0 | 0 | 0 | 0 | 0 | 0 | 0 | 0 | 0 | 0 | 0 | 0 | 0 | 0 | 0 | 0 | 0 | 0 | 0 | 0 | 0 | 0 | 0 | 0
F10_Commercial_WA - Health_Existing_Space Heating_Natural Gas_Gas Boiler - Steam Trap Replacement_A_Achievable Economic UCT Potential | F10 | Commercial | WA - Health | Existing | Space Heating | Natural Gas | Gas Boiler - Steam Trap Replacement | A | Purchases (Incremental) | Achievable Economic UCT Potential | 0 | 0 | 0 | 5.0173 | 10.2987 | 10.2987 | 10.2987 | 10.2987 | 10.2987 | 5.2814 | 0 | 0 | 0 | 3.5527e-15 | 0 | 5.3291e-15 | 2.1316e-14 | 0 | 2.3093e-14 | 1.7764e-15 | 2.4869e-14 | 0 | 0 | 0 | 0 | 0 | 0
F11_Commercial_WA - Health_Existing_Space Heating_Natural Gas_Gas Boiler - Steam Trap Replacement_A_Achievable Economic UCT Potential | F11 | Commercial | WA - Health | Existing | Space Heating | Natural Gas | Gas Boiler - Steam Trap Replacement | A | Purchases (Cumulative) | Achievable Economic UCT Potential | 0 | 0 | 0 | 5.0173 | 15.316 | 25.6147 | 35.9134 | 46.2122 | 56.5109 | 61.7922 | 61.7922 | 61.7922 | 61.7922 | 61.7922 | 61.7922 | 61.7922 | 61.7922 | 61.7922 | 61.7922 | 61.7922 | 61.7922 | 61.7922 | 61.7922 | 61.7922 | 61.7922 | 61.7922 | 61.7922
F1_Commercial_WA - Health_Existing_Space Heating_Natural Gas_Gas Boiler - High Turndown Burner_A_Achievable Economic UCT Potential | F1 | Commercial | WA - Health | Existing | Space Heating | Natural Gas | Gas Boiler - High Turndown Burner | A | Integrated Unit Energy Savings (kWh or therms) | Achievable Economic UCT Potential | 0 | 0 | 0.58957 | 0.58432 | 0.5767 | 0.56779 | 0.5578 | 0.54644 | 0.53342 | 0.51863 | 0.50199 | 0.48352 | 0.46359 | 0.44277 | 0.42206 | 0.4023 | 0.38405 | 0.36795 | 0.35511 | 0.34563 | 0.33801 | 0.33266 | 0.32787 | 0.326 | 0.32421 | 0.3225 | 0.32086
F2_Commercial_WA - Health_Existing_Space Heating_Natural Gas_Gas Boiler - High Turndown Burner_A_Achievable Economic UCT Potential | F2 | Commercial | WA - Health | Existing | Space Heating | Natural Gas | Gas Boiler - High Turndown Burner | A | Integrated Unit Summer Peak Savings (kW) | Achievable Economic UCT Potential | 0 | 0 | 0 | 0 | 0 | 0 | 0 | 0 | 0 | 0 | 0 | 0 | 0 | 0 | 0 | 0 | 0 | 0 | 0 | 0 | 0 | 0 | 0 | 0 | 0 | 0 | 0
F3_Commercial_WA - Health_Existing_Space Heating_Natural Gas_Gas Boiler - High Turndown Burner_A_Achievable Economic UCT Potential | F3 | Commercial | WA - Health | Existing | Space Heating | Natural Gas | Gas Boiler - High Turndown Burner | A | Integrated Unit Winter Peak Savings (kW) | Achievable Economic UCT Potential | 0 | 0 | 0 | 0 | 0 | 0 | 0 | 0 | 0 | 0 | 0 | 0 | 0 | 0 | 0 | 0 | 0 | 0 | 0 | 0 | 0 | 0 | 0 | 0 | 0 | 0 | 0
F4_Commercial_WA - Health_Existing_Space Heating_Natural Gas_Gas Boiler - High Turndown Burner_A_Achievable Economic UCT Potential | F4 | Commercial | WA - Health | Existing | Space Heating | Natural Gas | Gas Boiler - High Turndown Burner | A | Incremental Energy Savings (MWh or mTherms) | Achievable Economic UCT Potential | 0 | 0 | 0 | 1.5128 | 1.8332 | 2.2087 | 2.5188 | 2.8145 | 3.2121 | 3.426 | 3.3876 | 3.075 | 2.5342 | 1.873 | 1.2253 | 0.69889 | 0.31163 | 0 | 0 | 0 | 0 | 0 | 0 | 0 | 0 | 0 | 0
F5_Commercial_WA - Health_Existing_Space Heating_Natural Gas_Gas Boiler - High Turndown Burner_A_Achievable Economic UCT Potential | F5 | Commercial | WA - Health | Existing | Space Heating | Natural Gas | Gas Boiler - High Turndown Burner | A | Incremental Summer Peak Savings (MW) | Achievable Economic UCT Potential | 0 | 0 | 0 | 0 | 0 | 0 | 0 | 0 | 0 | 0 | 0 | 0 | 0 | 0 | 0 | 0 | 0 | 0 | 0 | 0 | 0 | 0 | 0 | 0 | 0 | 0 | 0
F6_Commercial_WA - Health_Existing_Space Heating_Natural Gas_Gas Boiler - High Turndown Burner_A_Achievable Economic UCT Potential | F6 | Commercial | WA - Health | Existing | Space Heating | Natural Gas | Gas Boiler - High Turndown Burner | A | Incremental Winter Peak Savings (MW) | Achievable Economic UCT Potential | 0 | 0 | 0 | 0 | 0 | 0 | 0 | 0 | 0 | 0 | 0 | 0 | 0 | 0 | 0 | 0 | 0 | 0 | 0 | 0 | 0 | 0 | 0 | 0 | 0 | 0 | 0
F7_Commercial_WA - Health_Existing_Space Heating_Natural Gas_Gas Boiler - High Turndown Burner_A_Achievable Economic UCT Potential | F7 | Commercial | WA - Health | Existing | Space Heating | Natural Gas | Gas Boiler - High Turndown Burner | A | Cumulative Energy Savings (MWh or mTherms) | Achievable Economic UCT Potential | 0 | 0 | 0 | 1.5128 | 3.3263 | 5.4836 | 7.9059 | 10.5592 | 13.5198 | 16.5709 | 19.4268 | 21.7872 | 23.4231 | 24.2446 | 24.3354 | 23.895 | 23.123 | 22.1535 | 21.3805 | 20.8096 | 20.3509 | 20.0286 | 19.7401 | 19.6275 | 19.52 | 19.4171 | 19.3183
F8_Commercial_WA - Health_Existing_Space Heating_Natural Gas_Gas Boiler - High Turndown Burner_A_Achievable Economic UCT Potential | F8 | Commercial | WA - Health | Existing | Space Heating | Natural Gas | Gas Boiler - High Turndown Burner | A | Cumulative Summer Peak Savings (MW) | Achievable Economic UCT Potential | 0 | 0 | 0 | 0 | 0 | 0 | 0 | 0 | 0 | 0 | 0 | 0 | 0 | 0 | 0 | 0 | 0 | 0 | 0 | 0 | 0 | 0 | 0 | 0 | 0 | 0 | 0
F9_Commercial_WA - Health_Existing_Space Heating_Natural Gas_Gas Boiler - High Turndown Burner_A_Achievable Economic UCT Potential | F9 | Commercial | WA - Health | Existing | Space Heating | Natural Gas | Gas Boiler - High Turndown Burner | A | Cumulative Winter Peak Savings (MW) | Achievable Economic UCT Potential | 0 | 0 | 0 | 0 | 0 | 0 | 0 | 0 | 0 | 0 | 0 | 0 | 0 | 0 | 0 | 0 | 0 | 0 | 0 | 0 | 0 | 0 | 0 | 0 | 0 | 0 | 0
F10_Commercial_WA - Health_Existing_Space Heating_Natural Gas_Gas Boiler - High Turndown Burner_A_Achievable Economic UCT Potential | F10 | Commercial | WA - Health | Existing | Space Heating | Natural Gas | Gas Boiler - High Turndown Burner | A | Purchases (Incremental) | Achievable Economic UCT Potential | 0 | 0 | 0 | 2588.9367 | 3178.8014 | 3889.9226 | 4515.5873 | 5150.5991 | 6021.6695 | 6605.8649 | 6748.3576 | 6359.5172 | 5466.5437 | 4230.2423 | 2903.1229 | 1737.2509 | 811.4142 | 0 | 0 | 0 | 0 | 0 | 0 | 0 | 0 | 0 | 0
F11_Commercial_WA - Health_Existing_Space Heating_Natural Gas_Gas Boiler - High Turndown Burner_A_Achievable Economic UCT Potential | F11 | Commercial | WA - Health | Existing | Space Heating | Natural Gas | Gas Boiler - High Turndown Burner | A | Purchases (Cumulative) | Achievable Economic UCT Potential | 0 | 0 | 0 | 2588.9367 | 5767.7381 | 9657.6607 | 14173.248 | 19323.847 | 25345.5165 | 31951.3814 | 38699.739 | 45059.2562 | 50525.7999 | 54756.0422 | 57659.165 | 59396.4159 | 60207.8301 | 60207.8301 | 60207.8301 | 60207.8301 | 60207.8301 | 60207.8301 | 60207.8301 | 60207.8301 | 60207.8301 | 60207.8301 | 60207.8301
F1_Commercial_WA - Health_Existing_Space Heating_Natural Gas_Gas Boiler - Burner Control Optimization_A_Achievable Economic UCT Potential | F1 | Commercial | WA - Health | Existing | Space Heating | Natural Gas | Gas Boiler - Burner Control Optimization | A | Integrated Unit Energy Savings (kWh or therms) | Achievable Economic UCT Potential | 0 | 0 | 0.17098 | 0.16938 | 0.16707 | 0.16438 | 0.16136 | 0.15792 | 0.154 | 0.14955 | 0.14458 | 0.1391 | 0.13324 | 0.12716 | 0.12115 | 0.11544 | 0.11019 | 0.10557 | 0.10188 | 0.099162 | 0.096977 | 0.09544 | 0.094066 | 0.093529 | 0.093017 | 0.092526 | 0.092055
F2_Commercial_WA - Health_Existing_Space Heating_Natural Gas_Gas Boiler - Burner Control Optimization_A_Achievable Economic UCT Potential | F2 | Commercial | WA - Health | Existing | Space Heating | Natural Gas | Gas Boiler - Burner Control Optimization | A | Integrated Unit Summer Peak Savings (kW) | Achievable Economic UCT Potential | 0 | 0 | 0 | 0 | 0 | 0 | 0 | 0 | 0 | 0 | 0 | 0 | 0 | 0 | 0 | 0 | 0 | 0 | 0 | 0 | 0 | 0 | 0 | 0 | 0 | 0 | 0
F3_Commercial_WA - Health_Existing_Space Heating_Natural Gas_Gas Boiler - Burner Control Optimization_A_Achievable Economic UCT Potential | F3 | Commercial | WA - Health | Existing | Space Heating | Natural Gas | Gas Boiler - Burner Control Optimization | A | Integrated Unit Winter Peak Savings (kW) | Achievable Economic UCT Potential | 0 | 0 | 0 | 0 | 0 | 0 | 0 | 0 | 0 | 0 | 0 | 0 | 0 | 0 | 0 | 0 | 0 | 0 | 0 | 0 | 0 | 0 | 0 | 0 | 0 | 0 | 0
F4_Commercial_WA - Health_Existing_Space Heating_Natural Gas_Gas Boiler - Burner Control Optimization_A_Achievable Economic UCT Potential | F4 | Commercial | WA - Health | Existing | Space Heating | Natural Gas | Gas Boiler - Burner Control Optimization | A | Incremental Energy Savings (MWh or mTherms) | Achievable Economic UCT Potential | 0 | 0 | 0 | 0.16316 | 0.086604 | 0.28825 | 0.46025 | 0.68374 | 0.95492 | 1.2614 | 1.5809 | 1.8813 | 2.1249 | 2.2752 | 2.306 | 2.2065 | 1.9854 | 1.6724 | 1.3139 | 0.95582 | 0.68486 | 0.27582 | 0.24121 | 0 | 0 | 0 | 0
F5_Commercial_WA - Health_Existing_Space Heating_Natural Gas_Gas Boiler - Burner Control Optimization_A_Achievable Economic UCT Potential | F5 | Commercial | WA - Health | Existing | Space Heating | Natural Gas | Gas Boiler - Burner Control Optimization | A | Incremental Summer Peak Savings (MW) | Achievable Economic UCT Potential | 0 | 0 | 0 | 0 | 0 | 0 | 0 | 0 | 0 | 0 | 0 | 0 | 0 | 0 | 0 | 0 | 0 | 0 | 0 | 0 | 0 | 0 | 0 | 0 | 0 | 0 | 0
F6_Commercial_WA - Health_Existing_Space Heating_Natural Gas_Gas Boiler - Burner Control Optimization_A_Achievable Economic UCT Potential | F6 | Commercial | WA - Health | Existing | Space Heating | Natural Gas | Gas Boiler - Burner Control Optimization | A | Incremental Winter Peak Savings (MW) | Achievable Economic UCT Potential | 0 | 0 | 0 | 0 | 0 | 0 | 0 | 0 | 0 | 0 | 0 | 0 | 0 | 0 | 0 | 0 | 0 | 0 | 0 | 0 | 0 | 0 | 0 | 0 | 0 | 0 | 0
F7_Commercial_WA - Health_Existing_Space Heating_Natural Gas_Gas Boiler - Burner Control Optimization_A_Achievable Economic UCT Potential | F7 | Commercial | WA - Health | Existing | Space Heating | Natural Gas | Gas Boiler - Burner Control Optimization | A | Cumulative Energy Savings (MWh or mTherms) | Achievable Economic UCT Potential | 0 | 0 | 0 | 0.16316 | 0.24755 | 0.53181 | 0.98228 | 1.6451 | 2.5591 | 3.7467 | 5.203 | 6.8872 | 8.7217 | 10.5991 | 12.4038 | 14.0259 | 15.3732 | 16.401 | 17.1426 | 17.6406 | 17.9367 | 17.9283 | 17.9113 | 17.8091 | 17.7116 | 17.6181 | 17.5285
F8_Commercial_WA - Health_Existing_Space Heating_Natural Gas_Gas Boiler - Burner Control Optimization_A_Achievable Economic UCT Potential | F8 | Commercial | WA - Health | Existing | Space Heating | Natural Gas | Gas Boiler - Burner Control Optimization | A | Cumulative Summer Peak Savings (MW) | Achievable Economic UCT Potential | 0 | 0 | 0 | 0 | 0 | 0 | 0 | 0 | 0 | 0 | 0 | 0 | 0 | 0 | 0 | 0 | 0 | 0 | 0 | 0 | 0 | 0 | 0 | 0 | 0 | 0 | 0
F9_Commercial_WA - Health_Existing_Space Heating_Natural Gas_Gas Boiler - Burner Control Optimization_A_Achievable Economic UCT Potential | F9 | Commercial | WA - Health | Existing | Space Heating | Natural Gas | Gas Boiler - Burner Control Optimization | A | Cumulative Winter Peak Savings (MW) | Achievable Economic UCT Potential | 0 | 0 | 0 | 0 | 0 | 0 | 0 | 0 | 0 | 0 | 0 | 0 | 0 | 0 | 0 | 0 | 0 | 0 | 0 | 0 | 0 | 0 | 0 | 0 | 0 | 0 | 0
F10_Commercial_WA - Health_Existing_Space Heating_Natural Gas_Gas Boiler - Burner Control Optimization_A_Achievable Economic UCT Potential | F10 | Commercial | WA - Health | Existing | Space Heating | Natural Gas | Gas Boiler - Burner Control Optimization | A | Purchases (Incremental) | Achievable Economic UCT Potential | 0 | 0 | 0 | 963.3253 | 518.3574 | 1753.5515 | 2852.3918 | 4329.5324 | 6200.8156 | 8434.812 | 10934.5628 | 13524.1697 | 15948.2087 | 17892.8538 | 19034.6276 | 19114.0946 | 18018.2577 | 15842.0784 | 12895.7593 | 9638.949 | 7062.1063 | 2889.9758 | 2564.2835 | 0 | 0 | 0 | 0
F11_Commercial_WA - Health_Existing_Space Heating_Natural Gas_Gas Boiler - Burner Control Optimization_A_Achievable Economic UCT Potential | F11 | Commercial | WA - Health | Existing | Space Heating | Natural Gas | Gas Boiler - Burner Control Optimization | A | Purchases (Cumulative) | Achievable Economic UCT Potential | 0 | 0 | 0 | 963.3253 | 1481.6826 | 3235.2341 | 6087.626 | 10417.1584 | 16617.974 | 25052.786 | 35987.3489 | 49511.5186 | 65459.7273 | 83352.5811 | 102387.2087 | 121501.3033 | 139519.561 | 155361.6395 | 168257.3987 | 177896.3477 | 184958.4541 | 187848.4299 | 190412.7134 | 190412.7134 | 190412.7134 | 190412.7134 | 190412.7134
F1_Commercial_WA - Health_Existing_Space Heating_Natural Gas_Gas Boiler - Stack Economizer_A_Achievable Economic UCT Potential | F1 | Commercial | WA - Health | Existing | Space Heating | Natural Gas | Gas Boiler - Stack Economizer | A | Integrated Unit Energy Savings (kWh or therms) | Achievable Economic UCT Potential | 0 | 0 | 0.56599 | 0.55904 | 0.54887 | 0.53722 | 0.52438 | 0.51008 | 0.49445 | 0.47717 | 0.45843 | 0.43845 | 0.41773 | 0.39702 | 0.37685 | 0.35777 | 0.34025 | 0.32482 | 0.31246 | 0.30322 | 0.29569 | 0.29024 | 0.28532 | 0.28369 | 0.28213 | 0.28064 | 0.27921
F2_Commercial_WA - Health_Existing_Space Heating_Natural Gas_Gas Boiler - Stack Economizer_A_Achievable Economic UCT Potential | F2 | Commercial | WA - Health | Existing | Space Heating | Natural Gas | Gas Boiler - Stack Economizer | A | Integrated Unit Summer Peak Savings (kW) | Achievable Economic UCT Potential | 0 | 0 | 0 | 0 | 0 | 0 | 0 | 0 | 0 | 0 | 0 | 0 | 0 | 0 | 0 | 0 | 0 | 0 | 0 | 0 | 0 | 0 | 0 | 0 | 0 | 0 | 0
F3_Commercial_WA - Health_Existing_Space Heating_Natural Gas_Gas Boiler - Stack Economizer_A_Achievable Economic UCT Potential | F3 | Commercial | WA - Health | Existing | Space Heating | Natural Gas | Gas Boiler - Stack Economizer | A | Integrated Unit Winter Peak Savings (kW) | Achievable Economic UCT Potential | 0 | 0 | 0 | 0 | 0 | 0 | 0 | 0 | 0 | 0 | 0 | 0 | 0 | 0 | 0 | 0 | 0 | 0 | 0 | 0 | 0 | 0 | 0 | 0 | 0 | 0 | 0
F4_Commercial_WA - Health_Existing_Space Heating_Natural Gas_Gas Boiler - Stack Economizer_A_Achievable Economic UCT Potential | F4 | Commercial | WA - Health | Existing | Space Heating | Natural Gas | Gas Boiler - Stack Economizer | A | Incremental Energy Savings (MWh or mTherms) | Achievable Economic UCT Potential | 0 | 0 | 0 | 2.3157 | 2.7916 | 3.3436 | 3.7886 | 4.2036 | 4.7638 | 5.0434 | 4.9498 | 4.4613 | 3.6536 | 2.6872 | 1.7505 | 0.99445 | 0.44173 | 0 | 0 | 0 | 0 | 0 | 0 | 0 | 0 | 0 | 0
F5_Commercial_WA - Health_Existing_Space Heating_Natural Gas_Gas Boiler - Stack Economizer_A_Achievable Economic UCT Potential | F5 | Commercial | WA - Health | Existing | Space Heating | Natural Gas | Gas Boiler - Stack Economizer | A | Incremental Summer Peak Savings (MW) | Achievable Economic UCT Potential | 0 | 0 | 0 | 0 | 0 | 0 | 0 | 0 | 0 | 0 | 0 | 0 | 0 | 0 | 0 | 0 | 0 | 0 | 0 | 0 | 0 | 0 | 0 | 0 | 0 | 0 | 0
F6_Commercial_WA - Health_Existing_Space Heating_Natural Gas_Gas Boiler - Stack Economizer_A_Achievable Economic UCT Potential | F6 | Commercial | WA - Health | Existing | Space Heating | Natural Gas | Gas Boiler - Stack Economizer | A | Incremental Winter Peak Savings (MW) | Achievable Economic UCT Potential | 0 | 0 | 0 | 0 | 0 | 0 | 0 | 0 | 0 | 0 | 0 | 0 | 0 | 0 | 0 | 0 | 0 | 0 | 0 | 0 | 0 | 0 | 0 | 0 | 0 | 0 | 0
F7_Commercial_WA - Health_Existing_Space Heating_Natural Gas_Gas Boiler - Stack Economizer_A_Achievable Economic UCT Potential | F7 | Commercial | WA - Health | Existing | Space Heating | Natural Gas | Gas Boiler - Stack Economizer | A | Cumulative Energy Savings (MWh or mTherms) | Achievable Economic UCT Potential | 0 | 0 | 0 | 2.3157 | 5.0652 | 8.3013 | 11.8914 | 15.7708 | 20.0512 | 24.3942 | 28.3856 | 31.6097 | 33.7696 | 34.7831 | 34.7664 | 34.0003 | 32.7767 | 31.2909 | 30.1002 | 29.2097 | 28.4848 | 27.96 | 27.4851 | 27.3281 | 27.1782 | 27.0347 | 26.8969
F8_Commercial_WA - Health_Existing_Space Heating_Natural Gas_Gas Boiler - Stack Economizer_A_Achievable Economic UCT Potential | F8 | Commercial | WA - Health | Existing | Space Heating | Natural Gas | Gas Boiler - Stack Economizer | A | Cumulative Summer Peak Savings (MW) | Achievable Economic UCT Potential | 0 | 0 | 0 | 0 | 0 | 0 | 0 | 0 | 0 | 0 | 0 | 0 | 0 | 0 | 0 | 0 | 0 | 0 | 0 | 0 | 0 | 0 | 0 | 0 | 0 | 0 | 0
F9_Commercial_WA - Health_Existing_Space Heating_Natural Gas_Gas Boiler - Stack Economizer_A_Achievable Economic UCT Potential | F9 | Commercial | WA - Health | Existing | Space Heating | Natural Gas | Gas Boiler - Stack Economizer | A | Cumulative Winter Peak Savings (MW) | Achievable Economic UCT Potential | 0 | 0 | 0 | 0 | 0 | 0 | 0 | 0 | 0 | 0 | 0 | 0 | 0 | 0 | 0 | 0 | 0 | 0 | 0 | 0 | 0 | 0 | 0 | 0 | 0 | 0 | 0
F10_Commercial_WA - Health_Existing_Space Heating_Natural Gas_Gas Boiler - Stack Economizer_A_Achievable Economic UCT Potential | F10 | Commercial | WA - Health | Existing | Space Heating | Natural Gas | Gas Boiler - Stack Economizer | A | Purchases (Incremental) | Achievable Economic UCT Potential | 0 | 0 | 0 | 4142.2987 | 5086.0822 | 6223.8762 | 7224.9396 | 8240.9585 | 9634.6711 | 10569.3838 | 10797.3722 | 10175.2275 | 8746.4699 | 6768.3877 | 4644.9966 | 2779.6014 | 1298.2628 | 0 | 0 | 0 | 0 | 0 | 0 | 0 | 0 | 0 | 0
F11_Commercial_WA - Health_Existing_Space Heating_Natural Gas_Gas Boiler - Stack Economizer_A_Achievable Economic UCT Potential | F11 | Commercial | WA - Health | Existing | Space Heating | Natural Gas | Gas Boiler - Stack Economizer | A | Purchases (Cumulative) | Achievable Economic UCT Potential | 0 | 0 | 0 | 4142.2987 | 9228.3809 | 15452.2571 | 22677.1967 | 30918.1553 | 40552.8264 | 51122.2102 | 61919.5824 | 72094.8099 | 80841.2798 | 87609.6675 | 92254.664 | 95034.2654 | 96332.5282 | 96332.5282 | 96332.5282 | 96332.5282 | 96332.5282 | 96332.5282 | 96332.5282 | 96332.5282 | 96332.5282 | 96332.5282 | 96332.5282
F1_Commercial_WA - Health_Existing_Space Heating_Natural Gas_Gas Boiler - Thermostatic Radiator Valves_A_Achievable Economic UCT Potential | F1 | Commercial | WA - Health | Existing | Space Heating | Natural Gas | Gas Boiler - Thermostatic Radiator Valves | A | Integrated Unit Energy Savings (kWh or therms) | Achievable Economic UCT Potential | 0 | 0 | 21.236 | 21.1134 | 20.9623 | 20.7711 | 20.5453 | 20.2758 | 19.9535 | 19.574 | 19.1337 | 18.631 | 18.0743 | 17.4806 | 16.8716 | 16.2754 | 15.7185 | 15.2232 | 14.815 | 14.5011 | 14.248 | 14.0709 | 13.9123 | 13.833 | 13.7574 | 13.6849 | 13.6154
F2_Commercial_WA - Health_Existing_Space Heating_Natural Gas_Gas Boiler - Thermostatic Radiator Valves_A_Achievable Economic UCT Potential | F2 | Commercial | WA - Health | Existing | Space Heating | Natural Gas | Gas Boiler - Thermostatic Radiator Valves | A | Integrated Unit Summer Peak Savings (kW) | Achievable Economic UCT Potential | 0 | 0 | 0 | 0 | 0 | 0 | 0 | 0 | 0 | 0 | 0 | 0 | 0 | 0 | 0 | 0 | 0 | 0 | 0 | 0 | 0 | 0 | 0 | 0 | 0 | 0 | 0
F3_Commercial_WA - Health_Existing_Space Heating_Natural Gas_Gas Boiler - Thermostatic Radiator Valves_A_Achievable Economic UCT Potential | F3 | Commercial | WA - Health | Existing | Space Heating | Natural Gas | Gas Boiler - Thermostatic Radiator Valves | A | Integrated Unit Winter Peak Savings (kW) | Achievable Economic UCT Potential | 0 | 0 | 0 | 0 | 0 | 0 | 0 | 0 | 0 | 0 | 0 | 0 | 0 | 0 | 0 | 0 | 0 | 0 | 0 | 0 | 0 | 0 | 0 | 0 | 0 | 0 | 0
F4_Commercial_WA - Health_Existing_Space Heating_Natural Gas_Gas Boiler - Thermostatic Radiator Valves_A_Achievable Economic UCT Potential | F4 | Commercial | WA - Health | Existing | Space Heating | Natural Gas | Gas Boiler - Thermostatic Radiator Valves | A | Incremental Energy Savings (MWh or mTherms) | Achievable Economic UCT Potential | 0 | 0 | 0 | 4.4115 | 8.9904 | 8.9084 | 8.8115 | 8.6959 | 8.5577 | 8.395 | 8.2061 | 7.9905 | 7.7518 | 7.4971 | 7.2359 | 6.9802 | 6.7414 | 6.529 | 3.2584 | 0 | 1.1339e-14 | 0 | 0 | 0 | 0 | 0 | 0
F5_Commercial_WA - Health_Existing_Space Heating_Natural Gas_Gas Boiler - Thermostatic Radiator Valves_A_Achievable Economic UCT Potential | F5 | Commercial | WA - Health | Existing | Space Heating | Natural Gas | Gas Boiler - Thermostatic Radiator Valves | A | Incremental Summer Peak Savings (MW) | Achievable Economic UCT Potential | 0 | 0 | 0 | 0 | 0 | 0 | 0 | 0 | 0 | 0 | 0 | 0 | 0 | 0 | 0 | 0 | 0 | 0 | 0 | 0 | 0 | 0 | 0 | 0 | 0 | 0 | 0
F6_Commercial_WA - Health_Existing_Space Heating_Natural Gas_Gas Boiler - Thermostatic Radiator Valves_A_Achievable Economic UCT Potential | F6 | Commercial | WA - Health | Existing | Space Heating | Natural Gas | Gas Boiler - Thermostatic Radiator Valves | A | Incremental Winter Peak Savings (MW) | Achievable Economic UCT Potential | 0 | 0 | 0 | 0 | 0 | 0 | 0 | 0 | 0 | 0 | 0 | 0 | 0 | 0 | 0 | 0 | 0 | 0 | 0 | 0 | 0 | 0 | 0 | 0 | 0 | 0 | 0
F7_Commercial_WA - Health_Existing_Space Heating_Natural Gas_Gas Boiler - Thermostatic Radiator Valves_A_Achievable Economic UCT Potential | F7 | Commercial | WA - Health | Existing | Space Heating | Natural Gas | Gas Boiler - Thermostatic Radiator Valves | A | Cumulative Energy Savings (MWh or mTherms) | Achievable Economic UCT Potential | 0 | 0 | 0 | 4.4115 | 13.3703 | 22.1567 | 30.7274 | 39.0201 | 46.9576 | 54.4596 | 61.4407 | 67.8168 | 73.5424 | 78.6239 | 83.1205 | 87.1634 | 90.9224 | 94.5861 | 95.3081 | 93.2888 | 91.6605 | 90.5214 | 89.5009 | 88.9911 | 88.5044 | 88.0383 | 87.5909
F8_Commercial_WA - Health_Existing_Space Heating_Natural Gas_Gas Boiler - Thermostatic Radiator Valves_A_Achievable Economic UCT Potential | F8 | Commercial | WA - Health | Existing | Space Heating | Natural Gas | Gas Boiler - Thermostatic Radiator Valves | A | Cumulative Summer Peak Savings (MW) | Achievable Economic UCT Potential | 0 | 0 | 0 | 0 | 0 | 0 | 0 | 0 | 0 | 0 | 0 | 0 | 0 | 0 | 0 | 0 | 0 | 0 | 0 | 0 | 0 | 0 | 0 | 0 | 0 | 0 | 0
F9_Commercial_WA - Health_Existing_Space Heating_Natural Gas_Gas Boiler - Thermostatic Radiator Valves_A_Achievable Economic UCT Potential | F9 | Commercial | WA - Health | Existing | Space Heating | Natural Gas | Gas Boiler - Thermostatic Radiator Valves | A | Cumulative Winter Peak Savings (MW) | Achievable Economic UCT Potential | 0 | 0 | 0 | 0 | 0 | 0 | 0 | 0 | 0 | 0 | 0 | 0 | 0 | 0 | 0 | 0 | 0 | 0 | 0 | 0 | 0 | 0 | 0 | 0 | 0 | 0 | 0
F10_Commercial_WA - Health_Existing_Space Heating_Natural Gas_Gas Boiler - Thermostatic Radiator Valves_A_Achievable Economic UCT Potential | F10 | Commercial | WA - Health | Existing | Space Heating | Natural Gas | Gas Boiler - Thermostatic Radiator Valves | A | Purchases (Incremental) | Achievable Economic UCT Potential | 0 | 0 | 0 | 208.9428 | 428.8825 | 428.8825 | 428.8825 | 428.8825 | 428.8825 | 428.8825 | 428.8825 | 428.8825 | 428.8825 | 428.8825 | 428.8825 | 428.8825 | 428.8825 | 428.8825 | 219.9398 | 0 | 7.9581e-13 | 0 | 0 | 0 | 0 | 0 | 0
F11_Commercial_WA - Health_Existing_Space Heating_Natural Gas_Gas Boiler - Thermostatic Radiator Valves_A_Achievable Economic UCT Potential | F11 | Commercial | WA - Health | Existing | Space Heating | Natural Gas | Gas Boiler - Thermostatic Radiator Valves | A | Purchases (Cumulative) | Achievable Economic UCT Potential | 0 | 0 | 0 | 208.9428 | 637.8253 | 1066.7078 | 1495.5904 | 1924.4729 | 2353.3554 | 2782.238 | 3211.1205 | 3640.003 | 4068.8856 | 4497.7681 | 4926.6506 | 5355.5332 | 5784.4157 | 6213.2982 | 6433.238 | 6433.238 | 6433.238 | 6433.238 | 6433.238 | 6433.238 | 6433.238 | 6433.238 | 6433.238
F1_Commercial_WA - Health_Existing_Space Heating_Natural Gas_HVAC - Shut Off Damper_A_Achievable Economic UCT Potential | F1 | Commercial | WA - Health | Existing | Space Heating | Natural Gas | HVAC - Shut Off Damper | A | Integrated Unit Energy Savings (kWh or therms) | Achievable Economic UCT Potential | 0 | 0 | 58.6738 | 57.8247 | 56.5666 | 55.1527 | 53.6952 | 52.1514 | 50.462 | 48.6027 | 46.5981 | 44.4802 | 42.3056 | 40.1533 | 38.0745 | 36.1212 | 34.3369 | 32.7736 | 31.5203 | 30.582 | 29.8179 | 29.2638 | 28.7624 | 28.5941 | 28.4335 | 28.2799 | 28.1326
F2_Commercial_WA - Health_Existing_Space Heating_Natural Gas_HVAC - Shut Off Damper_A_Achievable Economic UCT Potential | F2 | Commercial | WA - Health | Existing | Space Heating | Natural Gas | HVAC - Shut Off Damper | A | Integrated Unit Summer Peak Savings (kW) | Achievable Economic UCT Potential | 0 | 0 | 0 | 0 | 0 | 0 | 0 | 0 | 0 | 0 | 0 | 0 | 0 | 0 | 0 | 0 | 0 | 0 | 0 | 0 | 0 | 0 | 0 | 0 | 0 | 0 | 0
F3_Commercial_WA - Health_Existing_Space Heating_Natural Gas_HVAC - Shut Off Damper_A_Achievable Economic UCT Potential | F3 | Commercial | WA - Health | Existing | Space Heating | Natural Gas | HVAC - Shut Off Damper | A | Integrated Unit Winter Peak Savings (kW) | Achievable Economic UCT Potential | 0 | 0 | 0 | 0 | 0 | 0 | 0 | 0 | 0 | 0 | 0 | 0 | 0 | 0 | 0 | 0 | 0 | 0 | 0 | 0 | 0 | 0 | 0 | 0 | 0 | 0 | 0
F4_Commercial_WA - Health_Existing_Space Heating_Natural Gas_HVAC - Shut Off Damper_A_Achievable Economic UCT Potential | F4 | Commercial | WA - Health | Existing | Space Heating | Natural Gas | HVAC - Shut Off Damper | A | Incremental Energy Savings (MWh or mTherms) | Achievable Economic UCT Potential | 0 | 0 | 0 | 0 | 0 | 0 | 0 | 0 | 0 | 0 | 0 | 0 | 0 | 0 | 0 | 0 | 0 | 0 | 0 | 0 | 0 | 0 | 0 | 0 | 0 | 0 | 0
F5_Commercial_WA - Health_Existing_Space Heating_Natural Gas_HVAC - Shut Off Damper_A_Achievable Economic UCT Potential | F5 | Commercial | WA - Health | Existing | Space Heating | Natural Gas | HVAC - Shut Off Damper | A | Incremental Summer Peak Savings (MW) | Achievable Economic UCT Potential | 0 | 0 | 0 | 0 | 0 | 0 | 0 | 0 | 0 | 0 | 0 | 0 | 0 | 0 | 0 | 0 | 0 | 0 | 0 | 0 | 0 | 0 | 0 | 0 | 0 | 0 | 0
F6_Commercial_WA - Health_Existing_Space Heating_Natural Gas_HVAC - Shut Off Damper_A_Achievable Economic UCT Potential | F6 | Commercial | WA - Health | Existing | Space Heating | Natural Gas | HVAC - Shut Off Damper | A | Incremental Winter Peak Savings (MW) | Achievable Economic UCT Potential | 0 | 0 | 0 | 0 | 0 | 0 | 0 | 0 | 0 | 0 | 0 | 0 | 0 | 0 | 0 | 0 | 0 | 0 | 0 | 0 | 0 | 0 | 0 | 0 | 0 | 0 | 0
F7_Commercial_WA - Health_Existing_Space Heating_Natural Gas_HVAC - Shut Off Damper_A_Achievable Economic UCT Potential | F7 | Commercial | WA - Health | Existing | Space Heating | Natural Gas | HVAC - Shut Off Damper | A | Cumulative Energy Savings (MWh or mTherms) | Achievable Economic UCT Potential | 0 | 0 | 0 | 0 | 0 | 0 | 0 | 0 | 0 | 0 | 0 | 0 | 0 | 0 | 0 | 0 | 0 | 0 | 0 | 0 | 0 | 0 | 0 | 0 | 0 | 0 | 0
F8_Commercial_WA - Health_Existing_Space Heating_Natural Gas_HVAC - Shut Off Damper_A_Achievable Economic UCT Potential | F8 | Commercial | WA - Health | Existing | Space Heating | Natural Gas | HVAC - Shut Off Damper | A | Cumulative Summer Peak Savings (MW) | Achievable Economic UCT Potential | 0 | 0 | 0 | 0 | 0 | 0 | 0 | 0 | 0 | 0 | 0 | 0 | 0 | 0 | 0 | 0 | 0 | 0 | 0 | 0 | 0 | 0 | 0 | 0 | 0 | 0 | 0
F9_Commercial_WA - Health_Existing_Space Heating_Natural Gas_HVAC - Shut Off Damper_A_Achievable Economic UCT Potential | F9 | Commercial | WA - Health | Existing | Space Heating | Natural Gas | HVAC - Shut Off Damper | A | Cumulative Winter Peak Savings (MW) | Achievable Economic UCT Potential | 0 | 0 | 0 | 0 | 0 | 0 | 0 | 0 | 0 | 0 | 0 | 0 | 0 | 0 | 0 | 0 | 0 | 0 | 0 | 0 | 0 | 0 | 0 | 0 | 0 | 0 | 0
F10_Commercial_WA - Health_Existing_Space Heating_Natural Gas_HVAC - Shut Off Damper_A_Achievable Economic UCT Potential | F10 | Commercial | WA - Health | Existing | Space Heating | Natural Gas | HVAC - Shut Off Damper | A | Purchases (Incremental) | Achievable Economic UCT Potential | 0 | 0 | 0 | 0 | 0 | 0 | 0 | 0 | 0 | 0 | 0 | 0 | 0 | 0 | 0 | 0 | 0 | 0 | 0 | 0 | 0 | 0 | 0 | 0 | 0 | 0 | 0
F11_Commercial_WA - Health_Existing_Space Heating_Natural Gas_HVAC - Shut Off Damper_A_Achievable Economic UCT Potential | F11 | Commercial | WA - Health | Existing | Space Heating | Natural Gas | HVAC - Shut Off Damper | A | Purchases (Cumulative) | Achievable Economic UCT Potential | 0 | 0 | 0 | 0 | 0 | 0 | 0 | 0 | 0 | 0 | 0 | 0 | 0 | 0 | 0 | 0 | 0 | 0 | 0 | 0 | 0 | 0 | 0 | 0 | 0 | 0 | 0
F1_Commercial_WA - Health_Existing_Space Heating_Natural Gas_Gas Furnace - Tube Inserts_A_Achievable Economic UCT Potential | F1 | Commercial | WA - Health | Existing | Space Heating | Natural Gas | Gas Furnace - Tube Inserts | A | Integrated Unit Energy Savings (kWh or therms) | Achievable Economic UCT Potential | 0 | 0 | 0 | 0 | 0 | 0 | 0 | 0 | 0 | 0 | 0 | 0 | 0 | 0 | 0 | 0 | 0 | 0 | 0 | 0 | 0 | 0 | 0 | 0 | 0 | 0 | 0
F2_Commercial_WA - Health_Existing_Space Heating_Natural Gas_Gas Furnace - Tube Inserts_A_Achievable Economic UCT Potential | F2 | Commercial | WA - Health | Existing | Space Heating | Natural Gas | Gas Furnace - Tube Inserts | A | Integrated Unit Summer Peak Savings (kW) | Achievable Economic UCT Potential | 0 | 0 | 0 | 0 | 0 | 0 | 0 | 0 | 0 | 0 | 0 | 0 | 0 | 0 | 0 | 0 | 0 | 0 | 0 | 0 | 0 | 0 | 0 | 0 | 0 | 0 | 0
F3_Commercial_WA - Health_Existing_Space Heating_Natural Gas_Gas Furnace - Tube Inserts_A_Achievable Economic UCT Potential | F3 | Commercial | WA - Health | Existing | Space Heating | Natural Gas | Gas Furnace - Tube Inserts | A | Integrated Unit Winter Peak Savings (kW) | Achievable Economic UCT Potential | 0 | 0 | 0 | 0 | 0 | 0 | 0 | 0 | 0 | 0 | 0 | 0 | 0 | 0 | 0 | 0 | 0 | 0 | 0 | 0 | 0 | 0 | 0 | 0 | 0 | 0 | 0
F4_Commercial_WA - Health_Existing_Space Heating_Natural Gas_Gas Furnace - Tube Inserts_A_Achievable Economic UCT Potential | F4 | Commercial | WA - Health | Existing | Space Heating | Natural Gas | Gas Furnace - Tube Inserts | A | Incremental Energy Savings (MWh or mTherms) | Achievable Economic UCT Potential | 0 | 0 | 0 | 0 | 0 | 0 | 0 | 0 | 0 | 0 | 0 | 0 | 0 | 0 | 0 | 0 | 0 | 0 | 0 | 0 | 0 | 0 | 0 | 0 | 0 | 0 | 0
F5_Commercial_WA - Health_Existing_Space Heating_Natural Gas_Gas Furnace - Tube Inserts_A_Achievable Economic UCT Potential | F5 | Commercial | WA - Health | Existing | Space Heating | Natural Gas | Gas Furnace - Tube Inserts | A | Incremental Summer Peak Savings (MW) | Achievable Economic UCT Potential | 0 | 0 | 0 | 0 | 0 | 0 | 0 | 0 | 0 | 0 | 0 | 0 | 0 | 0 | 0 | 0 | 0 | 0 | 0 | 0 | 0 | 0 | 0 | 0 | 0 | 0 | 0
F6_Commercial_WA - Health_Existing_Space Heating_Natural Gas_Gas Furnace - Tube Inserts_A_Achievable Economic UCT Potential | F6 | Commercial | WA - Health | Existing | Space Heating | Natural Gas | Gas Furnace - Tube Inserts | A | Incremental Winter Peak Savings (MW) | Achievable Economic UCT Potential | 0 | 0 | 0 | 0 | 0 | 0 | 0 | 0 | 0 | 0 | 0 | 0 | 0 | 0 | 0 | 0 | 0 | 0 | 0 | 0 | 0 | 0 | 0 | 0 | 0 | 0 | 0
F7_Commercial_WA - Health_Existing_Space Heating_Natural Gas_Gas Furnace - Tube Inserts_A_Achievable Economic UCT Potential | F7 | Commercial | WA - Health | Existing | Space Heating | Natural Gas | Gas Furnace - Tube Inserts | A | Cumulative Energy Savings (MWh or mTherms) | Achievable Economic UCT Potential | 0 | 0 | 0 | 0 | 0 | 0 | 0 | 0 | 0 | 0 | 0 | 0 | 0 | 0 | 0 | 0 | 0 | 0 | 0 | 0 | 0 | 0 | 0 | 0 | 0 | 0 | 0
F8_Commercial_WA - Health_Existing_Space Heating_Natural Gas_Gas Furnace - Tube Inserts_A_Achievable Economic UCT Potential | F8 | Commercial | WA - Health | Existing | Space Heating | Natural Gas | Gas Furnace - Tube Inserts | A | Cumulative Summer Peak Savings (MW) | Achievable Economic UCT Potential | 0 | 0 | 0 | 0 | 0 | 0 | 0 | 0 | 0 | 0 | 0 | 0 | 0 | 0 | 0 | 0 | 0 | 0 | 0 | 0 | 0 | 0 | 0 | 0 | 0 | 0 | 0
F9_Commercial_WA - Health_Existing_Space Heating_Natural Gas_Gas Furnace - Tube Inserts_A_Achievable Economic UCT Potential | F9 | Commercial | WA - Health | Existing | Space Heating | Natural Gas | Gas Furnace - Tube Inserts | A | Cumulative Winter Peak Savings (MW) | Achievable Economic UCT Potential | 0 | 0 | 0 | 0 | 0 | 0 | 0 | 0 | 0 | 0 | 0 | 0 | 0 | 0 | 0 | 0 | 0 | 0 | 0 | 0 | 0 | 0 | 0 | 0 | 0 | 0 | 0
F10_Commercial_WA - Health_Existing_Space Heating_Natural Gas_Gas Furnace - Tube Inserts_A_Achievable Economic UCT Potential | F10 | Commercial | WA - Health | Existing | Space Heating | Natural Gas | Gas Furnace - Tube Inserts | A | Purchases (Incremental) | Achievable Economic UCT Potential | 0 | 0 | 0 | 0 | 0 | 0 | 0 | 0 | 0 | 0 | 0 | 0 | 0 | 0 | 0 | 0 | 0 | 0 | 0 | 0 | 0 | 0 | 0 | 0 | 0 | 0 | 0
F11_Commercial_WA - Health_Existing_Space Heating_Natural Gas_Gas Furnace - Tube Inserts_A_Achievable Economic UCT Potential | F11 | Commercial | WA - Health | Existing | Space Heating | Natural Gas | Gas Furnace - Tube Inserts | A | Purchases (Cumulative) | Achievable Economic UCT Potential | 0 | 0 | 0 | 0 | 0 | 0 | 0 | 0 | 0 | 0 | 0 | 0 | 0 | 0 | 0 | 0 | 0 | 0 | 0 | 0 | 0 | 0 | 0 | 0 | 0 | 0 | 0
F1_Commercial_WA - Health_Existing_Space Heating_Natural Gas_Gas Boiler - Insulate Steam Lines/Condensate Tank_A_Achievable Economic UCT Potential | F1 | Commercial | WA - Health | Existing | Space Heating | Natural Gas | Gas Boiler - Insulate Steam Lines/Condensate Tank | A | Integrated Unit Energy Savings (kWh or therms) | Achievable Economic UCT Potential | 0 | 0 | 5.056 | 5.0373 | 5.0173 | 4.9921 | 4.9623 | 4.9271 | 4.8853 | 4.8367 | 4.7809 | 4.7169 | 4.6455 | 4.5684 | 4.4878 | 4.4072 | 4.3298 | 4.2587 | 4.1961 | 4.144 | 4.0999 | 4.065 | 4.0333 | 4.0104 | 3.9885 | 3.9675 | 3.9473
F2_Commercial_WA - Health_Existing_Space Heating_Natural Gas_Gas Boiler - Insulate Steam Lines/Condensate Tank_A_Achievable Economic UCT Potential | F2 | Commercial | WA - Health | Existing | Space Heating | Natural Gas | Gas Boiler - Insulate Steam Lines/Condensate Tank | A | Integrated Unit Summer Peak Savings (kW) | Achievable Economic UCT Potential | 0 | 0 | 0 | 0 | 0 | 0 | 0 | 0 | 0 | 0 | 0 | 0 | 0 | 0 | 0 | 0 | 0 | 0 | 0 | 0 | 0 | 0 | 0 | 0 | 0 | 0 | 0
F3_Commercial_WA - Health_Existing_Space Heating_Natural Gas_Gas Boiler - Insulate Steam Lines/Condensate Tank_A_Achievable Economic UCT Potential | F3 | Commercial | WA - Health | Existing | Space Heating | Natural Gas | Gas Boiler - Insulate Steam Lines/Condensate Tank | A | Integrated Unit Winter Peak Savings (kW) | Achievable Economic UCT Potential | 0 | 0 | 0 | 0 | 0 | 0 | 0 | 0 | 0 | 0 | 0 | 0 | 0 | 0 | 0 | 0 | 0 | 0 | 0 | 0 | 0 | 0 | 0 | 0 | 0 | 0 | 0
F4_Commercial_WA - Health_Existing_Space Heating_Natural Gas_Gas Boiler - Insulate Steam Lines/Condensate Tank_A_Achievable Economic UCT Potential | F4 | Commercial | WA - Health | Existing | Space Heating | Natural Gas | Gas Boiler - Insulate Steam Lines/Condensate Tank | A | Incremental Energy Savings (MWh or mTherms) | Achievable Economic UCT Potential | 0 | 0 | 0 | 2.6476 | 5.4129 | 5.3857 | 5.3537 | 5.3156 | 5.2705 | 5.2181 | 5.1579 | 5.0889 | 5.0118 | 4.9287 | 4.8417 | 4.7547 | 4.6712 | 4.5945 | 2.3215 | 0 | 1.0254e-14 | 9.2428e-16 | 0 | 0 | 0 | 0 | 0
F5_Commercial_WA - Health_Existing_Space Heating_Natural Gas_Gas Boiler - Insulate Steam Lines/Condensate Tank_A_Achievable Economic UCT Potential | F5 | Commercial | WA - Health | Existing | Space Heating | Natural Gas | Gas Boiler - Insulate Steam Lines/Condensate Tank | A | Incremental Summer Peak Savings (MW) | Achievable Economic UCT Potential | 0 | 0 | 0 | 0 | 0 | 0 | 0 | 0 | 0 | 0 | 0 | 0 | 0 | 0 | 0 | 0 | 0 | 0 | 0 | 0 | 0 | 0 | 0 | 0 | 0 | 0 | 0
F6_Commercial_WA - Health_Existing_Space Heating_Natural Gas_Gas Boiler - Insulate Steam Lines/Condensate Tank_A_Achievable Economic UCT Potential | F6 | Commercial | WA - Health | Existing | Space Heating | Natural Gas | Gas Boiler - Insulate Steam Lines/Condensate Tank | A | Incremental Winter Peak Savings (MW) | Achievable Economic UCT Potential | 0 | 0 | 0 | 0 | 0 | 0 | 0 | 0 | 0 | 0 | 0 | 0 | 0 | 0 | 0 | 0 | 0 | 0 | 0 | 0 | 0 | 0 | 0 | 0 | 0 | 0 | 0
F7_Commercial_WA - Health_Existing_Space Heating_Natural Gas_Gas Boiler - Insulate Steam Lines/Condensate Tank_A_Achievable Economic UCT Potential | F7 | Commercial | WA - Health | Existing | Space Heating | Natural Gas | Gas Boiler - Insulate Steam Lines/Condensate Tank | A | Cumulative Energy Savings (MWh or mTherms) | Achievable Economic UCT Potential | 0 | 0 | 0 | 2.6476 | 8.05 | 13.3952 | 18.6692 | 23.8522 | 28.9203 | 33.851 | 38.618 | 43.1902 | 47.5482 | 51.6881 | 55.6179 | 59.373 | 63.0013 | 66.5614 | 67.9043 | 67.0624 | 66.3475 | 65.7836 | 65.2707 | 64.8994 | 64.5449 | 64.2053 | 63.8794
F8_Commercial_WA - Health_Existing_Space Heating_Natural Gas_Gas Boiler - Insulate Steam Lines/Condensate Tank_A_Achievable Economic UCT Potential | F8 | Commercial | WA - Health | Existing | Space Heating | Natural Gas | Gas Boiler - Insulate Steam Lines/Condensate Tank | A | Cumulative Summer Peak Savings (MW) | Achievable Economic UCT Potential | 0 | 0 | 0 | 0 | 0 | 0 | 0 | 0 | 0 | 0 | 0 | 0 | 0 | 0 | 0 | 0 | 0 | 0 | 0 | 0 | 0 | 0 | 0 | 0 | 0 | 0 | 0
F9_Commercial_WA - Health_Existing_Space Heating_Natural Gas_Gas Boiler - Insulate Steam Lines/Condensate Tank_A_Achievable Economic UCT Potential | F9 | Commercial | WA - Health | Existing | Space Heating | Natural Gas | Gas Boiler - Insulate Steam Lines/Condensate Tank | A | Cumulative Winter Peak Savings (MW) | Achievable Economic UCT Potential | 0 | 0 | 0 | 0 | 0 | 0 | 0 | 0 | 0 | 0 | 0 | 0 | 0 | 0 | 0 | 0 | 0 | 0 | 0 | 0 | 0 | 0 | 0 | 0 | 0 | 0 | 0
F10_Commercial_WA - Health_Existing_Space Heating_Natural Gas_Gas Boiler - Insulate Steam Lines/Condensate Tank_A_Achievable Economic UCT Potential | F10 | Commercial | WA - Health | Existing | Space Heating | Natural Gas | Gas Boiler - Insulate Steam Lines/Condensate Tank | A | Purchases (Incremental) | Achievable Economic UCT Potential | 0 | 0 | 0 | 525.5971 | 1078.8572 | 1078.8572 | 1078.8572 | 1078.8572 | 1078.8572 | 1078.8572 | 1078.8572 | 1078.8572 | 1078.8572 | 1078.8572 | 1078.8572 | 1078.8572 | 1078.8572 | 1078.8572 | 553.2601 | 0 | 2.5011e-12 | 2.2737e-13 | 0 | 0 | 0 | 0 | 0
F11_Commercial_WA - Health_Existing_Space Heating_Natural Gas_Gas Boiler - Insulate Steam Lines/Condensate Tank_A_Achievable Economic UCT Potential | F11 | Commercial | WA - Health | Existing | Space Heating | Natural Gas | Gas Boiler - Insulate Steam Lines/Condensate Tank | A | Purchases (Cumulative) | Achievable Economic UCT Potential | 0 | 0 | 0 | 525.5971 | 1604.4543 | 2683.3115 | 3762.1687 | 4841.0259 | 5919.8831 | 6998.7403 | 8077.5975 | 9156.4547 | 10235.3119 | 11314.1691 | 12393.0263 | 13471.8835 | 14550.7407 | 15629.5979 | 16182.858 | 16182.858 | 16182.858 | 16182.858 | 16182.858 | 16182.858 | 16182.858 | 16182.858 | 16182.858
F1_Commercial_WA - Health_Existing_Space Heating_Natural Gas_Gas Boiler - Insulate Hot Water Lines_A_Achievable Economic UCT Potential | F1 | Commercial | WA - Health | Existing | Space Heating | Natural Gas | Gas Boiler - Insulate Hot Water Lines | A | Integrated Unit Energy Savings (kWh or therms) | Achievable Economic UCT Potential | 0 | 0 | 3.3847 | 3.3564 | 3.3163 | 3.2686 | 3.2146 | 3.1526 | 3.0809 | 2.9988 | 2.9057 | 2.802 | 2.6894 | 2.5715 | 2.4526 | 2.3378 | 2.2318 | 2.1382 | 2.0636 | 2.0085 | 1.9643 | 1.9331 | 1.9053 | 1.8944 | 1.8841 | 1.8741 | 1.8646
F2_Commercial_WA - Health_Existing_Space Heating_Natural Gas_Gas Boiler - Insulate Hot Water Lines_A_Achievable Economic UCT Potential | F2 | Commercial | WA - Health | Existing | Space Heating | Natural Gas | Gas Boiler - Insulate Hot Water Lines | A | Integrated Unit Summer Peak Savings (kW) | Achievable Economic UCT Potential | 0 | 0 | 0 | 0 | 0 | 0 | 0 | 0 | 0 | 0 | 0 | 0 | 0 | 0 | 0 | 0 | 0 | 0 | 0 | 0 | 0 | 0 | 0 | 0 | 0 | 0 | 0
F3_Commercial_WA - Health_Existing_Space Heating_Natural Gas_Gas Boiler - Insulate Hot Water Lines_A_Achievable Economic UCT Potential | F3 | Commercial | WA - Health | Existing | Space Heating | Natural Gas | Gas Boiler - Insulate Hot Water Lines | A | Integrated Unit Winter Peak Savings (kW) | Achievable Economic UCT Potential | 0 | 0 | 0 | 0 | 0 | 0 | 0 | 0 | 0 | 0 | 0 | 0 | 0 | 0 | 0 | 0 | 0 | 0 | 0 | 0 | 0 | 0 | 0 | 0 | 0 | 0 | 0
F4_Commercial_WA - Health_Existing_Space Heating_Natural Gas_Gas Boiler - Insulate Hot Water Lines_A_Achievable Economic UCT Potential | F4 | Commercial | WA - Health | Existing | Space Heating | Natural Gas | Gas Boiler - Insulate Hot Water Lines | A | Incremental Energy Savings (MWh or mTherms) | Achievable Economic UCT Potential | 0 | 0 | 0 | 1.7641 | 3.5778 | 3.5264 | 3.4681 | 3.4012 | 3.3238 | 3.2352 | 3.1349 | 3.0229 | 2.9015 | 2.7743 | 1.3569 | 0 | 5.5819e-15 | 4.8617e-16 | 5.1613e-15 | 4.5668e-16 | 5.8061e-15 | 4.3955e-16 | 0 | 0 | 0 | 0 | 0
F5_Commercial_WA - Health_Existing_Space Heating_Natural Gas_Gas Boiler - Insulate Hot Water Lines_A_Achievable Economic UCT Potential | F5 | Commercial | WA - Health | Existing | Space Heating | Natural Gas | Gas Boiler - Insulate Hot Water Lines | A | Incremental Summer Peak Savings (MW) | Achievable Economic UCT Potential | 0 | 0 | 0 | 0 | 0 | 0 | 0 | 0 | 0 | 0 | 0 | 0 | 0 | 0 | 0 | 0 | 0 | 0 | 0 | 0 | 0 | 0 | 0 | 0 | 0 | 0 | 0
F6_Commercial_WA - Health_Existing_Space Heating_Natural Gas_Gas Boiler - Insulate Hot Water Lines_A_Achievable Economic UCT Potential | F6 | Commercial | WA - Health | Existing | Space Heating | Natural Gas | Gas Boiler - Insulate Hot Water Lines | A | Incremental Winter Peak Savings (MW) | Achievable Economic UCT Potential | 0 | 0 | 0 | 0 | 0 | 0 | 0 | 0 | 0 | 0 | 0 | 0 | 0 | 0 | 0 | 0 | 0 | 0 | 0 | 0 | 0 | 0 | 0 | 0 | 0 | 0 | 0
F7_Commercial_WA - Health_Existing_Space Heating_Natural Gas_Gas Boiler - Insulate Hot Water Lines_A_Achievable Economic UCT Potential | F7 | Commercial | WA - Health | Existing | Space Heating | Natural Gas | Gas Boiler - Insulate Hot Water Lines | A | Cumulative Energy Savings (MWh or mTherms) | Achievable Economic UCT Potential | 0 | 0 | 0 | 1.7641 | 5.3208 | 8.7707 | 12.0939 | 15.2617 | 18.2385 | 20.9876 | 23.4715 | 25.6562 | 27.5271 | 29.0949 | 29.1062 | 27.7437 | 26.4856 | 25.3751 | 24.4898 | 23.8359 | 23.3106 | 22.9415 | 22.6111 | 22.4821 | 22.359 | 22.2412 | 22.128
F8_Commercial_WA - Health_Existing_Space Heating_Natural Gas_Gas Boiler - Insulate Hot Water Lines_A_Achievable Economic UCT Potential | F8 | Commercial | WA - Health | Existing | Space Heating | Natural Gas | Gas Boiler - Insulate Hot Water Lines | A | Cumulative Summer Peak Savings (MW) | Achievable Economic UCT Potential | 0 | 0 | 0 | 0 | 0 | 0 | 0 | 0 | 0 | 0 | 0 | 0 | 0 | 0 | 0 | 0 | 0 | 0 | 0 | 0 | 0 | 0 | 0 | 0 | 0 | 0 | 0
F9_Commercial_WA - Health_Existing_Space Heating_Natural Gas_Gas Boiler - Insulate Hot Water Lines_A_Achievable Economic UCT Potential | F9 | Commercial | WA - Health | Existing | Space Heating | Natural Gas | Gas Boiler - Insulate Hot Water Lines | A | Cumulative Winter Peak Savings (MW) | Achievable Economic UCT Potential | 0 | 0 | 0 | 0 | 0 | 0 | 0 | 0 | 0 | 0 | 0 | 0 | 0 | 0 | 0 | 0 | 0 | 0 | 0 | 0 | 0 | 0 | 0 | 0 | 0 | 0 | 0
F10_Commercial_WA - Health_Existing_Space Heating_Natural Gas_Gas Boiler - Insulate Hot Water Lines_A_Achievable Economic UCT Potential | F10 | Commercial | WA - Health | Existing | Space Heating | Natural Gas | Gas Boiler - Insulate Hot Water Lines | A | Purchases (Incremental) | Achievable Economic UCT Potential | 0 | 0 | 0 | 525.5971 | 1078.8572 | 1078.8572 | 1078.8572 | 1078.8572 | 1078.8572 | 1078.8572 | 1078.8572 | 1078.8572 | 1078.8572 | 1078.8572 | 553.2601 | 0 | 2.5011e-12 | 2.2737e-13 | 2.5011e-12 | 2.2737e-13 | 2.9559e-12 | 2.2737e-13 | 0 | 0 | 0 | 0 | 0
F11_Commercial_WA - Health_Existing_Space Heating_Natural Gas_Gas Boiler - Insulate Hot Water Lines_A_Achievable Economic UCT Potential | F11 | Commercial | WA - Health | Existing | Space Heating | Natural Gas | Gas Boiler - Insulate Hot Water Lines | A | Purchases (Cumulative) | Achievable Economic UCT Potential | 0 | 0 | 0 | 525.5971 | 1604.4543 | 2683.3115 | 3762.1687 | 4841.0259 | 5919.8831 | 6998.7403 | 8077.5975 | 9156.4547 | 10235.3119 | 11314.1691 | 11867.4292 | 11867.4292 | 11867.4292 | 11867.4292 | 11867.4292 | 11867.4292 | 11867.4292 | 11867.4292 | 11867.4292 | 11867.4292 | 11867.4292 | 11867.4292 | 11867.4292
F1_Commercial_WA - Health_Existing_Space Heating_Natural Gas_Condensing RTU_A_Achievable Economic UCT Potential | F1 | Commercial | WA - Health | Existing | Space Heating | Natural Gas | Condensing RTU | A | Integrated Unit Energy Savings (kWh or therms) | Achievable Economic UCT Potential | 0 | 0 | 0.092953 | 0.091563 | 0.089494 | 0.087154 | 0.084721 | 0.082133 | 0.079301 | 0.076192 | 0.072854 | 0.069345 | 0.065758 | 0.062222 | 0.058817 | 0.055627 | 0.052718 | 0.050168 | 0.048111 | 0.046554 | 0.045276 | 0.04433 | 0.043474 | 0.04313 | 0.042805 | 0.042498 | 0.042205
F2_Commercial_WA - Health_Existing_Space Heating_Natural Gas_Condensing RTU_A_Achievable Economic UCT Potential | F2 | Commercial | WA - Health | Existing | Space Heating | Natural Gas | Condensing RTU | A | Integrated Unit Summer Peak Savings (kW) | Achievable Economic UCT Potential | 0 | 0 | 0 | 0 | 0 | 0 | 0 | 0 | 0 | 0 | 0 | 0 | 0 | 0 | 0 | 0 | 0 | 0 | 0 | 0 | 0 | 0 | 0 | 0 | 0 | 0 | 0
F3_Commercial_WA - Health_Existing_Space Heating_Natural Gas_Condensing RTU_A_Achievable Economic UCT Potential | F3 | Commercial | WA - Health | Existing | Space Heating | Natural Gas | Condensing RTU | A | Integrated Unit Winter Peak Savings (kW) | Achievable Economic UCT Potential | 0 | 0 | 0 | 0 | 0 | 0 | 0 | 0 | 0 | 0 | 0 | 0 | 0 | 0 | 0 | 0 | 0 | 0 | 0 | 0 | 0 | 0 | 0 | 0 | 0 | 0 | 0
F4_Commercial_WA - Health_Existing_Space Heating_Natural Gas_Condensing RTU_A_Achievable Economic UCT Potential | F4 | Commercial | WA - Health | Existing | Space Heating | Natural Gas | Condensing RTU | A | Incremental Energy Savings (MWh or mTherms) | Achievable Economic UCT Potential | 0 | 0 | 0 | 0 | 0 | 0 | 0 | 0 | 0 | 0 | 0 | 0 | 0 | 0 | 0 | 0 | 0 | 0 | 0 | 0 | 0 | 0 | 0 | 0 | 0 | 0 | 0
F5_Commercial_WA - Health_Existing_Space Heating_Natural Gas_Condensing RTU_A_Achievable Economic UCT Potential | F5 | Commercial | WA - Health | Existing | Space Heating | Natural Gas | Condensing RTU | A | Incremental Summer Peak Savings (MW) | Achievable Economic UCT Potential | 0 | 0 | 0 | 0 | 0 | 0 | 0 | 0 | 0 | 0 | 0 | 0 | 0 | 0 | 0 | 0 | 0 | 0 | 0 | 0 | 0 | 0 | 0 | 0 | 0 | 0 | 0
F6_Commercial_WA - Health_Existing_Space Heating_Natural Gas_Condensing RTU_A_Achievable Economic UCT Potential | F6 | Commercial | WA - Health | Existing | Space Heating | Natural Gas | Condensing RTU | A | Incremental Winter Peak Savings (MW) | Achievable Economic UCT Potential | 0 | 0 | 0 | 0 | 0 | 0 | 0 | 0 | 0 | 0 | 0 | 0 | 0 | 0 | 0 | 0 | 0 | 0 | 0 | 0 | 0 | 0 | 0 | 0 | 0 | 0 | 0
F7_Commercial_WA - Health_Existing_Space Heating_Natural Gas_Condensing RTU_A_Achievable Economic UCT Potential | F7 | Commercial | WA - Health | Existing | Space Heating | Natural Gas | Condensing RTU | A | Cumulative Energy Savings (MWh or mTherms) | Achievable Economic UCT Potential | 0 | 0 | 0 | 0 | 0 | 0 | 0 | 0 | 0 | 0 | 0 | 0 | 0 | 0 | 0 | 0 | 0 | 0 | 0 | 0 | 0 | 0 | 0 | 0 | 0 | 0 | 0
F8_Commercial_WA - Health_Existing_Space Heating_Natural Gas_Condensing RTU_A_Achievable Economic UCT Potential | F8 | Commercial | WA - Health | Existing | Space Heating | Natural Gas | Condensing RTU | A | Cumulative Summer Peak Savings (MW) | Achievable Economic UCT Potential | 0 | 0 | 0 | 0 | 0 | 0 | 0 | 0 | 0 | 0 | 0 | 0 | 0 | 0 | 0 | 0 | 0 | 0 | 0 | 0 | 0 | 0 | 0 | 0 | 0 | 0 | 0
F9_Commercial_WA - Health_Existing_Space Heating_Natural Gas_Condensing RTU_A_Achievable Economic UCT Potential | F9 | Commercial | WA - Health | Existing | Space Heating | Natural Gas | Condensing RTU | A | Cumulative Winter Peak Savings (MW) | Achievable Economic UCT Potential | 0 | 0 | 0 | 0 | 0 | 0 | 0 | 0 | 0 | 0 | 0 | 0 | 0 | 0 | 0 | 0 | 0 | 0 | 0 | 0 | 0 | 0 | 0 | 0 | 0 | 0 | 0
F10_Commercial_WA - Health_Existing_Space Heating_Natural Gas_Condensing RTU_A_Achievable Economic UCT Potential | F10 | Commercial | WA - Health | Existing | Space Heating | Natural Gas | Condensing RTU | A | Purchases (Incremental) | Achievable Economic UCT Potential | 0 | 0 | 0 | 0 | 0 | 0 | 0 | 0 | 0 | 0 | 0 | 0 | 0 | 0 | 0 | 0 | 0 | 0 | 0 | 0 | 0 | 0 | 0 | 0 | 0 | 0 | 0
F11_Commercial_WA - Health_Existing_Space Heating_Natural Gas_Condensing RTU_A_Achievable Economic UCT Potential | F11 | Commercial | WA - Health | Existing | Space Heating | Natural Gas | Condensing RTU | A | Purchases (Cumulative) | Achievable Economic UCT Potential | 0 | 0 | 0 | 0 | 0 | 0 | 0 | 0 | 0 | 0 | 0 | 0 | 0 | 0 | 0 | 0 | 0 | 0 | 0 | 0 | 0 | 0 | 0 | 0 | 0 | 0 | 0
F1_Commercial_WA - Health_Existing_Space Heating_Natural Gas_Hydronic Heating Radiator Replacement_A_Achievable Economic UCT Potential | F1 | Commercial | WA - Health | Existing | Space Heating | Natural Gas | Hydronic Heating Radiator Replacement | A | Integrated Unit Energy Savings (kWh or therms) | Achievable Economic UCT Potential | 0 | 0 | 45.8427 | 45.3757 | 44.7141 | 43.9365 | 43.0627 | 42.0706 | 40.9356 | 39.6555 | 38.2354 | 36.6893 | 35.0537 | 33.4067 | 31.7956 | 30.2677 | 28.8638 | 27.6308 | 26.6487 | 25.9241 | 25.3434 | 24.9381 | 24.5756 | 24.4354 | 24.3015 | 24.1733 | 24.0502
F2_Commercial_WA - Health_Existing_Space Heating_Natural Gas_Hydronic Heating Radiator Replacement_A_Achievable Economic UCT Potential | F2 | Commercial | WA - Health | Existing | Space Heating | Natural Gas | Hydronic Heating Radiator Replacement | A | Integrated Unit Summer Peak Savings (kW) | Achievable Economic UCT Potential | 0 | 0 | 0 | 0 | 0 | 0 | 0 | 0 | 0 | 0 | 0 | 0 | 0 | 0 | 0 | 0 | 0 | 0 | 0 | 0 | 0 | 0 | 0 | 0 | 0 | 0 | 0
F3_Commercial_WA - Health_Existing_Space Heating_Natural Gas_Hydronic Heating Radiator Replacement_A_Achievable Economic UCT Potential | F3 | Commercial | WA - Health | Existing | Space Heating | Natural Gas | Hydronic Heating Radiator Replacement | A | Integrated Unit Winter Peak Savings (kW) | Achievable Economic UCT Potential | 0 | 0 | 0 | 0 | 0 | 0 | 0 | 0 | 0 | 0 | 0 | 0 | 0 | 0 | 0 | 0 | 0 | 0 | 0 | 0 | 0 | 0 | 0 | 0 | 0 | 0 | 0
F4_Commercial_WA - Health_Existing_Space Heating_Natural Gas_Hydronic Heating Radiator Replacement_A_Achievable Economic UCT Potential | F4 | Commercial | WA - Health | Existing | Space Heating | Natural Gas | Hydronic Heating Radiator Replacement | A | Incremental Energy Savings (MWh or mTherms) | Achievable Economic UCT Potential | 0 | 0 | 0 | 3.7924 | 7.6708 | 7.5374 | 7.3875 | 7.2173 | 7.0226 | 6.803 | 6.5594 | 6.2942 | 6.0136 | 5.731 | 5.4546 | 5.1925 | 4.9517 | 4.7401 | 4.5717 | 4.4474 | 4.3477 | 4.2782 | 4.216 | 0 | 0 | 0 | 0
F5_Commercial_WA - Health_Existing_Space Heating_Natural Gas_Hydronic Heating Radiator Replacement_A_Achievable Economic UCT Potential | F5 | Commercial | WA - Health | Existing | Space Heating | Natural Gas | Hydronic Heating Radiator Replacement | A | Incremental Summer Peak Savings (MW) | Achievable Economic UCT Potential | 0 | 0 | 0 | 0 | 0 | 0 | 0 | 0 | 0 | 0 | 0 | 0 | 0 | 0 | 0 | 0 | 0 | 0 | 0 | 0 | 0 | 0 | 0 | 0 | 0 | 0 | 0
F6_Commercial_WA - Health_Existing_Space Heating_Natural Gas_Hydronic Heating Radiator Replacement_A_Achievable Economic UCT Potential | F6 | Commercial | WA - Health | Existing | Space Heating | Natural Gas | Hydronic Heating Radiator Replacement | A | Incremental Winter Peak Savings (MW) | Achievable Economic UCT Potential | 0 | 0 | 0 | 0 | 0 | 0 | 0 | 0 | 0 | 0 | 0 | 0 | 0 | 0 | 0 | 0 | 0 | 0 | 0 | 0 | 0 | 0 | 0 | 0 | 0 | 0 | 0
F7_Commercial_WA - Health_Existing_Space Heating_Natural Gas_Hydronic Heating Radiator Replacement_A_Achievable Economic UCT Potential | F7 | Commercial | WA - Health | Existing | Space Heating | Natural Gas | Hydronic Heating Radiator Replacement | A | Cumulative Energy Savings (MWh or mTherms) | Achievable Economic UCT Potential | 0 | 0 | 0 | 3.7924 | 11.4079 | 18.747 | 25.7617 | 32.3855 | 38.5344 | 44.1324 | 49.1114 | 53.4197 | 57.0518 | 60.1022 | 62.6583 | 64.8398 | 66.7841 | 68.6714 | 70.8023 | 73.3245 | 76.0296 | 79.0921 | 82.1583 | 81.6895 | 81.2419 | 80.8133 | 80.4019
F8_Commercial_WA - Health_Existing_Space Heating_Natural Gas_Hydronic Heating Radiator Replacement_A_Achievable Economic UCT Potential | F8 | Commercial | WA - Health | Existing | Space Heating | Natural Gas | Hydronic Heating Radiator Replacement | A | Cumulative Summer Peak Savings (MW) | Achievable Economic UCT Potential | 0 | 0 | 0 | 0 | 0 | 0 | 0 | 0 | 0 | 0 | 0 | 0 | 0 | 0 | 0 | 0 | 0 | 0 | 0 | 0 | 0 | 0 | 0 | 0 | 0 | 0 | 0
F9_Commercial_WA - Health_Existing_Space Heating_Natural Gas_Hydronic Heating Radiator Replacement_A_Achievable Economic UCT Potential | F9 | Commercial | WA - Health | Existing | Space Heating | Natural Gas | Hydronic Heating Radiator Replacement | A | Cumulative Winter Peak Savings (MW) | Achievable Economic UCT Potential | 0 | 0 | 0 | 0 | 0 | 0 | 0 | 0 | 0 | 0 | 0 | 0 | 0 | 0 | 0 | 0 | 0 | 0 | 0 | 0 | 0 | 0 | 0 | 0 | 0 | 0 | 0
F10_Commercial_WA - Health_Existing_Space Heating_Natural Gas_Hydronic Heating Radiator Replacement_A_Achievable Economic UCT Potential | F10 | Commercial | WA - Health | Existing | Space Heating | Natural Gas | Hydronic Heating Radiator Replacement | A | Purchases (Incremental) | Achievable Economic UCT Potential | 0 | 0 | 0 | 83.5771 | 171.553 | 171.553 | 171.553 | 171.553 | 171.553 | 171.553 | 171.553 | 171.553 | 171.553 | 171.553 | 171.553 | 171.553 | 171.553 | 171.553 | 171.553 | 171.553 | 171.553 | 171.553 | 171.553 | 0 | 0 | 0 | 0
F11_Commercial_WA - Health_Existing_Space Heating_Natural Gas_Hydronic Heating Radiator Replacement_A_Achievable Economic UCT Potential | F11 | Commercial | WA - Health | Existing | Space Heating | Natural Gas | Hydronic Heating Radiator Replacement | A | Purchases (Cumulative) | Achievable Economic UCT Potential | 0 | 0 | 0 | 83.5771 | 255.1301 | 426.6831 | 598.2361 | 769.7892 | 941.3422 | 1112.8952 | 1284.4482 | 1456.0012 | 1627.5542 | 1799.1072 | 1970.6602 | 2142.2133 | 2313.7663 | 2485.3193 | 2656.8723 | 2828.4253 | 2999.9783 | 3171.5313 | 3343.0844 | 3343.0844 | 3343.0844 | 3343.0844 | 3343.0844
F1_Commercial_WA - Health_Existing_Space Heating_Natural Gas_Thermostat - Connected_A_Achievable Economic UCT Potential | F1 | Commercial | WA - Health | Existing | Space Heating | Natural Gas | Thermostat - Connected | A | Integrated Unit Energy Savings (kWh or therms) | Achievable Economic UCT Potential | 0 | 0 | 63.151 | 62.4251 | 61.3486 | 60.117 | 58.7586 | 57.2447 | 55.5432 | 53.6532 | 51.5835 | 49.3548 | 47.0176 | 44.6779 | 42.3989 | 40.2432 | 38.2641 | 36.522 | 35.1255 | 34.0801 | 33.2287 | 32.6112 | 32.0526 | 31.865 | 31.6861 | 31.515 | 31.3509
F2_Commercial_WA - Health_Existing_Space Heating_Natural Gas_Thermostat - Connected_A_Achievable Economic UCT Potential | F2 | Commercial | WA - Health | Existing | Space Heating | Natural Gas | Thermostat - Connected | A | Integrated Unit Summer Peak Savings (kW) | Achievable Economic UCT Potential | 0 | 0 | 0 | 0 | 0 | 0 | 0 | 0 | 0 | 0 | 0 | 0 | 0 | 0 | 0 | 0 | 0 | 0 | 0 | 0 | 0 | 0 | 0 | 0 | 0 | 0 | 0
F3_Commercial_WA - Health_Existing_Space Heating_Natural Gas_Thermostat - Connected_A_Achievable Economic UCT Potential | F3 | Commercial | WA - Health | Existing | Space Heating | Natural Gas | Thermostat - Connected | A | Integrated Unit Winter Peak Savings (kW) | Achievable Economic UCT Potential | 0 | 0 | 0 | 0 | 0 | 0 | 0 | 0 | 0 | 0 | 0 | 0 | 0 | 0 | 0 | 0 | 0 | 0 | 0 | 0 | 0 | 0 | 0 | 0 | 0 | 0 | 0
F4_Commercial_WA - Health_Existing_Space Heating_Natural Gas_Thermostat - Connected_A_Achievable Economic UCT Potential | F4 | Commercial | WA - Health | Existing | Space Heating | Natural Gas | Thermostat - Connected | A | Incremental Energy Savings (MWh or mTherms) | Achievable Economic UCT Potential | 0 | 0 | 0 | 2.7408 | 3.3072 | 3.9658 | 4.4997 | 5.0002 | 3.2335 | 3.1183 | 2.5006 | 1.5434 | 0.25192 | 0 | 0 | 0 | 0 | 0 | 0 | 0 | 0 | 0 | 0 | 0 | 0 | 0 | 0
F5_Commercial_WA - Health_Existing_Space Heating_Natural Gas_Thermostat - Connected_A_Achievable Economic UCT Potential | F5 | Commercial | WA - Health | Existing | Space Heating | Natural Gas | Thermostat - Connected | A | Incremental Summer Peak Savings (MW) | Achievable Economic UCT Potential | 0 | 0 | 0 | 0 | 0 | 0 | 0 | 0 | 0 | 0 | 0 | 0 | 0 | 0 | 0 | 0 | 0 | 0 | 0 | 0 | 0 | 0 | 0 | 0 | 0 | 0 | 0
F6_Commercial_WA - Health_Existing_Space Heating_Natural Gas_Thermostat - Connected_A_Achievable Economic UCT Potential | F6 | Commercial | WA - Health | Existing | Space Heating | Natural Gas | Thermostat - Connected | A | Incremental Winter Peak Savings (MW) | Achievable Economic UCT Potential | 0 | 0 | 0 | 0 | 0 | 0 | 0 | 0 | 0 | 0 | 0 | 0 | 0 | 0 | 0 | 0 | 0 | 0 | 0 | 0 | 0 | 0 | 0 | 0 | 0 | 0 | 0
F7_Commercial_WA - Health_Existing_Space Heating_Natural Gas_Thermostat - Connected_A_Achievable Economic UCT Potential | F7 | Commercial | WA - Health | Existing | Space Heating | Natural Gas | Thermostat - Connected | A | Cumulative Energy Savings (MWh or mTherms) | Achievable Economic UCT Potential | 0 | 0 | 0 | 2.7408 | 6.0008 | 9.8462 | 14.1234 | 18.7597 | 21.4356 | 23.8245 | 25.406 | 25.8517 | 24.8794 | 23.6413 | 22.4354 | 21.2947 | 20.2475 | 19.3257 | 18.5867 | 18.0335 | 17.583 | 17.2562 | 16.9606 | 16.8614 | 16.7667 | 16.6762 | 16.5894
F8_Commercial_WA - Health_Existing_Space Heating_Natural Gas_Thermostat - Connected_A_Achievable Economic UCT Potential | F8 | Commercial | WA - Health | Existing | Space Heating | Natural Gas | Thermostat - Connected | A | Cumulative Summer Peak Savings (MW) | Achievable Economic UCT Potential | 0 | 0 | 0 | 0 | 0 | 0 | 0 | 0 | 0 | 0 | 0 | 0 | 0 | 0 | 0 | 0 | 0 | 0 | 0 | 0 | 0 | 0 | 0 | 0 | 0 | 0 | 0
F9_Commercial_WA - Health_Existing_Space Heating_Natural Gas_Thermostat - Connected_A_Achievable Economic UCT Potential | F9 | Commercial | WA - Health | Existing | Space Heating | Natural Gas | Thermostat - Connected | A | Cumulative Winter Peak Savings (MW) | Achievable Economic UCT Potential | 0 | 0 | 0 | 0 | 0 | 0 | 0 | 0 | 0 | 0 | 0 | 0 | 0 | 0 | 0 | 0 | 0 | 0 | 0 | 0 | 0 | 0 | 0 | 0 | 0 | 0 | 0
F10_Commercial_WA - Health_Existing_Space Heating_Natural Gas_Thermostat - Connected_A_Achievable Economic UCT Potential | F10 | Commercial | WA - Health | Existing | Space Heating | Natural Gas | Thermostat - Connected | A | Purchases (Incremental) | Achievable Economic UCT Potential | 0 | 0 | 0 | 43.9055 | 53.909 | 65.9688 | 76.5794 | 87.3485 | 58.2154 | 58.1192 | 48.4759 | 31.271 | 5.3581 | 0 | 0 | 0 | 0 | 0 | 0 | 0 | 0 | 0 | 0 | 0 | 0 | 0 | 0
F11_Commercial_WA - Health_Existing_Space Heating_Natural Gas_Thermostat - Connected_A_Achievable Economic UCT Potential | F11 | Commercial | WA - Health | Existing | Space Heating | Natural Gas | Thermostat - Connected | A | Purchases (Cumulative) | Achievable Economic UCT Potential | 0 | 0 | 0 | 43.9055 | 97.8145 | 163.7833 | 240.3626 | 327.7111 | 385.9264 | 444.0457 | 492.5216 | 523.7926 | 529.1506 | 529.1506 | 529.1506 | 529.1506 | 529.1506 | 529.1506 | 529.1506 | 529.1506 | 529.1506 | 529.1506 | 529.1506 | 529.1506 | 529.1506 | 529.1506 | 529.1506
F1_Commercial_WA - Health_Existing_Water Heating_Natural Gas_Water Heater - Thermostatic Shower Restriction Valve_A_Achievable Economic UCT Potential | F1 | Commercial | WA - Health | Existing | Water Heating | Natural Gas | Water Heater - Thermostatic Shower Restriction Valve | A | Integrated Unit Energy Savings (kWh or therms) | Achievable Economic UCT Potential | 0 | 0 | 2.1059 | 2.0669 | 2.0301 | 1.9964 | 1.9648 | 1.9351 | 1.9068 | 1.8813 | 1.8573 | 1.8353 | 1.8156 | 1.7995 | 1.7885 | 1.7775 | 1.7689 | 1.7623 | 1.757 | 1.7528 | 1.7498 | 1.7475 | 1.7459 | 1.7448 | 1.7433 | 1.743 | 1.7427
F2_Commercial_WA - Health_Existing_Water Heating_Natural Gas_Water Heater - Thermostatic Shower Restriction Valve_A_Achievable Economic UCT Potential | F2 | Commercial | WA - Health | Existing | Water Heating | Natural Gas | Water Heater - Thermostatic Shower Restriction Valve | A | Integrated Unit Summer Peak Savings (kW) | Achievable Economic UCT Potential | 0 | 0 | 0 | 0 | 0 | 0 | 0 | 0 | 0 | 0 | 0 | 0 | 0 | 0 | 0 | 0 | 0 | 0 | 0 | 0 | 0 | 0 | 0 | 0 | 0 | 0 | 0
F3_Commercial_WA - Health_Existing_Water Heating_Natural Gas_Water Heater - Thermostatic Shower Restriction Valve_A_Achievable Economic UCT Potential | F3 | Commercial | WA - Health | Existing | Water Heating | Natural Gas | Water Heater - Thermostatic Shower Restriction Valve | A | Integrated Unit Winter Peak Savings (kW) | Achievable Economic UCT Potential | 0 | 0 | 0 | 0 | 0 | 0 | 0 | 0 | 0 | 0 | 0 | 0 | 0 | 0 | 0 | 0 | 0 | 0 | 0 | 0 | 0 | 0 | 0 | 0 | 0 | 0 | 0
F4_Commercial_WA - Health_Existing_Water Heating_Natural Gas_Water Heater - Thermostatic Shower Restriction Valve_A_Achievable Economic UCT Potential | F4 | Commercial | WA - Health | Existing | Water Heating | Natural Gas | Water Heater - Thermostatic Shower Restriction Valve | A | Incremental Energy Savings (MWh or mTherms) | Achievable Economic UCT Potential | 0 | 0 | 0 | 0 | 0 | 0 | 0 | 0 | 0 | 0 | 0 | 0 | 0 | 0 | 0 | 0 | 0 | 0 | 0 | 0 | 0 | 0 | 0 | 0 | 0 | 0 | 0
F5_Commercial_WA - Health_Existing_Water Heating_Natural Gas_Water Heater - Thermostatic Shower Restriction Valve_A_Achievable Economic UCT Potential | F5 | Commercial | WA - Health | Existing | Water Heating | Natural Gas | Water Heater - Thermostatic Shower Restriction Valve | A | Incremental Summer Peak Savings (MW) | Achievable Economic UCT Potential | 0 | 0 | 0 | 0 | 0 | 0 | 0 | 0 | 0 | 0 | 0 | 0 | 0 | 0 | 0 | 0 | 0 | 0 | 0 | 0 | 0 | 0 | 0 | 0 | 0 | 0 | 0
F6_Commercial_WA - Health_Existing_Water Heating_Natural Gas_Water Heater - Thermostatic Shower Restriction Valve_A_Achievable Economic UCT Potential | F6 | Commercial | WA - Health | Existing | Water Heating | Natural Gas | Water Heater - Thermostatic Shower Restriction Valve | A | Incremental Winter Peak Savings (MW) | Achievable Economic UCT Potential | 0 | 0 | 0 | 0 | 0 | 0 | 0 | 0 | 0 | 0 | 0 | 0 | 0 | 0 | 0 | 0 | 0 | 0 | 0 | 0 | 0 | 0 | 0 | 0 | 0 | 0 | 0
F7_Commercial_WA - Health_Existing_Water Heating_Natural Gas_Water Heater - Thermostatic Shower Restriction Valve_A_Achievable Economic UCT Potential | F7 | Commercial | WA - Health | Existing | Water Heating | Natural Gas | Water Heater - Thermostatic Shower Restriction Valve | A | Cumulative Energy Savings (MWh or mTherms) | Achievable Economic UCT Potential | 0 | 0 | 0 | 0 | 0 | 0 | 0 | 0 | 0 | 0 | 0 | 0 | 0 | 0 | 0 | 0 | 0 | 0 | 0 | 0 | 0 | 0 | 0 | 0 | 0 | 0 | 0
F8_Commercial_WA - Health_Existing_Water Heating_Natural Gas_Water Heater - Thermostatic Shower Restriction Valve_A_Achievable Economic UCT Potential | F8 | Commercial | WA - Health | Existing | Water Heating | Natural Gas | Water Heater - Thermostatic Shower Restriction Valve | A | Cumulative Summer Peak Savings (MW) | Achievable Economic UCT Potential | 0 | 0 | 0 | 0 | 0 | 0 | 0 | 0 | 0 | 0 | 0 | 0 | 0 | 0 | 0 | 0 | 0 | 0 | 0 | 0 | 0 | 0 | 0 | 0 | 0 | 0 | 0
F9_Commercial_WA - Health_Existing_Water Heating_Natural Gas_Water Heater - Thermostatic Shower Restriction Valve_A_Achievable Economic UCT Potential | F9 | Commercial | WA - Health | Existing | Water Heating | Natural Gas | Water Heater - Thermostatic Shower Restriction Valve | A | Cumulative Winter Peak Savings (MW) | Achievable Economic UCT Potential | 0 | 0 | 0 | 0 | 0 | 0 | 0 | 0 | 0 | 0 | 0 | 0 | 0 | 0 | 0 | 0 | 0 | 0 | 0 | 0 | 0 | 0 | 0 | 0 | 0 | 0 | 0
F10_Commercial_WA - Health_Existing_Water Heating_Natural Gas_Water Heater - Thermostatic Shower Restriction Valve_A_Achievable Economic UCT Potential | F10 | Commercial | WA - Health | Existing | Water Heating | Natural Gas | Water Heater - Thermostatic Shower Restriction Valve | A | Purchases (Incremental) | Achievable Economic UCT Potential | 0 | 0 | 0 | 0 | 0 | 0 | 0 | 0 | 0 | 0 | 0 | 0 | 0 | 0 | 0 | 0 | 0 | 0 | 0 | 0 | 0 | 0 | 0 | 0 | 0 | 0 | 0
F11_Commercial_WA - Health_Existing_Water Heating_Natural Gas_Water Heater - Thermostatic Shower Restriction Valve_A_Achievable Economic UCT Potential | F11 | Commercial | WA - Health | Existing | Water Heating | Natural Gas | Water Heater - Thermostatic Shower Restriction Valve | A | Purchases (Cumulative) | Achievable Economic UCT Potential | 0 | 0 | 0 | 0 | 0 | 0 | 0 | 0 | 0 | 0 | 0 | 0 | 0 | 0 | 0 | 0 | 0 | 0 | 0 | 0 | 0 | 0 | 0 | 0 | 0 | 0 | 0
F1_Commercial_WA - Health_Existing_Water Heating_Natural Gas_Water Heater - Pre-Rinse Spray Valve_A_Achievable Economic UCT Potential | F1 | Commercial | WA - Health | Existing | Water Heating | Natural Gas | Water Heater - Pre-Rinse Spray Valve | A | Integrated Unit Energy Savings (kWh or therms) | Achievable Economic UCT Potential | 0 | 0 | 8.3414 | 8.1775 | 8.0205 | 7.8739 | 7.7337 | 7.5993 | 7.4681 | 7.3461 | 7.2304 | 7.1242 | 7.0305 | 6.9544 | 6.9029 | 6.8606 | 6.8273 | 6.8018 | 6.7815 | 6.7652 | 6.7534 | 6.7449 | 6.7387 | 6.7342 | 6.7285 | 6.7273 | 6.7262
F2_Commercial_WA - Health_Existing_Water Heating_Natural Gas_Water Heater - Pre-Rinse Spray Valve_A_Achievable Economic UCT Potential | F2 | Commercial | WA - Health | Existing | Water Heating | Natural Gas | Water Heater - Pre-Rinse Spray Valve | A | Integrated Unit Summer Peak Savings (kW) | Achievable Economic UCT Potential | 0 | 0 | 0 | 0 | 0 | 0 | 0 | 0 | 0 | 0 | 0 | 0 | 0 | 0 | 0 | 0 | 0 | 0 | 0 | 0 | 0 | 0 | 0 | 0 | 0 | 0 | 0
F3_Commercial_WA - Health_Existing_Water Heating_Natural Gas_Water Heater - Pre-Rinse Spray Valve_A_Achievable Economic UCT Potential | F3 | Commercial | WA - Health | Existing | Water Heating | Natural Gas | Water Heater - Pre-Rinse Spray Valve | A | Integrated Unit Winter Peak Savings (kW) | Achievable Economic UCT Potential | 0 | 0 | 0 | 0 | 0 | 0 | 0 | 0 | 0 | 0 | 0 | 0 | 0 | 0 | 0 | 0 | 0 | 0 | 0 | 0 | 0 | 0 | 0 | 0 | 0 | 0 | 0
F4_Commercial_WA - Health_Existing_Water Heating_Natural Gas_Water Heater - Pre-Rinse Spray Valve_A_Achievable Economic UCT Potential | F4 | Commercial | WA - Health | Existing | Water Heating | Natural Gas | Water Heater - Pre-Rinse Spray Valve | A | Incremental Energy Savings (MWh or mTherms) | Achievable Economic UCT Potential | 0 | 0 | 0 | 0 | 0 | 0 | 0 | 0 | 0 | 0 | 0 | 0 | 0 | 0 | 0 | 0 | 0 | 0 | 0 | 0 | 0 | 0 | 0 | 0 | 0 | 0 | 0
F5_Commercial_WA - Health_Existing_Water Heating_Natural Gas_Water Heater - Pre-Rinse Spray Valve_A_Achievable Economic UCT Potential | F5 | Commercial | WA - Health | Existing | Water Heating | Natural Gas | Water Heater - Pre-Rinse Spray Valve | A | Incremental Summer Peak Savings (MW) | Achievable Economic UCT Potential | 0 | 0 | 0 | 0 | 0 | 0 | 0 | 0 | 0 | 0 | 0 | 0 | 0 | 0 | 0 | 0 | 0 | 0 | 0 | 0 | 0 | 0 | 0 | 0 | 0 | 0 | 0
F6_Commercial_WA - Health_Existing_Water Heating_Natural Gas_Water Heater - Pre-Rinse Spray Valve_A_Achievable Economic UCT Potential | F6 | Commercial | WA - Health | Existing | Water Heating | Natural Gas | Water Heater - Pre-Rinse Spray Valve | A | Incremental Winter Peak Savings (MW) | Achievable Economic UCT Potential | 0 | 0 | 0 | 0 | 0 | 0 | 0 | 0 | 0 | 0 | 0 | 0 | 0 | 0 | 0 | 0 | 0 | 0 | 0 | 0 | 0 | 0 | 0 | 0 | 0 | 0 | 0
F7_Commercial_WA - Health_Existing_Water Heating_Natural Gas_Water Heater - Pre-Rinse Spray Valve_A_Achievable Economic UCT Potential | F7 | Commercial | WA - Health | Existing | Water Heating | Natural Gas | Water Heater - Pre-Rinse Spray Valve | A | Cumulative Energy Savings (MWh or mTherms) | Achievable Economic UCT Potential | 0 | 0 | 0 | 0 | 0 | 0 | 0 | 0 | 0 | 0 | 0 | 0 | 0 | 0 | 0 | 0 | 0 | 0 | 0 | 0 | 0 | 0 | 0 | 0 | 0 | 0 | 0
F8_Commercial_WA - Health_Existing_Water Heating_Natural Gas_Water Heater - Pre-Rinse Spray Valve_A_Achievable Economic UCT Potential | F8 | Commercial | WA - Health | Existing | Water Heating | Natural Gas | Water Heater - Pre-Rinse Spray Valve | A | Cumulative Summer Peak Savings (MW) | Achievable Economic UCT Potential | 0 | 0 | 0 | 0 | 0 | 0 | 0 | 0 | 0 | 0 | 0 | 0 | 0 | 0 | 0 | 0 | 0 | 0 | 0 | 0 | 0 | 0 | 0 | 0 | 0 | 0 | 0
F9_Commercial_WA - Health_Existing_Water Heating_Natural Gas_Water Heater - Pre-Rinse Spray Valve_A_Achievable Economic UCT Potential | F9 | Commercial | WA - Health | Existing | Water Heating | Natural Gas | Water Heater - Pre-Rinse Spray Valve | A | Cumulative Winter Peak Savings (MW) | Achievable Economic UCT Potential | 0 | 0 | 0 | 0 | 0 | 0 | 0 | 0 | 0 | 0 | 0 | 0 | 0 | 0 | 0 | 0 | 0 | 0 | 0 | 0 | 0 | 0 | 0 | 0 | 0 | 0 | 0
F10_Commercial_WA - Health_Existing_Water Heating_Natural Gas_Water Heater - Pre-Rinse Spray Valve_A_Achievable Economic UCT Potential | F10 | Commercial | WA - Health | Existing | Water Heating | Natural Gas | Water Heater - Pre-Rinse Spray Valve | A | Purchases (Incremental) | Achievable Economic UCT Potential | 0 | 0 | 0 | 0 | 0 | 0 | 0 | 0 | 0 | 0 | 0 | 0 | 0 | 0 | 0 | 0 | 0 | 0 | 0 | 0 | 0 | 0 | 0 | 0 | 0 | 0 | 0
F11_Commercial_WA - Health_Existing_Water Heating_Natural Gas_Water Heater - Pre-Rinse Spray Valve_A_Achievable Economic UCT Potential | F11 | Commercial | WA - Health | Existing | Water Heating | Natural Gas | Water Heater - Pre-Rinse Spray Valve | A | Purchases (Cumulative) | Achievable Economic UCT Potential | 0 | 0 | 0 | 0 | 0 | 0 | 0 | 0 | 0 | 0 | 0 | 0 | 0 | 0 | 0 | 0 | 0 | 0 | 0 | 0 | 0 | 0 | 0 | 0 | 0 | 0 | 0
F1_Commercial_WA - Health_Existing_Water Heating_Natural Gas_Water Heater - Temperature Setback_A_Achievable Economic UCT Potential | F1 | Commercial | WA - Health | Existing | Water Heating | Natural Gas | Water Heater - Temperature Setback | A | Integrated Unit Energy Savings (kWh or therms) | Achievable Economic UCT Potential | 0 | 0 | 51.5681 | 50.6485 | 49.7896 | 48.9818 | 48.2238 | 47.5116 | 46.8365 | 46.2087 | 45.6197 | 45.0791 | 44.5964 | 44.1989 | 43.9296 | 43.6605 | 43.4484 | 43.2859 | 43.1568 | 43.0531 | 42.978 | 42.9237 | 42.8843 | 42.8557 | 42.8198 | 42.8117 | 42.8052
F2_Commercial_WA - Health_Existing_Water Heating_Natural Gas_Water Heater - Temperature Setback_A_Achievable Economic UCT Potential | F2 | Commercial | WA - Health | Existing | Water Heating | Natural Gas | Water Heater - Temperature Setback | A | Integrated Unit Summer Peak Savings (kW) | Achievable Economic UCT Potential | 0 | 0 | 0 | 0 | 0 | 0 | 0 | 0 | 0 | 0 | 0 | 0 | 0 | 0 | 0 | 0 | 0 | 0 | 0 | 0 | 0 | 0 | 0 | 0 | 0 | 0 | 0
F3_Commercial_WA - Health_Existing_Water Heating_Natural Gas_Water Heater - Temperature Setback_A_Achievable Economic UCT Potential | F3 | Commercial | WA - Health | Existing | Water Heating | Natural Gas | Water Heater - Temperature Setback | A | Integrated Unit Winter Peak Savings (kW) | Achievable Economic UCT Potential | 0 | 0 | 0 | 0 | 0 | 0 | 0 | 0 | 0 | 0 | 0 | 0 | 0 | 0 | 0 | 0 | 0 | 0 | 0 | 0 | 0 | 0 | 0 | 0 | 0 | 0 | 0
F4_Commercial_WA - Health_Existing_Water Heating_Natural Gas_Water Heater - Temperature Setback_A_Achievable Economic UCT Potential | F4 | Commercial | WA - Health | Existing | Water Heating | Natural Gas | Water Heater - Temperature Setback | A | Incremental Energy Savings (MWh or mTherms) | Achievable Economic UCT Potential | 0 | 0 | 0 | 0.80249 | 0.96861 | 0.38999 | 0.39452 | 0.36657 | 0.4317 | 0 | 0 | 0 | 0 | 0 | 0 | 0 | 0 | 0 | 0 | 0 | 0 | 0 | 0 | 0 | 0 | 0 | 0
F5_Commercial_WA - Health_Existing_Water Heating_Natural Gas_Water Heater - Temperature Setback_A_Achievable Economic UCT Potential | F5 | Commercial | WA - Health | Existing | Water Heating | Natural Gas | Water Heater - Temperature Setback | A | Incremental Summer Peak Savings (MW) | Achievable Economic UCT Potential | 0 | 0 | 0 | 0 | 0 | 0 | 0 | 0 | 0 | 0 | 0 | 0 | 0 | 0 | 0 | 0 | 0 | 0 | 0 | 0 | 0 | 0 | 0 | 0 | 0 | 0 | 0
F6_Commercial_WA - Health_Existing_Water Heating_Natural Gas_Water Heater - Temperature Setback_A_Achievable Economic UCT Potential | F6 | Commercial | WA - Health | Existing | Water Heating | Natural Gas | Water Heater - Temperature Setback | A | Incremental Winter Peak Savings (MW) | Achievable Economic UCT Potential | 0 | 0 | 0 | 0 | 0 | 0 | 0 | 0 | 0 | 0 | 0 | 0 | 0 | 0 | 0 | 0 | 0 | 0 | 0 | 0 | 0 | 0 | 0 | 0 | 0 | 0 | 0
F7_Commercial_WA - Health_Existing_Water Heating_Natural Gas_Water Heater - Temperature Setback_A_Achievable Economic UCT Potential | F7 | Commercial | WA - Health | Existing | Water Heating | Natural Gas | Water Heater - Temperature Setback | A | Cumulative Energy Savings (MWh or mTherms) | Achievable Economic UCT Potential | 0 | 0 | 0 | 0.80249 | 1.7575 | 2.119 | 2.4807 | 2.8106 | 3.2024 | 3.1595 | 3.1192 | 3.0822 | 3.0492 | 3.022 | 3.0036 | 2.9852 | 2.9707 | 2.9596 | 2.9508 | 2.9437 | 2.9386 | 2.9349 | 2.9322 | 2.9302 | 2.9278 | 2.9272 | 2.9268
F8_Commercial_WA - Health_Existing_Water Heating_Natural Gas_Water Heater - Temperature Setback_A_Achievable Economic UCT Potential | F8 | Commercial | WA - Health | Existing | Water Heating | Natural Gas | Water Heater - Temperature Setback | A | Cumulative Summer Peak Savings (MW) | Achievable Economic UCT Potential | 0 | 0 | 0 | 0 | 0 | 0 | 0 | 0 | 0 | 0 | 0 | 0 | 0 | 0 | 0 | 0 | 0 | 0 | 0 | 0 | 0 | 0 | 0 | 0 | 0 | 0 | 0
F9_Commercial_WA - Health_Existing_Water Heating_Natural Gas_Water Heater - Temperature Setback_A_Achievable Economic UCT Potential | F9 | Commercial | WA - Health | Existing | Water Heating | Natural Gas | Water Heater - Temperature Setback | A | Cumulative Winter Peak Savings (MW) | Achievable Economic UCT Potential | 0 | 0 | 0 | 0 | 0 | 0 | 0 | 0 | 0 | 0 | 0 | 0 | 0 | 0 | 0 | 0 | 0 | 0 | 0 | 0 | 0 | 0 | 0 | 0 | 0 | 0 | 0
F10_Commercial_WA - Health_Existing_Water Heating_Natural Gas_Water Heater - Temperature Setback_A_Achievable Economic UCT Potential | F10 | Commercial | WA - Health | Existing | Water Heating | Natural Gas | Water Heater - Temperature Setback | A | Purchases (Incremental) | Achievable Economic UCT Potential | 0 | 0 | 0 | 15.8442 | 19.4541 | 7.962 | 8.1811 | 7.7153 | 9.2172 | 0 | 0 | 0 | 0 | 0 | 0 | 0 | 0 | 0 | 0 | 0 | 0 | 0 | 0 | 0 | 0 | 0 | 0
F11_Commercial_WA - Health_Existing_Water Heating_Natural Gas_Water Heater - Temperature Setback_A_Achievable Economic UCT Potential | F11 | Commercial | WA - Health | Existing | Water Heating | Natural Gas | Water Heater - Temperature Setback | A | Purchases (Cumulative) | Achievable Economic UCT Potential | 0 | 0 | 0 | 15.8442 | 35.2983 | 43.2603 | 51.4414 | 59.1567 | 68.3739 | 68.3739 | 68.3739 | 68.3739 | 68.3739 | 68.3739 | 68.3739 | 68.3739 | 68.3739 | 68.3739 | 68.3739 | 68.3739 | 68.3739 | 68.3739 | 68.3739 | 68.3739 | 68.3739 | 68.3739 | 68.3739
F1_Commercial_WA - Health_Existing_Water Heating_Natural Gas_Water Heater - Faucet Aerators_A_Achievable Economic UCT Potential | F1 | Commercial | WA - Health | Existing | Water Heating | Natural Gas | Water Heater - Faucet Aerators | A | Integrated Unit Energy Savings (kWh or therms) | Achievable Economic UCT Potential | 0 | 0 | 3.6868 | 3.626 | 3.5705 | 3.5198 | 3.4735 | 3.4316 | 3.3936 | 3.3599 | 3.329 | 3.3007 | 3.2749 | 3.253 | 3.2348 | 3.2156 | 3.2003 | 3.1884 | 3.1789 | 3.1712 | 3.1657 | 3.1617 | 3.1588 | 3.1567 | 3.154 | 3.1534 | 3.153
F2_Commercial_WA - Health_Existing_Water Heating_Natural Gas_Water Heater - Faucet Aerators_A_Achievable Economic UCT Potential | F2 | Commercial | WA - Health | Existing | Water Heating | Natural Gas | Water Heater - Faucet Aerators | A | Integrated Unit Summer Peak Savings (kW) | Achievable Economic UCT Potential | 0 | 0 | 0 | 0 | 0 | 0 | 0 | 0 | 0 | 0 | 0 | 0 | 0 | 0 | 0 | 0 | 0 | 0 | 0 | 0 | 0 | 0 | 0 | 0 | 0 | 0 | 0
F3_Commercial_WA - Health_Existing_Water Heating_Natural Gas_Water Heater - Faucet Aerators_A_Achievable Economic UCT Potential | F3 | Commercial | WA - Health | Existing | Water Heating | Natural Gas | Water Heater - Faucet Aerators | A | Integrated Unit Winter Peak Savings (kW) | Achievable Economic UCT Potential | 0 | 0 | 0 | 0 | 0 | 0 | 0 | 0 | 0 | 0 | 0 | 0 | 0 | 0 | 0 | 0 | 0 | 0 | 0 | 0 | 0 | 0 | 0 | 0 | 0 | 0 | 0
F4_Commercial_WA - Health_Existing_Water Heating_Natural Gas_Water Heater - Faucet Aerators_A_Achievable Economic UCT Potential | F4 | Commercial | WA - Health | Existing | Water Heating | Natural Gas | Water Heater - Faucet Aerators | A | Incremental Energy Savings (MWh or mTherms) | Achievable Economic UCT Potential | 0 | 0 | 0 | 0 | 0 | 0 | 0 | 0 | 0 | 0 | 0 | 0 | 0 | 0 | 0 | 0 | 0 | 0 | 0 | 0 | 0 | 0 | 0 | 0 | 0 | 0 | 0
F5_Commercial_WA - Health_Existing_Water Heating_Natural Gas_Water Heater - Faucet Aerators_A_Achievable Economic UCT Potential | F5 | Commercial | WA - Health | Existing | Water Heating | Natural Gas | Water Heater - Faucet Aerators | A | Incremental Summer Peak Savings (MW) | Achievable Economic UCT Potential | 0 | 0 | 0 | 0 | 0 | 0 | 0 | 0 | 0 | 0 | 0 | 0 | 0 | 0 | 0 | 0 | 0 | 0 | 0 | 0 | 0 | 0 | 0 | 0 | 0 | 0 | 0
F6_Commercial_WA - Health_Existing_Water Heating_Natural Gas_Water Heater - Faucet Aerators_A_Achievable Economic UCT Potential | F6 | Commercial | WA - Health | Existing | Water Heating | Natural Gas | Water Heater - Faucet Aerators | A | Incremental Winter Peak Savings (MW) | Achievable Economic UCT Potential | 0 | 0 | 0 | 0 | 0 | 0 | 0 | 0 | 0 | 0 | 0 | 0 | 0 | 0 | 0 | 0 | 0 | 0 | 0 | 0 | 0 | 0 | 0 | 0 | 0 | 0 | 0
F7_Commercial_WA - Health_Existing_Water Heating_Natural Gas_Water Heater - Faucet Aerators_A_Achievable Economic UCT Potential | F7 | Commercial | WA - Health | Existing | Water Heating | Natural Gas | Water Heater - Faucet Aerators | A | Cumulative Energy Savings (MWh or mTherms) | Achievable Economic UCT Potential | 0 | 0 | 0 | 0 | 0 | 0 | 0 | 0 | 0 | 0 | 0 | 0 | 0 | 0 | 0 | 0 | 0 | 0 | 0 | 0 | 0 | 0 | 0 | 0 | 0 | 0 | 0
F8_Commercial_WA - Health_Existing_Water Heating_Natural Gas_Water Heater - Faucet Aerators_A_Achievable Economic UCT Potential | F8 | Commercial | WA - Health | Existing | Water Heating | Natural Gas | Water Heater - Faucet Aerators | A | Cumulative Summer Peak Savings (MW) | Achievable Economic UCT Potential | 0 | 0 | 0 | 0 | 0 | 0 | 0 | 0 | 0 | 0 | 0 | 0 | 0 | 0 | 0 | 0 | 0 | 0 | 0 | 0 | 0 | 0 | 0 | 0 | 0 | 0 | 0
F9_Commercial_WA - Health_Existing_Water Heating_Natural Gas_Water Heater - Faucet Aerators_A_Achievable Economic UCT Potential | F9 | Commercial | WA - Health | Existing | Water Heating | Natural Gas | Water Heater - Faucet Aerators | A | Cumulative Winter Peak Savings (MW) | Achievable Economic UCT Potential | 0 | 0 | 0 | 0 | 0 | 0 | 0 | 0 | 0 | 0 | 0 | 0 | 0 | 0 | 0 | 0 | 0 | 0 | 0 | 0 | 0 | 0 | 0 | 0 | 0 | 0 | 0
F10_Commercial_WA - Health_Existing_Water Heating_Natural Gas_Water Heater - Faucet Aerators_A_Achievable Economic UCT Potential | F10 | Commercial | WA - Health | Existing | Water Heating | Natural Gas | Water Heater - Faucet Aerators | A | Purchases (Incremental) | Achievable Economic UCT Potential | 0 | 0 | 0 | 0 | 0 | 0 | 0 | 0 | 0 | 0 | 0 | 0 | 0 | 0 | 0 | 0 | 0 | 0 | 0 | 0 | 0 | 0 | 0 | 0 | 0 | 0 | 0
F11_Commercial_WA - Health_Existing_Water Heating_Natural Gas_Water Heater - Faucet Aerators_A_Achievable Economic UCT Potential | F11 | Commercial | WA - Health | Existing | Water Heating | Natural Gas | Water Heater - Faucet Aerators | A | Purchases (Cumulative) | Achievable Economic UCT Potential | 0 | 0 | 0 | 0 | 0 | 0 | 0 | 0 | 0 | 0 | 0 | 0 | 0 | 0 | 0 | 0 | 0 | 0 | 0 | 0 | 0 | 0 | 0 | 0 | 0 | 0 | 0
F1_Commercial_WA - Health_Existing_Water Heating_Natural Gas_Water Heater - Low-Flow Showerheads_A_Achievable Economic UCT Potential | F1 | Commercial | WA - Health | Existing | Water Heating | Natural Gas | Water Heater - Low-Flow Showerheads | A | Integrated Unit Energy Savings (kWh or therms) | Achievable Economic UCT Potential | 0 | 0 | 6.3628 | 6.2513 | 6.1477 | 6.0508 | 5.9605 | 5.8761 | 5.7969 | 5.7238 | 5.6555 | 5.5928 | 5.5367 | 5.4901 | 5.4586 | 5.4264 | 5.4005 | 5.3803 | 5.3643 | 5.3514 | 5.3421 | 5.3353 | 5.3304 | 5.3269 | 5.3224 | 5.3214 | 5.3206
F2_Commercial_WA - Health_Existing_Water Heating_Natural Gas_Water Heater - Low-Flow Showerheads_A_Achievable Economic UCT Potential | F2 | Commercial | WA - Health | Existing | Water Heating | Natural Gas | Water Heater - Low-Flow Showerheads | A | Integrated Unit Summer Peak Savings (kW) | Achievable Economic UCT Potential | 0 | 0 | 0 | 0 | 0 | 0 | 0 | 0 | 0 | 0 | 0 | 0 | 0 | 0 | 0 | 0 | 0 | 0 | 0 | 0 | 0 | 0 | 0 | 0 | 0 | 0 | 0
F3_Commercial_WA - Health_Existing_Water Heating_Natural Gas_Water Heater - Low-Flow Showerheads_A_Achievable Economic UCT Potential | F3 | Commercial | WA - Health | Existing | Water Heating | Natural Gas | Water Heater - Low-Flow Showerheads | A | Integrated Unit Winter Peak Savings (kW) | Achievable Economic UCT Potential | 0 | 0 | 0 | 0 | 0 | 0 | 0 | 0 | 0 | 0 | 0 | 0 | 0 | 0 | 0 | 0 | 0 | 0 | 0 | 0 | 0 | 0 | 0 | 0 | 0 | 0 | 0
F4_Commercial_WA - Health_Existing_Water Heating_Natural Gas_Water Heater - Low-Flow Showerheads_A_Achievable Economic UCT Potential | F4 | Commercial | WA - Health | Existing | Water Heating | Natural Gas | Water Heater - Low-Flow Showerheads | A | Incremental Energy Savings (MWh or mTherms) | Achievable Economic UCT Potential | 0 | 0 | 0 | 0 | 0 | 0 | 0 | 0 | 0 | 0 | 0 | 0 | 0 | 0 | 0 | 0 | 0 | 0 | 0 | 0 | 0 | 0 | 0 | 0 | 0 | 0 | 0
F5_Commercial_WA - Health_Existing_Water Heating_Natural Gas_Water Heater - Low-Flow Showerheads_A_Achievable Economic UCT Potential | F5 | Commercial | WA - Health | Existing | Water Heating | Natural Gas | Water Heater - Low-Flow Showerheads | A | Incremental Summer Peak Savings (MW) | Achievable Economic UCT Potential | 0 | 0 | 0 | 0 | 0 | 0 | 0 | 0 | 0 | 0 | 0 | 0 | 0 | 0 | 0 | 0 | 0 | 0 | 0 | 0 | 0 | 0 | 0 | 0 | 0 | 0 | 0
F6_Commercial_WA - Health_Existing_Water Heating_Natural Gas_Water Heater - Low-Flow Showerheads_A_Achievable Economic UCT Potential | F6 | Commercial | WA - Health | Existing | Water Heating | Natural Gas | Water Heater - Low-Flow Showerheads | A | Incremental Winter Peak Savings (MW) | Achievable Economic UCT Potential | 0 | 0 | 0 | 0 | 0 | 0 | 0 | 0 | 0 | 0 | 0 | 0 | 0 | 0 | 0 | 0 | 0 | 0 | 0 | 0 | 0 | 0 | 0 | 0 | 0 | 0 | 0
F7_Commercial_WA - Health_Existing_Water Heating_Natural Gas_Water Heater - Low-Flow Showerheads_A_Achievable Economic UCT Potential | F7 | Commercial | WA - Health | Existing | Water Heating | Natural Gas | Water Heater - Low-Flow Showerheads | A | Cumulative Energy Savings (MWh or mTherms) | Achievable Economic UCT Potential | 0 | 0 | 0 | 0 | 0 | 0 | 0 | 0 | 0 | 0 | 0 | 0 | 0 | 0 | 0 | 0 | 0 | 0 | 0 | 0 | 0 | 0 | 0 | 0 | 0 | 0 | 0
F8_Commercial_WA - Health_Existing_Water Heating_Natural Gas_Water Heater - Low-Flow Showerheads_A_Achievable Economic UCT Potential | F8 | Commercial | WA - Health | Existing | Water Heating | Natural Gas | Water Heater - Low-Flow Showerheads | A | Cumulative Summer Peak Savings (MW) | Achievable Economic UCT Potential | 0 | 0 | 0 | 0 | 0 | 0 | 0 | 0 | 0 | 0 | 0 | 0 | 0 | 0 | 0 | 0 | 0 | 0 | 0 | 0 | 0 | 0 | 0 | 0 | 0 | 0 | 0
F9_Commercial_WA - Health_Existing_Water Heating_Natural Gas_Water Heater - Low-Flow Showerheads_A_Achievable Economic UCT Potential | F9 | Commercial | WA - Health | Existing | Water Heating | Natural Gas | Water Heater - Low-Flow Showerheads | A | Cumulative Winter Peak Savings (MW) | Achievable Economic UCT Potential | 0 | 0 | 0 | 0 | 0 | 0 | 0 | 0 | 0 | 0 | 0 | 0 | 0 | 0 | 0 | 0 | 0 | 0 | 0 | 0 | 0 | 0 | 0 | 0 | 0 | 0 | 0
F10_Commercial_WA - Health_Existing_Water Heating_Natural Gas_Water Heater - Low-Flow Showerheads_A_Achievable Economic UCT Potential | F10 | Commercial | WA - Health | Existing | Water Heating | Natural Gas | Water Heater - Low-Flow Showerheads | A | Purchases (Incremental) | Achievable Economic UCT Potential | 0 | 0 | 0 | 0 | 0 | 0 | 0 | 0 | 0 | 0 | 0 | 0 | 0 | 0 | 0 | 0 | 0 | 0 | 0 | 0 | 0 | 0 | 0 | 0 | 0 | 0 | 0
F11_Commercial_WA - Health_Existing_Water Heating_Natural Gas_Water Heater - Low-Flow Showerheads_A_Achievable Economic UCT Potential | F11 | Commercial | WA - Health | Existing | Water Heating | Natural Gas | Water Heater - Low-Flow Showerheads | A | Purchases (Cumulative) | Achievable Economic UCT Potential | 0 | 0 | 0 | 0 | 0 | 0 | 0 | 0 | 0 | 0 | 0 | 0 | 0 | 0 | 0 | 0 | 0 | 0 | 0 | 0 | 0 | 0 | 0 | 0 | 0 | 0 | 0
F1_Commercial_WA - Health_Existing_Water Heating_Natural Gas_Water Heater - Tank Blanket/Insulation_A_Achievable Economic UCT Potential | F1 | Commercial | WA - Health | Existing | Water Heating | Natural Gas | Water Heater - Tank Blanket/Insulation | A | Integrated Unit Energy Savings (kWh or therms) | Achievable Economic UCT Potential | 0 | 0 | 99.629 | 98.0249 | 96.5711 | 95.2564 | 94.0716 | 93.0089 | 92.0659 | 91.2439 | 90.4994 | 89.8191 | 89.193 | 88.6565 | 88.1991 | 87.7012 | 87.2948 | 86.9684 | 86.709 | 86.5007 | 86.3497 | 86.2405 | 86.1615 | 86.104 | 86.0319 | 86.0156 | 86.0026
F2_Commercial_WA - Health_Existing_Water Heating_Natural Gas_Water Heater - Tank Blanket/Insulation_A_Achievable Economic UCT Potential | F2 | Commercial | WA - Health | Existing | Water Heating | Natural Gas | Water Heater - Tank Blanket/Insulation | A | Integrated Unit Summer Peak Savings (kW) | Achievable Economic UCT Potential | 0 | 0 | 0 | 0 | 0 | 0 | 0 | 0 | 0 | 0 | 0 | 0 | 0 | 0 | 0 | 0 | 0 | 0 | 0 | 0 | 0 | 0 | 0 | 0 | 0 | 0 | 0
F3_Commercial_WA - Health_Existing_Water Heating_Natural Gas_Water Heater - Tank Blanket/Insulation_A_Achievable Economic UCT Potential | F3 | Commercial | WA - Health | Existing | Water Heating | Natural Gas | Water Heater - Tank Blanket/Insulation | A | Integrated Unit Winter Peak Savings (kW) | Achievable Economic UCT Potential | 0 | 0 | 0 | 0 | 0 | 0 | 0 | 0 | 0 | 0 | 0 | 0 | 0 | 0 | 0 | 0 | 0 | 0 | 0 | 0 | 0 | 0 | 0 | 0 | 0 | 0 | 0
F4_Commercial_WA - Health_Existing_Water Heating_Natural Gas_Water Heater - Tank Blanket/Insulation_A_Achievable Economic UCT Potential | F4 | Commercial | WA - Health | Existing | Water Heating | Natural Gas | Water Heater - Tank Blanket/Insulation | A | Incremental Energy Savings (MWh or mTherms) | Achievable Economic UCT Potential | 0 | 0 | 0 | 0.4568 | 0.55256 | 0.66697 | 0.76461 | 0.86229 | 0.9979 | 1.0849 | 1.0993 | 1.0282 | 0.87763 | 0.67507 | 0.46089 | 0.27424 | 0.1275 | 0 | 0 | 0 | 0 | 0 | 0 | 0 | 0 | 0 | 0
F5_Commercial_WA - Health_Existing_Water Heating_Natural Gas_Water Heater - Tank Blanket/Insulation_A_Achievable Economic UCT Potential | F5 | Commercial | WA - Health | Existing | Water Heating | Natural Gas | Water Heater - Tank Blanket/Insulation | A | Incremental Summer Peak Savings (MW) | Achievable Economic UCT Potential | 0 | 0 | 0 | 0 | 0 | 0 | 0 | 0 | 0 | 0 | 0 | 0 | 0 | 0 | 0 | 0 | 0 | 0 | 0 | 0 | 0 | 0 | 0 | 0 | 0 | 0 | 0
F6_Commercial_WA - Health_Existing_Water Heating_Natural Gas_Water Heater - Tank Blanket/Insulation_A_Achievable Economic UCT Potential | F6 | Commercial | WA - Health | Existing | Water Heating | Natural Gas | Water Heater - Tank Blanket/Insulation | A | Incremental Winter Peak Savings (MW) | Achievable Economic UCT Potential | 0 | 0 | 0 | 0 | 0 | 0 | 0 | 0 | 0 | 0 | 0 | 0 | 0 | 0 | 0 | 0 | 0 | 0 | 0 | 0 | 0 | 0 | 0 | 0 | 0 | 0 | 0
F7_Commercial_WA - Health_Existing_Water Heating_Natural Gas_Water Heater - Tank Blanket/Insulation_A_Achievable Economic UCT Potential | F7 | Commercial | WA - Health | Existing | Water Heating | Natural Gas | Water Heater - Tank Blanket/Insulation | A | Cumulative Energy Savings (MWh or mTherms) | Achievable Economic UCT Potential | 0 | 0 | 0 | 0.4568 | 1.0026 | 1.6559 | 2.3999 | 3.2351 | 4.2002 | 5.2476 | 6.3041 | 7.2849 | 8.1117 | 8.738 | 9.1538 | 9.3764 | 9.4604 | 9.4251 | 9.3969 | 9.3744 | 9.358 | 9.3462 | 9.3376 | 9.3314 | 9.3236 | 9.3218 | 9.3204
F8_Commercial_WA - Health_Existing_Water Heating_Natural Gas_Water Heater - Tank Blanket/Insulation_A_Achievable Economic UCT Potential | F8 | Commercial | WA - Health | Existing | Water Heating | Natural Gas | Water Heater - Tank Blanket/Insulation | A | Cumulative Summer Peak Savings (MW) | Achievable Economic UCT Potential | 0 | 0 | 0 | 0 | 0 | 0 | 0 | 0 | 0 | 0 | 0 | 0 | 0 | 0 | 0 | 0 | 0 | 0 | 0 | 0 | 0 | 0 | 0 | 0 | 0 | 0 | 0
F9_Commercial_WA - Health_Existing_Water Heating_Natural Gas_Water Heater - Tank Blanket/Insulation_A_Achievable Economic UCT Potential | F9 | Commercial | WA - Health | Existing | Water Heating | Natural Gas | Water Heater - Tank Blanket/Insulation | A | Cumulative Winter Peak Savings (MW) | Achievable Economic UCT Potential | 0 | 0 | 0 | 0 | 0 | 0 | 0 | 0 | 0 | 0 | 0 | 0 | 0 | 0 | 0 | 0 | 0 | 0 | 0 | 0 | 0 | 0 | 0 | 0 | 0 | 0 | 0
F10_Commercial_WA - Health_Existing_Water Heating_Natural Gas_Water Heater - Tank Blanket/Insulation_A_Achievable Economic UCT Potential | F10 | Commercial | WA - Health | Existing | Water Heating | Natural Gas | Water Heater - Tank Blanket/Insulation | A | Purchases (Incremental) | Achievable Economic UCT Potential | 0 | 0 | 0 | 4.6601 | 5.7218 | 7.0018 | 8.128 | 9.271 | 10.8389 | 11.8905 | 12.147 | 11.4471 | 9.8397 | 7.6144 | 5.2256 | 3.127 | 1.4605 | 0 | 0 | 0 | 0 | 0 | 0 | 0 | 0 | 0 | 0
F11_Commercial_WA - Health_Existing_Water Heating_Natural Gas_Water Heater - Tank Blanket/Insulation_A_Achievable Economic UCT Potential | F11 | Commercial | WA - Health | Existing | Water Heating | Natural Gas | Water Heater - Tank Blanket/Insulation | A | Purchases (Cumulative) | Achievable Economic UCT Potential | 0 | 0 | 0 | 4.6601 | 10.3819 | 17.3837 | 25.5117 | 34.7827 | 45.6217 | 57.5121 | 69.6591 | 81.1062 | 90.9459 | 98.5603 | 103.7859 | 106.9129 | 108.3734 | 108.3734 | 108.3734 | 108.3734 | 108.3734 | 108.3734 | 108.3734 | 108.3734 | 108.3734 | 108.3734 | 108.3734
F1_Commercial_WA - Health_Existing_Water Heating_Natural Gas_Water Heater - Drainwater Heat Recovery_A_Achievable Economic UCT Potential | F1 | Commercial | WA - Health | Existing | Water Heating | Natural Gas | Water Heater - Drainwater Heat Recovery | A | Integrated Unit Energy Savings (kWh or therms) | Achievable Economic UCT Potential | 0 | 0 | 5.6764 | 5.5648 | 5.458 | 5.3583 | 5.2628 | 5.1714 | 5.082 | 4.999 | 4.9203 | 4.8481 | 4.7843 | 4.7325 | 4.6975 | 4.6687 | 4.646 | 4.6286 | 4.6148 | 4.6037 | 4.5957 | 4.5899 | 4.5857 | 4.5826 | 4.5788 | 4.5779 | 4.5772
F2_Commercial_WA - Health_Existing_Water Heating_Natural Gas_Water Heater - Drainwater Heat Recovery_A_Achievable Economic UCT Potential | F2 | Commercial | WA - Health | Existing | Water Heating | Natural Gas | Water Heater - Drainwater Heat Recovery | A | Integrated Unit Summer Peak Savings (kW) | Achievable Economic UCT Potential | 0 | 0 | 0 | 0 | 0 | 0 | 0 | 0 | 0 | 0 | 0 | 0 | 0 | 0 | 0 | 0 | 0 | 0 | 0 | 0 | 0 | 0 | 0 | 0 | 0 | 0 | 0
F3_Commercial_WA - Health_Existing_Water Heating_Natural Gas_Water Heater - Drainwater Heat Recovery_A_Achievable Economic UCT Potential | F3 | Commercial | WA - Health | Existing | Water Heating | Natural Gas | Water Heater - Drainwater Heat Recovery | A | Integrated Unit Winter Peak Savings (kW) | Achievable Economic UCT Potential | 0 | 0 | 0 | 0 | 0 | 0 | 0 | 0 | 0 | 0 | 0 | 0 | 0 | 0 | 0 | 0 | 0 | 0 | 0 | 0 | 0 | 0 | 0 | 0 | 0 | 0 | 0
F4_Commercial_WA - Health_Existing_Water Heating_Natural Gas_Water Heater - Drainwater Heat Recovery_A_Achievable Economic UCT Potential | F4 | Commercial | WA - Health | Existing | Water Heating | Natural Gas | Water Heater - Drainwater Heat Recovery | A | Incremental Energy Savings (MWh or mTherms) | Achievable Economic UCT Potential | 0 | 0 | 0 | 0 | 0 | 0 | 0 | 0 | 0 | 0 | 0 | 0 | 0 | 0 | 0 | 0 | 0 | 0 | 0 | 0 | 0 | 0 | 0 | 0 | 0 | 0 | 0
F5_Commercial_WA - Health_Existing_Water Heating_Natural Gas_Water Heater - Drainwater Heat Recovery_A_Achievable Economic UCT Potential | F5 | Commercial | WA - Health | Existing | Water Heating | Natural Gas | Water Heater - Drainwater Heat Recovery | A | Incremental Summer Peak Savings (MW) | Achievable Economic UCT Potential | 0 | 0 | 0 | 0 | 0 | 0 | 0 | 0 | 0 | 0 | 0 | 0 | 0 | 0 | 0 | 0 | 0 | 0 | 0 | 0 | 0 | 0 | 0 | 0 | 0 | 0 | 0
F6_Commercial_WA - Health_Existing_Water Heating_Natural Gas_Water Heater - Drainwater Heat Recovery_A_Achievable Economic UCT Potential | F6 | Commercial | WA - Health | Existing | Water Heating | Natural Gas | Water Heater - Drainwater Heat Recovery | A | Incremental Winter Peak Savings (MW) | Achievable Economic UCT Potential | 0 | 0 | 0 | 0 | 0 | 0 | 0 | 0 | 0 | 0 | 0 | 0 | 0 | 0 | 0 | 0 | 0 | 0 | 0 | 0 | 0 | 0 | 0 | 0 | 0 | 0 | 0
F7_Commercial_WA - Health_Existing_Water Heating_Natural Gas_Water Heater - Drainwater Heat Recovery_A_Achievable Economic UCT Potential | F7 | Commercial | WA - Health | Existing | Water Heating | Natural Gas | Water Heater - Drainwater Heat Recovery | A | Cumulative Energy Savings (MWh or mTherms) | Achievable Economic UCT Potential | 0 | 0 | 0 | 0 | 0 | 0 | 0 | 0 | 0 | 0 | 0 | 0 | 0 | 0 | 0 | 0 | 0 | 0 | 0 | 0 | 0 | 0 | 0 | 0 | 0 | 0 | 0
F8_Commercial_WA - Health_Existing_Water Heating_Natural Gas_Water Heater - Drainwater Heat Recovery_A_Achievable Economic UCT Potential | F8 | Commercial | WA - Health | Existing | Water Heating | Natural Gas | Water Heater - Drainwater Heat Recovery | A | Cumulative Summer Peak Savings (MW) | Achievable Economic UCT Potential | 0 | 0 | 0 | 0 | 0 | 0 | 0 | 0 | 0 | 0 | 0 | 0 | 0 | 0 | 0 | 0 | 0 | 0 | 0 | 0 | 0 | 0 | 0 | 0 | 0 | 0 | 0
F9_Commercial_WA - Health_Existing_Water Heating_Natural Gas_Water Heater - Drainwater Heat Recovery_A_Achievable Economic UCT Potential | F9 | Commercial | WA - Health | Existing | Water Heating | Natural Gas | Water Heater - Drainwater Heat Recovery | A | Cumulative Winter Peak Savings (MW) | Achievable Economic UCT Potential | 0 | 0 | 0 | 0 | 0 | 0 | 0 | 0 | 0 | 0 | 0 | 0 | 0 | 0 | 0 | 0 | 0 | 0 | 0 | 0 | 0 | 0 | 0 | 0 | 0 | 0 | 0
F10_Commercial_WA - Health_Existing_Water Heating_Natural Gas_Water Heater - Drainwater Heat Recovery_A_Achievable Economic UCT Potential | F10 | Commercial | WA - Health | Existing | Water Heating | Natural Gas | Water Heater - Drainwater Heat Recovery | A | Purchases (Incremental) | Achievable Economic UCT Potential | 0 | 0 | 0 | 0 | 0 | 0 | 0 | 0 | 0 | 0 | 0 | 0 | 0 | 0 | 0 | 0 | 0 | 0 | 0 | 0 | 0 | 0 | 0 | 0 | 0 | 0 | 0
F11_Commercial_WA - Health_Existing_Water Heating_Natural Gas_Water Heater - Drainwater Heat Recovery_A_Achievable Economic UCT Potential | F11 | Commercial | WA - Health | Existing | Water Heating | Natural Gas | Water Heater - Drainwater Heat Recovery | A | Purchases (Cumulative) | Achievable Economic UCT Potential | 0 | 0 | 0 | 0 | 0 | 0 | 0 | 0 | 0 | 0 | 0 | 0 | 0 | 0 | 0 | 0 | 0 | 0 | 0 | 0 | 0 | 0 | 0 | 0 | 0 | 0 | 0
F1_Commercial_WA - Health_Existing_Water Heating_Natural Gas_Water Heater - Circulation Pump Controls_A_Achievable Economic UCT Potential | F1 | Commercial | WA - Health | Existing | Water Heating | Natural Gas | Water Heater - Circulation Pump Controls | A | Integrated Unit Energy Savings (kWh or therms) | Achievable Economic UCT Potential | 0 | 0 | 298.0461 | 293.13 | 288.6408 | 284.54 | 280.8044 | 277.4109 | 274.342 | 271.614 | 269.1154 | 266.8285 | 264.7432 | 262.9772 | 261.502 | 259.9555 | 258.7182 | 257.7508 | 256.9819 | 256.3646 | 255.9171 | 255.5936 | 255.3595 | 255.189 | 254.9752 | 254.9271 | 254.8885
F2_Commercial_WA - Health_Existing_Water Heating_Natural Gas_Water Heater - Circulation Pump Controls_A_Achievable Economic UCT Potential | F2 | Commercial | WA - Health | Existing | Water Heating | Natural Gas | Water Heater - Circulation Pump Controls | A | Integrated Unit Summer Peak Savings (kW) | Achievable Economic UCT Potential | 0 | 0 | 0 | 0 | 0 | 0 | 0 | 0 | 0 | 0 | 0 | 0 | 0 | 0 | 0 | 0 | 0 | 0 | 0 | 0 | 0 | 0 | 0 | 0 | 0 | 0 | 0
F3_Commercial_WA - Health_Existing_Water Heating_Natural Gas_Water Heater - Circulation Pump Controls_A_Achievable Economic UCT Potential | F3 | Commercial | WA - Health | Existing | Water Heating | Natural Gas | Water Heater - Circulation Pump Controls | A | Integrated Unit Winter Peak Savings (kW) | Achievable Economic UCT Potential | 0 | 0 | 0 | 0 | 0 | 0 | 0 | 0 | 0 | 0 | 0 | 0 | 0 | 0 | 0 | 0 | 0 | 0 | 0 | 0 | 0 | 0 | 0 | 0 | 0 | 0 | 0
F4_Commercial_WA - Health_Existing_Water Heating_Natural Gas_Water Heater - Circulation Pump Controls_A_Achievable Economic UCT Potential | F4 | Commercial | WA - Health | Existing | Water Heating | Natural Gas | Water Heater - Circulation Pump Controls | A | Incremental Energy Savings (MWh or mTherms) | Achievable Economic UCT Potential | 0 | 0 | 0 | 1.1922 | 1.4414 | 1.7388 | 1.992 | 2.2446 | 2.5952 | 2.8187 | 2.853 | 2.6658 | 2.2735 | 1.7476 | 0.12907 | 0 | 0 | 0 | 0 | 0 | 0 | 0 | 0 | 0 | 0 | 0 | 0
F5_Commercial_WA - Health_Existing_Water Heating_Natural Gas_Water Heater - Circulation Pump Controls_A_Achievable Economic UCT Potential | F5 | Commercial | WA - Health | Existing | Water Heating | Natural Gas | Water Heater - Circulation Pump Controls | A | Incremental Summer Peak Savings (MW) | Achievable Economic UCT Potential | 0 | 0 | 0 | 0 | 0 | 0 | 0 | 0 | 0 | 0 | 0 | 0 | 0 | 0 | 0 | 0 | 0 | 0 | 0 | 0 | 0 | 0 | 0 | 0 | 0 | 0 | 0
F6_Commercial_WA - Health_Existing_Water Heating_Natural Gas_Water Heater - Circulation Pump Controls_A_Achievable Economic UCT Potential | F6 | Commercial | WA - Health | Existing | Water Heating | Natural Gas | Water Heater - Circulation Pump Controls | A | Incremental Winter Peak Savings (MW) | Achievable Economic UCT Potential | 0 | 0 | 0 | 0 | 0 | 0 | 0 | 0 | 0 | 0 | 0 | 0 | 0 | 0 | 0 | 0 | 0 | 0 | 0 | 0 | 0 | 0 | 0 | 0 | 0 | 0 | 0
F7_Commercial_WA - Health_Existing_Water Heating_Natural Gas_Water Heater - Circulation Pump Controls_A_Achievable Economic UCT Potential | F7 | Commercial | WA - Health | Existing | Water Heating | Natural Gas | Water Heater - Circulation Pump Controls | A | Cumulative Energy Savings (MWh or mTherms) | Achievable Economic UCT Potential | 0 | 0 | 0 | 1.1922 | 2.6153 | 4.317 | 6.2523 | 8.4214 | 10.9234 | 13.6335 | 16.3611 | 18.8878 | 21.0137 | 22.6212 | 22.6233 | 22.4896 | 22.3825 | 22.2988 | 22.2323 | 22.1789 | 22.1402 | 22.1122 | 22.0919 | 22.0772 | 22.0587 | 22.0545 | 22.0512
F8_Commercial_WA - Health_Existing_Water Heating_Natural Gas_Water Heater - Circulation Pump Controls_A_Achievable Economic UCT Potential | F8 | Commercial | WA - Health | Existing | Water Heating | Natural Gas | Water Heater - Circulation Pump Controls | A | Cumulative Summer Peak Savings (MW) | Achievable Economic UCT Potential | 0 | 0 | 0 | 0 | 0 | 0 | 0 | 0 | 0 | 0 | 0 | 0 | 0 | 0 | 0 | 0 | 0 | 0 | 0 | 0 | 0 | 0 | 0 | 0 | 0 | 0 | 0
F9_Commercial_WA - Health_Existing_Water Heating_Natural Gas_Water Heater - Circulation Pump Controls_A_Achievable Economic UCT Potential | F9 | Commercial | WA - Health | Existing | Water Heating | Natural Gas | Water Heater - Circulation Pump Controls | A | Cumulative Winter Peak Savings (MW) | Achievable Economic UCT Potential | 0 | 0 | 0 | 0 | 0 | 0 | 0 | 0 | 0 | 0 | 0 | 0 | 0 | 0 | 0 | 0 | 0 | 0 | 0 | 0 | 0 | 0 | 0 | 0 | 0 | 0 | 0
F10_Commercial_WA - Health_Existing_Water Heating_Natural Gas_Water Heater - Circulation Pump Controls_A_Achievable Economic UCT Potential | F10 | Commercial | WA - Health | Existing | Water Heating | Natural Gas | Water Heater - Circulation Pump Controls | A | Purchases (Incremental) | Achievable Economic UCT Potential | 0 | 0 | 0 | 4.0671 | 4.9938 | 6.1109 | 7.0938 | 8.0914 | 9.4598 | 10.3775 | 10.6014 | 9.9905 | 8.5877 | 6.6455 | 0.49357 | 0 | 0 | 0 | 0 | 0 | 0 | 0 | 0 | 0 | 0 | 0 | 0
F11_Commercial_WA - Health_Existing_Water Heating_Natural Gas_Water Heater - Circulation Pump Controls_A_Achievable Economic UCT Potential | F11 | Commercial | WA - Health | Existing | Water Heating | Natural Gas | Water Heater - Circulation Pump Controls | A | Purchases (Cumulative) | Achievable Economic UCT Potential | 0 | 0 | 0 | 4.0671 | 9.0609 | 15.1718 | 22.2656 | 30.357 | 39.8168 | 50.1943 | 60.7957 | 70.7863 | 79.374 | 86.0195 | 86.5131 | 86.5131 | 86.5131 | 86.5131 | 86.5131 | 86.5131 | 86.5131 | 86.5131 | 86.5131 | 86.5131 | 86.5131 | 86.5131 | 86.5131
F1_Commercial_WA - Health_Existing_Water Heating_Natural Gas_Water Heater - Pipe Insulation_A_Achievable Economic UCT Potential | F1 | Commercial | WA - Health | Existing | Water Heating | Natural Gas | Water Heater - Pipe Insulation | A | Integrated Unit Energy Savings (kWh or therms) | Achievable Economic UCT Potential | 0 | 0 | 2.491 | 2.4474 | 2.4068 | 2.3689 | 2.3335 | 2.3005 | 2.2695 | 2.2408 | 2.2141 | 2.1896 | 2.1676 | 2.1494 | 2.137 | 2.1244 | 2.1143 | 2.1064 | 2.1001 | 2.095 | 2.0914 | 2.0887 | 2.0868 | 2.0854 | 2.0837 | 2.0833 | 2.083
F2_Commercial_WA - Health_Existing_Water Heating_Natural Gas_Water Heater - Pipe Insulation_A_Achievable Economic UCT Potential | F2 | Commercial | WA - Health | Existing | Water Heating | Natural Gas | Water Heater - Pipe Insulation | A | Integrated Unit Summer Peak Savings (kW) | Achievable Economic UCT Potential | 0 | 0 | 0 | 0 | 0 | 0 | 0 | 0 | 0 | 0 | 0 | 0 | 0 | 0 | 0 | 0 | 0 | 0 | 0 | 0 | 0 | 0 | 0 | 0 | 0 | 0 | 0
F3_Commercial_WA - Health_Existing_Water Heating_Natural Gas_Water Heater - Pipe Insulation_A_Achievable Economic UCT Potential | F3 | Commercial | WA - Health | Existing | Water Heating | Natural Gas | Water Heater - Pipe Insulation | A | Integrated Unit Winter Peak Savings (kW) | Achievable Economic UCT Potential | 0 | 0 | 0 | 0 | 0 | 0 | 0 | 0 | 0 | 0 | 0 | 0 | 0 | 0 | 0 | 0 | 0 | 0 | 0 | 0 | 0 | 0 | 0 | 0 | 0 | 0 | 0
F4_Commercial_WA - Health_Existing_Water Heating_Natural Gas_Water Heater - Pipe Insulation_A_Achievable Economic UCT Potential | F4 | Commercial | WA - Health | Existing | Water Heating | Natural Gas | Water Heater - Pipe Insulation | A | Incremental Energy Savings (MWh or mTherms) | Achievable Economic UCT Potential | 0 | 0 | 0 | 0.35919 | 0.43371 | 0.52238 | 0.59734 | 0.6717 | 0.77471 | 0.83915 | 0.84703 | 0.78938 | 0.67172 | 0.51544 | 0.3517 | 0.20922 | 0.097254 | 0 | 0 | 0 | 0 | 0 | 0 | 0 | 0 | 0 | 0
F5_Commercial_WA - Health_Existing_Water Heating_Natural Gas_Water Heater - Pipe Insulation_A_Achievable Economic UCT Potential | F5 | Commercial | WA - Health | Existing | Water Heating | Natural Gas | Water Heater - Pipe Insulation | A | Incremental Summer Peak Savings (MW) | Achievable Economic UCT Potential | 0 | 0 | 0 | 0 | 0 | 0 | 0 | 0 | 0 | 0 | 0 | 0 | 0 | 0 | 0 | 0 | 0 | 0 | 0 | 0 | 0 | 0 | 0 | 0 | 0 | 0 | 0
F6_Commercial_WA - Health_Existing_Water Heating_Natural Gas_Water Heater - Pipe Insulation_A_Achievable Economic UCT Potential | F6 | Commercial | WA - Health | Existing | Water Heating | Natural Gas | Water Heater - Pipe Insulation | A | Incremental Winter Peak Savings (MW) | Achievable Economic UCT Potential | 0 | 0 | 0 | 0 | 0 | 0 | 0 | 0 | 0 | 0 | 0 | 0 | 0 | 0 | 0 | 0 | 0 | 0 | 0 | 0 | 0 | 0 | 0 | 0 | 0 | 0 | 0
F7_Commercial_WA - Health_Existing_Water Heating_Natural Gas_Water Heater - Pipe Insulation_A_Achievable Economic UCT Potential | F7 | Commercial | WA - Health | Existing | Water Heating | Natural Gas | Water Heater - Pipe Insulation | A | Cumulative Energy Savings (MWh or mTherms) | Achievable Economic UCT Potential | 0 | 0 | 0 | 0.35919 | 0.78695 | 1.2969 | 1.8749 | 2.5201 | 3.2608 | 4.0588 | 4.8574 | 5.593 | 6.2085 | 6.6718 | 6.9852 | 7.1531 | 7.2163 | 7.1894 | 7.1679 | 7.1507 | 7.1382 | 7.1292 | 7.1227 | 7.1179 | 7.1119 | 7.1106 | 7.1095
F8_Commercial_WA - Health_Existing_Water Heating_Natural Gas_Water Heater - Pipe Insulation_A_Achievable Economic UCT Potential | F8 | Commercial | WA - Health | Existing | Water Heating | Natural Gas | Water Heater - Pipe Insulation | A | Cumulative Summer Peak Savings (MW) | Achievable Economic UCT Potential | 0 | 0 | 0 | 0 | 0 | 0 | 0 | 0 | 0 | 0 | 0 | 0 | 0 | 0 | 0 | 0 | 0 | 0 | 0 | 0 | 0 | 0 | 0 | 0 | 0 | 0 | 0
F9_Commercial_WA - Health_Existing_Water Heating_Natural Gas_Water Heater - Pipe Insulation_A_Achievable Economic UCT Potential | F9 | Commercial | WA - Health | Existing | Water Heating | Natural Gas | Water Heater - Pipe Insulation | A | Cumulative Winter Peak Savings (MW) | Achievable Economic UCT Potential | 0 | 0 | 0 | 0 | 0 | 0 | 0 | 0 | 0 | 0 | 0 | 0 | 0 | 0 | 0 | 0 | 0 | 0 | 0 | 0 | 0 | 0 | 0 | 0 | 0 | 0 | 0
F10_Commercial_WA - Health_Existing_Water Heating_Natural Gas_Water Heater - Pipe Insulation_A_Achievable Economic UCT Potential | F10 | Commercial | WA - Health | Existing | Water Heating | Natural Gas | Water Heater - Pipe Insulation | A | Purchases (Incremental) | Achievable Economic UCT Potential | 0 | 0 | 0 | 146.7654 | 180.2045 | 220.5176 | 255.9862 | 291.9846 | 341.3651 | 374.4828 | 382.5607 | 360.5175 | 309.8954 | 239.8101 | 164.5764 | 98.4838 | 45.9986 | 0 | 0 | 0 | 0 | 0 | 0 | 0 | 0 | 0 | 0
F11_Commercial_WA - Health_Existing_Water Heating_Natural Gas_Water Heater - Pipe Insulation_A_Achievable Economic UCT Potential | F11 | Commercial | WA - Health | Existing | Water Heating | Natural Gas | Water Heater - Pipe Insulation | A | Purchases (Cumulative) | Achievable Economic UCT Potential | 0 | 0 | 0 | 146.7654 | 326.9699 | 547.4875 | 803.4736 | 1095.4583 | 1436.8234 | 1811.3062 | 2193.8669 | 2554.3844 | 2864.2798 | 3104.0899 | 3268.6663 | 3367.1501 | 3413.1487 | 3413.1487 | 3413.1487 | 3413.1487 | 3413.1487 | 3413.1487 | 3413.1487 | 3413.1487 | 3413.1487 | 3413.1487 | 3413.1487
F1_Commercial_WA - Health_Existing_Water Heating_Natural Gas_Water Heater - Motion Control Faucet_A_Achievable Economic UCT Potential | F1 | Commercial | WA - Health | Existing | Water Heating | Natural Gas | Water Heater - Motion Control Faucet | A | Integrated Unit Energy Savings (kWh or therms) | Achievable Economic UCT Potential | 0 | 0 | 0 | 0 | 0 | 0 | 0 | 0 | 0 | 0 | 0 | 0 | 0 | 0 | 0 | 0 | 0 | 0 | 0 | 0 | 0 | 0 | 0 | 0 | 0 | 0 | 0
F2_Commercial_WA - Health_Existing_Water Heating_Natural Gas_Water Heater - Motion Control Faucet_A_Achievable Economic UCT Potential | F2 | Commercial | WA - Health | Existing | Water Heating | Natural Gas | Water Heater - Motion Control Faucet | A | Integrated Unit Summer Peak Savings (kW) | Achievable Economic UCT Potential | 0 | 0 | 0 | 0 | 0 | 0 | 0 | 0 | 0 | 0 | 0 | 0 | 0 | 0 | 0 | 0 | 0 | 0 | 0 | 0 | 0 | 0 | 0 | 0 | 0 | 0 | 0
F3_Commercial_WA - Health_Existing_Water Heating_Natural Gas_Water Heater - Motion Control Faucet_A_Achievable Economic UCT Potential | F3 | Commercial | WA - Health | Existing | Water Heating | Natural Gas | Water Heater - Motion Control Faucet | A | Integrated Unit Winter Peak Savings (kW) | Achievable Economic UCT Potential | 0 | 0 | 0 | 0 | 0 | 0 | 0 | 0 | 0 | 0 | 0 | 0 | 0 | 0 | 0 | 0 | 0 | 0 | 0 | 0 | 0 | 0 | 0 | 0 | 0 | 0 | 0
F4_Commercial_WA - Health_Existing_Water Heating_Natural Gas_Water Heater - Motion Control Faucet_A_Achievable Economic UCT Potential | F4 | Commercial | WA - Health | Existing | Water Heating | Natural Gas | Water Heater - Motion Control Faucet | A | Incremental Energy Savings (MWh or mTherms) | Achievable Economic UCT Potential | 0 | 0 | 0 | 0 | 0 | 0 | 0 | 0 | 0 | 0 | 0 | 0 | 0 | 0 | 0 | 0 | 0 | 0 | 0 | 0 | 0 | 0 | 0 | 0 | 0 | 0 | 0
F5_Commercial_WA - Health_Existing_Water Heating_Natural Gas_Water Heater - Motion Control Faucet_A_Achievable Economic UCT Potential | F5 | Commercial | WA - Health | Existing | Water Heating | Natural Gas | Water Heater - Motion Control Faucet | A | Incremental Summer Peak Savings (MW) | Achievable Economic UCT Potential | 0 | 0 | 0 | 0 | 0 | 0 | 0 | 0 | 0 | 0 | 0 | 0 | 0 | 0 | 0 | 0 | 0 | 0 | 0 | 0 | 0 | 0 | 0 | 0 | 0 | 0 | 0
F6_Commercial_WA - Health_Existing_Water Heating_Natural Gas_Water Heater - Motion Control Faucet_A_Achievable Economic UCT Potential | F6 | Commercial | WA - Health | Existing | Water Heating | Natural Gas | Water Heater - Motion Control Faucet | A | Incremental Winter Peak Savings (MW) | Achievable Economic UCT Potential | 0 | 0 | 0 | 0 | 0 | 0 | 0 | 0 | 0 | 0 | 0 | 0 | 0 | 0 | 0 | 0 | 0 | 0 | 0 | 0 | 0 | 0 | 0 | 0 | 0 | 0 | 0
F7_Commercial_WA - Health_Existing_Water Heating_Natural Gas_Water Heater - Motion Control Faucet_A_Achievable Economic UCT Potential | F7 | Commercial | WA - Health | Existing | Water Heating | Natural Gas | Water Heater - Motion Control Faucet | A | Cumulative Energy Savings (MWh or mTherms) | Achievable Economic UCT Potential | 0 | 0 | 0 | 0 | 0 | 0 | 0 | 0 | 0 | 0 | 0 | 0 | 0 | 0 | 0 | 0 | 0 | 0 | 0 | 0 | 0 | 0 | 0 | 0 | 0 | 0 | 0
F8_Commercial_WA - Health_Existing_Water Heating_Natural Gas_Water Heater - Motion Control Faucet_A_Achievable Economic UCT Potential | F8 | Commercial | WA - Health | Existing | Water Heating | Natural Gas | Water Heater - Motion Control Faucet | A | Cumulative Summer Peak Savings (MW) | Achievable Economic UCT Potential | 0 | 0 | 0 | 0 | 0 | 0 | 0 | 0 | 0 | 0 | 0 | 0 | 0 | 0 | 0 | 0 | 0 | 0 | 0 | 0 | 0 | 0 | 0 | 0 | 0 | 0 | 0
F9_Commercial_WA - Health_Existing_Water Heating_Natural Gas_Water Heater - Motion Control Faucet_A_Achievable Economic UCT Potential | F9 | Commercial | WA - Health | Existing | Water Heating | Natural Gas | Water Heater - Motion Control Faucet | A | Cumulative Winter Peak Savings (MW) | Achievable Economic UCT Potential | 0 | 0 | 0 | 0 | 0 | 0 | 0 | 0 | 0 | 0 | 0 | 0 | 0 | 0 | 0 | 0 | 0 | 0 | 0 | 0 | 0 | 0 | 0 | 0 | 0 | 0 | 0
F10_Commercial_WA - Health_Existing_Water Heating_Natural Gas_Water Heater - Motion Control Faucet_A_Achievable Economic UCT Potential | F10 | Commercial | WA - Health | Existing | Water Heating | Natural Gas | Water Heater - Motion Control Faucet | A | Purchases (Incremental) | Achievable Economic UCT Potential | 0 | 0 | 0 | 0 | 0 | 0 | 0 | 0 | 0 | 0 | 0 | 0 | 0 | 0 | 0 | 0 | 0 | 0 | 0 | 0 | 0 | 0 | 0 | 0 | 0 | 0 | 0
F11_Commercial_WA - Health_Existing_Water Heating_Natural Gas_Water Heater - Motion Control Faucet_A_Achievable Economic UCT Potential | F11 | Commercial | WA - Health | Existing | Water Heating | Natural Gas | Water Heater - Motion Control Faucet | A | Purchases (Cumulative) | Achievable Economic UCT Potential | 0 | 0 | 0 | 0 | 0 | 0 | 0 | 0 | 0 | 0 | 0 | 0 | 0 | 0 | 0 | 0 | 0 | 0 | 0 | 0 | 0 | 0 | 0 | 0 | 0 | 0 | 0
F1_Commercial_WA - Health_Existing_Water Heating_Natural Gas_Water Heater - Solar System_A_Achievable Economic UCT Potential | F1 | Commercial | WA - Health | Existing | Water Heating | Natural Gas | Water Heater - Solar System | A | Integrated Unit Energy Savings (kWh or therms) | Achievable Economic UCT Potential | 0 | 0 | 19.9253 | 19.5338 | 19.1588 | 18.8087 | 18.4736 | 18.1526 | 17.8391 | 17.5478 | 17.2715 | 17.0178 | 16.7939 | 16.6122 | 16.4892 | 16.3882 | 16.3085 | 16.2476 | 16.1991 | 16.1602 | 16.132 | 16.1116 | 16.0968 | 16.0861 | 16.0726 | 16.0696 | 16.0671
F2_Commercial_WA - Health_Existing_Water Heating_Natural Gas_Water Heater - Solar System_A_Achievable Economic UCT Potential | F2 | Commercial | WA - Health | Existing | Water Heating | Natural Gas | Water Heater - Solar System | A | Integrated Unit Summer Peak Savings (kW) | Achievable Economic UCT Potential | 0 | 0 | 0 | 0 | 0 | 0 | 0 | 0 | 0 | 0 | 0 | 0 | 0 | 0 | 0 | 0 | 0 | 0 | 0 | 0 | 0 | 0 | 0 | 0 | 0 | 0 | 0
F3_Commercial_WA - Health_Existing_Water Heating_Natural Gas_Water Heater - Solar System_A_Achievable Economic UCT Potential | F3 | Commercial | WA - Health | Existing | Water Heating | Natural Gas | Water Heater - Solar System | A | Integrated Unit Winter Peak Savings (kW) | Achievable Economic UCT Potential | 0 | 0 | 0 | 0 | 0 | 0 | 0 | 0 | 0 | 0 | 0 | 0 | 0 | 0 | 0 | 0 | 0 | 0 | 0 | 0 | 0 | 0 | 0 | 0 | 0 | 0 | 0
F4_Commercial_WA - Health_Existing_Water Heating_Natural Gas_Water Heater - Solar System_A_Achievable Economic UCT Potential | F4 | Commercial | WA - Health | Existing | Water Heating | Natural Gas | Water Heater - Solar System | A | Incremental Energy Savings (MWh or mTherms) | Achievable Economic UCT Potential | 0 | 0 | 0 | 0.4266 | 0.4928 | 0.5719 | 0.6337 | 0.6938 | 0.78199 | 0.83078 | 0.88746 | 0.85112 | 0.73248 | 0.56228 | 0.38125 | 0.29483 | 0.1274 | 0 | 0 | 0 | 0 | 0 | 0 | 0 | 0 | 0 | 0
F5_Commercial_WA - Health_Existing_Water Heating_Natural Gas_Water Heater - Solar System_A_Achievable Economic UCT Potential | F5 | Commercial | WA - Health | Existing | Water Heating | Natural Gas | Water Heater - Solar System | A | Incremental Summer Peak Savings (MW) | Achievable Economic UCT Potential | 0 | 0 | 0 | 0 | 0 | 0 | 0 | 0 | 0 | 0 | 0 | 0 | 0 | 0 | 0 | 0 | 0 | 0 | 0 | 0 | 0 | 0 | 0 | 0 | 0 | 0 | 0
F6_Commercial_WA - Health_Existing_Water Heating_Natural Gas_Water Heater - Solar System_A_Achievable Economic UCT Potential | F6 | Commercial | WA - Health | Existing | Water Heating | Natural Gas | Water Heater - Solar System | A | Incremental Winter Peak Savings (MW) | Achievable Economic UCT Potential | 0 | 0 | 0 | 0 | 0 | 0 | 0 | 0 | 0 | 0 | 0 | 0 | 0 | 0 | 0 | 0 | 0 | 0 | 0 | 0 | 0 | 0 | 0 | 0 | 0 | 0 | 0
F7_Commercial_WA - Health_Existing_Water Heating_Natural Gas_Water Heater - Solar System_A_Achievable Economic UCT Potential | F7 | Commercial | WA - Health | Existing | Water Heating | Natural Gas | Water Heater - Solar System | A | Cumulative Energy Savings (MWh or mTherms) | Achievable Economic UCT Potential | 0 | 0 | 0 | 0.4266 | 0.91122 | 1.4665 | 2.074 | 2.7318 | 3.4666 | 4.2408 | 5.0615 | 5.8382 | 6.4939 | 6.9859 | 7.3155 | 7.5655 | 7.6561 | 7.6275 | 7.6047 | 7.5865 | 7.5732 | 7.5637 | 7.5567 | 7.5517 | 7.5454 | 7.5439 | 7.5428
F8_Commercial_WA - Health_Existing_Water Heating_Natural Gas_Water Heater - Solar System_A_Achievable Economic UCT Potential | F8 | Commercial | WA - Health | Existing | Water Heating | Natural Gas | Water Heater - Solar System | A | Cumulative Summer Peak Savings (MW) | Achievable Economic UCT Potential | 0 | 0 | 0 | 0 | 0 | 0 | 0 | 0 | 0 | 0 | 0 | 0 | 0 | 0 | 0 | 0 | 0 | 0 | 0 | 0 | 0 | 0 | 0 | 0 | 0 | 0 | 0
F9_Commercial_WA - Health_Existing_Water Heating_Natural Gas_Water Heater - Solar System_A_Achievable Economic UCT Potential | F9 | Commercial | WA - Health | Existing | Water Heating | Natural Gas | Water Heater - Solar System | A | Cumulative Winter Peak Savings (MW) | Achievable Economic UCT Potential | 0 | 0 | 0 | 0 | 0 | 0 | 0 | 0 | 0 | 0 | 0 | 0 | 0 | 0 | 0 | 0 | 0 | 0 | 0 | 0 | 0 | 0 | 0 | 0 | 0 | 0 | 0
F10_Commercial_WA - Health_Existing_Water Heating_Natural Gas_Water Heater - Solar System_A_Achievable Economic UCT Potential | F10 | Commercial | WA - Health | Existing | Water Heating | Natural Gas | Water Heater - Solar System | A | Purchases (Incremental) | Achievable Economic UCT Potential | 0 | 0 | 0 | 21.8393 | 25.7221 | 30.4062 | 34.303 | 38.2201 | 43.8357 | 47.3441 | 51.383 | 50.0138 | 43.6157 | 33.8473 | 23.1215 | 17.9904 | 7.8121 | 0 | 0 | 0 | 0 | 0 | 0 | 0 | 0 | 0 | 0
F11_Commercial_WA - Health_Existing_Water Heating_Natural Gas_Water Heater - Solar System_A_Achievable Economic UCT Potential | F11 | Commercial | WA - Health | Existing | Water Heating | Natural Gas | Water Heater - Solar System | A | Purchases (Cumulative) | Achievable Economic UCT Potential | 0 | 0 | 0 | 21.8393 | 47.5614 | 77.9676 | 112.2706 | 150.4907 | 194.3265 | 241.6706 | 293.0536 | 343.0674 | 386.6831 | 420.5304 | 443.6519 | 461.6423 | 469.4544 | 469.4544 | 469.4544 | 469.4544 | 469.4544 | 469.4544 | 469.4544 | 469.4544 | 469.4544 | 469.4544 | 469.4544
F1_Commercial_WA - Health_Existing_Water Heating_Natural Gas_Commercial Laundry - Ozone Treatment_A_Achievable Economic UCT Potential | F1 | Commercial | WA - Health | Existing | Water Heating | Natural Gas | Commercial Laundry - Ozone Treatment | A | Integrated Unit Energy Savings (kWh or therms) | Achievable Economic UCT Potential | 0 | 0 | 75.0265 | 73.4805 | 71.9495 | 70.5107 | 69.1697 | 67.9229 | 66.699 | 65.5556 | 64.4658 | 63.4638 | 62.5816 | 61.8683 | 61.3857 | 60.9907 | 60.6861 | 60.4592 | 60.2788 | 60.1341 | 60.0291 | 59.9532 | 59.8983 | 59.8583 | 59.8081 | 59.7969 | 59.7878
F2_Commercial_WA - Health_Existing_Water Heating_Natural Gas_Commercial Laundry - Ozone Treatment_A_Achievable Economic UCT Potential | F2 | Commercial | WA - Health | Existing | Water Heating | Natural Gas | Commercial Laundry - Ozone Treatment | A | Integrated Unit Summer Peak Savings (kW) | Achievable Economic UCT Potential | 0 | 0 | 0 | 0 | 0 | 0 | 0 | 0 | 0 | 0 | 0 | 0 | 0 | 0 | 0 | 0 | 0 | 0 | 0 | 0 | 0 | 0 | 0 | 0 | 0 | 0 | 0
F3_Commercial_WA - Health_Existing_Water Heating_Natural Gas_Commercial Laundry - Ozone Treatment_A_Achievable Economic UCT Potential | F3 | Commercial | WA - Health | Existing | Water Heating | Natural Gas | Commercial Laundry - Ozone Treatment | A | Integrated Unit Winter Peak Savings (kW) | Achievable Economic UCT Potential | 0 | 0 | 0 | 0 | 0 | 0 | 0 | 0 | 0 | 0 | 0 | 0 | 0 | 0 | 0 | 0 | 0 | 0 | 0 | 0 | 0 | 0 | 0 | 0 | 0 | 0 | 0
F4_Commercial_WA - Health_Existing_Water Heating_Natural Gas_Commercial Laundry - Ozone Treatment_A_Achievable Economic UCT Potential | F4 | Commercial | WA - Health | Existing | Water Heating | Natural Gas | Commercial Laundry - Ozone Treatment | A | Incremental Energy Savings (MWh or mTherms) | Achievable Economic UCT Potential | 0 | 0 | 0 | 0 | 0 | 0 | 0 | 0 | 0 | 0 | 0 | 0 | 0 | 0 | 0 | 0 | 0 | 0 | 0 | 0 | 0 | 0 | 0 | 0 | 0 | 0 | 0
F5_Commercial_WA - Health_Existing_Water Heating_Natural Gas_Commercial Laundry - Ozone Treatment_A_Achievable Economic UCT Potential | F5 | Commercial | WA - Health | Existing | Water Heating | Natural Gas | Commercial Laundry - Ozone Treatment | A | Incremental Summer Peak Savings (MW) | Achievable Economic UCT Potential | 0 | 0 | 0 | 0 | 0 | 0 | 0 | 0 | 0 | 0 | 0 | 0 | 0 | 0 | 0 | 0 | 0 | 0 | 0 | 0 | 0 | 0 | 0 | 0 | 0 | 0 | 0
F6_Commercial_WA - Health_Existing_Water Heating_Natural Gas_Commercial Laundry - Ozone Treatment_A_Achievable Economic UCT Potential | F6 | Commercial | WA - Health | Existing | Water Heating | Natural Gas | Commercial Laundry - Ozone Treatment | A | Incremental Winter Peak Savings (MW) | Achievable Economic UCT Potential | 0 | 0 | 0 | 0 | 0 | 0 | 0 | 0 | 0 | 0 | 0 | 0 | 0 | 0 | 0 | 0 | 0 | 0 | 0 | 0 | 0 | 0 | 0 | 0 | 0 | 0 | 0
F7_Commercial_WA - Health_Existing_Water Heating_Natural Gas_Commercial Laundry - Ozone Treatment_A_Achievable Economic UCT Potential | F7 | Commercial | WA - Health | Existing | Water Heating | Natural Gas | Commercial Laundry - Ozone Treatment | A | Cumulative Energy Savings (MWh or mTherms) | Achievable Economic UCT Potential | 0 | 0 | 0 | 0 | 0 | 0 | 0 | 0 | 0 | 0 | 0 | 0 | 0 | 0 | 0 | 0 | 0 | 0 | 0 | 0 | 0 | 0 | 0 | 0 | 0 | 0 | 0
F8_Commercial_WA - Health_Existing_Water Heating_Natural Gas_Commercial Laundry - Ozone Treatment_A_Achievable Economic UCT Potential | F8 | Commercial | WA - Health | Existing | Water Heating | Natural Gas | Commercial Laundry - Ozone Treatment | A | Cumulative Summer Peak Savings (MW) | Achievable Economic UCT Potential | 0 | 0 | 0 | 0 | 0 | 0 | 0 | 0 | 0 | 0 | 0 | 0 | 0 | 0 | 0 | 0 | 0 | 0 | 0 | 0 | 0 | 0 | 0 | 0 | 0 | 0 | 0
F9_Commercial_WA - Health_Existing_Water Heating_Natural Gas_Commercial Laundry - Ozone Treatment_A_Achievable Economic UCT Potential | F9 | Commercial | WA - Health | Existing | Water Heating | Natural Gas | Commercial Laundry - Ozone Treatment | A | Cumulative Winter Peak Savings (MW) | Achievable Economic UCT Potential | 0 | 0 | 0 | 0 | 0 | 0 | 0 | 0 | 0 | 0 | 0 | 0 | 0 | 0 | 0 | 0 | 0 | 0 | 0 | 0 | 0 | 0 | 0 | 0 | 0 | 0 | 0
F10_Commercial_WA - Health_Existing_Water Heating_Natural Gas_Commercial Laundry - Ozone Treatment_A_Achievable Economic UCT Potential | F10 | Commercial | WA - Health | Existing | Water Heating | Natural Gas | Commercial Laundry - Ozone Treatment | A | Purchases (Incremental) | Achievable Economic UCT Potential | 0 | 0 | 0 | 0 | 0 | 0 | 0 | 0 | 0 | 0 | 0 | 0 | 0 | 0 | 0 | 0 | 0 | 0 | 0 | 0 | 0 | 0 | 0 | 0 | 0 | 0 | 0
F11_Commercial_WA - Health_Existing_Water Heating_Natural Gas_Commercial Laundry - Ozone Treatment_A_Achievable Economic UCT Potential | F11 | Commercial | WA - Health | Existing | Water Heating | Natural Gas | Commercial Laundry - Ozone Treatment | A | Purchases (Cumulative) | Achievable Economic UCT Potential | 0 | 0 | 0 | 0 | 0 | 0 | 0 | 0 | 0 | 0 | 0 | 0 | 0 | 0 | 0 | 0 | 0 | 0 | 0 | 0 | 0 | 0 | 0 | 0 | 0 | 0 | 0
F1_Commercial_WA - Health_Existing_Water Heating_Natural Gas_Commercial Laundry - ENERGY STAR Washer_A_Achievable Economic UCT Potential | F1 | Commercial | WA - Health | Existing | Water Heating | Natural Gas | Commercial Laundry - ENERGY STAR Washer | A | Integrated Unit Energy Savings (kWh or therms) | Achievable Economic UCT Potential | 0 | 0 | 17.6201 | 17.2674 | 16.9284 | 16.6104 | 16.3049 | 16.0111 | 15.7227 | 15.4533 | 15.1965 | 14.9603 | 14.7524 | 14.5842 | 14.4705 | 14.3773 | 14.3056 | 14.2521 | 14.2095 | 14.1754 | 14.1507 | 14.1328 | 14.1198 | 14.1104 | 14.0986 | 14.0959 | 14.0938
F2_Commercial_WA - Health_Existing_Water Heating_Natural Gas_Commercial Laundry - ENERGY STAR Washer_A_Achievable Economic UCT Potential | F2 | Commercial | WA - Health | Existing | Water Heating | Natural Gas | Commercial Laundry - ENERGY STAR Washer | A | Integrated Unit Summer Peak Savings (kW) | Achievable Economic UCT Potential | 0 | 0 | 0 | 0 | 0 | 0 | 0 | 0 | 0 | 0 | 0 | 0 | 0 | 0 | 0 | 0 | 0 | 0 | 0 | 0 | 0 | 0 | 0 | 0 | 0 | 0 | 0
F3_Commercial_WA - Health_Existing_Water Heating_Natural Gas_Commercial Laundry - ENERGY STAR Washer_A_Achievable Economic UCT Potential | F3 | Commercial | WA - Health | Existing | Water Heating | Natural Gas | Commercial Laundry - ENERGY STAR Washer | A | Integrated Unit Winter Peak Savings (kW) | Achievable Economic UCT Potential | 0 | 0 | 0 | 0 | 0 | 0 | 0 | 0 | 0 | 0 | 0 | 0 | 0 | 0 | 0 | 0 | 0 | 0 | 0 | 0 | 0 | 0 | 0 | 0 | 0 | 0 | 0
F4_Commercial_WA - Health_Existing_Water Heating_Natural Gas_Commercial Laundry - ENERGY STAR Washer_A_Achievable Economic UCT Potential | F4 | Commercial | WA - Health | Existing | Water Heating | Natural Gas | Commercial Laundry - ENERGY STAR Washer | A | Incremental Energy Savings (MWh or mTherms) | Achievable Economic UCT Potential | 0 | 0 | 0 | 0.0036354 | 0.0043761 | 0.0052544 | 0.0059873 | 0.0067062 | 0.0076992 | 0.0083014 | 0.0051402 | 0.0038696 | 0.0018914 | 0 | 0 | 0 | 0 | 0 | 0 | 0 | 0 | 0 | 0 | 0 | 0 | 0 | 0
F5_Commercial_WA - Health_Existing_Water Heating_Natural Gas_Commercial Laundry - ENERGY STAR Washer_A_Achievable Economic UCT Potential | F5 | Commercial | WA - Health | Existing | Water Heating | Natural Gas | Commercial Laundry - ENERGY STAR Washer | A | Incremental Summer Peak Savings (MW) | Achievable Economic UCT Potential | 0 | 0 | 0 | 0 | 0 | 0 | 0 | 0 | 0 | 0 | 0 | 0 | 0 | 0 | 0 | 0 | 0 | 0 | 0 | 0 | 0 | 0 | 0 | 0 | 0 | 0 | 0
F6_Commercial_WA - Health_Existing_Water Heating_Natural Gas_Commercial Laundry - ENERGY STAR Washer_A_Achievable Economic UCT Potential | F6 | Commercial | WA - Health | Existing | Water Heating | Natural Gas | Commercial Laundry - ENERGY STAR Washer | A | Incremental Winter Peak Savings (MW) | Achievable Economic UCT Potential | 0 | 0 | 0 | 0 | 0 | 0 | 0 | 0 | 0 | 0 | 0 | 0 | 0 | 0 | 0 | 0 | 0 | 0 | 0 | 0 | 0 | 0 | 0 | 0 | 0 | 0 | 0
F7_Commercial_WA - Health_Existing_Water Heating_Natural Gas_Commercial Laundry - ENERGY STAR Washer_A_Achievable Economic UCT Potential | F7 | Commercial | WA - Health | Existing | Water Heating | Natural Gas | Commercial Laundry - ENERGY STAR Washer | A | Cumulative Energy Savings (MWh or mTherms) | Achievable Economic UCT Potential | 0 | 0 | 0 | 0.0036354 | 0.0079401 | 0.013045 | 0.018793 | 0.02516 | 0.032406 | 0.040152 | 0.044625 | 0.047802 | 0.049029 | 0.04847 | 0.048092 | 0.047782 | 0.047544 | 0.047366 | 0.047224 | 0.047111 | 0.047029 | 0.046969 | 0.046926 | 0.046895 | 0.046856 | 0.046847 | 0.04684
F8_Commercial_WA - Health_Existing_Water Heating_Natural Gas_Commercial Laundry - ENERGY STAR Washer_A_Achievable Economic UCT Potential | F8 | Commercial | WA - Health | Existing | Water Heating | Natural Gas | Commercial Laundry - ENERGY STAR Washer | A | Cumulative Summer Peak Savings (MW) | Achievable Economic UCT Potential | 0 | 0 | 0 | 0 | 0 | 0 | 0 | 0 | 0 | 0 | 0 | 0 | 0 | 0 | 0 | 0 | 0 | 0 | 0 | 0 | 0 | 0 | 0 | 0 | 0 | 0 | 0
F9_Commercial_WA - Health_Existing_Water Heating_Natural Gas_Commercial Laundry - ENERGY STAR Washer_A_Achievable Economic UCT Potential | F9 | Commercial | WA - Health | Existing | Water Heating | Natural Gas | Commercial Laundry - ENERGY STAR Washer | A | Cumulative Winter Peak Savings (MW) | Achievable Economic UCT Potential | 0 | 0 | 0 | 0 | 0 | 0 | 0 | 0 | 0 | 0 | 0 | 0 | 0 | 0 | 0 | 0 | 0 | 0 | 0 | 0 | 0 | 0 | 0 | 0 | 0 | 0 | 0
F10_Commercial_WA - Health_Existing_Water Heating_Natural Gas_Commercial Laundry - ENERGY STAR Washer_A_Achievable Economic UCT Potential | F10 | Commercial | WA - Health | Existing | Water Heating | Natural Gas | Commercial Laundry - ENERGY STAR Washer | A | Purchases (Incremental) | Achievable Economic UCT Potential | 0 | 0 | 0 | 0.21053 | 0.2585 | 0.31633 | 0.36721 | 0.41885 | 0.48969 | 0.53719 | 0.33825 | 0.25866 | 0.12821 | 0 | 0 | 0 | 0 | 0 | 0 | 0 | 0 | 0 | 0 | 0 | 0 | 0 | 0
F11_Commercial_WA - Health_Existing_Water Heating_Natural Gas_Commercial Laundry - ENERGY STAR Washer_A_Achievable Economic UCT Potential | F11 | Commercial | WA - Health | Existing | Water Heating | Natural Gas | Commercial Laundry - ENERGY STAR Washer | A | Purchases (Cumulative) | Achievable Economic UCT Potential | 0 | 0 | 0 | 0.21053 | 0.46904 | 0.78537 | 1.1526 | 1.5714 | 2.0611 | 2.5983 | 2.9366 | 3.1952 | 3.3234 | 3.3234 | 3.3234 | 3.3234 | 3.3234 | 3.3234 | 3.3234 | 3.3234 | 3.3234 | 3.3234 | 3.3234 | 3.3234 | 3.3234 | 3.3234 | 3.3234
F1_Commercial_WA - Health_Existing_Water Heating_Natural Gas_Water Heater - Efficient Dishwasher_A_Achievable Economic UCT Potential | F1 | Commercial | WA - Health | Existing | Water Heating | Natural Gas | Water Heater - Efficient Dishwasher | A | Integrated Unit Energy Savings (kWh or therms) | Achievable Economic UCT Potential | 0 | 0 | 51.0194 | 50.0744 | 49.1826 | 48.3675 | 47.6017 | 46.8825 | 46.1974 | 45.5781 | 44.9972 | 44.4639 | 43.9879 | 43.5958 | 43.3302 | 43.0648 | 42.8555 | 42.6953 | 42.5679 | 42.4657 | 42.3915 | 42.338 | 42.2992 | 42.2709 | 42.2355 | 42.2275 | 42.2212
F2_Commercial_WA - Health_Existing_Water Heating_Natural Gas_Water Heater - Efficient Dishwasher_A_Achievable Economic UCT Potential | F2 | Commercial | WA - Health | Existing | Water Heating | Natural Gas | Water Heater - Efficient Dishwasher | A | Integrated Unit Summer Peak Savings (kW) | Achievable Economic UCT Potential | 0 | 0 | 0 | 0 | 0 | 0 | 0 | 0 | 0 | 0 | 0 | 0 | 0 | 0 | 0 | 0 | 0 | 0 | 0 | 0 | 0 | 0 | 0 | 0 | 0 | 0 | 0
F3_Commercial_WA - Health_Existing_Water Heating_Natural Gas_Water Heater - Efficient Dishwasher_A_Achievable Economic UCT Potential | F3 | Commercial | WA - Health | Existing | Water Heating | Natural Gas | Water Heater - Efficient Dishwasher | A | Integrated Unit Winter Peak Savings (kW) | Achievable Economic UCT Potential | 0 | 0 | 0 | 0 | 0 | 0 | 0 | 0 | 0 | 0 | 0 | 0 | 0 | 0 | 0 | 0 | 0 | 0 | 0 | 0 | 0 | 0 | 0 | 0 | 0 | 0 | 0
F4_Commercial_WA - Health_Existing_Water Heating_Natural Gas_Water Heater - Efficient Dishwasher_A_Achievable Economic UCT Potential | F4 | Commercial | WA - Health | Existing | Water Heating | Natural Gas | Water Heater - Efficient Dishwasher | A | Incremental Energy Savings (MWh or mTherms) | Achievable Economic UCT Potential | 0 | 0 | 0 | 1.3092 | 1.5789 | 1.9001 | 2.1708 | 2.4386 | 2.8094 | 3.0406 | 3.0666 | 2.8557 | 2.4284 | 1.8625 | 1.2704 | 0 | 0 | 0 | 0 | 0 | 0 | 0 | 0 | 0 | 0 | 0 | 0
F5_Commercial_WA - Health_Existing_Water Heating_Natural Gas_Water Heater - Efficient Dishwasher_A_Achievable Economic UCT Potential | F5 | Commercial | WA - Health | Existing | Water Heating | Natural Gas | Water Heater - Efficient Dishwasher | A | Incremental Summer Peak Savings (MW) | Achievable Economic UCT Potential | 0 | 0 | 0 | 0 | 0 | 0 | 0 | 0 | 0 | 0 | 0 | 0 | 0 | 0 | 0 | 0 | 0 | 0 | 0 | 0 | 0 | 0 | 0 | 0 | 0 | 0 | 0
F6_Commercial_WA - Health_Existing_Water Heating_Natural Gas_Water Heater - Efficient Dishwasher_A_Achievable Economic UCT Potential | F6 | Commercial | WA - Health | Existing | Water Heating | Natural Gas | Water Heater - Efficient Dishwasher | A | Incremental Winter Peak Savings (MW) | Achievable Economic UCT Potential | 0 | 0 | 0 | 0 | 0 | 0 | 0 | 0 | 0 | 0 | 0 | 0 | 0 | 0 | 0 | 0 | 0 | 0 | 0 | 0 | 0 | 0 | 0 | 0 | 0 | 0 | 0
F7_Commercial_WA - Health_Existing_Water Heating_Natural Gas_Water Heater - Efficient Dishwasher_A_Achievable Economic UCT Potential | F7 | Commercial | WA - Health | Existing | Water Heating | Natural Gas | Water Heater - Efficient Dishwasher | A | Cumulative Energy Savings (MWh or mTherms) | Achievable Economic UCT Potential | 0 | 0 | 0 | 1.3092 | 2.8648 | 4.7174 | 6.8135 | 9.1492 | 11.8249 | 14.7071 | 17.5862 | 20.2335 | 22.4453 | 24.1077 | 25.2312 | 25.0767 | 24.9548 | 24.8615 | 24.7874 | 24.7278 | 24.6846 | 24.6534 | 24.6309 | 24.6144 | 24.5938 | 24.5892 | 24.5854
F8_Commercial_WA - Health_Existing_Water Heating_Natural Gas_Water Heater - Efficient Dishwasher_A_Achievable Economic UCT Potential | F8 | Commercial | WA - Health | Existing | Water Heating | Natural Gas | Water Heater - Efficient Dishwasher | A | Cumulative Summer Peak Savings (MW) | Achievable Economic UCT Potential | 0 | 0 | 0 | 0 | 0 | 0 | 0 | 0 | 0 | 0 | 0 | 0 | 0 | 0 | 0 | 0 | 0 | 0 | 0 | 0 | 0 | 0 | 0 | 0 | 0 | 0 | 0
F9_Commercial_WA - Health_Existing_Water Heating_Natural Gas_Water Heater - Efficient Dishwasher_A_Achievable Economic UCT Potential | F9 | Commercial | WA - Health | Existing | Water Heating | Natural Gas | Water Heater - Efficient Dishwasher | A | Cumulative Winter Peak Savings (MW) | Achievable Economic UCT Potential | 0 | 0 | 0 | 0 | 0 | 0 | 0 | 0 | 0 | 0 | 0 | 0 | 0 | 0 | 0 | 0 | 0 | 0 | 0 | 0 | 0 | 0 | 0 | 0 | 0 | 0 | 0
F10_Commercial_WA - Health_Existing_Water Heating_Natural Gas_Water Heater - Efficient Dishwasher_A_Achievable Economic UCT Potential | F10 | Commercial | WA - Health | Existing | Water Heating | Natural Gas | Water Heater - Efficient Dishwasher | A | Purchases (Incremental) | Achievable Economic UCT Potential | 0 | 0 | 0 | 26.1457 | 32.1028 | 39.2844 | 45.603 | 52.016 | 60.813 | 66.7128 | 68.1518 | 64.2249 | 55.2068 | 42.7213 | 29.3187 | 0 | 0 | 0 | 0 | 0 | 0 | 0 | 0 | 0 | 0 | 0 | 0
F11_Commercial_WA - Health_Existing_Water Heating_Natural Gas_Water Heater - Efficient Dishwasher_A_Achievable Economic UCT Potential | F11 | Commercial | WA - Health | Existing | Water Heating | Natural Gas | Water Heater - Efficient Dishwasher | A | Purchases (Cumulative) | Achievable Economic UCT Potential | 0 | 0 | 0 | 26.1457 | 58.2485 | 97.533 | 143.136 | 195.152 | 255.965 | 322.6778 | 390.8296 | 455.0545 | 510.2613 | 552.9826 | 582.3013 | 582.3013 | 582.3013 | 582.3013 | 582.3013 | 582.3013 | 582.3013 | 582.3013 | 582.3013 | 582.3013 | 582.3013 | 582.3013 | 582.3013
F1_Commercial_WA - Health_Existing_Water Heating_Natural Gas_Commercial Laundry - Alternative Dry-Cleaning Methods_A_Achievable Economic UCT Potential | F1 | Commercial | WA - Health | Existing | Water Heating | Natural Gas | Commercial Laundry - Alternative Dry-Cleaning Methods | A | Integrated Unit Energy Savings (kWh or therms) | Achievable Economic UCT Potential | 0 | 0 | 0 | 0 | 0 | 0 | 0 | 0 | 0 | 0 | 0 | 0 | 0 | 0 | 0 | 0 | 0 | 0 | 0 | 0 | 0 | 0 | 0 | 0 | 0 | 0 | 0
F2_Commercial_WA - Health_Existing_Water Heating_Natural Gas_Commercial Laundry - Alternative Dry-Cleaning Methods_A_Achievable Economic UCT Potential | F2 | Commercial | WA - Health | Existing | Water Heating | Natural Gas | Commercial Laundry - Alternative Dry-Cleaning Methods | A | Integrated Unit Summer Peak Savings (kW) | Achievable Economic UCT Potential | 0 | 0 | 0 | 0 | 0 | 0 | 0 | 0 | 0 | 0 | 0 | 0 | 0 | 0 | 0 | 0 | 0 | 0 | 0 | 0 | 0 | 0 | 0 | 0 | 0 | 0 | 0
F3_Commercial_WA - Health_Existing_Water Heating_Natural Gas_Commercial Laundry - Alternative Dry-Cleaning Methods_A_Achievable Economic UCT Potential | F3 | Commercial | WA - Health | Existing | Water Heating | Natural Gas | Commercial Laundry - Alternative Dry-Cleaning Methods | A | Integrated Unit Winter Peak Savings (kW) | Achievable Economic UCT Potential | 0 | 0 | 0 | 0 | 0 | 0 | 0 | 0 | 0 | 0 | 0 | 0 | 0 | 0 | 0 | 0 | 0 | 0 | 0 | 0 | 0 | 0 | 0 | 0 | 0 | 0 | 0
F4_Commercial_WA - Health_Existing_Water Heating_Natural Gas_Commercial Laundry - Alternative Dry-Cleaning Methods_A_Achievable Economic UCT Potential | F4 | Commercial | WA - Health | Existing | Water Heating | Natural Gas | Commercial Laundry - Alternative Dry-Cleaning Methods | A | Incremental Energy Savings (MWh or mTherms) | Achievable Economic UCT Potential | 0 | 0 | 0 | 0 | 0 | 0 | 0 | 0 | 0 | 0 | 0 | 0 | 0 | 0 | 0 | 0 | 0 | 0 | 0 | 0 | 0 | 0 | 0 | 0 | 0 | 0 | 0
F5_Commercial_WA - Health_Existing_Water Heating_Natural Gas_Commercial Laundry - Alternative Dry-Cleaning Methods_A_Achievable Economic UCT Potential | F5 | Commercial | WA - Health | Existing | Water Heating | Natural Gas | Commercial Laundry - Alternative Dry-Cleaning Methods | A | Incremental Summer Peak Savings (MW) | Achievable Economic UCT Potential | 0 | 0 | 0 | 0 | 0 | 0 | 0 | 0 | 0 | 0 | 0 | 0 | 0 | 0 | 0 | 0 | 0 | 0 | 0 | 0 | 0 | 0 | 0 | 0 | 0 | 0 | 0
F6_Commercial_WA - Health_Existing_Water Heating_Natural Gas_Commercial Laundry - Alternative Dry-Cleaning Methods_A_Achievable Economic UCT Potential | F6 | Commercial | WA - Health | Existing | Water Heating | Natural Gas | Commercial Laundry - Alternative Dry-Cleaning Methods | A | Incremental Winter Peak Savings (MW) | Achievable Economic UCT Potential | 0 | 0 | 0 | 0 | 0 | 0 | 0 | 0 | 0 | 0 | 0 | 0 | 0 | 0 | 0 | 0 | 0 | 0 | 0 | 0 | 0 | 0 | 0 | 0 | 0 | 0 | 0
F7_Commercial_WA - Health_Existing_Water Heating_Natural Gas_Commercial Laundry - Alternative Dry-Cleaning Methods_A_Achievable Economic UCT Potential | F7 | Commercial | WA - Health | Existing | Water Heating | Natural Gas | Commercial Laundry - Alternative Dry-Cleaning Methods | A | Cumulative Energy Savings (MWh or mTherms) | Achievable Economic UCT Potential | 0 | 0 | 0 | 0 | 0 | 0 | 0 | 0 | 0 | 0 | 0 | 0 | 0 | 0 | 0 | 0 | 0 | 0 | 0 | 0 | 0 | 0 | 0 | 0 | 0 | 0 | 0
F8_Commercial_WA - Health_Existing_Water Heating_Natural Gas_Commercial Laundry - Alternative Dry-Cleaning Methods_A_Achievable Economic UCT Potential | F8 | Commercial | WA - Health | Existing | Water Heating | Natural Gas | Commercial Laundry - Alternative Dry-Cleaning Methods | A | Cumulative Summer Peak Savings (MW) | Achievable Economic UCT Potential | 0 | 0 | 0 | 0 | 0 | 0 | 0 | 0 | 0 | 0 | 0 | 0 | 0 | 0 | 0 | 0 | 0 | 0 | 0 | 0 | 0 | 0 | 0 | 0 | 0 | 0 | 0
F9_Commercial_WA - Health_Existing_Water Heating_Natural Gas_Commercial Laundry - Alternative Dry-Cleaning Methods_A_Achievable Economic UCT Potential | F9 | Commercial | WA - Health | Existing | Water Heating | Natural Gas | Commercial Laundry - Alternative Dry-Cleaning Methods | A | Cumulative Winter Peak Savings (MW) | Achievable Economic UCT Potential | 0 | 0 | 0 | 0 | 0 | 0 | 0 | 0 | 0 | 0 | 0 | 0 | 0 | 0 | 0 | 0 | 0 | 0 | 0 | 0 | 0 | 0 | 0 | 0 | 0 | 0 | 0
F10_Commercial_WA - Health_Existing_Water Heating_Natural Gas_Commercial Laundry - Alternative Dry-Cleaning Methods_A_Achievable Economic UCT Potential | F10 | Commercial | WA - Health | Existing | Water Heating | Natural Gas | Commercial Laundry - Alternative Dry-Cleaning Methods | A | Purchases (Incremental) | Achievable Economic UCT Potential | 0 | 0 | 0 | 0 | 0 | 0 | 0 | 0 | 0 | 0 | 0 | 0 | 0 | 0 | 0 | 0 | 0 | 0 | 0 | 0 | 0 | 0 | 0 | 0 | 0 | 0 | 0
F11_Commercial_WA - Health_Existing_Water Heating_Natural Gas_Commercial Laundry - Alternative Dry-Cleaning Methods_A_Achievable Economic UCT Potential | F11 | Commercial | WA - Health | Existing | Water Heating | Natural Gas | Commercial Laundry - Alternative Dry-Cleaning Methods | A | Purchases (Cumulative) | Achievable Economic UCT Potential | 0 | 0 | 0 | 0 | 0 | 0 | 0 | 0 | 0 | 0 | 0 | 0 | 0 | 0 | 0 | 0 | 0 | 0 | 0 | 0 | 0 | 0 | 0 | 0 | 0 | 0 | 0
F1_Commercial_WA - Health_Existing_Space Heating_Natural Gas_Advanced Kitchen Ventilation Controls_A_Achievable Economic UCT Potential | F1 | Commercial | WA - Health | Existing | Space Heating | Natural Gas | Advanced Kitchen Ventilation Controls | A | Integrated Unit Energy Savings (kWh or therms) | Achievable Economic UCT Potential | 0 | 0 | 0.075777 | 0.075362 | 0.074831 | 0.074186 | 0.073441 | 0.072574 | 0.071558 | 0.070385 | 0.069044 | 0.067526 | 0.065852 | 0.064067 | 0.06223 | 0.060418 | 0.058707 | 0.057163 | 0.055874 | 0.054867 | 0.054036 | 0.053411 | 0.05285 | 0.052541 | 0.052247 | 0.051966 | 0.051696
F2_Commercial_WA - Health_Existing_Space Heating_Natural Gas_Advanced Kitchen Ventilation Controls_A_Achievable Economic UCT Potential | F2 | Commercial | WA - Health | Existing | Space Heating | Natural Gas | Advanced Kitchen Ventilation Controls | A | Integrated Unit Summer Peak Savings (kW) | Achievable Economic UCT Potential | 0 | 0 | 0 | 0 | 0 | 0 | 0 | 0 | 0 | 0 | 0 | 0 | 0 | 0 | 0 | 0 | 0 | 0 | 0 | 0 | 0 | 0 | 0 | 0 | 0 | 0 | 0
F3_Commercial_WA - Health_Existing_Space Heating_Natural Gas_Advanced Kitchen Ventilation Controls_A_Achievable Economic UCT Potential | F3 | Commercial | WA - Health | Existing | Space Heating | Natural Gas | Advanced Kitchen Ventilation Controls | A | Integrated Unit Winter Peak Savings (kW) | Achievable Economic UCT Potential | 0 | 0 | 0 | 0 | 0 | 0 | 0 | 0 | 0 | 0 | 0 | 0 | 0 | 0 | 0 | 0 | 0 | 0 | 0 | 0 | 0 | 0 | 0 | 0 | 0 | 0 | 0
F4_Commercial_WA - Health_Existing_Space Heating_Natural Gas_Advanced Kitchen Ventilation Controls_A_Achievable Economic UCT Potential | F4 | Commercial | WA - Health | Existing | Space Heating | Natural Gas | Advanced Kitchen Ventilation Controls | A | Incremental Energy Savings (MWh or mTherms) | Achievable Economic UCT Potential | 0 | 0 | 0 | 0 | 0 | 0 | 0 | 0 | 0 | 0 | 0 | 0 | 0 | 0 | 0 | 0 | 0 | 0 | 0 | 0 | 0 | 0 | 0 | 0 | 0 | 0 | 0
F5_Commercial_WA - Health_Existing_Space Heating_Natural Gas_Advanced Kitchen Ventilation Controls_A_Achievable Economic UCT Potential | F5 | Commercial | WA - Health | Existing | Space Heating | Natural Gas | Advanced Kitchen Ventilation Controls | A | Incremental Summer Peak Savings (MW) | Achievable Economic UCT Potential | 0 | 0 | 0 | 0 | 0 | 0 | 0 | 0 | 0 | 0 | 0 | 0 | 0 | 0 | 0 | 0 | 0 | 0 | 0 | 0 | 0 | 0 | 0 | 0 | 0 | 0 | 0
F6_Commercial_WA - Health_Existing_Space Heating_Natural Gas_Advanced Kitchen Ventilation Controls_A_Achievable Economic UCT Potential | F6 | Commercial | WA - Health | Existing | Space Heating | Natural Gas | Advanced Kitchen Ventilation Controls | A | Incremental Winter Peak Savings (MW) | Achievable Economic UCT Potential | 0 | 0 | 0 | 0 | 0 | 0 | 0 | 0 | 0 | 0 | 0 | 0 | 0 | 0 | 0 | 0 | 0 | 0 | 0 | 0 | 0 | 0 | 0 | 0 | 0 | 0 | 0
F7_Commercial_WA - Health_Existing_Space Heating_Natural Gas_Advanced Kitchen Ventilation Controls_A_Achievable Economic UCT Potential | F7 | Commercial | WA - Health | Existing | Space Heating | Natural Gas | Advanced Kitchen Ventilation Controls | A | Cumulative Energy Savings (MWh or mTherms) | Achievable Economic UCT Potential | 0 | 0 | 0 | 0 | 0 | 0 | 0 | 0 | 0 | 0 | 0 | 0 | 0 | 0 | 0 | 0 | 0 | 0 | 0 | 0 | 0 | 0 | 0 | 0 | 0 | 0 | 0
F8_Commercial_WA - Health_Existing_Space Heating_Natural Gas_Advanced Kitchen Ventilation Controls_A_Achievable Economic UCT Potential | F8 | Commercial | WA - Health | Existing | Space Heating | Natural Gas | Advanced Kitchen Ventilation Controls | A | Cumulative Summer Peak Savings (MW) | Achievable Economic UCT Potential | 0 | 0 | 0 | 0 | 0 | 0 | 0 | 0 | 0 | 0 | 0 | 0 | 0 | 0 | 0 | 0 | 0 | 0 | 0 | 0 | 0 | 0 | 0 | 0 | 0 | 0 | 0
F9_Commercial_WA - Health_Existing_Space Heating_Natural Gas_Advanced Kitchen Ventilation Controls_A_Achievable Economic UCT Potential | F9 | Commercial | WA - Health | Existing | Space Heating | Natural Gas | Advanced Kitchen Ventilation Controls | A | Cumulative Winter Peak Savings (MW) | Achievable Economic UCT Potential | 0 | 0 | 0 | 0 | 0 | 0 | 0 | 0 | 0 | 0 | 0 | 0 | 0 | 0 | 0 | 0 | 0 | 0 | 0 | 0 | 0 | 0 | 0 | 0 | 0 | 0 | 0
F10_Commercial_WA - Health_Existing_Space Heating_Natural Gas_Advanced Kitchen Ventilation Controls_A_Achievable Economic UCT Potential | F10 | Commercial | WA - Health | Existing | Space Heating | Natural Gas | Advanced Kitchen Ventilation Controls | A | Purchases (Incremental) | Achievable Economic UCT Potential | 0 | 0 | 0 | 0 | 0 | 0 | 0 | 0 | 0 | 0 | 0 | 0 | 0 | 0 | 0 | 0 | 0 | 0 | 0 | 0 | 0 | 0 | 0 | 0 | 0 | 0 | 0
F11_Commercial_WA - Health_Existing_Space Heating_Natural Gas_Advanced Kitchen Ventilation Controls_A_Achievable Economic UCT Potential | F11 | Commercial | WA - Health | Existing | Space Heating | Natural Gas | Advanced Kitchen Ventilation Controls | A | Purchases (Cumulative) | Achievable Economic UCT Potential | 0 | 0 | 0 | 0 | 0 | 0 | 0 | 0 | 0 | 0 | 0 | 0 | 0 | 0 | 0 | 0 | 0 | 0 | 0 | 0 | 0 | 0 | 0 | 0 | 0 | 0 | 0
F1_Commercial_WA - Health_Existing_Space Heating_Natural Gas_Infiltration Control - Loading Dock Sealing_A_Achievable Economic UCT Potential | F1 | Commercial | WA - Health | Existing | Space Heating | Natural Gas | Infiltration Control - Loading Dock Sealing | A | Integrated Unit Energy Savings (kWh or therms) | Achievable Economic UCT Potential | 0 | 0 | 271.0229 | 269.0905 | 266.4178 | 263.2415 | 259.6354 | 255.4884 | 250.6931 | 245.2006 | 238.9723 | 231.9965 | 224.3871 | 216.3599 | 208.1876 | 200.2189 | 192.7782 | 186.1329 | 180.8399 | 176.9747 | 173.8547 | 171.6655 | 169.7038 | 168.7129 | 167.7675 | 166.863 | 165.9956
F2_Commercial_WA - Health_Existing_Space Heating_Natural Gas_Infiltration Control - Loading Dock Sealing_A_Achievable Economic UCT Potential | F2 | Commercial | WA - Health | Existing | Space Heating | Natural Gas | Infiltration Control - Loading Dock Sealing | A | Integrated Unit Summer Peak Savings (kW) | Achievable Economic UCT Potential | 0 | 0 | 0 | 0 | 0 | 0 | 0 | 0 | 0 | 0 | 0 | 0 | 0 | 0 | 0 | 0 | 0 | 0 | 0 | 0 | 0 | 0 | 0 | 0 | 0 | 0 | 0
F3_Commercial_WA - Health_Existing_Space Heating_Natural Gas_Infiltration Control - Loading Dock Sealing_A_Achievable Economic UCT Potential | F3 | Commercial | WA - Health | Existing | Space Heating | Natural Gas | Infiltration Control - Loading Dock Sealing | A | Integrated Unit Winter Peak Savings (kW) | Achievable Economic UCT Potential | 0 | 0 | 0 | 0 | 0 | 0 | 0 | 0 | 0 | 0 | 0 | 0 | 0 | 0 | 0 | 0 | 0 | 0 | 0 | 0 | 0 | 0 | 0 | 0 | 0 | 0 | 0
F4_Commercial_WA - Health_Existing_Space Heating_Natural Gas_Infiltration Control - Loading Dock Sealing_A_Achievable Economic UCT Potential | F4 | Commercial | WA - Health | Existing | Space Heating | Natural Gas | Infiltration Control - Loading Dock Sealing | A | Incremental Energy Savings (MWh or mTherms) | Achievable Economic UCT Potential | 0 | 0 | 0 | 0 | 0 | 0 | 0 | 0 | 0 | 0 | 0 | 0 | 0 | 0 | 0 | 0 | 0 | 0 | 0 | 0 | 0 | 0 | 0 | 0 | 0 | 0 | 0
F5_Commercial_WA - Health_Existing_Space Heating_Natural Gas_Infiltration Control - Loading Dock Sealing_A_Achievable Economic UCT Potential | F5 | Commercial | WA - Health | Existing | Space Heating | Natural Gas | Infiltration Control - Loading Dock Sealing | A | Incremental Summer Peak Savings (MW) | Achievable Economic UCT Potential | 0 | 0 | 0 | 0 | 0 | 0 | 0 | 0 | 0 | 0 | 0 | 0 | 0 | 0 | 0 | 0 | 0 | 0 | 0 | 0 | 0 | 0 | 0 | 0 | 0 | 0 | 0
F6_Commercial_WA - Health_Existing_Space Heating_Natural Gas_Infiltration Control - Loading Dock Sealing_A_Achievable Economic UCT Potential | F6 | Commercial | WA - Health | Existing | Space Heating | Natural Gas | Infiltration Control - Loading Dock Sealing | A | Incremental Winter Peak Savings (MW) | Achievable Economic UCT Potential | 0 | 0 | 0 | 0 | 0 | 0 | 0 | 0 | 0 | 0 | 0 | 0 | 0 | 0 | 0 | 0 | 0 | 0 | 0 | 0 | 0 | 0 | 0 | 0 | 0 | 0 | 0
F7_Commercial_WA - Health_Existing_Space Heating_Natural Gas_Infiltration Control - Loading Dock Sealing_A_Achievable Economic UCT Potential | F7 | Commercial | WA - Health | Existing | Space Heating | Natural Gas | Infiltration Control - Loading Dock Sealing | A | Cumulative Energy Savings (MWh or mTherms) | Achievable Economic UCT Potential | 0 | 0 | 0 | 0 | 0 | 0 | 0 | 0 | 0 | 0 | 0 | 0 | 0 | 0 | 0 | 0 | 0 | 0 | 0 | 0 | 0 | 0 | 0 | 0 | 0 | 0 | 0
F8_Commercial_WA - Health_Existing_Space Heating_Natural Gas_Infiltration Control - Loading Dock Sealing_A_Achievable Economic UCT Potential | F8 | Commercial | WA - Health | Existing | Space Heating | Natural Gas | Infiltration Control - Loading Dock Sealing | A | Cumulative Summer Peak Savings (MW) | Achievable Economic UCT Potential | 0 | 0 | 0 | 0 | 0 | 0 | 0 | 0 | 0 | 0 | 0 | 0 | 0 | 0 | 0 | 0 | 0 | 0 | 0 | 0 | 0 | 0 | 0 | 0 | 0 | 0 | 0
F9_Commercial_WA - Health_Existing_Space Heating_Natural Gas_Infiltration Control - Loading Dock Sealing_A_Achievable Economic UCT Potential | F9 | Commercial | WA - Health | Existing | Space Heating | Natural Gas | Infiltration Control - Loading Dock Sealing | A | Cumulative Winter Peak Savings (MW) | Achievable Economic UCT Potential | 0 | 0 | 0 | 0 | 0 | 0 | 0 | 0 | 0 | 0 | 0 | 0 | 0 | 0 | 0 | 0 | 0 | 0 | 0 | 0 | 0 | 0 | 0 | 0 | 0 | 0 | 0
F10_Commercial_WA - Health_Existing_Space Heating_Natural Gas_Infiltration Control - Loading Dock Sealing_A_Achievable Economic UCT Potential | F10 | Commercial | WA - Health | Existing | Space Heating | Natural Gas | Infiltration Control - Loading Dock Sealing | A | Purchases (Incremental) | Achievable Economic UCT Potential | 0 | 0 | 0 | 0 | 0 | 0 | 0 | 0 | 0 | 0 | 0 | 0 | 0 | 0 | 0 | 0 | 0 | 0 | 0 | 0 | 0 | 0 | 0 | 0 | 0 | 0 | 0
F11_Commercial_WA - Health_Existing_Space Heating_Natural Gas_Infiltration Control - Loading Dock Sealing_A_Achievable Economic UCT Potential | F11 | Commercial | WA - Health | Existing | Space Heating | Natural Gas | Infiltration Control - Loading Dock Sealing | A | Purchases (Cumulative) | Achievable Economic UCT Potential | 0 | 0 | 0 | 0 | 0 | 0 | 0 | 0 | 0 | 0 | 0 | 0 | 0 | 0 | 0 | 0 | 0 | 0 | 0 | 0 | 0 | 0 | 0 | 0 | 0 | 0 | 0
F1_Commercial_WA - Health_Existing_Space Heating_Natural Gas_Greenhouse Heat Curtain_A_Achievable Economic UCT Potential | F1 | Commercial | WA - Health | Existing | Space Heating | Natural Gas | Greenhouse Heat Curtain | A | Integrated Unit Energy Savings (kWh or therms) | Achievable Economic UCT Potential | 0 | 0 | 236.6394 | 235.8807 | 234.9942 | 234.0178 | 232.9618 | 231.825 | 230.6057 | 229.3365 | 228.0213 | 226.6267 | 225.1579 | 223.6329 | 222.0496 | 220.4401 | 218.8197 | 217.2093 | 215.6264 | 214.1507 | 212.7367 | 211.3877 | 210.1011 | 208.8769 | 207.7089 | 206.5914 | 205.5195
F2_Commercial_WA - Health_Existing_Space Heating_Natural Gas_Greenhouse Heat Curtain_A_Achievable Economic UCT Potential | F2 | Commercial | WA - Health | Existing | Space Heating | Natural Gas | Greenhouse Heat Curtain | A | Integrated Unit Summer Peak Savings (kW) | Achievable Economic UCT Potential | 0 | 0 | 0 | 0 | 0 | 0 | 0 | 0 | 0 | 0 | 0 | 0 | 0 | 0 | 0 | 0 | 0 | 0 | 0 | 0 | 0 | 0 | 0 | 0 | 0 | 0 | 0
F3_Commercial_WA - Health_Existing_Space Heating_Natural Gas_Greenhouse Heat Curtain_A_Achievable Economic UCT Potential | F3 | Commercial | WA - Health | Existing | Space Heating | Natural Gas | Greenhouse Heat Curtain | A | Integrated Unit Winter Peak Savings (kW) | Achievable Economic UCT Potential | 0 | 0 | 0 | 0 | 0 | 0 | 0 | 0 | 0 | 0 | 0 | 0 | 0 | 0 | 0 | 0 | 0 | 0 | 0 | 0 | 0 | 0 | 0 | 0 | 0 | 0 | 0
F4_Commercial_WA - Health_Existing_Space Heating_Natural Gas_Greenhouse Heat Curtain_A_Achievable Economic UCT Potential | F4 | Commercial | WA - Health | Existing | Space Heating | Natural Gas | Greenhouse Heat Curtain | A | Incremental Energy Savings (MWh or mTherms) | Achievable Economic UCT Potential | 0 | 0 | 0 | 0 | 0 | 0 | 0 | 0 | 0 | 0 | 0 | 0 | 0 | 0 | 0 | 0 | 0 | 0 | 0 | 0 | 0 | 0 | 0 | 0 | 0 | 0 | 0
F5_Commercial_WA - Health_Existing_Space Heating_Natural Gas_Greenhouse Heat Curtain_A_Achievable Economic UCT Potential | F5 | Commercial | WA - Health | Existing | Space Heating | Natural Gas | Greenhouse Heat Curtain | A | Incremental Summer Peak Savings (MW) | Achievable Economic UCT Potential | 0 | 0 | 0 | 0 | 0 | 0 | 0 | 0 | 0 | 0 | 0 | 0 | 0 | 0 | 0 | 0 | 0 | 0 | 0 | 0 | 0 | 0 | 0 | 0 | 0 | 0 | 0
F6_Commercial_WA - Health_Existing_Space Heating_Natural Gas_Greenhouse Heat Curtain_A_Achievable Economic UCT Potential | F6 | Commercial | WA - Health | Existing | Space Heating | Natural Gas | Greenhouse Heat Curtain | A | Incremental Winter Peak Savings (MW) | Achievable Economic UCT Potential | 0 | 0 | 0 | 0 | 0 | 0 | 0 | 0 | 0 | 0 | 0 | 0 | 0 | 0 | 0 | 0 | 0 | 0 | 0 | 0 | 0 | 0 | 0 | 0 | 0 | 0 | 0
F7_Commercial_WA - Health_Existing_Space Heating_Natural Gas_Greenhouse Heat Curtain_A_Achievable Economic UCT Potential | F7 | Commercial | WA - Health | Existing | Space Heating | Natural Gas | Greenhouse Heat Curtain | A | Cumulative Energy Savings (MWh or mTherms) | Achievable Economic UCT Potential | 0 | 0 | 0 | 0 | 0 | 0 | 0 | 0 | 0 | 0 | 0 | 0 | 0 | 0 | 0 | 0 | 0 | 0 | 0 | 0 | 0 | 0 | 0 | 0 | 0 | 0 | 0
F8_Commercial_WA - Health_Existing_Space Heating_Natural Gas_Greenhouse Heat Curtain_A_Achievable Economic UCT Potential | F8 | Commercial | WA - Health | Existing | Space Heating | Natural Gas | Greenhouse Heat Curtain | A | Cumulative Summer Peak Savings (MW) | Achievable Economic UCT Potential | 0 | 0 | 0 | 0 | 0 | 0 | 0 | 0 | 0 | 0 | 0 | 0 | 0 | 0 | 0 | 0 | 0 | 0 | 0 | 0 | 0 | 0 | 0 | 0 | 0 | 0 | 0
F9_Commercial_WA - Health_Existing_Space Heating_Natural Gas_Greenhouse Heat Curtain_A_Achievable Economic UCT Potential | F9 | Commercial | WA - Health | Existing | Space Heating | Natural Gas | Greenhouse Heat Curtain | A | Cumulative Winter Peak Savings (MW) | Achievable Economic UCT Potential | 0 | 0 | 0 | 0 | 0 | 0 | 0 | 0 | 0 | 0 | 0 | 0 | 0 | 0 | 0 | 0 | 0 | 0 | 0 | 0 | 0 | 0 | 0 | 0 | 0 | 0 | 0
F10_Commercial_WA - Health_Existing_Space Heating_Natural Gas_Greenhouse Heat Curtain_A_Achievable Economic UCT Potential | F10 | Commercial | WA - Health | Existing | Space Heating | Natural Gas | Greenhouse Heat Curtain | A | Purchases (Incremental) | Achievable Economic UCT Potential | 0 | 0 | 0 | 0 | 0 | 0 | 0 | 0 | 0 | 0 | 0 | 0 | 0 | 0 | 0 | 0 | 0 | 0 | 0 | 0 | 0 | 0 | 0 | 0 | 0 | 0 | 0
F11_Commercial_WA - Health_Existing_Space Heating_Natural Gas_Greenhouse Heat Curtain_A_Achievable Economic UCT Potential | F11 | Commercial | WA - Health | Existing | Space Heating | Natural Gas | Greenhouse Heat Curtain | A | Purchases (Cumulative) | Achievable Economic UCT Potential | 0 | 0 | 0 | 0 | 0 | 0 | 0 | 0 | 0 | 0 | 0 | 0 | 0 | 0 | 0 | 0 | 0 | 0 | 0 | 0 | 0 | 0 | 0 | 0 | 0 | 0 | 0
F1_Commercial_WA - Health_Existing_Space Heating_Natural Gas_Ventilation - Parking Garages, Demand Controlled_A_Achievable Economic UCT Potential | F1 | Commercial | WA - Health | Existing | Space Heating | Natural Gas | Ventilation - Parking Garages, Demand Controlled | A | Integrated Unit Energy Savings (kWh or therms) | Achievable Economic UCT Potential | 0 | 0 | 0 | 0 | 0 | 0 | 0 | 0 | 0 | 0 | 0 | 0 | 0 | 0 | 0 | 0 | 0 | 0 | 0 | 0 | 0 | 0 | 0 | 0 | 0 | 0 | 0
F2_Commercial_WA - Health_Existing_Space Heating_Natural Gas_Ventilation - Parking Garages, Demand Controlled_A_Achievable Economic UCT Potential | F2 | Commercial | WA - Health | Existing | Space Heating | Natural Gas | Ventilation - Parking Garages, Demand Controlled | A | Integrated Unit Summer Peak Savings (kW) | Achievable Economic UCT Potential | 0 | 0 | 0 | 0 | 0 | 0 | 0 | 0 | 0 | 0 | 0 | 0 | 0 | 0 | 0 | 0 | 0 | 0 | 0 | 0 | 0 | 0 | 0 | 0 | 0 | 0 | 0
F3_Commercial_WA - Health_Existing_Space Heating_Natural Gas_Ventilation - Parking Garages, Demand Controlled_A_Achievable Economic UCT Potential | F3 | Commercial | WA - Health | Existing | Space Heating | Natural Gas | Ventilation - Parking Garages, Demand Controlled | A | Integrated Unit Winter Peak Savings (kW) | Achievable Economic UCT Potential | 0 | 0 | 0 | 0 | 0 | 0 | 0 | 0 | 0 | 0 | 0 | 0 | 0 | 0 | 0 | 0 | 0 | 0 | 0 | 0 | 0 | 0 | 0 | 0 | 0 | 0 | 0
F4_Commercial_WA - Health_Existing_Space Heating_Natural Gas_Ventilation - Parking Garages, Demand Controlled_A_Achievable Economic UCT Potential | F4 | Commercial | WA - Health | Existing | Space Heating | Natural Gas | Ventilation - Parking Garages, Demand Controlled | A | Incremental Energy Savings (MWh or mTherms) | Achievable Economic UCT Potential | 0 | 0 | 0 | 0 | 0 | 0 | 0 | 0 | 0 | 0 | 0 | 0 | 0 | 0 | 0 | 0 | 0 | 0 | 0 | 0 | 0 | 0 | 0 | 0 | 0 | 0 | 0
F5_Commercial_WA - Health_Existing_Space Heating_Natural Gas_Ventilation - Parking Garages, Demand Controlled_A_Achievable Economic UCT Potential | F5 | Commercial | WA - Health | Existing | Space Heating | Natural Gas | Ventilation - Parking Garages, Demand Controlled | A | Incremental Summer Peak Savings (MW) | Achievable Economic UCT Potential | 0 | 0 | 0 | 0 | 0 | 0 | 0 | 0 | 0 | 0 | 0 | 0 | 0 | 0 | 0 | 0 | 0 | 0 | 0 | 0 | 0 | 0 | 0 | 0 | 0 | 0 | 0
F6_Commercial_WA - Health_Existing_Space Heating_Natural Gas_Ventilation - Parking Garages, Demand Controlled_A_Achievable Economic UCT Potential | F6 | Commercial | WA - Health | Existing | Space Heating | Natural Gas | Ventilation - Parking Garages, Demand Controlled | A | Incremental Winter Peak Savings (MW) | Achievable Economic UCT Potential | 0 | 0 | 0 | 0 | 0 | 0 | 0 | 0 | 0 | 0 | 0 | 0 | 0 | 0 | 0 | 0 | 0 | 0 | 0 | 0 | 0 | 0 | 0 | 0 | 0 | 0 | 0
F7_Commercial_WA - Health_Existing_Space Heating_Natural Gas_Ventilation - Parking Garages, Demand Controlled_A_Achievable Economic UCT Potential | F7 | Commercial | WA - Health | Existing | Space Heating | Natural Gas | Ventilation - Parking Garages, Demand Controlled | A | Cumulative Energy Savings (MWh or mTherms) | Achievable Economic UCT Potential | 0 | 0 | 0 | 0 | 0 | 0 | 0 | 0 | 0 | 0 | 0 | 0 | 0 | 0 | 0 | 0 | 0 | 0 | 0 | 0 | 0 | 0 | 0 | 0 | 0 | 0 | 0
F8_Commercial_WA - Health_Existing_Space Heating_Natural Gas_Ventilation - Parking Garages, Demand Controlled_A_Achievable Economic UCT Potential | F8 | Commercial | WA - Health | Existing | Space Heating | Natural Gas | Ventilation - Parking Garages, Demand Controlled | A | Cumulative Summer Peak Savings (MW) | Achievable Economic UCT Potential | 0 | 0 | 0 | 0 | 0 | 0 | 0 | 0 | 0 | 0 | 0 | 0 | 0 | 0 | 0 | 0 | 0 | 0 | 0 | 0 | 0 | 0 | 0 | 0 | 0 | 0 | 0
F9_Commercial_WA - Health_Existing_Space Heating_Natural Gas_Ventilation - Parking Garages, Demand Controlled_A_Achievable Economic UCT Potential | F9 | Commercial | WA - Health | Existing | Space Heating | Natural Gas | Ventilation - Parking Garages, Demand Controlled | A | Cumulative Winter Peak Savings (MW) | Achievable Economic UCT Potential | 0 | 0 | 0 | 0 | 0 | 0 | 0 | 0 | 0 | 0 | 0 | 0 | 0 | 0 | 0 | 0 | 0 | 0 | 0 | 0 | 0 | 0 | 0 | 0 | 0 | 0 | 0
F10_Commercial_WA - Health_Existing_Space Heating_Natural Gas_Ventilation - Parking Garages, Demand Controlled_A_Achievable Economic UCT Potential | F10 | Commercial | WA - Health | Existing | Space Heating | Natural Gas | Ventilation - Parking Garages, Demand Controlled | A | Purchases (Incremental) | Achievable Economic UCT Potential | 0 | 0 | 0 | 0 | 0 | 0 | 0 | 0 | 0 | 0 | 0 | 0 | 0 | 0 | 0 | 0 | 0 | 0 | 0 | 0 | 0 | 0 | 0 | 0 | 0 | 0 | 0
F11_Commercial_WA - Health_Existing_Space Heating_Natural Gas_Ventilation - Parking Garages, Demand Controlled_A_Achievable Economic UCT Potential | F11 | Commercial | WA - Health | Existing | Space Heating | Natural Gas | Ventilation - Parking Garages, Demand Controlled | A | Purchases (Cumulative) | Achievable Economic UCT Potential | 0 | 0 | 0 | 0 | 0 | 0 | 0 | 0 | 0 | 0 | 0 | 0 | 0 | 0 | 0 | 0 | 0 | 0 | 0 | 0 | 0 | 0 | 0 | 0 | 0 | 0 | 0
F1_Commercial_WA - Health_Existing_Miscellaneous_Natural Gas_Pool Heater - Night Covers_A_Achievable Economic UCT Potential | F1 | Commercial | WA - Health | Existing | Miscellaneous | Natural Gas | Pool Heater - Night Covers | A | Integrated Unit Energy Savings (kWh or therms) | Achievable Economic UCT Potential | 0 | 0 | 0 | 0 | 0 | 0 | 0 | 0 | 0 | 0 | 0 | 0 | 0 | 0 | 0 | 0 | 0 | 0 | 0 | 0 | 0 | 0 | 0 | 0 | 0 | 0 | 0
F2_Commercial_WA - Health_Existing_Miscellaneous_Natural Gas_Pool Heater - Night Covers_A_Achievable Economic UCT Potential | F2 | Commercial | WA - Health | Existing | Miscellaneous | Natural Gas | Pool Heater - Night Covers | A | Integrated Unit Summer Peak Savings (kW) | Achievable Economic UCT Potential | 0 | 0 | 0 | 0 | 0 | 0 | 0 | 0 | 0 | 0 | 0 | 0 | 0 | 0 | 0 | 0 | 0 | 0 | 0 | 0 | 0 | 0 | 0 | 0 | 0 | 0 | 0
F3_Commercial_WA - Health_Existing_Miscellaneous_Natural Gas_Pool Heater - Night Covers_A_Achievable Economic UCT Potential | F3 | Commercial | WA - Health | Existing | Miscellaneous | Natural Gas | Pool Heater - Night Covers | A | Integrated Unit Winter Peak Savings (kW) | Achievable Economic UCT Potential | 0 | 0 | 0 | 0 | 0 | 0 | 0 | 0 | 0 | 0 | 0 | 0 | 0 | 0 | 0 | 0 | 0 | 0 | 0 | 0 | 0 | 0 | 0 | 0 | 0 | 0 | 0
F4_Commercial_WA - Health_Existing_Miscellaneous_Natural Gas_Pool Heater - Night Covers_A_Achievable Economic UCT Potential | F4 | Commercial | WA - Health | Existing | Miscellaneous | Natural Gas | Pool Heater - Night Covers | A | Incremental Energy Savings (MWh or mTherms) | Achievable Economic UCT Potential | 0 | 0 | 0 | 0 | 0 | 0 | 0 | 0 | 0 | 0 | 0 | 0 | 0 | 0 | 0 | 0 | 0 | 0 | 0 | 0 | 0 | 0 | 0 | 0 | 0 | 0 | 0
F5_Commercial_WA - Health_Existing_Miscellaneous_Natural Gas_Pool Heater - Night Covers_A_Achievable Economic UCT Potential | F5 | Commercial | WA - Health | Existing | Miscellaneous | Natural Gas | Pool Heater - Night Covers | A | Incremental Summer Peak Savings (MW) | Achievable Economic UCT Potential | 0 | 0 | 0 | 0 | 0 | 0 | 0 | 0 | 0 | 0 | 0 | 0 | 0 | 0 | 0 | 0 | 0 | 0 | 0 | 0 | 0 | 0 | 0 | 0 | 0 | 0 | 0
F6_Commercial_WA - Health_Existing_Miscellaneous_Natural Gas_Pool Heater - Night Covers_A_Achievable Economic UCT Potential | F6 | Commercial | WA - Health | Existing | Miscellaneous | Natural Gas | Pool Heater - Night Covers | A | Incremental Winter Peak Savings (MW) | Achievable Economic UCT Potential | 0 | 0 | 0 | 0 | 0 | 0 | 0 | 0 | 0 | 0 | 0 | 0 | 0 | 0 | 0 | 0 | 0 | 0 | 0 | 0 | 0 | 0 | 0 | 0 | 0 | 0 | 0
F7_Commercial_WA - Health_Existing_Miscellaneous_Natural Gas_Pool Heater - Night Covers_A_Achievable Economic UCT Potential | F7 | Commercial | WA - Health | Existing | Miscellaneous | Natural Gas | Pool Heater - Night Covers | A | Cumulative Energy Savings (MWh or mTherms) | Achievable Economic UCT Potential | 0 | 0 | 0 | 0 | 0 | 0 | 0 | 0 | 0 | 0 | 0 | 0 | 0 | 0 | 0 | 0 | 0 | 0 | 0 | 0 | 0 | 0 | 0 | 0 | 0 | 0 | 0
F8_Commercial_WA - Health_Existing_Miscellaneous_Natural Gas_Pool Heater - Night Covers_A_Achievable Economic UCT Potential | F8 | Commercial | WA - Health | Existing | Miscellaneous | Natural Gas | Pool Heater - Night Covers | A | Cumulative Summer Peak Savings (MW) | Achievable Economic UCT Potential | 0 | 0 | 0 | 0 | 0 | 0 | 0 | 0 | 0 | 0 | 0 | 0 | 0 | 0 | 0 | 0 | 0 | 0 | 0 | 0 | 0 | 0 | 0 | 0 | 0 | 0 | 0
F9_Commercial_WA - Health_Existing_Miscellaneous_Natural Gas_Pool Heater - Night Covers_A_Achievable Economic UCT Potential | F9 | Commercial | WA - Health | Existing | Miscellaneous | Natural Gas | Pool Heater - Night Covers | A | Cumulative Winter Peak Savings (MW) | Achievable Economic UCT Potential | 0 | 0 | 0 | 0 | 0 | 0 | 0 | 0 | 0 | 0 | 0 | 0 | 0 | 0 | 0 | 0 | 0 | 0 | 0 | 0 | 0 | 0 | 0 | 0 | 0 | 0 | 0
F10_Commercial_WA - Health_Existing_Miscellaneous_Natural Gas_Pool Heater - Night Covers_A_Achievable Economic UCT Potential | F10 | Commercial | WA - Health | Existing | Miscellaneous | Natural Gas | Pool Heater - Night Covers | A | Purchases (Incremental) | Achievable Economic UCT Potential | 0 | 0 | 0 | 0 | 0 | 0 | 0 | 0 | 0 | 0 | 0 | 0 | 0 | 0 | 0 | 0 | 0 | 0 | 0 | 0 | 0 | 0 | 0 | 0 | 0 | 0 | 0
F11_Commercial_WA - Health_Existing_Miscellaneous_Natural Gas_Pool Heater - Night Covers_A_Achievable Economic UCT Potential | F11 | Commercial | WA - Health | Existing | Miscellaneous | Natural Gas | Pool Heater - Night Covers | A | Purchases (Cumulative) | Achievable Economic UCT Potential | 0 | 0 | 0 | 0 | 0 | 0 | 0 | 0 | 0 | 0 | 0 | 0 | 0 | 0 | 0 | 0 | 0 | 0 | 0 | 0 | 0 | 0 | 0 | 0 | 0 | 0 | 0
F1_Commercial_WA - Health_Existing_Space Heating_Natural Gas_Advanced New Construction Designs_A_Achievable Economic UCT Potential | F1 | Commercial | WA - Health | Existing | Space Heating | Natural Gas | Advanced New Construction Designs | A | Integrated Unit Energy Savings (kWh or therms) | Achievable Economic UCT Potential | 0 | 0 | 0 | 0 | 0 | 0 | 0 | 0 | 0 | 0 | 0 | 0 | 0 | 0 | 0 | 0 | 0 | 0 | 0 | 0 | 0 | 0 | 0 | 0 | 0 | 0 | 0
F2_Commercial_WA - Health_Existing_Space Heating_Natural Gas_Advanced New Construction Designs_A_Achievable Economic UCT Potential | F2 | Commercial | WA - Health | Existing | Space Heating | Natural Gas | Advanced New Construction Designs | A | Integrated Unit Summer Peak Savings (kW) | Achievable Economic UCT Potential | 0 | 0 | 0 | 0 | 0 | 0 | 0 | 0 | 0 | 0 | 0 | 0 | 0 | 0 | 0 | 0 | 0 | 0 | 0 | 0 | 0 | 0 | 0 | 0 | 0 | 0 | 0
F3_Commercial_WA - Health_Existing_Space Heating_Natural Gas_Advanced New Construction Designs_A_Achievable Economic UCT Potential | F3 | Commercial | WA - Health | Existing | Space Heating | Natural Gas | Advanced New Construction Designs | A | Integrated Unit Winter Peak Savings (kW) | Achievable Economic UCT Potential | 0 | 0 | 0 | 0 | 0 | 0 | 0 | 0 | 0 | 0 | 0 | 0 | 0 | 0 | 0 | 0 | 0 | 0 | 0 | 0 | 0 | 0 | 0 | 0 | 0 | 0 | 0
F4_Commercial_WA - Health_Existing_Space Heating_Natural Gas_Advanced New Construction Designs_A_Achievable Economic UCT Potential | F4 | Commercial | WA - Health | Existing | Space Heating | Natural Gas | Advanced New Construction Designs | A | Incremental Energy Savings (MWh or mTherms) | Achievable Economic UCT Potential | 0 | 0 | 0 | 0 | 0 | 0 | 0 | 0 | 0 | 0 | 0 | 0 | 0 | 0 | 0 | 0 | 0 | 0 | 0 | 0 | 0 | 0 | 0 | 0 | 0 | 0 | 0
F5_Commercial_WA - Health_Existing_Space Heating_Natural Gas_Advanced New Construction Designs_A_Achievable Economic UCT Potential | F5 | Commercial | WA - Health | Existing | Space Heating | Natural Gas | Advanced New Construction Designs | A | Incremental Summer Peak Savings (MW) | Achievable Economic UCT Potential | 0 | 0 | 0 | 0 | 0 | 0 | 0 | 0 | 0 | 0 | 0 | 0 | 0 | 0 | 0 | 0 | 0 | 0 | 0 | 0 | 0 | 0 | 0 | 0 | 0 | 0 | 0
F6_Commercial_WA - Health_Existing_Space Heating_Natural Gas_Advanced New Construction Designs_A_Achievable Economic UCT Potential | F6 | Commercial | WA - Health | Existing | Space Heating | Natural Gas | Advanced New Construction Designs | A | Incremental Winter Peak Savings (MW) | Achievable Economic UCT Potential | 0 | 0 | 0 | 0 | 0 | 0 | 0 | 0 | 0 | 0 | 0 | 0 | 0 | 0 | 0 | 0 | 0 | 0 | 0 | 0 | 0 | 0 | 0 | 0 | 0 | 0 | 0
F7_Commercial_WA - Health_Existing_Space Heating_Natural Gas_Advanced New Construction Designs_A_Achievable Economic UCT Potential | F7 | Commercial | WA - Health | Existing | Space Heating | Natural Gas | Advanced New Construction Designs | A | Cumulative Energy Savings (MWh or mTherms) | Achievable Economic UCT Potential | 0 | 0 | 0 | 0 | 0 | 0 | 0 | 0 | 0 | 0 | 0 | 0 | 0 | 0 | 0 | 0 | 0 | 0 | 0 | 0 | 0 | 0 | 0 | 0 | 0 | 0 | 0
F8_Commercial_WA - Health_Existing_Space Heating_Natural Gas_Advanced New Construction Designs_A_Achievable Economic UCT Potential | F8 | Commercial | WA - Health | Existing | Space Heating | Natural Gas | Advanced New Construction Designs | A | Cumulative Summer Peak Savings (MW) | Achievable Economic UCT Potential | 0 | 0 | 0 | 0 | 0 | 0 | 0 | 0 | 0 | 0 | 0 | 0 | 0 | 0 | 0 | 0 | 0 | 0 | 0 | 0 | 0 | 0 | 0 | 0 | 0 | 0 | 0
F9_Commercial_WA - Health_Existing_Space Heating_Natural Gas_Advanced New Construction Designs_A_Achievable Economic UCT Potential | F9 | Commercial | WA - Health | Existing | Space Heating | Natural Gas | Advanced New Construction Designs | A | Cumulative Winter Peak Savings (MW) | Achievable Economic UCT Potential | 0 | 0 | 0 | 0 | 0 | 0 | 0 | 0 | 0 | 0 | 0 | 0 | 0 | 0 | 0 | 0 | 0 | 0 | 0 | 0 | 0 | 0 | 0 | 0 | 0 | 0 | 0
F10_Commercial_WA - Health_Existing_Space Heating_Natural Gas_Advanced New Construction Designs_A_Achievable Economic UCT Potential | F10 | Commercial | WA - Health | Existing | Space Heating | Natural Gas | Advanced New Construction Designs | A | Purchases (Incremental) | Achievable Economic UCT Potential | 0 | 0 | 0 | 0 | 0 | 0 | 0 | 0 | 0 | 0 | 0 | 0 | 0 | 0 | 0 | 0 | 0 | 0 | 0 | 0 | 0 | 0 | 0 | 0 | 0 | 0 | 0
F11_Commercial_WA - Health_Existing_Space Heating_Natural Gas_Advanced New Construction Designs_A_Achievable Economic UCT Potential | F11 | Commercial | WA - Health | Existing | Space Heating | Natural Gas | Advanced New Construction Designs | A | Purchases (Cumulative) | Achievable Economic UCT Potential | 0 | 0 | 0 | 0 | 0 | 0 | 0 | 0 | 0 | 0 | 0 | 0 | 0 | 0 | 0 | 0 | 0 | 0 | 0 | 0 | 0 | 0 | 0 | 0 | 0 | 0 | 0
F1_Commercial_WA - Health_Existing_Water Heating_Natural Gas_Advanced New Construction Designs_A_Achievable Economic UCT Potential | F1 | Commercial | WA - Health | Existing | Water Heating | Natural Gas | Advanced New Construction Designs | A | Integrated Unit Energy Savings (kWh or therms) | Achievable Economic UCT Potential | 0 | 0 | 0 | 0 | 0 | 0 | 0 | 0 | 0 | 0 | 0 | 0 | 0 | 0 | 0 | 0 | 0 | 0 | 0 | 0 | 0 | 0 | 0 | 0 | 0 | 0 | 0
F2_Commercial_WA - Health_Existing_Water Heating_Natural Gas_Advanced New Construction Designs_A_Achievable Economic UCT Potential | F2 | Commercial | WA - Health | Existing | Water Heating | Natural Gas | Advanced New Construction Designs | A | Integrated Unit Summer Peak Savings (kW) | Achievable Economic UCT Potential | 0 | 0 | 0 | 0 | 0 | 0 | 0 | 0 | 0 | 0 | 0 | 0 | 0 | 0 | 0 | 0 | 0 | 0 | 0 | 0 | 0 | 0 | 0 | 0 | 0 | 0 | 0
F3_Commercial_WA - Health_Existing_Water Heating_Natural Gas_Advanced New Construction Designs_A_Achievable Economic UCT Potential | F3 | Commercial | WA - Health | Existing | Water Heating | Natural Gas | Advanced New Construction Designs | A | Integrated Unit Winter Peak Savings (kW) | Achievable Economic UCT Potential | 0 | 0 | 0 | 0 | 0 | 0 | 0 | 0 | 0 | 0 | 0 | 0 | 0 | 0 | 0 | 0 | 0 | 0 | 0 | 0 | 0 | 0 | 0 | 0 | 0 | 0 | 0
F4_Commercial_WA - Health_Existing_Water Heating_Natural Gas_Advanced New Construction Designs_A_Achievable Economic UCT Potential | F4 | Commercial | WA - Health | Existing | Water Heating | Natural Gas | Advanced New Construction Designs | A | Incremental Energy Savings (MWh or mTherms) | Achievable Economic UCT Potential | 0 | 0 | 0 | 0 | 0 | 0 | 0 | 0 | 0 | 0 | 0 | 0 | 0 | 0 | 0 | 0 | 0 | 0 | 0 | 0 | 0 | 0 | 0 | 0 | 0 | 0 | 0
F5_Commercial_WA - Health_Existing_Water Heating_Natural Gas_Advanced New Construction Designs_A_Achievable Economic UCT Potential | F5 | Commercial | WA - Health | Existing | Water Heating | Natural Gas | Advanced New Construction Designs | A | Incremental Summer Peak Savings (MW) | Achievable Economic UCT Potential | 0 | 0 | 0 | 0 | 0 | 0 | 0 | 0 | 0 | 0 | 0 | 0 | 0 | 0 | 0 | 0 | 0 | 0 | 0 | 0 | 0 | 0 | 0 | 0 | 0 | 0 | 0
F6_Commercial_WA - Health_Existing_Water Heating_Natural Gas_Advanced New Construction Designs_A_Achievable Economic UCT Potential | F6 | Commercial | WA - Health | Existing | Water Heating | Natural Gas | Advanced New Construction Designs | A | Incremental Winter Peak Savings (MW) | Achievable Economic UCT Potential | 0 | 0 | 0 | 0 | 0 | 0 | 0 | 0 | 0 | 0 | 0 | 0 | 0 | 0 | 0 | 0 | 0 | 0 | 0 | 0 | 0 | 0 | 0 | 0 | 0 | 0 | 0
F7_Commercial_WA - Health_Existing_Water Heating_Natural Gas_Advanced New Construction Designs_A_Achievable Economic UCT Potential | F7 | Commercial | WA - Health | Existing | Water Heating | Natural Gas | Advanced New Construction Designs | A | Cumulative Energy Savings (MWh or mTherms) | Achievable Economic UCT Potential | 0 | 0 | 0 | 0 | 0 | 0 | 0 | 0 | 0 | 0 | 0 | 0 | 0 | 0 | 0 | 0 | 0 | 0 | 0 | 0 | 0 | 0 | 0 | 0 | 0 | 0 | 0
F8_Commercial_WA - Health_Existing_Water Heating_Natural Gas_Advanced New Construction Designs_A_Achievable Economic UCT Potential | F8 | Commercial | WA - Health | Existing | Water Heating | Natural Gas | Advanced New Construction Designs | A | Cumulative Summer Peak Savings (MW) | Achievable Economic UCT Potential | 0 | 0 | 0 | 0 | 0 | 0 | 0 | 0 | 0 | 0 | 0 | 0 | 0 | 0 | 0 | 0 | 0 | 0 | 0 | 0 | 0 | 0 | 0 | 0 | 0 | 0 | 0
F9_Commercial_WA - Health_Existing_Water Heating_Natural Gas_Advanced New Construction Designs_A_Achievable Economic UCT Potential | F9 | Commercial | WA - Health | Existing | Water Heating | Natural Gas | Advanced New Construction Designs | A | Cumulative Winter Peak Savings (MW) | Achievable Economic UCT Potential | 0 | 0 | 0 | 0 | 0 | 0 | 0 | 0 | 0 | 0 | 0 | 0 | 0 | 0 | 0 | 0 | 0 | 0 | 0 | 0 | 0 | 0 | 0 | 0 | 0 | 0 | 0
F10_Commercial_WA - Health_Existing_Water Heating_Natural Gas_Advanced New Construction Designs_A_Achievable Economic UCT Potential | F10 | Commercial | WA - Health | Existing | Water Heating | Natural Gas | Advanced New Construction Designs | A | Purchases (Incremental) | Achievable Economic UCT Potential | 0 | 0 | 0 | 0 | 0 | 0 | 0 | 0 | 0 | 0 | 0 | 0 | 0 | 0 | 0 | 0 | 0 | 0 | 0 | 0 | 0 | 0 | 0 | 0 | 0 | 0 | 0
F11_Commercial_WA - Health_Existing_Water Heating_Natural Gas_Advanced New Construction Designs_A_Achievable Economic UCT Potential | F11 | Commercial | WA - Health | Existing | Water Heating | Natural Gas | Advanced New Construction Designs | A | Purchases (Cumulative) | Achievable Economic UCT Potential | 0 | 0 | 0 | 0 | 0 | 0 | 0 | 0 | 0 | 0 | 0 | 0 | 0 | 0 | 0 | 0 | 0 | 0 | 0 | 0 | 0 | 0 | 0 | 0 | 0 | 0 | 0
F1_Commercial_WA - Health_Existing_Space Heating_Natural Gas_Strategic Energy Management_A_Achievable Economic UCT Potential | F1 | Commercial | WA - Health | Existing | Space Heating | Natural Gas | Strategic Energy Management | A | Integrated Unit Energy Savings (kWh or therms) | Achievable Economic UCT Potential | 0 | 0 | 0.046284 | 0.045669 | 0.044785 | 0.043772 | 0.042668 | 0.041442 | 0.040099 | 0.038622 | 0.037029 | 0.035346 | 0.033618 | 0.031907 | 0.030255 | 0.028703 | 0.027285 | 0.026043 | 0.025047 | 0.024302 | 0.023694 | 0.023254 | 0.022856 | 0.022722 | 0.022594 | 0.022472 | 0.022355
F2_Commercial_WA - Health_Existing_Space Heating_Natural Gas_Strategic Energy Management_A_Achievable Economic UCT Potential | F2 | Commercial | WA - Health | Existing | Space Heating | Natural Gas | Strategic Energy Management | A | Integrated Unit Summer Peak Savings (kW) | Achievable Economic UCT Potential | 0 | 0 | 0 | 0 | 0 | 0 | 0 | 0 | 0 | 0 | 0 | 0 | 0 | 0 | 0 | 0 | 0 | 0 | 0 | 0 | 0 | 0 | 0 | 0 | 0 | 0 | 0
F3_Commercial_WA - Health_Existing_Space Heating_Natural Gas_Strategic Energy Management_A_Achievable Economic UCT Potential | F3 | Commercial | WA - Health | Existing | Space Heating | Natural Gas | Strategic Energy Management | A | Integrated Unit Winter Peak Savings (kW) | Achievable Economic UCT Potential | 0 | 0 | 0 | 0 | 0 | 0 | 0 | 0 | 0 | 0 | 0 | 0 | 0 | 0 | 0 | 0 | 0 | 0 | 0 | 0 | 0 | 0 | 0 | 0 | 0 | 0 | 0
F4_Commercial_WA - Health_Existing_Space Heating_Natural Gas_Strategic Energy Management_A_Achievable Economic UCT Potential | F4 | Commercial | WA - Health | Existing | Space Heating | Natural Gas | Strategic Energy Management | A | Incremental Energy Savings (MWh or mTherms) | Achievable Economic UCT Potential | 0 | 0 | 0 | 3.8471 | 7.7437 | 7.5686 | 3.7834 | 0 | 0 | 0 | 0 | 0 | 0 | 0 | 0 | 0 | 0 | 0 | 0 | 0 | 0 | 0 | 0 | 0 | 0 | 0 | 0
F5_Commercial_WA - Health_Existing_Space Heating_Natural Gas_Strategic Energy Management_A_Achievable Economic UCT Potential | F5 | Commercial | WA - Health | Existing | Space Heating | Natural Gas | Strategic Energy Management | A | Incremental Summer Peak Savings (MW) | Achievable Economic UCT Potential | 0 | 0 | 0 | 0 | 0 | 0 | 0 | 0 | 0 | 0 | 0 | 0 | 0 | 0 | 0 | 0 | 0 | 0 | 0 | 0 | 0 | 0 | 0 | 0 | 0 | 0 | 0
F6_Commercial_WA - Health_Existing_Space Heating_Natural Gas_Strategic Energy Management_A_Achievable Economic UCT Potential | F6 | Commercial | WA - Health | Existing | Space Heating | Natural Gas | Strategic Energy Management | A | Incremental Winter Peak Savings (MW) | Achievable Economic UCT Potential | 0 | 0 | 0 | 0 | 0 | 0 | 0 | 0 | 0 | 0 | 0 | 0 | 0 | 0 | 0 | 0 | 0 | 0 | 0 | 0 | 0 | 0 | 0 | 0 | 0 | 0 | 0
F7_Commercial_WA - Health_Existing_Space Heating_Natural Gas_Strategic Energy Management_A_Achievable Economic UCT Potential | F7 | Commercial | WA - Health | Existing | Space Heating | Natural Gas | Strategic Energy Management | A | Cumulative Energy Savings (MWh or mTherms) | Achievable Economic UCT Potential | 0 | 0 | 0 | 3.8471 | 11.5162 | 18.8244 | 22.1331 | 21.4967 | 20.8004 | 20.034 | 19.2076 | 18.3346 | 17.4383 | 16.5511 | 15.6942 | 14.8891 | 14.1536 | 13.5092 | 12.9926 | 12.6058 | 12.2909 | 12.0624 | 11.8558 | 11.7864 | 11.7202 | 11.6569 | 11.5961
F8_Commercial_WA - Health_Existing_Space Heating_Natural Gas_Strategic Energy Management_A_Achievable Economic UCT Potential | F8 | Commercial | WA - Health | Existing | Space Heating | Natural Gas | Strategic Energy Management | A | Cumulative Summer Peak Savings (MW) | Achievable Economic UCT Potential | 0 | 0 | 0 | 0 | 0 | 0 | 0 | 0 | 0 | 0 | 0 | 0 | 0 | 0 | 0 | 0 | 0 | 0 | 0 | 0 | 0 | 0 | 0 | 0 | 0 | 0 | 0
F9_Commercial_WA - Health_Existing_Space Heating_Natural Gas_Strategic Energy Management_A_Achievable Economic UCT Potential | F9 | Commercial | WA - Health | Existing | Space Heating | Natural Gas | Strategic Energy Management | A | Cumulative Winter Peak Savings (MW) | Achievable Economic UCT Potential | 0 | 0 | 0 | 0 | 0 | 0 | 0 | 0 | 0 | 0 | 0 | 0 | 0 | 0 | 0 | 0 | 0 | 0 | 0 | 0 | 0 | 0 | 0 | 0 | 0 | 0 | 0
F10_Commercial_WA - Health_Existing_Space Heating_Natural Gas_Strategic Energy Management_A_Achievable Economic UCT Potential | F10 | Commercial | WA - Health | Existing | Space Heating | Natural Gas | Strategic Energy Management | A | Purchases (Incremental) | Achievable Economic UCT Potential | 0 | 0 | 0 | 84237.3066 | 172908.1557 | 172908.1557 | 88670.8491 | 0 | 0 | 0 | 0 | 0 | 0 | 0 | 0 | 0 | 0 | 0 | 0 | 0 | 0 | 0 | 0 | 0 | 0 | 0 | 0
F11_Commercial_WA - Health_Existing_Space Heating_Natural Gas_Strategic Energy Management_A_Achievable Economic UCT Potential | F11 | Commercial | WA - Health | Existing | Space Heating | Natural Gas | Strategic Energy Management | A | Purchases (Cumulative) | Achievable Economic UCT Potential | 0 | 0 | 0 | 84237.3066 | 257145.4623 | 430053.618 | 518724.4671 | 518724.4671 | 518724.4671 | 518724.4671 | 518724.4671 | 518724.4671 | 518724.4671 | 518724.4671 | 518724.4671 | 518724.4671 | 518724.4671 | 518724.4671 | 518724.4671 | 518724.4671 | 518724.4671 | 518724.4671 | 518724.4671 | 518724.4671 | 518724.4671 | 518724.4671 | 518724.4671
F1_Commercial_WA - Health_Existing_Water Heating_Natural Gas_Strategic Energy Management_A_Achievable Economic UCT Potential | F1 | Commercial | WA - Health | Existing | Water Heating | Natural Gas | Strategic Energy Management | A | Integrated Unit Energy Savings (kWh or therms) | Achievable Economic UCT Potential | 0 | 0 | 0.0088758 | 0.0086981 | 0.0085273 | 0.008367 | 0.0082131 | 0.008065 | 0.0079197 | 0.007784 | 0.0076546 | 0.0075356 | 0.0074308 | 0.0073461 | 0.0072888 | 0.0072419 | 0.0072058 | 0.0071788 | 0.0071574 | 0.0071402 | 0.0071277 | 0.0071187 | 0.0071122 | 0.0071075 | 0.0071015 | 0.0071002 | 0.0070991
F2_Commercial_WA - Health_Existing_Water Heating_Natural Gas_Strategic Energy Management_A_Achievable Economic UCT Potential | F2 | Commercial | WA - Health | Existing | Water Heating | Natural Gas | Strategic Energy Management | A | Integrated Unit Summer Peak Savings (kW) | Achievable Economic UCT Potential | 0 | 0 | 0 | 0 | 0 | 0 | 0 | 0 | 0 | 0 | 0 | 0 | 0 | 0 | 0 | 0 | 0 | 0 | 0 | 0 | 0 | 0 | 0 | 0 | 0 | 0 | 0
F3_Commercial_WA - Health_Existing_Water Heating_Natural Gas_Strategic Energy Management_A_Achievable Economic UCT Potential | F3 | Commercial | WA - Health | Existing | Water Heating | Natural Gas | Strategic Energy Management | A | Integrated Unit Winter Peak Savings (kW) | Achievable Economic UCT Potential | 0 | 0 | 0 | 0 | 0 | 0 | 0 | 0 | 0 | 0 | 0 | 0 | 0 | 0 | 0 | 0 | 0 | 0 | 0 | 0 | 0 | 0 | 0 | 0 | 0 | 0 | 0
F4_Commercial_WA - Health_Existing_Water Heating_Natural Gas_Strategic Energy Management_A_Achievable Economic UCT Potential | F4 | Commercial | WA - Health | Existing | Water Heating | Natural Gas | Strategic Energy Management | A | Incremental Energy Savings (MWh or mTherms) | Achievable Economic UCT Potential | 0 | 0 | 0 | 0.67873 | 1.3658 | 1.3402 | 0.67461 | 0 | 0 | 0 | 0 | 0 | 0 | 0 | 0 | 0 | 0 | 0 | 0 | 0 | 0 | 0 | 0 | 0 | 0 | 0 | 0
F5_Commercial_WA - Health_Existing_Water Heating_Natural Gas_Strategic Energy Management_A_Achievable Economic UCT Potential | F5 | Commercial | WA - Health | Existing | Water Heating | Natural Gas | Strategic Energy Management | A | Incremental Summer Peak Savings (MW) | Achievable Economic UCT Potential | 0 | 0 | 0 | 0 | 0 | 0 | 0 | 0 | 0 | 0 | 0 | 0 | 0 | 0 | 0 | 0 | 0 | 0 | 0 | 0 | 0 | 0 | 0 | 0 | 0 | 0 | 0
F6_Commercial_WA - Health_Existing_Water Heating_Natural Gas_Strategic Energy Management_A_Achievable Economic UCT Potential | F6 | Commercial | WA - Health | Existing | Water Heating | Natural Gas | Strategic Energy Management | A | Incremental Winter Peak Savings (MW) | Achievable Economic UCT Potential | 0 | 0 | 0 | 0 | 0 | 0 | 0 | 0 | 0 | 0 | 0 | 0 | 0 | 0 | 0 | 0 | 0 | 0 | 0 | 0 | 0 | 0 | 0 | 0 | 0 | 0 | 0
F7_Commercial_WA - Health_Existing_Water Heating_Natural Gas_Strategic Energy Management_A_Achievable Economic UCT Potential | F7 | Commercial | WA - Health | Existing | Water Heating | Natural Gas | Strategic Energy Management | A | Cumulative Energy Savings (MWh or mTherms) | Achievable Economic UCT Potential | 0 | 0 | 0 | 0.67873 | 2.0312 | 3.3332 | 3.9465 | 3.8753 | 3.8055 | 3.7403 | 3.6781 | 3.6209 | 3.5706 | 3.5299 | 3.5024 | 3.4798 | 3.4625 | 3.4495 | 3.4392 | 3.431 | 3.425 | 3.4206 | 3.4175 | 3.4152 | 3.4124 | 3.4117 | 3.4112
F8_Commercial_WA - Health_Existing_Water Heating_Natural Gas_Strategic Energy Management_A_Achievable Economic UCT Potential | F8 | Commercial | WA - Health | Existing | Water Heating | Natural Gas | Strategic Energy Management | A | Cumulative Summer Peak Savings (MW) | Achievable Economic UCT Potential | 0 | 0 | 0 | 0 | 0 | 0 | 0 | 0 | 0 | 0 | 0 | 0 | 0 | 0 | 0 | 0 | 0 | 0 | 0 | 0 | 0 | 0 | 0 | 0 | 0 | 0 | 0
F9_Commercial_WA - Health_Existing_Water Heating_Natural Gas_Strategic Energy Management_A_Achievable Economic UCT Potential | F9 | Commercial | WA - Health | Existing | Water Heating | Natural Gas | Strategic Energy Management | A | Cumulative Winter Peak Savings (MW) | Achievable Economic UCT Potential | 0 | 0 | 0 | 0 | 0 | 0 | 0 | 0 | 0 | 0 | 0 | 0 | 0 | 0 | 0 | 0 | 0 | 0 | 0 | 0 | 0 | 0 | 0 | 0 | 0 | 0 | 0
F10_Commercial_WA - Health_Existing_Water Heating_Natural Gas_Strategic Energy Management_A_Achievable Economic UCT Potential | F10 | Commercial | WA - Health | Existing | Water Heating | Natural Gas | Strategic Energy Management | A | Purchases (Incremental) | Achievable Economic UCT Potential | 0 | 0 | 0 | 78031.844 | 160170.6271 | 160170.6271 | 82138.7831 | 0 | 0 | 0 | 0 | 0 | 0 | 0 | 0 | 0 | 0 | 0 | 0 | 0 | 0 | 0 | 0 | 0 | 0 | 0 | 0
F11_Commercial_WA - Health_Existing_Water Heating_Natural Gas_Strategic Energy Management_A_Achievable Economic UCT Potential | F11 | Commercial | WA - Health | Existing | Water Heating | Natural Gas | Strategic Energy Management | A | Purchases (Cumulative) | Achievable Economic UCT Potential | 0 | 0 | 0 | 78031.844 | 238202.4711 | 398373.0983 | 480511.8814 | 480511.8814 | 480511.8814 | 480511.8814 | 480511.8814 | 480511.8814 | 480511.8814 | 480511.8814 | 480511.8814 | 480511.8814 | 480511.8814 | 480511.8814 | 480511.8814 | 480511.8814 | 480511.8814 | 480511.8814 | 480511.8814 | 480511.8814 | 480511.8814 | 480511.8814 | 480511.8814
F1_Commercial_WA - Health_Existing_Space Heating_Natural Gas_Retrocommissioning_A_Achievable Economic UCT Potential | F1 | Commercial | WA - Health | Existing | Space Heating | Natural Gas | Retrocommissioning | A | Integrated Unit Energy Savings (kWh or therms) | Achievable Economic UCT Potential | 0 | 0 | 0.056833 | 0.056011 | 0.054792 | 0.053422 | 0.052011 | 0.050515 | 0.048879 | 0.047078 | 0.045136 | 0.043085 | 0.040978 | 0.038894 | 0.03688 | 0.034988 | 0.03326 | 0.031745 | 0.030531 | 0.029623 | 0.028882 | 0.028346 | 0.02786 | 0.027697 | 0.027541 | 0.027393 | 0.02725
F2_Commercial_WA - Health_Existing_Space Heating_Natural Gas_Retrocommissioning_A_Achievable Economic UCT Potential | F2 | Commercial | WA - Health | Existing | Space Heating | Natural Gas | Retrocommissioning | A | Integrated Unit Summer Peak Savings (kW) | Achievable Economic UCT Potential | 0 | 0 | 0 | 0 | 0 | 0 | 0 | 0 | 0 | 0 | 0 | 0 | 0 | 0 | 0 | 0 | 0 | 0 | 0 | 0 | 0 | 0 | 0 | 0 | 0 | 0 | 0
F3_Commercial_WA - Health_Existing_Space Heating_Natural Gas_Retrocommissioning_A_Achievable Economic UCT Potential | F3 | Commercial | WA - Health | Existing | Space Heating | Natural Gas | Retrocommissioning | A | Integrated Unit Winter Peak Savings (kW) | Achievable Economic UCT Potential | 0 | 0 | 0 | 0 | 0 | 0 | 0 | 0 | 0 | 0 | 0 | 0 | 0 | 0 | 0 | 0 | 0 | 0 | 0 | 0 | 0 | 0 | 0 | 0 | 0 | 0 | 0
F4_Commercial_WA - Health_Existing_Space Heating_Natural Gas_Retrocommissioning_A_Achievable Economic UCT Potential | F4 | Commercial | WA - Health | Existing | Space Heating | Natural Gas | Retrocommissioning | A | Incremental Energy Savings (MWh or mTherms) | Achievable Economic UCT Potential | 0 | 0 | 0 | 4.6978 | 9.4329 | 9.1972 | 4.5919 | 0 | 0 | 0 | 0 | 0 | 0 | 0 | 0 | 0 | 0 | 0 | 0 | 0 | 0 | 0 | 0 | 0 | 0 | 0 | 0
F5_Commercial_WA - Health_Existing_Space Heating_Natural Gas_Retrocommissioning_A_Achievable Economic UCT Potential | F5 | Commercial | WA - Health | Existing | Space Heating | Natural Gas | Retrocommissioning | A | Incremental Summer Peak Savings (MW) | Achievable Economic UCT Potential | 0 | 0 | 0 | 0 | 0 | 0 | 0 | 0 | 0 | 0 | 0 | 0 | 0 | 0 | 0 | 0 | 0 | 0 | 0 | 0 | 0 | 0 | 0 | 0 | 0 | 0 | 0
F6_Commercial_WA - Health_Existing_Space Heating_Natural Gas_Retrocommissioning_A_Achievable Economic UCT Potential | F6 | Commercial | WA - Health | Existing | Space Heating | Natural Gas | Retrocommissioning | A | Incremental Winter Peak Savings (MW) | Achievable Economic UCT Potential | 0 | 0 | 0 | 0 | 0 | 0 | 0 | 0 | 0 | 0 | 0 | 0 | 0 | 0 | 0 | 0 | 0 | 0 | 0 | 0 | 0 | 0 | 0 | 0 | 0 | 0 | 0
F7_Commercial_WA - Health_Existing_Space Heating_Natural Gas_Retrocommissioning_A_Achievable Economic UCT Potential | F7 | Commercial | WA - Health | Existing | Space Heating | Natural Gas | Retrocommissioning | A | Cumulative Energy Savings (MWh or mTherms) | Achievable Economic UCT Potential | 0 | 0 | 0 | 4.6978 | 14.0285 | 22.875 | 26.8624 | 26.09 | 25.2449 | 24.3147 | 23.3119 | 22.2523 | 21.1644 | 20.0877 | 19.0477 | 18.0705 | 17.1779 | 16.3958 | 15.7688 | 15.2994 | 14.9172 | 14.6399 | 14.3891 | 14.3049 | 14.2246 | 14.1477 | 14.074
F8_Commercial_WA - Health_Existing_Space Heating_Natural Gas_Retrocommissioning_A_Achievable Economic UCT Potential | F8 | Commercial | WA - Health | Existing | Space Heating | Natural Gas | Retrocommissioning | A | Cumulative Summer Peak Savings (MW) | Achievable Economic UCT Potential | 0 | 0 | 0 | 0 | 0 | 0 | 0 | 0 | 0 | 0 | 0 | 0 | 0 | 0 | 0 | 0 | 0 | 0 | 0 | 0 | 0 | 0 | 0 | 0 | 0 | 0 | 0
F9_Commercial_WA - Health_Existing_Space Heating_Natural Gas_Retrocommissioning_A_Achievable Economic UCT Potential | F9 | Commercial | WA - Health | Existing | Space Heating | Natural Gas | Retrocommissioning | A | Cumulative Winter Peak Savings (MW) | Achievable Economic UCT Potential | 0 | 0 | 0 | 0 | 0 | 0 | 0 | 0 | 0 | 0 | 0 | 0 | 0 | 0 | 0 | 0 | 0 | 0 | 0 | 0 | 0 | 0 | 0 | 0 | 0 | 0 | 0
F10_Commercial_WA - Health_Existing_Space Heating_Natural Gas_Retrocommissioning_A_Achievable Economic UCT Potential | F10 | Commercial | WA - Health | Existing | Space Heating | Natural Gas | Retrocommissioning | A | Purchases (Incremental) | Achievable Economic UCT Potential | 0 | 0 | 0 | 83872.643 | 172159.6355 | 172159.6355 | 88286.9926 | 0 | 0 | 0 | 0 | 0 | 0 | 0 | 0 | 0 | 0 | 0 | 0 | 0 | 0 | 0 | 0 | 0 | 0 | 0 | 0
F11_Commercial_WA - Health_Existing_Space Heating_Natural Gas_Retrocommissioning_A_Achievable Economic UCT Potential | F11 | Commercial | WA - Health | Existing | Space Heating | Natural Gas | Retrocommissioning | A | Purchases (Cumulative) | Achievable Economic UCT Potential | 0 | 0 | 0 | 83872.643 | 256032.2785 | 428191.914 | 516478.9066 | 516478.9066 | 516478.9066 | 516478.9066 | 516478.9066 | 516478.9066 | 516478.9066 | 516478.9066 | 516478.9066 | 516478.9066 | 516478.9066 | 516478.9066 | 516478.9066 | 516478.9066 | 516478.9066 | 516478.9066 | 516478.9066 | 516478.9066 | 516478.9066 | 516478.9066 | 516478.9066
F1_Commercial_WA - Health_Existing_Water Heating_Natural Gas_Retrocommissioning_A_Achievable Economic UCT Potential | F1 | Commercial | WA - Health | Existing | Water Heating | Natural Gas | Retrocommissioning | A | Integrated Unit Energy Savings (kWh or therms) | Achievable Economic UCT Potential | 0 | 0 | 0.010899 | 0.010674 | 0.010452 | 0.010243 | 0.010048 | 0.0098667 | 0.0096889 | 0.0095229 | 0.0093645 | 0.009219 | 0.0090908 | 0.0089872 | 0.0089171 | 0.0088597 | 0.0088155 | 0.0087825 | 0.0087563 | 0.0087353 | 0.00872 | 0.008709 | 0.008701 | 0.0086952 | 0.008688 | 0.0086863 | 0.008685
F2_Commercial_WA - Health_Existing_Water Heating_Natural Gas_Retrocommissioning_A_Achievable Economic UCT Potential | F2 | Commercial | WA - Health | Existing | Water Heating | Natural Gas | Retrocommissioning | A | Integrated Unit Summer Peak Savings (kW) | Achievable Economic UCT Potential | 0 | 0 | 0 | 0 | 0 | 0 | 0 | 0 | 0 | 0 | 0 | 0 | 0 | 0 | 0 | 0 | 0 | 0 | 0 | 0 | 0 | 0 | 0 | 0 | 0 | 0 | 0
F3_Commercial_WA - Health_Existing_Water Heating_Natural Gas_Retrocommissioning_A_Achievable Economic UCT Potential | F3 | Commercial | WA - Health | Existing | Water Heating | Natural Gas | Retrocommissioning | A | Integrated Unit Winter Peak Savings (kW) | Achievable Economic UCT Potential | 0 | 0 | 0 | 0 | 0 | 0 | 0 | 0 | 0 | 0 | 0 | 0 | 0 | 0 | 0 | 0 | 0 | 0 | 0 | 0 | 0 | 0 | 0 | 0 | 0 | 0 | 0
F4_Commercial_WA - Health_Existing_Water Heating_Natural Gas_Retrocommissioning_A_Achievable Economic UCT Potential | F4 | Commercial | WA - Health | Existing | Water Heating | Natural Gas | Retrocommissioning | A | Incremental Energy Savings (MWh or mTherms) | Achievable Economic UCT Potential | 0 | 0 | 0 | 0.82931 | 1.6668 | 1.6335 | 0.82175 | 0 | 0 | 0 | 2.7254e-16 | 0 | 0 | 0 | 0 | 0 | 0 | 0 | 0 | 0 | 0 | 0 | 0 | 0 | 0 | 0 | 0
F5_Commercial_WA - Health_Existing_Water Heating_Natural Gas_Retrocommissioning_A_Achievable Economic UCT Potential | F5 | Commercial | WA - Health | Existing | Water Heating | Natural Gas | Retrocommissioning | A | Incremental Summer Peak Savings (MW) | Achievable Economic UCT Potential | 0 | 0 | 0 | 0 | 0 | 0 | 0 | 0 | 0 | 0 | 0 | 0 | 0 | 0 | 0 | 0 | 0 | 0 | 0 | 0 | 0 | 0 | 0 | 0 | 0 | 0 | 0
F6_Commercial_WA - Health_Existing_Water Heating_Natural Gas_Retrocommissioning_A_Achievable Economic UCT Potential | F6 | Commercial | WA - Health | Existing | Water Heating | Natural Gas | Retrocommissioning | A | Incremental Winter Peak Savings (MW) | Achievable Economic UCT Potential | 0 | 0 | 0 | 0 | 0 | 0 | 0 | 0 | 0 | 0 | 0 | 0 | 0 | 0 | 0 | 0 | 0 | 0 | 0 | 0 | 0 | 0 | 0 | 0 | 0 | 0 | 0
F7_Commercial_WA - Health_Existing_Water Heating_Natural Gas_Retrocommissioning_A_Achievable Economic UCT Potential | F7 | Commercial | WA - Health | Existing | Water Heating | Natural Gas | Retrocommissioning | A | Cumulative Energy Savings (MWh or mTherms) | Achievable Economic UCT Potential | 0 | 0 | 0 | 0.82931 | 2.4788 | 4.0627 | 4.8072 | 4.7206 | 4.6355 | 4.556 | 4.4803 | 4.4107 | 4.3493 | 4.2998 | 4.2662 | 4.2388 | 4.2176 | 4.2018 | 4.1893 | 4.1792 | 4.1719 | 4.1667 | 4.1629 | 4.1601 | 4.1566 | 4.1558 | 4.1552
F8_Commercial_WA - Health_Existing_Water Heating_Natural Gas_Retrocommissioning_A_Achievable Economic UCT Potential | F8 | Commercial | WA - Health | Existing | Water Heating | Natural Gas | Retrocommissioning | A | Cumulative Summer Peak Savings (MW) | Achievable Economic UCT Potential | 0 | 0 | 0 | 0 | 0 | 0 | 0 | 0 | 0 | 0 | 0 | 0 | 0 | 0 | 0 | 0 | 0 | 0 | 0 | 0 | 0 | 0 | 0 | 0 | 0 | 0 | 0
F9_Commercial_WA - Health_Existing_Water Heating_Natural Gas_Retrocommissioning_A_Achievable Economic UCT Potential | F9 | Commercial | WA - Health | Existing | Water Heating | Natural Gas | Retrocommissioning | A | Cumulative Winter Peak Savings (MW) | Achievable Economic UCT Potential | 0 | 0 | 0 | 0 | 0 | 0 | 0 | 0 | 0 | 0 | 0 | 0 | 0 | 0 | 0 | 0 | 0 | 0 | 0 | 0 | 0 | 0 | 0 | 0 | 0 | 0 | 0
F10_Commercial_WA - Health_Existing_Water Heating_Natural Gas_Retrocommissioning_A_Achievable Economic UCT Potential | F10 | Commercial | WA - Health | Existing | Water Heating | Natural Gas | Retrocommissioning | A | Purchases (Incremental) | Achievable Economic UCT Potential | 0 | 0 | 0 | 77694.0438 | 159477.2478 | 159477.2478 | 81783.204 | 0 | 0 | 0 | 2.9104e-11 | 0 | 0 | 0 | 0 | 0 | 0 | 0 | 0 | 0 | 0 | 0 | 0 | 0 | 0 | 0 | 0
F11_Commercial_WA - Health_Existing_Water Heating_Natural Gas_Retrocommissioning_A_Achievable Economic UCT Potential | F11 | Commercial | WA - Health | Existing | Water Heating | Natural Gas | Retrocommissioning | A | Purchases (Cumulative) | Achievable Economic UCT Potential | 0 | 0 | 0 | 77694.0438 | 237171.2916 | 396648.5394 | 478431.7434 | 478431.7434 | 478431.7434 | 478431.7434 | 478431.7434 | 478431.7434 | 478431.7434 | 478431.7434 | 478431.7434 | 478431.7434 | 478431.7434 | 478431.7434 | 478431.7434 | 478431.7434 | 478431.7434 | 478431.7434 | 478431.7434 | 478431.7434 | 478431.7434 | 478431.7434 | 478431.7434
F1_Commercial_WA - Health_New_Space Heating_Natural Gas_Insulation - Ceiling_A_Achievable Economic UCT Potential | F1 | Commercial | WA - Health | New | Space Heating | Natural Gas | Insulation - Ceiling | A | Integrated Unit Energy Savings (kWh or therms) | Achievable Economic UCT Potential | 0 | 0 | 0 | 0 | 0 | 0 | 0 | 0 | 0 | 0 | 0 | 0 | 0 | 0 | 0 | 0 | 0 | 0 | 0 | 0 | 0 | 0 | 0 | 0 | 0 | 0 | 0
F2_Commercial_WA - Health_New_Space Heating_Natural Gas_Insulation - Ceiling_A_Achievable Economic UCT Potential | F2 | Commercial | WA - Health | New | Space Heating | Natural Gas | Insulation - Ceiling | A | Integrated Unit Summer Peak Savings (kW) | Achievable Economic UCT Potential | 0 | 0 | 0 | 0 | 0 | 0 | 0 | 0 | 0 | 0 | 0 | 0 | 0 | 0 | 0 | 0 | 0 | 0 | 0 | 0 | 0 | 0 | 0 | 0 | 0 | 0 | 0
F3_Commercial_WA - Health_New_Space Heating_Natural Gas_Insulation - Ceiling_A_Achievable Economic UCT Potential | F3 | Commercial | WA - Health | New | Space Heating | Natural Gas | Insulation - Ceiling | A | Integrated Unit Winter Peak Savings (kW) | Achievable Economic UCT Potential | 0 | 0 | 0 | 0 | 0 | 0 | 0 | 0 | 0 | 0 | 0 | 0 | 0 | 0 | 0 | 0 | 0 | 0 | 0 | 0 | 0 | 0 | 0 | 0 | 0 | 0 | 0
F4_Commercial_WA - Health_New_Space Heating_Natural Gas_Insulation - Ceiling_A_Achievable Economic UCT Potential | F4 | Commercial | WA - Health | New | Space Heating | Natural Gas | Insulation - Ceiling | A | Incremental Energy Savings (MWh or mTherms) | Achievable Economic UCT Potential | 0 | 0 | 0 | 0 | 0 | 0 | 0 | 0 | 0 | 0 | 0 | 0 | 0 | 0 | 0 | 0 | 0 | 0 | 0 | 0 | 0 | 0 | 0 | 0 | 0 | 0 | 0
F5_Commercial_WA - Health_New_Space Heating_Natural Gas_Insulation - Ceiling_A_Achievable Economic UCT Potential | F5 | Commercial | WA - Health | New | Space Heating | Natural Gas | Insulation - Ceiling | A | Incremental Summer Peak Savings (MW) | Achievable Economic UCT Potential | 0 | 0 | 0 | 0 | 0 | 0 | 0 | 0 | 0 | 0 | 0 | 0 | 0 | 0 | 0 | 0 | 0 | 0 | 0 | 0 | 0 | 0 | 0 | 0 | 0 | 0 | 0
F6_Commercial_WA - Health_New_Space Heating_Natural Gas_Insulation - Ceiling_A_Achievable Economic UCT Potential | F6 | Commercial | WA - Health | New | Space Heating | Natural Gas | Insulation - Ceiling | A | Incremental Winter Peak Savings (MW) | Achievable Economic UCT Potential | 0 | 0 | 0 | 0 | 0 | 0 | 0 | 0 | 0 | 0 | 0 | 0 | 0 | 0 | 0 | 0 | 0 | 0 | 0 | 0 | 0 | 0 | 0 | 0 | 0 | 0 | 0
F7_Commercial_WA - Health_New_Space Heating_Natural Gas_Insulation - Ceiling_A_Achievable Economic UCT Potential | F7 | Commercial | WA - Health | New | Space Heating | Natural Gas | Insulation - Ceiling | A | Cumulative Energy Savings (MWh or mTherms) | Achievable Economic UCT Potential | 0 | 0 | 0 | 0 | 0 | 0 | 0 | 0 | 0 | 0 | 0 | 0 | 0 | 0 | 0 | 0 | 0 | 0 | 0 | 0 | 0 | 0 | 0 | 0 | 0 | 0 | 0
F8_Commercial_WA - Health_New_Space Heating_Natural Gas_Insulation - Ceiling_A_Achievable Economic UCT Potential | F8 | Commercial | WA - Health | New | Space Heating | Natural Gas | Insulation - Ceiling | A | Cumulative Summer Peak Savings (MW) | Achievable Economic UCT Potential | 0 | 0 | 0 | 0 | 0 | 0 | 0 | 0 | 0 | 0 | 0 | 0 | 0 | 0 | 0 | 0 | 0 | 0 | 0 | 0 | 0 | 0 | 0 | 0 | 0 | 0 | 0
F9_Commercial_WA - Health_New_Space Heating_Natural Gas_Insulation - Ceiling_A_Achievable Economic UCT Potential | F9 | Commercial | WA - Health | New | Space Heating | Natural Gas | Insulation - Ceiling | A | Cumulative Winter Peak Savings (MW) | Achievable Economic UCT Potential | 0 | 0 | 0 | 0 | 0 | 0 | 0 | 0 | 0 | 0 | 0 | 0 | 0 | 0 | 0 | 0 | 0 | 0 | 0 | 0 | 0 | 0 | 0 | 0 | 0 | 0 | 0
F10_Commercial_WA - Health_New_Space Heating_Natural Gas_Insulation - Ceiling_A_Achievable Economic UCT Potential | F10 | Commercial | WA - Health | New | Space Heating | Natural Gas | Insulation - Ceiling | A | Purchases (Incremental) | Achievable Economic UCT Potential | 0 | 0 | 0 | 0 | 0 | 0 | 0 | 0 | 0 | 0 | 0 | 0 | 0 | 0 | 0 | 0 | 0 | 0 | 0 | 0 | 0 | 0 | 0 | 0 | 0 | 0 | 0
F11_Commercial_WA - Health_New_Space Heating_Natural Gas_Insulation - Ceiling_A_Achievable Economic UCT Potential | F11 | Commercial | WA - Health | New | Space Heating | Natural Gas | Insulation - Ceiling | A | Purchases (Cumulative) | Achievable Economic UCT Potential | 0 | 0 | 0 | 0 | 0 | 0 | 0 | 0 | 0 | 0 | 0 | 0 | 0 | 0 | 0 | 0 | 0 | 0 | 0 | 0 | 0 | 0 | 0 | 0 | 0 | 0 | 0
F1_Commercial_WA - Health_New_Space Heating_Natural Gas_Insulation - Ducting_A_Achievable Economic UCT Potential | F1 | Commercial | WA - Health | New | Space Heating | Natural Gas | Insulation - Ducting | A | Integrated Unit Energy Savings (kWh or therms) | Achievable Economic UCT Potential | 0 | 0 | 0 | 0 | 0 | 0 | 0 | 0 | 0 | 0 | 0 | 0 | 0 | 0 | 0 | 0 | 0 | 0 | 0 | 0 | 0 | 0 | 0 | 0 | 0 | 0 | 0
F2_Commercial_WA - Health_New_Space Heating_Natural Gas_Insulation - Ducting_A_Achievable Economic UCT Potential | F2 | Commercial | WA - Health | New | Space Heating | Natural Gas | Insulation - Ducting | A | Integrated Unit Summer Peak Savings (kW) | Achievable Economic UCT Potential | 0 | 0 | 0 | 0 | 0 | 0 | 0 | 0 | 0 | 0 | 0 | 0 | 0 | 0 | 0 | 0 | 0 | 0 | 0 | 0 | 0 | 0 | 0 | 0 | 0 | 0 | 0
F3_Commercial_WA - Health_New_Space Heating_Natural Gas_Insulation - Ducting_A_Achievable Economic UCT Potential | F3 | Commercial | WA - Health | New | Space Heating | Natural Gas | Insulation - Ducting | A | Integrated Unit Winter Peak Savings (kW) | Achievable Economic UCT Potential | 0 | 0 | 0 | 0 | 0 | 0 | 0 | 0 | 0 | 0 | 0 | 0 | 0 | 0 | 0 | 0 | 0 | 0 | 0 | 0 | 0 | 0 | 0 | 0 | 0 | 0 | 0
F4_Commercial_WA - Health_New_Space Heating_Natural Gas_Insulation - Ducting_A_Achievable Economic UCT Potential | F4 | Commercial | WA - Health | New | Space Heating | Natural Gas | Insulation - Ducting | A | Incremental Energy Savings (MWh or mTherms) | Achievable Economic UCT Potential | 0 | 0 | 0 | 0 | 0 | 0 | 0 | 0 | 0 | 0 | 0 | 0 | 0 | 0 | 0 | 0 | 0 | 0 | 0 | 0 | 0 | 0 | 0 | 0 | 0 | 0 | 0
F5_Commercial_WA - Health_New_Space Heating_Natural Gas_Insulation - Ducting_A_Achievable Economic UCT Potential | F5 | Commercial | WA - Health | New | Space Heating | Natural Gas | Insulation - Ducting | A | Incremental Summer Peak Savings (MW) | Achievable Economic UCT Potential | 0 | 0 | 0 | 0 | 0 | 0 | 0 | 0 | 0 | 0 | 0 | 0 | 0 | 0 | 0 | 0 | 0 | 0 | 0 | 0 | 0 | 0 | 0 | 0 | 0 | 0 | 0
F6_Commercial_WA - Health_New_Space Heating_Natural Gas_Insulation - Ducting_A_Achievable Economic UCT Potential | F6 | Commercial | WA - Health | New | Space Heating | Natural Gas | Insulation - Ducting | A | Incremental Winter Peak Savings (MW) | Achievable Economic UCT Potential | 0 | 0 | 0 | 0 | 0 | 0 | 0 | 0 | 0 | 0 | 0 | 0 | 0 | 0 | 0 | 0 | 0 | 0 | 0 | 0 | 0 | 0 | 0 | 0 | 0 | 0 | 0
F7_Commercial_WA - Health_New_Space Heating_Natural Gas_Insulation - Ducting_A_Achievable Economic UCT Potential | F7 | Commercial | WA - Health | New | Space Heating | Natural Gas | Insulation - Ducting | A | Cumulative Energy Savings (MWh or mTherms) | Achievable Economic UCT Potential | 0 | 0 | 0 | 0 | 0 | 0 | 0 | 0 | 0 | 0 | 0 | 0 | 0 | 0 | 0 | 0 | 0 | 0 | 0 | 0 | 0 | 0 | 0 | 0 | 0 | 0 | 0
F8_Commercial_WA - Health_New_Space Heating_Natural Gas_Insulation - Ducting_A_Achievable Economic UCT Potential | F8 | Commercial | WA - Health | New | Space Heating | Natural Gas | Insulation - Ducting | A | Cumulative Summer Peak Savings (MW) | Achievable Economic UCT Potential | 0 | 0 | 0 | 0 | 0 | 0 | 0 | 0 | 0 | 0 | 0 | 0 | 0 | 0 | 0 | 0 | 0 | 0 | 0 | 0 | 0 | 0 | 0 | 0 | 0 | 0 | 0
F9_Commercial_WA - Health_New_Space Heating_Natural Gas_Insulation - Ducting_A_Achievable Economic UCT Potential | F9 | Commercial | WA - Health | New | Space Heating | Natural Gas | Insulation - Ducting | A | Cumulative Winter Peak Savings (MW) | Achievable Economic UCT Potential | 0 | 0 | 0 | 0 | 0 | 0 | 0 | 0 | 0 | 0 | 0 | 0 | 0 | 0 | 0 | 0 | 0 | 0 | 0 | 0 | 0 | 0 | 0 | 0 | 0 | 0 | 0
F10_Commercial_WA - Health_New_Space Heating_Natural Gas_Insulation - Ducting_A_Achievable Economic UCT Potential | F10 | Commercial | WA - Health | New | Space Heating | Natural Gas | Insulation - Ducting | A | Purchases (Incremental) | Achievable Economic UCT Potential | 0 | 0 | 0 | 0 | 0 | 0 | 0 | 0 | 0 | 0 | 0 | 0 | 0 | 0 | 0 | 0 | 0 | 0 | 0 | 0 | 0 | 0 | 0 | 0 | 0 | 0 | 0
F11_Commercial_WA - Health_New_Space Heating_Natural Gas_Insulation - Ducting_A_Achievable Economic UCT Potential | F11 | Commercial | WA - Health | New | Space Heating | Natural Gas | Insulation - Ducting | A | Purchases (Cumulative) | Achievable Economic UCT Potential | 0 | 0 | 0 | 0 | 0 | 0 | 0 | 0 | 0 | 0 | 0 | 0 | 0 | 0 | 0 | 0 | 0 | 0 | 0 | 0 | 0 | 0 | 0 | 0 | 0 | 0 | 0
F1_Commercial_WA - Health_New_Space Heating_Natural Gas_Insulation - Wall Cavity_A_Achievable Economic UCT Potential | F1 | Commercial | WA - Health | New | Space Heating | Natural Gas | Insulation - Wall Cavity | A | Integrated Unit Energy Savings (kWh or therms) | Achievable Economic UCT Potential | 0 | 0 | 0 | 0 | 0 | 0 | 0 | 0 | 0 | 0 | 0 | 0 | 0 | 0 | 0 | 0 | 0 | 0 | 0 | 0 | 0 | 0 | 0 | 0 | 0 | 0 | 0
F2_Commercial_WA - Health_New_Space Heating_Natural Gas_Insulation - Wall Cavity_A_Achievable Economic UCT Potential | F2 | Commercial | WA - Health | New | Space Heating | Natural Gas | Insulation - Wall Cavity | A | Integrated Unit Summer Peak Savings (kW) | Achievable Economic UCT Potential | 0 | 0 | 0 | 0 | 0 | 0 | 0 | 0 | 0 | 0 | 0 | 0 | 0 | 0 | 0 | 0 | 0 | 0 | 0 | 0 | 0 | 0 | 0 | 0 | 0 | 0 | 0
F3_Commercial_WA - Health_New_Space Heating_Natural Gas_Insulation - Wall Cavity_A_Achievable Economic UCT Potential | F3 | Commercial | WA - Health | New | Space Heating | Natural Gas | Insulation - Wall Cavity | A | Integrated Unit Winter Peak Savings (kW) | Achievable Economic UCT Potential | 0 | 0 | 0 | 0 | 0 | 0 | 0 | 0 | 0 | 0 | 0 | 0 | 0 | 0 | 0 | 0 | 0 | 0 | 0 | 0 | 0 | 0 | 0 | 0 | 0 | 0 | 0
F4_Commercial_WA - Health_New_Space Heating_Natural Gas_Insulation - Wall Cavity_A_Achievable Economic UCT Potential | F4 | Commercial | WA - Health | New | Space Heating | Natural Gas | Insulation - Wall Cavity | A | Incremental Energy Savings (MWh or mTherms) | Achievable Economic UCT Potential | 0 | 0 | 0 | 0 | 0 | 0 | 0 | 0 | 0 | 0 | 0 | 0 | 0 | 0 | 0 | 0 | 0 | 0 | 0 | 0 | 0 | 0 | 0 | 0 | 0 | 0 | 0
F5_Commercial_WA - Health_New_Space Heating_Natural Gas_Insulation - Wall Cavity_A_Achievable Economic UCT Potential | F5 | Commercial | WA - Health | New | Space Heating | Natural Gas | Insulation - Wall Cavity | A | Incremental Summer Peak Savings (MW) | Achievable Economic UCT Potential | 0 | 0 | 0 | 0 | 0 | 0 | 0 | 0 | 0 | 0 | 0 | 0 | 0 | 0 | 0 | 0 | 0 | 0 | 0 | 0 | 0 | 0 | 0 | 0 | 0 | 0 | 0
F6_Commercial_WA - Health_New_Space Heating_Natural Gas_Insulation - Wall Cavity_A_Achievable Economic UCT Potential | F6 | Commercial | WA - Health | New | Space Heating | Natural Gas | Insulation - Wall Cavity | A | Incremental Winter Peak Savings (MW) | Achievable Economic UCT Potential | 0 | 0 | 0 | 0 | 0 | 0 | 0 | 0 | 0 | 0 | 0 | 0 | 0 | 0 | 0 | 0 | 0 | 0 | 0 | 0 | 0 | 0 | 0 | 0 | 0 | 0 | 0
F7_Commercial_WA - Health_New_Space Heating_Natural Gas_Insulation - Wall Cavity_A_Achievable Economic UCT Potential | F7 | Commercial | WA - Health | New | Space Heating | Natural Gas | Insulation - Wall Cavity | A | Cumulative Energy Savings (MWh or mTherms) | Achievable Economic UCT Potential | 0 | 0 | 0 | 0 | 0 | 0 | 0 | 0 | 0 | 0 | 0 | 0 | 0 | 0 | 0 | 0 | 0 | 0 | 0 | 0 | 0 | 0 | 0 | 0 | 0 | 0 | 0
F8_Commercial_WA - Health_New_Space Heating_Natural Gas_Insulation - Wall Cavity_A_Achievable Economic UCT Potential | F8 | Commercial | WA - Health | New | Space Heating | Natural Gas | Insulation - Wall Cavity | A | Cumulative Summer Peak Savings (MW) | Achievable Economic UCT Potential | 0 | 0 | 0 | 0 | 0 | 0 | 0 | 0 | 0 | 0 | 0 | 0 | 0 | 0 | 0 | 0 | 0 | 0 | 0 | 0 | 0 | 0 | 0 | 0 | 0 | 0 | 0
F9_Commercial_WA - Health_New_Space Heating_Natural Gas_Insulation - Wall Cavity_A_Achievable Economic UCT Potential | F9 | Commercial | WA - Health | New | Space Heating | Natural Gas | Insulation - Wall Cavity | A | Cumulative Winter Peak Savings (MW) | Achievable Economic UCT Potential | 0 | 0 | 0 | 0 | 0 | 0 | 0 | 0 | 0 | 0 | 0 | 0 | 0 | 0 | 0 | 0 | 0 | 0 | 0 | 0 | 0 | 0 | 0 | 0 | 0 | 0 | 0
F10_Commercial_WA - Health_New_Space Heating_Natural Gas_Insulation - Wall Cavity_A_Achievable Economic UCT Potential | F10 | Commercial | WA - Health | New | Space Heating | Natural Gas | Insulation - Wall Cavity | A | Purchases (Incremental) | Achievable Economic UCT Potential | 0 | 0 | 0 | 0 | 0 | 0 | 0 | 0 | 0 | 0 | 0 | 0 | 0 | 0 | 0 | 0 | 0 | 0 | 0 | 0 | 0 | 0 | 0 | 0 | 0 | 0 | 0
F11_Commercial_WA - Health_New_Space Heating_Natural Gas_Insulation - Wall Cavity_A_Achievable Economic UCT Potential | F11 | Commercial | WA - Health | New | Space Heating | Natural Gas | Insulation - Wall Cavity | A | Purchases (Cumulative) | Achievable Economic UCT Potential | 0 | 0 | 0 | 0 | 0 | 0 | 0 | 0 | 0 | 0 | 0 | 0 | 0 | 0 | 0 | 0 | 0 | 0 | 0 | 0 | 0 | 0 | 0 | 0 | 0 | 0 | 0
F1_Commercial_WA - Health_New_Space Heating_Natural Gas_Green Roof - Vegetated Rooftop_A_Achievable Economic UCT Potential | F1 | Commercial | WA - Health | New | Space Heating | Natural Gas | Green Roof - Vegetated Rooftop | A | Integrated Unit Energy Savings (kWh or therms) | Achievable Economic UCT Potential | 0 | 0 | 0 | 0 | 0 | 0 | 0 | 0 | 0 | 0 | 0 | 0 | 0 | 0 | 0 | 0 | 0 | 0 | 0 | 0 | 0 | 0 | 0 | 0 | 0 | 0 | 0
F2_Commercial_WA - Health_New_Space Heating_Natural Gas_Green Roof - Vegetated Rooftop_A_Achievable Economic UCT Potential | F2 | Commercial | WA - Health | New | Space Heating | Natural Gas | Green Roof - Vegetated Rooftop | A | Integrated Unit Summer Peak Savings (kW) | Achievable Economic UCT Potential | 0 | 0 | 0 | 0 | 0 | 0 | 0 | 0 | 0 | 0 | 0 | 0 | 0 | 0 | 0 | 0 | 0 | 0 | 0 | 0 | 0 | 0 | 0 | 0 | 0 | 0 | 0
F3_Commercial_WA - Health_New_Space Heating_Natural Gas_Green Roof - Vegetated Rooftop_A_Achievable Economic UCT Potential | F3 | Commercial | WA - Health | New | Space Heating | Natural Gas | Green Roof - Vegetated Rooftop | A | Integrated Unit Winter Peak Savings (kW) | Achievable Economic UCT Potential | 0 | 0 | 0 | 0 | 0 | 0 | 0 | 0 | 0 | 0 | 0 | 0 | 0 | 0 | 0 | 0 | 0 | 0 | 0 | 0 | 0 | 0 | 0 | 0 | 0 | 0 | 0
F4_Commercial_WA - Health_New_Space Heating_Natural Gas_Green Roof - Vegetated Rooftop_A_Achievable Economic UCT Potential | F4 | Commercial | WA - Health | New | Space Heating | Natural Gas | Green Roof - Vegetated Rooftop | A | Incremental Energy Savings (MWh or mTherms) | Achievable Economic UCT Potential | 0 | 0 | 0 | 0 | 0 | 0 | 0 | 0 | 0 | 0 | 0 | 0 | 0 | 0 | 0 | 0 | 0 | 0 | 0 | 0 | 0 | 0 | 0 | 0 | 0 | 0 | 0
F5_Commercial_WA - Health_New_Space Heating_Natural Gas_Green Roof - Vegetated Rooftop_A_Achievable Economic UCT Potential | F5 | Commercial | WA - Health | New | Space Heating | Natural Gas | Green Roof - Vegetated Rooftop | A | Incremental Summer Peak Savings (MW) | Achievable Economic UCT Potential | 0 | 0 | 0 | 0 | 0 | 0 | 0 | 0 | 0 | 0 | 0 | 0 | 0 | 0 | 0 | 0 | 0 | 0 | 0 | 0 | 0 | 0 | 0 | 0 | 0 | 0 | 0
F6_Commercial_WA - Health_New_Space Heating_Natural Gas_Green Roof - Vegetated Rooftop_A_Achievable Economic UCT Potential | F6 | Commercial | WA - Health | New | Space Heating | Natural Gas | Green Roof - Vegetated Rooftop | A | Incremental Winter Peak Savings (MW) | Achievable Economic UCT Potential | 0 | 0 | 0 | 0 | 0 | 0 | 0 | 0 | 0 | 0 | 0 | 0 | 0 | 0 | 0 | 0 | 0 | 0 | 0 | 0 | 0 | 0 | 0 | 0 | 0 | 0 | 0
F7_Commercial_WA - Health_New_Space Heating_Natural Gas_Green Roof - Vegetated Rooftop_A_Achievable Economic UCT Potential | F7 | Commercial | WA - Health | New | Space Heating | Natural Gas | Green Roof - Vegetated Rooftop | A | Cumulative Energy Savings (MWh or mTherms) | Achievable Economic UCT Potential | 0 | 0 | 0 | 0 | 0 | 0 | 0 | 0 | 0 | 0 | 0 | 0 | 0 | 0 | 0 | 0 | 0 | 0 | 0 | 0 | 0 | 0 | 0 | 0 | 0 | 0 | 0
F8_Commercial_WA - Health_New_Space Heating_Natural Gas_Green Roof - Vegetated Rooftop_A_Achievable Economic UCT Potential | F8 | Commercial | WA - Health | New | Space Heating | Natural Gas | Green Roof - Vegetated Rooftop | A | Cumulative Summer Peak Savings (MW) | Achievable Economic UCT Potential | 0 | 0 | 0 | 0 | 0 | 0 | 0 | 0 | 0 | 0 | 0 | 0 | 0 | 0 | 0 | 0 | 0 | 0 | 0 | 0 | 0 | 0 | 0 | 0 | 0 | 0 | 0
F9_Commercial_WA - Health_New_Space Heating_Natural Gas_Green Roof - Vegetated Rooftop_A_Achievable Economic UCT Potential | F9 | Commercial | WA - Health | New | Space Heating | Natural Gas | Green Roof - Vegetated Rooftop | A | Cumulative Winter Peak Savings (MW) | Achievable Economic UCT Potential | 0 | 0 | 0 | 0 | 0 | 0 | 0 | 0 | 0 | 0 | 0 | 0 | 0 | 0 | 0 | 0 | 0 | 0 | 0 | 0 | 0 | 0 | 0 | 0 | 0 | 0 | 0
F10_Commercial_WA - Health_New_Space Heating_Natural Gas_Green Roof - Vegetated Rooftop_A_Achievable Economic UCT Potential | F10 | Commercial | WA - Health | New | Space Heating | Natural Gas | Green Roof - Vegetated Rooftop | A | Purchases (Incremental) | Achievable Economic UCT Potential | 0 | 0 | 0 | 0 | 0 | 0 | 0 | 0 | 0 | 0 | 0 | 0 | 0 | 0 | 0 | 0 | 0 | 0 | 0 | 0 | 0 | 0 | 0 | 0 | 0 | 0 | 0
F11_Commercial_WA - Health_New_Space Heating_Natural Gas_Green Roof - Vegetated Rooftop_A_Achievable Economic UCT Potential | F11 | Commercial | WA - Health | New | Space Heating | Natural Gas | Green Roof - Vegetated Rooftop | A | Purchases (Cumulative) | Achievable Economic UCT Potential | 0 | 0 | 0 | 0 | 0 | 0 | 0 | 0 | 0 | 0 | 0 | 0 | 0 | 0 | 0 | 0 | 0 | 0 | 0 | 0 | 0 | 0 | 0 | 0 | 0 | 0 | 0
F1_Commercial_WA - Health_New_Space Heating_Natural Gas_Ducting - Repair and Sealing_A_Achievable Economic UCT Potential | F1 | Commercial | WA - Health | New | Space Heating | Natural Gas | Ducting - Repair and Sealing | A | Integrated Unit Energy Savings (kWh or therms) | Achievable Economic UCT Potential | 0 | 0 | 0 | 0 | 0 | 0 | 0 | 0 | 0 | 0 | 0 | 0 | 0 | 0 | 0 | 0 | 0 | 0 | 0 | 0 | 0 | 0 | 0 | 0 | 0 | 0 | 0
F2_Commercial_WA - Health_New_Space Heating_Natural Gas_Ducting - Repair and Sealing_A_Achievable Economic UCT Potential | F2 | Commercial | WA - Health | New | Space Heating | Natural Gas | Ducting - Repair and Sealing | A | Integrated Unit Summer Peak Savings (kW) | Achievable Economic UCT Potential | 0 | 0 | 0 | 0 | 0 | 0 | 0 | 0 | 0 | 0 | 0 | 0 | 0 | 0 | 0 | 0 | 0 | 0 | 0 | 0 | 0 | 0 | 0 | 0 | 0 | 0 | 0
F3_Commercial_WA - Health_New_Space Heating_Natural Gas_Ducting - Repair and Sealing_A_Achievable Economic UCT Potential | F3 | Commercial | WA - Health | New | Space Heating | Natural Gas | Ducting - Repair and Sealing | A | Integrated Unit Winter Peak Savings (kW) | Achievable Economic UCT Potential | 0 | 0 | 0 | 0 | 0 | 0 | 0 | 0 | 0 | 0 | 0 | 0 | 0 | 0 | 0 | 0 | 0 | 0 | 0 | 0 | 0 | 0 | 0 | 0 | 0 | 0 | 0
F4_Commercial_WA - Health_New_Space Heating_Natural Gas_Ducting - Repair and Sealing_A_Achievable Economic UCT Potential | F4 | Commercial | WA - Health | New | Space Heating | Natural Gas | Ducting - Repair and Sealing | A | Incremental Energy Savings (MWh or mTherms) | Achievable Economic UCT Potential | 0 | 0 | 0 | 0 | 0 | 0 | 0 | 0 | 0 | 0 | 0 | 0 | 0 | 0 | 0 | 0 | 0 | 0 | 0 | 0 | 0 | 0 | 0 | 0 | 0 | 0 | 0
F5_Commercial_WA - Health_New_Space Heating_Natural Gas_Ducting - Repair and Sealing_A_Achievable Economic UCT Potential | F5 | Commercial | WA - Health | New | Space Heating | Natural Gas | Ducting - Repair and Sealing | A | Incremental Summer Peak Savings (MW) | Achievable Economic UCT Potential | 0 | 0 | 0 | 0 | 0 | 0 | 0 | 0 | 0 | 0 | 0 | 0 | 0 | 0 | 0 | 0 | 0 | 0 | 0 | 0 | 0 | 0 | 0 | 0 | 0 | 0 | 0
F6_Commercial_WA - Health_New_Space Heating_Natural Gas_Ducting - Repair and Sealing_A_Achievable Economic UCT Potential | F6 | Commercial | WA - Health | New | Space Heating | Natural Gas | Ducting - Repair and Sealing | A | Incremental Winter Peak Savings (MW) | Achievable Economic UCT Potential | 0 | 0 | 0 | 0 | 0 | 0 | 0 | 0 | 0 | 0 | 0 | 0 | 0 | 0 | 0 | 0 | 0 | 0 | 0 | 0 | 0 | 0 | 0 | 0 | 0 | 0 | 0
F7_Commercial_WA - Health_New_Space Heating_Natural Gas_Ducting - Repair and Sealing_A_Achievable Economic UCT Potential | F7 | Commercial | WA - Health | New | Space Heating | Natural Gas | Ducting - Repair and Sealing | A | Cumulative Energy Savings (MWh or mTherms) | Achievable Economic UCT Potential | 0 | 0 | 0 | 0 | 0 | 0 | 0 | 0 | 0 | 0 | 0 | 0 | 0 | 0 | 0 | 0 | 0 | 0 | 0 | 0 | 0 | 0 | 0 | 0 | 0 | 0 | 0
F8_Commercial_WA - Health_New_Space Heating_Natural Gas_Ducting - Repair and Sealing_A_Achievable Economic UCT Potential | F8 | Commercial | WA - Health | New | Space Heating | Natural Gas | Ducting - Repair and Sealing | A | Cumulative Summer Peak Savings (MW) | Achievable Economic UCT Potential | 0 | 0 | 0 | 0 | 0 | 0 | 0 | 0 | 0 | 0 | 0 | 0 | 0 | 0 | 0 | 0 | 0 | 0 | 0 | 0 | 0 | 0 | 0 | 0 | 0 | 0 | 0
F9_Commercial_WA - Health_New_Space Heating_Natural Gas_Ducting - Repair and Sealing_A_Achievable Economic UCT Potential | F9 | Commercial | WA - Health | New | Space Heating | Natural Gas | Ducting - Repair and Sealing | A | Cumulative Winter Peak Savings (MW) | Achievable Economic UCT Potential | 0 | 0 | 0 | 0 | 0 | 0 | 0 | 0 | 0 | 0 | 0 | 0 | 0 | 0 | 0 | 0 | 0 | 0 | 0 | 0 | 0 | 0 | 0 | 0 | 0 | 0 | 0
F10_Commercial_WA - Health_New_Space Heating_Natural Gas_Ducting - Repair and Sealing_A_Achievable Economic UCT Potential | F10 | Commercial | WA - Health | New | Space Heating | Natural Gas | Ducting - Repair and Sealing | A | Purchases (Incremental) | Achievable Economic UCT Potential | 0 | 0 | 0 | 0 | 0 | 0 | 0 | 0 | 0 | 0 | 0 | 0 | 0 | 0 | 0 | 0 | 0 | 0 | 0 | 0 | 0 | 0 | 0 | 0 | 0 | 0 | 0
F11_Commercial_WA - Health_New_Space Heating_Natural Gas_Ducting - Repair and Sealing_A_Achievable Economic UCT Potential | F11 | Commercial | WA - Health | New | Space Heating | Natural Gas | Ducting - Repair and Sealing | A | Purchases (Cumulative) | Achievable Economic UCT Potential | 0 | 0 | 0 | 0 | 0 | 0 | 0 | 0 | 0 | 0 | 0 | 0 | 0 | 0 | 0 | 0 | 0 | 0 | 0 | 0 | 0 | 0 | 0 | 0 | 0 | 0 | 0
F1_Commercial_WA - Health_New_Space Heating_Natural Gas_Windows - High Efficiency Glazing_A_Achievable Economic UCT Potential | F1 | Commercial | WA - Health | New | Space Heating | Natural Gas | Windows - High Efficiency Glazing | A | Integrated Unit Energy Savings (kWh or therms) | Achievable Economic UCT Potential | 0 | 0 | 0 | 0 | 0 | 0 | 0 | 0 | 0 | 0 | 0 | 0 | 0 | 0 | 0 | 0 | 0 | 0 | 0 | 0 | 0 | 0 | 0 | 0 | 0 | 0 | 0
F2_Commercial_WA - Health_New_Space Heating_Natural Gas_Windows - High Efficiency Glazing_A_Achievable Economic UCT Potential | F2 | Commercial | WA - Health | New | Space Heating | Natural Gas | Windows - High Efficiency Glazing | A | Integrated Unit Summer Peak Savings (kW) | Achievable Economic UCT Potential | 0 | 0 | 0 | 0 | 0 | 0 | 0 | 0 | 0 | 0 | 0 | 0 | 0 | 0 | 0 | 0 | 0 | 0 | 0 | 0 | 0 | 0 | 0 | 0 | 0 | 0 | 0
F3_Commercial_WA - Health_New_Space Heating_Natural Gas_Windows - High Efficiency Glazing_A_Achievable Economic UCT Potential | F3 | Commercial | WA - Health | New | Space Heating | Natural Gas | Windows - High Efficiency Glazing | A | Integrated Unit Winter Peak Savings (kW) | Achievable Economic UCT Potential | 0 | 0 | 0 | 0 | 0 | 0 | 0 | 0 | 0 | 0 | 0 | 0 | 0 | 0 | 0 | 0 | 0 | 0 | 0 | 0 | 0 | 0 | 0 | 0 | 0 | 0 | 0
F4_Commercial_WA - Health_New_Space Heating_Natural Gas_Windows - High Efficiency Glazing_A_Achievable Economic UCT Potential | F4 | Commercial | WA - Health | New | Space Heating | Natural Gas | Windows - High Efficiency Glazing | A | Incremental Energy Savings (MWh or mTherms) | Achievable Economic UCT Potential | 0 | 0 | 0 | 0 | 0 | 0 | 0 | 0 | 0 | 0 | 0 | 0 | 0 | 0 | 0 | 0 | 0 | 0 | 0 | 0 | 0 | 0 | 0 | 0 | 0 | 0 | 0
F5_Commercial_WA - Health_New_Space Heating_Natural Gas_Windows - High Efficiency Glazing_A_Achievable Economic UCT Potential | F5 | Commercial | WA - Health | New | Space Heating | Natural Gas | Windows - High Efficiency Glazing | A | Incremental Summer Peak Savings (MW) | Achievable Economic UCT Potential | 0 | 0 | 0 | 0 | 0 | 0 | 0 | 0 | 0 | 0 | 0 | 0 | 0 | 0 | 0 | 0 | 0 | 0 | 0 | 0 | 0 | 0 | 0 | 0 | 0 | 0 | 0
F6_Commercial_WA - Health_New_Space Heating_Natural Gas_Windows - High Efficiency Glazing_A_Achievable Economic UCT Potential | F6 | Commercial | WA - Health | New | Space Heating | Natural Gas | Windows - High Efficiency Glazing | A | Incremental Winter Peak Savings (MW) | Achievable Economic UCT Potential | 0 | 0 | 0 | 0 | 0 | 0 | 0 | 0 | 0 | 0 | 0 | 0 | 0 | 0 | 0 | 0 | 0 | 0 | 0 | 0 | 0 | 0 | 0 | 0 | 0 | 0 | 0
F7_Commercial_WA - Health_New_Space Heating_Natural Gas_Windows - High Efficiency Glazing_A_Achievable Economic UCT Potential | F7 | Commercial | WA - Health | New | Space Heating | Natural Gas | Windows - High Efficiency Glazing | A | Cumulative Energy Savings (MWh or mTherms) | Achievable Economic UCT Potential | 0 | 0 | 0 | 0 | 0 | 0 | 0 | 0 | 0 | 0 | 0 | 0 | 0 | 0 | 0 | 0 | 0 | 0 | 0 | 0 | 0 | 0 | 0 | 0 | 0 | 0 | 0
F8_Commercial_WA - Health_New_Space Heating_Natural Gas_Windows - High Efficiency Glazing_A_Achievable Economic UCT Potential | F8 | Commercial | WA - Health | New | Space Heating | Natural Gas | Windows - High Efficiency Glazing | A | Cumulative Summer Peak Savings (MW) | Achievable Economic UCT Potential | 0 | 0 | 0 | 0 | 0 | 0 | 0 | 0 | 0 | 0 | 0 | 0 | 0 | 0 | 0 | 0 | 0 | 0 | 0 | 0 | 0 | 0 | 0 | 0 | 0 | 0 | 0
F9_Commercial_WA - Health_New_Space Heating_Natural Gas_Windows - High Efficiency Glazing_A_Achievable Economic UCT Potential | F9 | Commercial | WA - Health | New | Space Heating | Natural Gas | Windows - High Efficiency Glazing | A | Cumulative Winter Peak Savings (MW) | Achievable Economic UCT Potential | 0 | 0 | 0 | 0 | 0 | 0 | 0 | 0 | 0 | 0 | 0 | 0 | 0 | 0 | 0 | 0 | 0 | 0 | 0 | 0 | 0 | 0 | 0 | 0 | 0 | 0 | 0
F10_Commercial_WA - Health_New_Space Heating_Natural Gas_Windows - High Efficiency Glazing_A_Achievable Economic UCT Potential | F10 | Commercial | WA - Health | New | Space Heating | Natural Gas | Windows - High Efficiency Glazing | A | Purchases (Incremental) | Achievable Economic UCT Potential | 0 | 0 | 0 | 0 | 0 | 0 | 0 | 0 | 0 | 0 | 0 | 0 | 0 | 0 | 0 | 0 | 0 | 0 | 0 | 0 | 0 | 0 | 0 | 0 | 0 | 0 | 0
F11_Commercial_WA - Health_New_Space Heating_Natural Gas_Windows - High Efficiency Glazing_A_Achievable Economic UCT Potential | F11 | Commercial | WA - Health | New | Space Heating | Natural Gas | Windows - High Efficiency Glazing | A | Purchases (Cumulative) | Achievable Economic UCT Potential | 0 | 0 | 0 | 0 | 0 | 0 | 0 | 0 | 0 | 0 | 0 | 0 | 0 | 0 | 0 | 0 | 0 | 0 | 0 | 0 | 0 | 0 | 0 | 0 | 0 | 0 | 0
F1_Commercial_WA - Health_New_Space Heating_Natural Gas_Windows - Secondary Glazing Systems_A_Achievable Economic UCT Potential | F1 | Commercial | WA - Health | New | Space Heating | Natural Gas | Windows - Secondary Glazing Systems | A | Integrated Unit Energy Savings (kWh or therms) | Achievable Economic UCT Potential | 0 | 0 | 0 | 0 | 0 | 0 | 0 | 0 | 0 | 0 | 0 | 0 | 0 | 0 | 0 | 0 | 0 | 0 | 0 | 0 | 0 | 0 | 0 | 0 | 0 | 0 | 0
F2_Commercial_WA - Health_New_Space Heating_Natural Gas_Windows - Secondary Glazing Systems_A_Achievable Economic UCT Potential | F2 | Commercial | WA - Health | New | Space Heating | Natural Gas | Windows - Secondary Glazing Systems | A | Integrated Unit Summer Peak Savings (kW) | Achievable Economic UCT Potential | 0 | 0 | 0 | 0 | 0 | 0 | 0 | 0 | 0 | 0 | 0 | 0 | 0 | 0 | 0 | 0 | 0 | 0 | 0 | 0 | 0 | 0 | 0 | 0 | 0 | 0 | 0
F3_Commercial_WA - Health_New_Space Heating_Natural Gas_Windows - Secondary Glazing Systems_A_Achievable Economic UCT Potential | F3 | Commercial | WA - Health | New | Space Heating | Natural Gas | Windows - Secondary Glazing Systems | A | Integrated Unit Winter Peak Savings (kW) | Achievable Economic UCT Potential | 0 | 0 | 0 | 0 | 0 | 0 | 0 | 0 | 0 | 0 | 0 | 0 | 0 | 0 | 0 | 0 | 0 | 0 | 0 | 0 | 0 | 0 | 0 | 0 | 0 | 0 | 0
F4_Commercial_WA - Health_New_Space Heating_Natural Gas_Windows - Secondary Glazing Systems_A_Achievable Economic UCT Potential | F4 | Commercial | WA - Health | New | Space Heating | Natural Gas | Windows - Secondary Glazing Systems | A | Incremental Energy Savings (MWh or mTherms) | Achievable Economic UCT Potential | 0 | 0 | 0 | 0 | 0 | 0 | 0 | 0 | 0 | 0 | 0 | 0 | 0 | 0 | 0 | 0 | 0 | 0 | 0 | 0 | 0 | 0 | 0 | 0 | 0 | 0 | 0
F5_Commercial_WA - Health_New_Space Heating_Natural Gas_Windows - Secondary Glazing Systems_A_Achievable Economic UCT Potential | F5 | Commercial | WA - Health | New | Space Heating | Natural Gas | Windows - Secondary Glazing Systems | A | Incremental Summer Peak Savings (MW) | Achievable Economic UCT Potential | 0 | 0 | 0 | 0 | 0 | 0 | 0 | 0 | 0 | 0 | 0 | 0 | 0 | 0 | 0 | 0 | 0 | 0 | 0 | 0 | 0 | 0 | 0 | 0 | 0 | 0 | 0
F6_Commercial_WA - Health_New_Space Heating_Natural Gas_Windows - Secondary Glazing Systems_A_Achievable Economic UCT Potential | F6 | Commercial | WA - Health | New | Space Heating | Natural Gas | Windows - Secondary Glazing Systems | A | Incremental Winter Peak Savings (MW) | Achievable Economic UCT Potential | 0 | 0 | 0 | 0 | 0 | 0 | 0 | 0 | 0 | 0 | 0 | 0 | 0 | 0 | 0 | 0 | 0 | 0 | 0 | 0 | 0 | 0 | 0 | 0 | 0 | 0 | 0
F7_Commercial_WA - Health_New_Space Heating_Natural Gas_Windows - Secondary Glazing Systems_A_Achievable Economic UCT Potential | F7 | Commercial | WA - Health | New | Space Heating | Natural Gas | Windows - Secondary Glazing Systems | A | Cumulative Energy Savings (MWh or mTherms) | Achievable Economic UCT Potential | 0 | 0 | 0 | 0 | 0 | 0 | 0 | 0 | 0 | 0 | 0 | 0 | 0 | 0 | 0 | 0 | 0 | 0 | 0 | 0 | 0 | 0 | 0 | 0 | 0 | 0 | 0
F8_Commercial_WA - Health_New_Space Heating_Natural Gas_Windows - Secondary Glazing Systems_A_Achievable Economic UCT Potential | F8 | Commercial | WA - Health | New | Space Heating | Natural Gas | Windows - Secondary Glazing Systems | A | Cumulative Summer Peak Savings (MW) | Achievable Economic UCT Potential | 0 | 0 | 0 | 0 | 0 | 0 | 0 | 0 | 0 | 0 | 0 | 0 | 0 | 0 | 0 | 0 | 0 | 0 | 0 | 0 | 0 | 0 | 0 | 0 | 0 | 0 | 0
F9_Commercial_WA - Health_New_Space Heating_Natural Gas_Windows - Secondary Glazing Systems_A_Achievable Economic UCT Potential | F9 | Commercial | WA - Health | New | Space Heating | Natural Gas | Windows - Secondary Glazing Systems | A | Cumulative Winter Peak Savings (MW) | Achievable Economic UCT Potential | 0 | 0 | 0 | 0 | 0 | 0 | 0 | 0 | 0 | 0 | 0 | 0 | 0 | 0 | 0 | 0 | 0 | 0 | 0 | 0 | 0 | 0 | 0 | 0 | 0 | 0 | 0
F10_Commercial_WA - Health_New_Space Heating_Natural Gas_Windows - Secondary Glazing Systems_A_Achievable Economic UCT Potential | F10 | Commercial | WA - Health | New | Space Heating | Natural Gas | Windows - Secondary Glazing Systems | A | Purchases (Incremental) | Achievable Economic UCT Potential | 0 | 0 | 0 | 0 | 0 | 0 | 0 | 0 | 0 | 0 | 0 | 0 | 0 | 0 | 0 | 0 | 0 | 0 | 0 | 0 | 0 | 0 | 0 | 0 | 0 | 0 | 0
F11_Commercial_WA - Health_New_Space Heating_Natural Gas_Windows - Secondary Glazing Systems_A_Achievable Economic UCT Potential | F11 | Commercial | WA - Health | New | Space Heating | Natural Gas | Windows - Secondary Glazing Systems | A | Purchases (Cumulative) | Achievable Economic UCT Potential | 0 | 0 | 0 | 0 | 0 | 0 | 0 | 0 | 0 | 0 | 0 | 0 | 0 | 0 | 0 | 0 | 0 | 0 | 0 | 0 | 0 | 0 | 0 | 0 | 0 | 0 | 0
F1_Commercial_WA - Health_New_Space Heating_Natural Gas_HVAC - Energy Recovery Ventilator_A_Achievable Economic UCT Potential | F1 | Commercial | WA - Health | New | Space Heating | Natural Gas | HVAC - Energy Recovery Ventilator | A | Integrated Unit Energy Savings (kWh or therms) | Achievable Economic UCT Potential | 0 | 0 | 0 | 0 | 0 | 0 | 0 | 0 | 0 | 0 | 0 | 0 | 0 | 0 | 0 | 0 | 0 | 0 | 0 | 0 | 0 | 0 | 0 | 0 | 0 | 0 | 0
F2_Commercial_WA - Health_New_Space Heating_Natural Gas_HVAC - Energy Recovery Ventilator_A_Achievable Economic UCT Potential | F2 | Commercial | WA - Health | New | Space Heating | Natural Gas | HVAC - Energy Recovery Ventilator | A | Integrated Unit Summer Peak Savings (kW) | Achievable Economic UCT Potential | 0 | 0 | 0 | 0 | 0 | 0 | 0 | 0 | 0 | 0 | 0 | 0 | 0 | 0 | 0 | 0 | 0 | 0 | 0 | 0 | 0 | 0 | 0 | 0 | 0 | 0 | 0
F3_Commercial_WA - Health_New_Space Heating_Natural Gas_HVAC - Energy Recovery Ventilator_A_Achievable Economic UCT Potential | F3 | Commercial | WA - Health | New | Space Heating | Natural Gas | HVAC - Energy Recovery Ventilator | A | Integrated Unit Winter Peak Savings (kW) | Achievable Economic UCT Potential | 0 | 0 | 0 | 0 | 0 | 0 | 0 | 0 | 0 | 0 | 0 | 0 | 0 | 0 | 0 | 0 | 0 | 0 | 0 | 0 | 0 | 0 | 0 | 0 | 0 | 0 | 0
F4_Commercial_WA - Health_New_Space Heating_Natural Gas_HVAC - Energy Recovery Ventilator_A_Achievable Economic UCT Potential | F4 | Commercial | WA - Health | New | Space Heating | Natural Gas | HVAC - Energy Recovery Ventilator | A | Incremental Energy Savings (MWh or mTherms) | Achievable Economic UCT Potential | 0 | 0 | 0 | 0 | 0 | 0 | 0 | 0 | 0 | 0 | 0 | 0 | 0 | 0 | 0 | 0 | 0 | 0 | 0 | 0 | 0 | 0 | 0 | 0 | 0 | 0 | 0
F5_Commercial_WA - Health_New_Space Heating_Natural Gas_HVAC - Energy Recovery Ventilator_A_Achievable Economic UCT Potential | F5 | Commercial | WA - Health | New | Space Heating | Natural Gas | HVAC - Energy Recovery Ventilator | A | Incremental Summer Peak Savings (MW) | Achievable Economic UCT Potential | 0 | 0 | 0 | 0 | 0 | 0 | 0 | 0 | 0 | 0 | 0 | 0 | 0 | 0 | 0 | 0 | 0 | 0 | 0 | 0 | 0 | 0 | 0 | 0 | 0 | 0 | 0
F6_Commercial_WA - Health_New_Space Heating_Natural Gas_HVAC - Energy Recovery Ventilator_A_Achievable Economic UCT Potential | F6 | Commercial | WA - Health | New | Space Heating | Natural Gas | HVAC - Energy Recovery Ventilator | A | Incremental Winter Peak Savings (MW) | Achievable Economic UCT Potential | 0 | 0 | 0 | 0 | 0 | 0 | 0 | 0 | 0 | 0 | 0 | 0 | 0 | 0 | 0 | 0 | 0 | 0 | 0 | 0 | 0 | 0 | 0 | 0 | 0 | 0 | 0
F7_Commercial_WA - Health_New_Space Heating_Natural Gas_HVAC - Energy Recovery Ventilator_A_Achievable Economic UCT Potential | F7 | Commercial | WA - Health | New | Space Heating | Natural Gas | HVAC - Energy Recovery Ventilator | A | Cumulative Energy Savings (MWh or mTherms) | Achievable Economic UCT Potential | 0 | 0 | 0 | 0 | 0 | 0 | 0 | 0 | 0 | 0 | 0 | 0 | 0 | 0 | 0 | 0 | 0 | 0 | 0 | 0 | 0 | 0 | 0 | 0 | 0 | 0 | 0
F8_Commercial_WA - Health_New_Space Heating_Natural Gas_HVAC - Energy Recovery Ventilator_A_Achievable Economic UCT Potential | F8 | Commercial | WA - Health | New | Space Heating | Natural Gas | HVAC - Energy Recovery Ventilator | A | Cumulative Summer Peak Savings (MW) | Achievable Economic UCT Potential | 0 | 0 | 0 | 0 | 0 | 0 | 0 | 0 | 0 | 0 | 0 | 0 | 0 | 0 | 0 | 0 | 0 | 0 | 0 | 0 | 0 | 0 | 0 | 0 | 0 | 0 | 0
F9_Commercial_WA - Health_New_Space Heating_Natural Gas_HVAC - Energy Recovery Ventilator_A_Achievable Economic UCT Potential | F9 | Commercial | WA - Health | New | Space Heating | Natural Gas | HVAC - Energy Recovery Ventilator | A | Cumulative Winter Peak Savings (MW) | Achievable Economic UCT Potential | 0 | 0 | 0 | 0 | 0 | 0 | 0 | 0 | 0 | 0 | 0 | 0 | 0 | 0 | 0 | 0 | 0 | 0 | 0 | 0 | 0 | 0 | 0 | 0 | 0 | 0 | 0
F10_Commercial_WA - Health_New_Space Heating_Natural Gas_HVAC - Energy Recovery Ventilator_A_Achievable Economic UCT Potential | F10 | Commercial | WA - Health | New | Space Heating | Natural Gas | HVAC - Energy Recovery Ventilator | A | Purchases (Incremental) | Achievable Economic UCT Potential | 0 | 0 | 0 | 0 | 0 | 0 | 0 | 0 | 0 | 0 | 0 | 0 | 0 | 0 | 0 | 0 | 0 | 0 | 0 | 0 | 0 | 0 | 0 | 0 | 0 | 0 | 0
F11_Commercial_WA - Health_New_Space Heating_Natural Gas_HVAC - Energy Recovery Ventilator_A_Achievable Economic UCT Potential | F11 | Commercial | WA - Health | New | Space Heating | Natural Gas | HVAC - Energy Recovery Ventilator | A | Purchases (Cumulative) | Achievable Economic UCT Potential | 0 | 0 | 0 | 0 | 0 | 0 | 0 | 0 | 0 | 0 | 0 | 0 | 0 | 0 | 0 | 0 | 0 | 0 | 0 | 0 | 0 | 0 | 0 | 0 | 0 | 0 | 0
F1_Commercial_WA - Health_New_Space Heating_Natural Gas_Building Shell - Air Sealing (Infiltration Control)_A_Achievable Economic UCT Potential | F1 | Commercial | WA - Health | New | Space Heating | Natural Gas | Building Shell - Air Sealing (Infiltration Control) | A | Integrated Unit Energy Savings (kWh or therms) | Achievable Economic UCT Potential | 0 | 0 | 0 | 0 | 0 | 0 | 0 | 0 | 0 | 0 | 0 | 0 | 0 | 0 | 0 | 0 | 0 | 0 | 0 | 0 | 0 | 0 | 0 | 0 | 0 | 0 | 0
F2_Commercial_WA - Health_New_Space Heating_Natural Gas_Building Shell - Air Sealing (Infiltration Control)_A_Achievable Economic UCT Potential | F2 | Commercial | WA - Health | New | Space Heating | Natural Gas | Building Shell - Air Sealing (Infiltration Control) | A | Integrated Unit Summer Peak Savings (kW) | Achievable Economic UCT Potential | 0 | 0 | 0 | 0 | 0 | 0 | 0 | 0 | 0 | 0 | 0 | 0 | 0 | 0 | 0 | 0 | 0 | 0 | 0 | 0 | 0 | 0 | 0 | 0 | 0 | 0 | 0
F3_Commercial_WA - Health_New_Space Heating_Natural Gas_Building Shell - Air Sealing (Infiltration Control)_A_Achievable Economic UCT Potential | F3 | Commercial | WA - Health | New | Space Heating | Natural Gas | Building Shell - Air Sealing (Infiltration Control) | A | Integrated Unit Winter Peak Savings (kW) | Achievable Economic UCT Potential | 0 | 0 | 0 | 0 | 0 | 0 | 0 | 0 | 0 | 0 | 0 | 0 | 0 | 0 | 0 | 0 | 0 | 0 | 0 | 0 | 0 | 0 | 0 | 0 | 0 | 0 | 0
F4_Commercial_WA - Health_New_Space Heating_Natural Gas_Building Shell - Air Sealing (Infiltration Control)_A_Achievable Economic UCT Potential | F4 | Commercial | WA - Health | New | Space Heating | Natural Gas | Building Shell - Air Sealing (Infiltration Control) | A | Incremental Energy Savings (MWh or mTherms) | Achievable Economic UCT Potential | 0 | 0 | 0 | 0 | 0 | 0 | 0 | 0 | 0 | 0 | 0 | 0 | 0 | 0 | 0 | 0 | 0 | 0 | 0 | 0 | 0 | 0 | 0 | 0 | 0 | 0 | 0
F5_Commercial_WA - Health_New_Space Heating_Natural Gas_Building Shell - Air Sealing (Infiltration Control)_A_Achievable Economic UCT Potential | F5 | Commercial | WA - Health | New | Space Heating | Natural Gas | Building Shell - Air Sealing (Infiltration Control) | A | Incremental Summer Peak Savings (MW) | Achievable Economic UCT Potential | 0 | 0 | 0 | 0 | 0 | 0 | 0 | 0 | 0 | 0 | 0 | 0 | 0 | 0 | 0 | 0 | 0 | 0 | 0 | 0 | 0 | 0 | 0 | 0 | 0 | 0 | 0
F6_Commercial_WA - Health_New_Space Heating_Natural Gas_Building Shell - Air Sealing (Infiltration Control)_A_Achievable Economic UCT Potential | F6 | Commercial | WA - Health | New | Space Heating | Natural Gas | Building Shell - Air Sealing (Infiltration Control) | A | Incremental Winter Peak Savings (MW) | Achievable Economic UCT Potential | 0 | 0 | 0 | 0 | 0 | 0 | 0 | 0 | 0 | 0 | 0 | 0 | 0 | 0 | 0 | 0 | 0 | 0 | 0 | 0 | 0 | 0 | 0 | 0 | 0 | 0 | 0
F7_Commercial_WA - Health_New_Space Heating_Natural Gas_Building Shell - Air Sealing (Infiltration Control)_A_Achievable Economic UCT Potential | F7 | Commercial | WA - Health | New | Space Heating | Natural Gas | Building Shell - Air Sealing (Infiltration Control) | A | Cumulative Energy Savings (MWh or mTherms) | Achievable Economic UCT Potential | 0 | 0 | 0 | 0 | 0 | 0 | 0 | 0 | 0 | 0 | 0 | 0 | 0 | 0 | 0 | 0 | 0 | 0 | 0 | 0 | 0 | 0 | 0 | 0 | 0 | 0 | 0
F8_Commercial_WA - Health_New_Space Heating_Natural Gas_Building Shell - Air Sealing (Infiltration Control)_A_Achievable Economic UCT Potential | F8 | Commercial | WA - Health | New | Space Heating | Natural Gas | Building Shell - Air Sealing (Infiltration Control) | A | Cumulative Summer Peak Savings (MW) | Achievable Economic UCT Potential | 0 | 0 | 0 | 0 | 0 | 0 | 0 | 0 | 0 | 0 | 0 | 0 | 0 | 0 | 0 | 0 | 0 | 0 | 0 | 0 | 0 | 0 | 0 | 0 | 0 | 0 | 0
F9_Commercial_WA - Health_New_Space Heating_Natural Gas_Building Shell - Air Sealing (Infiltration Control)_A_Achievable Economic UCT Potential | F9 | Commercial | WA - Health | New | Space Heating | Natural Gas | Building Shell - Air Sealing (Infiltration Control) | A | Cumulative Winter Peak Savings (MW) | Achievable Economic UCT Potential | 0 | 0 | 0 | 0 | 0 | 0 | 0 | 0 | 0 | 0 | 0 | 0 | 0 | 0 | 0 | 0 | 0 | 0 | 0 | 0 | 0 | 0 | 0 | 0 | 0 | 0 | 0
F10_Commercial_WA - Health_New_Space Heating_Natural Gas_Building Shell - Air Sealing (Infiltration Control)_A_Achievable Economic UCT Potential | F10 | Commercial | WA - Health | New | Space Heating | Natural Gas | Building Shell - Air Sealing (Infiltration Control) | A | Purchases (Incremental) | Achievable Economic UCT Potential | 0 | 0 | 0 | 0 | 0 | 0 | 0 | 0 | 0 | 0 | 0 | 0 | 0 | 0 | 0 | 0 | 0 | 0 | 0 | 0 | 0 | 0 | 0 | 0 | 0 | 0 | 0
F11_Commercial_WA - Health_New_Space Heating_Natural Gas_Building Shell - Air Sealing (Infiltration Control)_A_Achievable Economic UCT Potential | F11 | Commercial | WA - Health | New | Space Heating | Natural Gas | Building Shell - Air Sealing (Infiltration Control) | A | Purchases (Cumulative) | Achievable Economic UCT Potential | 0 | 0 | 0 | 0 | 0 | 0 | 0 | 0 | 0 | 0 | 0 | 0 | 0 | 0 | 0 | 0 | 0 | 0 | 0 | 0 | 0 | 0 | 0 | 0 | 0 | 0 | 0
F1_Commercial_WA - Health_New_Space Heating_Natural Gas_Ventilation - Demand Controlled_A_Achievable Economic UCT Potential | F1 | Commercial | WA - Health | New | Space Heating | Natural Gas | Ventilation - Demand Controlled | A | Integrated Unit Energy Savings (kWh or therms) | Achievable Economic UCT Potential | 0 | 0 | 0 | 0 | 0 | 0 | 0 | 0 | 0 | 0 | 0 | 0 | 0 | 0 | 0 | 0 | 0 | 0 | 0 | 0 | 0 | 0 | 0 | 0 | 0 | 0 | 0
F2_Commercial_WA - Health_New_Space Heating_Natural Gas_Ventilation - Demand Controlled_A_Achievable Economic UCT Potential | F2 | Commercial | WA - Health | New | Space Heating | Natural Gas | Ventilation - Demand Controlled | A | Integrated Unit Summer Peak Savings (kW) | Achievable Economic UCT Potential | 0 | 0 | 0 | 0 | 0 | 0 | 0 | 0 | 0 | 0 | 0 | 0 | 0 | 0 | 0 | 0 | 0 | 0 | 0 | 0 | 0 | 0 | 0 | 0 | 0 | 0 | 0
F3_Commercial_WA - Health_New_Space Heating_Natural Gas_Ventilation - Demand Controlled_A_Achievable Economic UCT Potential | F3 | Commercial | WA - Health | New | Space Heating | Natural Gas | Ventilation - Demand Controlled | A | Integrated Unit Winter Peak Savings (kW) | Achievable Economic UCT Potential | 0 | 0 | 0 | 0 | 0 | 0 | 0 | 0 | 0 | 0 | 0 | 0 | 0 | 0 | 0 | 0 | 0 | 0 | 0 | 0 | 0 | 0 | 0 | 0 | 0 | 0 | 0
F4_Commercial_WA - Health_New_Space Heating_Natural Gas_Ventilation - Demand Controlled_A_Achievable Economic UCT Potential | F4 | Commercial | WA - Health | New | Space Heating | Natural Gas | Ventilation - Demand Controlled | A | Incremental Energy Savings (MWh or mTherms) | Achievable Economic UCT Potential | 0 | 0 | 0 | 0 | 0 | 0 | 0 | 0 | 0 | 0 | 0 | 0 | 0 | 0 | 0 | 0 | 0 | 0 | 0 | 0 | 0 | 0 | 0 | 0 | 0 | 0 | 0
F5_Commercial_WA - Health_New_Space Heating_Natural Gas_Ventilation - Demand Controlled_A_Achievable Economic UCT Potential | F5 | Commercial | WA - Health | New | Space Heating | Natural Gas | Ventilation - Demand Controlled | A | Incremental Summer Peak Savings (MW) | Achievable Economic UCT Potential | 0 | 0 | 0 | 0 | 0 | 0 | 0 | 0 | 0 | 0 | 0 | 0 | 0 | 0 | 0 | 0 | 0 | 0 | 0 | 0 | 0 | 0 | 0 | 0 | 0 | 0 | 0
F6_Commercial_WA - Health_New_Space Heating_Natural Gas_Ventilation - Demand Controlled_A_Achievable Economic UCT Potential | F6 | Commercial | WA - Health | New | Space Heating | Natural Gas | Ventilation - Demand Controlled | A | Incremental Winter Peak Savings (MW) | Achievable Economic UCT Potential | 0 | 0 | 0 | 0 | 0 | 0 | 0 | 0 | 0 | 0 | 0 | 0 | 0 | 0 | 0 | 0 | 0 | 0 | 0 | 0 | 0 | 0 | 0 | 0 | 0 | 0 | 0
F7_Commercial_WA - Health_New_Space Heating_Natural Gas_Ventilation - Demand Controlled_A_Achievable Economic UCT Potential | F7 | Commercial | WA - Health | New | Space Heating | Natural Gas | Ventilation - Demand Controlled | A | Cumulative Energy Savings (MWh or mTherms) | Achievable Economic UCT Potential | 0 | 0 | 0 | 0 | 0 | 0 | 0 | 0 | 0 | 0 | 0 | 0 | 0 | 0 | 0 | 0 | 0 | 0 | 0 | 0 | 0 | 0 | 0 | 0 | 0 | 0 | 0
F8_Commercial_WA - Health_New_Space Heating_Natural Gas_Ventilation - Demand Controlled_A_Achievable Economic UCT Potential | F8 | Commercial | WA - Health | New | Space Heating | Natural Gas | Ventilation - Demand Controlled | A | Cumulative Summer Peak Savings (MW) | Achievable Economic UCT Potential | 0 | 0 | 0 | 0 | 0 | 0 | 0 | 0 | 0 | 0 | 0 | 0 | 0 | 0 | 0 | 0 | 0 | 0 | 0 | 0 | 0 | 0 | 0 | 0 | 0 | 0 | 0
F9_Commercial_WA - Health_New_Space Heating_Natural Gas_Ventilation - Demand Controlled_A_Achievable Economic UCT Potential | F9 | Commercial | WA - Health | New | Space Heating | Natural Gas | Ventilation - Demand Controlled | A | Cumulative Winter Peak Savings (MW) | Achievable Economic UCT Potential | 0 | 0 | 0 | 0 | 0 | 0 | 0 | 0 | 0 | 0 | 0 | 0 | 0 | 0 | 0 | 0 | 0 | 0 | 0 | 0 | 0 | 0 | 0 | 0 | 0 | 0 | 0
F10_Commercial_WA - Health_New_Space Heating_Natural Gas_Ventilation - Demand Controlled_A_Achievable Economic UCT Potential | F10 | Commercial | WA - Health | New | Space Heating | Natural Gas | Ventilation - Demand Controlled | A | Purchases (Incremental) | Achievable Economic UCT Potential | 0 | 0 | 0 | 0 | 0 | 0 | 0 | 0 | 0 | 0 | 0 | 0 | 0 | 0 | 0 | 0 | 0 | 0 | 0 | 0 | 0 | 0 | 0 | 0 | 0 | 0 | 0
F11_Commercial_WA - Health_New_Space Heating_Natural Gas_Ventilation - Demand Controlled_A_Achievable Economic UCT Potential | F11 | Commercial | WA - Health | New | Space Heating | Natural Gas | Ventilation - Demand Controlled | A | Purchases (Cumulative) | Achievable Economic UCT Potential | 0 | 0 | 0 | 0 | 0 | 0 | 0 | 0 | 0 | 0 | 0 | 0 | 0 | 0 | 0 | 0 | 0 | 0 | 0 | 0 | 0 | 0 | 0 | 0 | 0 | 0 | 0
F1_Commercial_WA - Health_New_Space Heating_Natural Gas_HVAC - Dedicated Outdoor Air System (DOAS)_A_Achievable Economic UCT Potential | F1 | Commercial | WA - Health | New | Space Heating | Natural Gas | HVAC - Dedicated Outdoor Air System (DOAS) | A | Integrated Unit Energy Savings (kWh or therms) | Achievable Economic UCT Potential | 0 | 0 | 0 | 0 | 0 | 0 | 0 | 0 | 0 | 0 | 0 | 0 | 0 | 0 | 0 | 0 | 0 | 0 | 0 | 0 | 0 | 0 | 0 | 0 | 0 | 0 | 0
F2_Commercial_WA - Health_New_Space Heating_Natural Gas_HVAC - Dedicated Outdoor Air System (DOAS)_A_Achievable Economic UCT Potential | F2 | Commercial | WA - Health | New | Space Heating | Natural Gas | HVAC - Dedicated Outdoor Air System (DOAS) | A | Integrated Unit Summer Peak Savings (kW) | Achievable Economic UCT Potential | 0 | 0 | 0 | 0 | 0 | 0 | 0 | 0 | 0 | 0 | 0 | 0 | 0 | 0 | 0 | 0 | 0 | 0 | 0 | 0 | 0 | 0 | 0 | 0 | 0 | 0 | 0
F3_Commercial_WA - Health_New_Space Heating_Natural Gas_HVAC - Dedicated Outdoor Air System (DOAS)_A_Achievable Economic UCT Potential | F3 | Commercial | WA - Health | New | Space Heating | Natural Gas | HVAC - Dedicated Outdoor Air System (DOAS) | A | Integrated Unit Winter Peak Savings (kW) | Achievable Economic UCT Potential | 0 | 0 | 0 | 0 | 0 | 0 | 0 | 0 | 0 | 0 | 0 | 0 | 0 | 0 | 0 | 0 | 0 | 0 | 0 | 0 | 0 | 0 | 0 | 0 | 0 | 0 | 0
F4_Commercial_WA - Health_New_Space Heating_Natural Gas_HVAC - Dedicated Outdoor Air System (DOAS)_A_Achievable Economic UCT Potential | F4 | Commercial | WA - Health | New | Space Heating | Natural Gas | HVAC - Dedicated Outdoor Air System (DOAS) | A | Incremental Energy Savings (MWh or mTherms) | Achievable Economic UCT Potential | 0 | 0 | 0 | 0 | 0 | 0 | 0 | 0 | 0 | 0 | 0 | 0 | 0 | 0 | 0 | 0 | 0 | 0 | 0 | 0 | 0 | 0 | 0 | 0 | 0 | 0 | 0
F5_Commercial_WA - Health_New_Space Heating_Natural Gas_HVAC - Dedicated Outdoor Air System (DOAS)_A_Achievable Economic UCT Potential | F5 | Commercial | WA - Health | New | Space Heating | Natural Gas | HVAC - Dedicated Outdoor Air System (DOAS) | A | Incremental Summer Peak Savings (MW) | Achievable Economic UCT Potential | 0 | 0 | 0 | 0 | 0 | 0 | 0 | 0 | 0 | 0 | 0 | 0 | 0 | 0 | 0 | 0 | 0 | 0 | 0 | 0 | 0 | 0 | 0 | 0 | 0 | 0 | 0
F6_Commercial_WA - Health_New_Space Heating_Natural Gas_HVAC - Dedicated Outdoor Air System (DOAS)_A_Achievable Economic UCT Potential | F6 | Commercial | WA - Health | New | Space Heating | Natural Gas | HVAC - Dedicated Outdoor Air System (DOAS) | A | Incremental Winter Peak Savings (MW) | Achievable Economic UCT Potential | 0 | 0 | 0 | 0 | 0 | 0 | 0 | 0 | 0 | 0 | 0 | 0 | 0 | 0 | 0 | 0 | 0 | 0 | 0 | 0 | 0 | 0 | 0 | 0 | 0 | 0 | 0
F7_Commercial_WA - Health_New_Space Heating_Natural Gas_HVAC - Dedicated Outdoor Air System (DOAS)_A_Achievable Economic UCT Potential | F7 | Commercial | WA - Health | New | Space Heating | Natural Gas | HVAC - Dedicated Outdoor Air System (DOAS) | A | Cumulative Energy Savings (MWh or mTherms) | Achievable Economic UCT Potential | 0 | 0 | 0 | 0 | 0 | 0 | 0 | 0 | 0 | 0 | 0 | 0 | 0 | 0 | 0 | 0 | 0 | 0 | 0 | 0 | 0 | 0 | 0 | 0 | 0 | 0 | 0
F8_Commercial_WA - Health_New_Space Heating_Natural Gas_HVAC - Dedicated Outdoor Air System (DOAS)_A_Achievable Economic UCT Potential | F8 | Commercial | WA - Health | New | Space Heating | Natural Gas | HVAC - Dedicated Outdoor Air System (DOAS) | A | Cumulative Summer Peak Savings (MW) | Achievable Economic UCT Potential | 0 | 0 | 0 | 0 | 0 | 0 | 0 | 0 | 0 | 0 | 0 | 0 | 0 | 0 | 0 | 0 | 0 | 0 | 0 | 0 | 0 | 0 | 0 | 0 | 0 | 0 | 0
F9_Commercial_WA - Health_New_Space Heating_Natural Gas_HVAC - Dedicated Outdoor Air System (DOAS)_A_Achievable Economic UCT Potential | F9 | Commercial | WA - Health | New | Space Heating | Natural Gas | HVAC - Dedicated Outdoor Air System (DOAS) | A | Cumulative Winter Peak Savings (MW) | Achievable Economic UCT Potential | 0 | 0 | 0 | 0 | 0 | 0 | 0 | 0 | 0 | 0 | 0 | 0 | 0 | 0 | 0 | 0 | 0 | 0 | 0 | 0 | 0 | 0 | 0 | 0 | 0 | 0 | 0
F10_Commercial_WA - Health_New_Space Heating_Natural Gas_HVAC - Dedicated Outdoor Air System (DOAS)_A_Achievable Economic UCT Potential | F10 | Commercial | WA - Health | New | Space Heating | Natural Gas | HVAC - Dedicated Outdoor Air System (DOAS) | A | Purchases (Incremental) | Achievable Economic UCT Potential | 0 | 0 | 0 | 0 | 0 | 0 | 0 | 0 | 0 | 0 | 0 | 0 | 0 | 0 | 0 | 0 | 0 | 0 | 0 | 0 | 0 | 0 | 0 | 0 | 0 | 0 | 0
F11_Commercial_WA - Health_New_Space Heating_Natural Gas_HVAC - Dedicated Outdoor Air System (DOAS)_A_Achievable Economic UCT Potential | F11 | Commercial | WA - Health | New | Space Heating | Natural Gas | HVAC - Dedicated Outdoor Air System (DOAS) | A | Purchases (Cumulative) | Achievable Economic UCT Potential | 0 | 0 | 0 | 0 | 0 | 0 | 0 | 0 | 0 | 0 | 0 | 0 | 0 | 0 | 0 | 0 | 0 | 0 | 0 | 0 | 0 | 0 | 0 | 0 | 0 | 0 | 0
F1_Commercial_WA - Health_New_Space Heating_Natural Gas_Destratification Fans (HVLS)_A_Achievable Economic UCT Potential | F1 | Commercial | WA - Health | New | Space Heating | Natural Gas | Destratification Fans (HVLS) | A | Integrated Unit Energy Savings (kWh or therms) | Achievable Economic UCT Potential | 0 | 0 | 0 | 0 | 0 | 0 | 0 | 0 | 0 | 0 | 0 | 0 | 0 | 0 | 0 | 0 | 0 | 0 | 0 | 0 | 0 | 0 | 0 | 0 | 0 | 0 | 0
F2_Commercial_WA - Health_New_Space Heating_Natural Gas_Destratification Fans (HVLS)_A_Achievable Economic UCT Potential | F2 | Commercial | WA - Health | New | Space Heating | Natural Gas | Destratification Fans (HVLS) | A | Integrated Unit Summer Peak Savings (kW) | Achievable Economic UCT Potential | 0 | 0 | 0 | 0 | 0 | 0 | 0 | 0 | 0 | 0 | 0 | 0 | 0 | 0 | 0 | 0 | 0 | 0 | 0 | 0 | 0 | 0 | 0 | 0 | 0 | 0 | 0
F3_Commercial_WA - Health_New_Space Heating_Natural Gas_Destratification Fans (HVLS)_A_Achievable Economic UCT Potential | F3 | Commercial | WA - Health | New | Space Heating | Natural Gas | Destratification Fans (HVLS) | A | Integrated Unit Winter Peak Savings (kW) | Achievable Economic UCT Potential | 0 | 0 | 0 | 0 | 0 | 0 | 0 | 0 | 0 | 0 | 0 | 0 | 0 | 0 | 0 | 0 | 0 | 0 | 0 | 0 | 0 | 0 | 0 | 0 | 0 | 0 | 0
F4_Commercial_WA - Health_New_Space Heating_Natural Gas_Destratification Fans (HVLS)_A_Achievable Economic UCT Potential | F4 | Commercial | WA - Health | New | Space Heating | Natural Gas | Destratification Fans (HVLS) | A | Incremental Energy Savings (MWh or mTherms) | Achievable Economic UCT Potential | 0 | 0 | 0 | 0 | 0 | 0 | 0 | 0 | 0 | 0 | 0 | 0 | 0 | 0 | 0 | 0 | 0 | 0 | 0 | 0 | 0 | 0 | 0 | 0 | 0 | 0 | 0
F5_Commercial_WA - Health_New_Space Heating_Natural Gas_Destratification Fans (HVLS)_A_Achievable Economic UCT Potential | F5 | Commercial | WA - Health | New | Space Heating | Natural Gas | Destratification Fans (HVLS) | A | Incremental Summer Peak Savings (MW) | Achievable Economic UCT Potential | 0 | 0 | 0 | 0 | 0 | 0 | 0 | 0 | 0 | 0 | 0 | 0 | 0 | 0 | 0 | 0 | 0 | 0 | 0 | 0 | 0 | 0 | 0 | 0 | 0 | 0 | 0
F6_Commercial_WA - Health_New_Space Heating_Natural Gas_Destratification Fans (HVLS)_A_Achievable Economic UCT Potential | F6 | Commercial | WA - Health | New | Space Heating | Natural Gas | Destratification Fans (HVLS) | A | Incremental Winter Peak Savings (MW) | Achievable Economic UCT Potential | 0 | 0 | 0 | 0 | 0 | 0 | 0 | 0 | 0 | 0 | 0 | 0 | 0 | 0 | 0 | 0 | 0 | 0 | 0 | 0 | 0 | 0 | 0 | 0 | 0 | 0 | 0
F7_Commercial_WA - Health_New_Space Heating_Natural Gas_Destratification Fans (HVLS)_A_Achievable Economic UCT Potential | F7 | Commercial | WA - Health | New | Space Heating | Natural Gas | Destratification Fans (HVLS) | A | Cumulative Energy Savings (MWh or mTherms) | Achievable Economic UCT Potential | 0 | 0 | 0 | 0 | 0 | 0 | 0 | 0 | 0 | 0 | 0 | 0 | 0 | 0 | 0 | 0 | 0 | 0 | 0 | 0 | 0 | 0 | 0 | 0 | 0 | 0 | 0
F8_Commercial_WA - Health_New_Space Heating_Natural Gas_Destratification Fans (HVLS)_A_Achievable Economic UCT Potential | F8 | Commercial | WA - Health | New | Space Heating | Natural Gas | Destratification Fans (HVLS) | A | Cumulative Summer Peak Savings (MW) | Achievable Economic UCT Potential | 0 | 0 | 0 | 0 | 0 | 0 | 0 | 0 | 0 | 0 | 0 | 0 | 0 | 0 | 0 | 0 | 0 | 0 | 0 | 0 | 0 | 0 | 0 | 0 | 0 | 0 | 0
F9_Commercial_WA - Health_New_Space Heating_Natural Gas_Destratification Fans (HVLS)_A_Achievable Economic UCT Potential | F9 | Commercial | WA - Health | New | Space Heating | Natural Gas | Destratification Fans (HVLS) | A | Cumulative Winter Peak Savings (MW) | Achievable Economic UCT Potential | 0 | 0 | 0 | 0 | 0 | 0 | 0 | 0 | 0 | 0 | 0 | 0 | 0 | 0 | 0 | 0 | 0 | 0 | 0 | 0 | 0 | 0 | 0 | 0 | 0 | 0 | 0
F10_Commercial_WA - Health_New_Space Heating_Natural Gas_Destratification Fans (HVLS)_A_Achievable Economic UCT Potential | F10 | Commercial | WA - Health | New | Space Heating | Natural Gas | Destratification Fans (HVLS) | A | Purchases (Incremental) | Achievable Economic UCT Potential | 0 | 0 | 0 | 0 | 0 | 0 | 0 | 0 | 0 | 0 | 0 | 0 | 0 | 0 | 0 | 0 | 0 | 0 | 0 | 0 | 0 | 0 | 0 | 0 | 0 | 0 | 0
F11_Commercial_WA - Health_New_Space Heating_Natural Gas_Destratification Fans (HVLS)_A_Achievable Economic UCT Potential | F11 | Commercial | WA - Health | New | Space Heating | Natural Gas | Destratification Fans (HVLS) | A | Purchases (Cumulative) | Achievable Economic UCT Potential | 0 | 0 | 0 | 0 | 0 | 0 | 0 | 0 | 0 | 0 | 0 | 0 | 0 | 0 | 0 | 0 | 0 | 0 | 0 | 0 | 0 | 0 | 0 | 0 | 0 | 0 | 0
F1_Commercial_WA - Health_New_Space Heating_Natural Gas_Gas Boiler - Maintenance_A_Achievable Economic UCT Potential | F1 | Commercial | WA - Health | New | Space Heating | Natural Gas | Gas Boiler - Maintenance | A | Integrated Unit Energy Savings (kWh or therms) | Achievable Economic UCT Potential | 0 | 0 | 0 | 0 | 0 | 0 | 0 | 0 | 0 | 0 | 0 | 0 | 0 | 0 | 0 | 0 | 0 | 0 | 0 | 0 | 0 | 0 | 0 | 0 | 0 | 0 | 0
F2_Commercial_WA - Health_New_Space Heating_Natural Gas_Gas Boiler - Maintenance_A_Achievable Economic UCT Potential | F2 | Commercial | WA - Health | New | Space Heating | Natural Gas | Gas Boiler - Maintenance | A | Integrated Unit Summer Peak Savings (kW) | Achievable Economic UCT Potential | 0 | 0 | 0 | 0 | 0 | 0 | 0 | 0 | 0 | 0 | 0 | 0 | 0 | 0 | 0 | 0 | 0 | 0 | 0 | 0 | 0 | 0 | 0 | 0 | 0 | 0 | 0
F3_Commercial_WA - Health_New_Space Heating_Natural Gas_Gas Boiler - Maintenance_A_Achievable Economic UCT Potential | F3 | Commercial | WA - Health | New | Space Heating | Natural Gas | Gas Boiler - Maintenance | A | Integrated Unit Winter Peak Savings (kW) | Achievable Economic UCT Potential | 0 | 0 | 0 | 0 | 0 | 0 | 0 | 0 | 0 | 0 | 0 | 0 | 0 | 0 | 0 | 0 | 0 | 0 | 0 | 0 | 0 | 0 | 0 | 0 | 0 | 0 | 0
F4_Commercial_WA - Health_New_Space Heating_Natural Gas_Gas Boiler - Maintenance_A_Achievable Economic UCT Potential | F4 | Commercial | WA - Health | New | Space Heating | Natural Gas | Gas Boiler - Maintenance | A | Incremental Energy Savings (MWh or mTherms) | Achievable Economic UCT Potential | 0 | 0 | 0 | 0 | 0 | 0 | 0 | 0 | 0 | 0 | 0 | 0 | 0 | 0 | 0 | 0 | 0 | 0 | 0 | 0 | 0 | 0 | 0 | 0 | 0 | 0 | 0
F5_Commercial_WA - Health_New_Space Heating_Natural Gas_Gas Boiler - Maintenance_A_Achievable Economic UCT Potential | F5 | Commercial | WA - Health | New | Space Heating | Natural Gas | Gas Boiler - Maintenance | A | Incremental Summer Peak Savings (MW) | Achievable Economic UCT Potential | 0 | 0 | 0 | 0 | 0 | 0 | 0 | 0 | 0 | 0 | 0 | 0 | 0 | 0 | 0 | 0 | 0 | 0 | 0 | 0 | 0 | 0 | 0 | 0 | 0 | 0 | 0
F6_Commercial_WA - Health_New_Space Heating_Natural Gas_Gas Boiler - Maintenance_A_Achievable Economic UCT Potential | F6 | Commercial | WA - Health | New | Space Heating | Natural Gas | Gas Boiler - Maintenance | A | Incremental Winter Peak Savings (MW) | Achievable Economic UCT Potential | 0 | 0 | 0 | 0 | 0 | 0 | 0 | 0 | 0 | 0 | 0 | 0 | 0 | 0 | 0 | 0 | 0 | 0 | 0 | 0 | 0 | 0 | 0 | 0 | 0 | 0 | 0
F7_Commercial_WA - Health_New_Space Heating_Natural Gas_Gas Boiler - Maintenance_A_Achievable Economic UCT Potential | F7 | Commercial | WA - Health | New | Space Heating | Natural Gas | Gas Boiler - Maintenance | A | Cumulative Energy Savings (MWh or mTherms) | Achievable Economic UCT Potential | 0 | 0 | 0 | 0 | 0 | 0 | 0 | 0 | 0 | 0 | 0 | 0 | 0 | 0 | 0 | 0 | 0 | 0 | 0 | 0 | 0 | 0 | 0 | 0 | 0 | 0 | 0
F8_Commercial_WA - Health_New_Space Heating_Natural Gas_Gas Boiler - Maintenance_A_Achievable Economic UCT Potential | F8 | Commercial | WA - Health | New | Space Heating | Natural Gas | Gas Boiler - Maintenance | A | Cumulative Summer Peak Savings (MW) | Achievable Economic UCT Potential | 0 | 0 | 0 | 0 | 0 | 0 | 0 | 0 | 0 | 0 | 0 | 0 | 0 | 0 | 0 | 0 | 0 | 0 | 0 | 0 | 0 | 0 | 0 | 0 | 0 | 0 | 0
F9_Commercial_WA - Health_New_Space Heating_Natural Gas_Gas Boiler - Maintenance_A_Achievable Economic UCT Potential | F9 | Commercial | WA - Health | New | Space Heating | Natural Gas | Gas Boiler - Maintenance | A | Cumulative Winter Peak Savings (MW) | Achievable Economic UCT Potential | 0 | 0 | 0 | 0 | 0 | 0 | 0 | 0 | 0 | 0 | 0 | 0 | 0 | 0 | 0 | 0 | 0 | 0 | 0 | 0 | 0 | 0 | 0 | 0 | 0 | 0 | 0
F10_Commercial_WA - Health_New_Space Heating_Natural Gas_Gas Boiler - Maintenance_A_Achievable Economic UCT Potential | F10 | Commercial | WA - Health | New | Space Heating | Natural Gas | Gas Boiler - Maintenance | A | Purchases (Incremental) | Achievable Economic UCT Potential | 0 | 0 | 0 | 0 | 0 | 0 | 0 | 0 | 0 | 0 | 0 | 0 | 0 | 0 | 0 | 0 | 0 | 0 | 0 | 0 | 0 | 0 | 0 | 0 | 0 | 0 | 0
F11_Commercial_WA - Health_New_Space Heating_Natural Gas_Gas Boiler - Maintenance_A_Achievable Economic UCT Potential | F11 | Commercial | WA - Health | New | Space Heating | Natural Gas | Gas Boiler - Maintenance | A | Purchases (Cumulative) | Achievable Economic UCT Potential | 0 | 0 | 0 | 0 | 0 | 0 | 0 | 0 | 0 | 0 | 0 | 0 | 0 | 0 | 0 | 0 | 0 | 0 | 0 | 0 | 0 | 0 | 0 | 0 | 0 | 0 | 0
F1_Commercial_WA - Health_New_Space Heating_Natural Gas_Gas Furnace - Maintenance_A_Achievable Economic UCT Potential | F1 | Commercial | WA - Health | New | Space Heating | Natural Gas | Gas Furnace - Maintenance | A | Integrated Unit Energy Savings (kWh or therms) | Achievable Economic UCT Potential | 0 | 0 | 0 | 0 | 0 | 0 | 0 | 0 | 0 | 0 | 0 | 0 | 0 | 0 | 0 | 0 | 0 | 0 | 0 | 0 | 0 | 0 | 0 | 0 | 0 | 0 | 0
F2_Commercial_WA - Health_New_Space Heating_Natural Gas_Gas Furnace - Maintenance_A_Achievable Economic UCT Potential | F2 | Commercial | WA - Health | New | Space Heating | Natural Gas | Gas Furnace - Maintenance | A | Integrated Unit Summer Peak Savings (kW) | Achievable Economic UCT Potential | 0 | 0 | 0 | 0 | 0 | 0 | 0 | 0 | 0 | 0 | 0 | 0 | 0 | 0 | 0 | 0 | 0 | 0 | 0 | 0 | 0 | 0 | 0 | 0 | 0 | 0 | 0
F3_Commercial_WA - Health_New_Space Heating_Natural Gas_Gas Furnace - Maintenance_A_Achievable Economic UCT Potential | F3 | Commercial | WA - Health | New | Space Heating | Natural Gas | Gas Furnace - Maintenance | A | Integrated Unit Winter Peak Savings (kW) | Achievable Economic UCT Potential | 0 | 0 | 0 | 0 | 0 | 0 | 0 | 0 | 0 | 0 | 0 | 0 | 0 | 0 | 0 | 0 | 0 | 0 | 0 | 0 | 0 | 0 | 0 | 0 | 0 | 0 | 0
F4_Commercial_WA - Health_New_Space Heating_Natural Gas_Gas Furnace - Maintenance_A_Achievable Economic UCT Potential | F4 | Commercial | WA - Health | New | Space Heating | Natural Gas | Gas Furnace - Maintenance | A | Incremental Energy Savings (MWh or mTherms) | Achievable Economic UCT Potential | 0 | 0 | 0 | 0 | 0 | 0 | 0 | 0 | 0 | 0 | 0 | 0 | 0 | 0 | 0 | 0 | 0 | 0 | 0 | 0 | 0 | 0 | 0 | 0 | 0 | 0 | 0
F5_Commercial_WA - Health_New_Space Heating_Natural Gas_Gas Furnace - Maintenance_A_Achievable Economic UCT Potential | F5 | Commercial | WA - Health | New | Space Heating | Natural Gas | Gas Furnace - Maintenance | A | Incremental Summer Peak Savings (MW) | Achievable Economic UCT Potential | 0 | 0 | 0 | 0 | 0 | 0 | 0 | 0 | 0 | 0 | 0 | 0 | 0 | 0 | 0 | 0 | 0 | 0 | 0 | 0 | 0 | 0 | 0 | 0 | 0 | 0 | 0
F6_Commercial_WA - Health_New_Space Heating_Natural Gas_Gas Furnace - Maintenance_A_Achievable Economic UCT Potential | F6 | Commercial | WA - Health | New | Space Heating | Natural Gas | Gas Furnace - Maintenance | A | Incremental Winter Peak Savings (MW) | Achievable Economic UCT Potential | 0 | 0 | 0 | 0 | 0 | 0 | 0 | 0 | 0 | 0 | 0 | 0 | 0 | 0 | 0 | 0 | 0 | 0 | 0 | 0 | 0 | 0 | 0 | 0 | 0 | 0 | 0
F7_Commercial_WA - Health_New_Space Heating_Natural Gas_Gas Furnace - Maintenance_A_Achievable Economic UCT Potential | F7 | Commercial | WA - Health | New | Space Heating | Natural Gas | Gas Furnace - Maintenance | A | Cumulative Energy Savings (MWh or mTherms) | Achievable Economic UCT Potential | 0 | 0 | 0 | 0 | 0 | 0 | 0 | 0 | 0 | 0 | 0 | 0 | 0 | 0 | 0 | 0 | 0 | 0 | 0 | 0 | 0 | 0 | 0 | 0 | 0 | 0 | 0
F8_Commercial_WA - Health_New_Space Heating_Natural Gas_Gas Furnace - Maintenance_A_Achievable Economic UCT Potential | F8 | Commercial | WA - Health | New | Space Heating | Natural Gas | Gas Furnace - Maintenance | A | Cumulative Summer Peak Savings (MW) | Achievable Economic UCT Potential | 0 | 0 | 0 | 0 | 0 | 0 | 0 | 0 | 0 | 0 | 0 | 0 | 0 | 0 | 0 | 0 | 0 | 0 | 0 | 0 | 0 | 0 | 0 | 0 | 0 | 0 | 0
F9_Commercial_WA - Health_New_Space Heating_Natural Gas_Gas Furnace - Maintenance_A_Achievable Economic UCT Potential | F9 | Commercial | WA - Health | New | Space Heating | Natural Gas | Gas Furnace - Maintenance | A | Cumulative Winter Peak Savings (MW) | Achievable Economic UCT Potential | 0 | 0 | 0 | 0 | 0 | 0 | 0 | 0 | 0 | 0 | 0 | 0 | 0 | 0 | 0 | 0 | 0 | 0 | 0 | 0 | 0 | 0 | 0 | 0 | 0 | 0 | 0
F10_Commercial_WA - Health_New_Space Heating_Natural Gas_Gas Furnace - Maintenance_A_Achievable Economic UCT Potential | F10 | Commercial | WA - Health | New | Space Heating | Natural Gas | Gas Furnace - Maintenance | A | Purchases (Incremental) | Achievable Economic UCT Potential | 0 | 0 | 0 | 0 | 0 | 0 | 0 | 0 | 0 | 0 | 0 | 0 | 0 | 0 | 0 | 0 | 0 | 0 | 0 | 0 | 0 | 0 | 0 | 0 | 0 | 0 | 0
F11_Commercial_WA - Health_New_Space Heating_Natural Gas_Gas Furnace - Maintenance_A_Achievable Economic UCT Potential | F11 | Commercial | WA - Health | New | Space Heating | Natural Gas | Gas Furnace - Maintenance | A | Purchases (Cumulative) | Achievable Economic UCT Potential | 0 | 0 | 0 | 0 | 0 | 0 | 0 | 0 | 0 | 0 | 0 | 0 | 0 | 0 | 0 | 0 | 0 | 0 | 0 | 0 | 0 | 0 | 0 | 0 | 0 | 0 | 0
F1_Commercial_WA - Health_New_Space Heating_Natural Gas_Gas Boiler - Hot Water Reset_A_Achievable Economic UCT Potential | F1 | Commercial | WA - Health | New | Space Heating | Natural Gas | Gas Boiler - Hot Water Reset | A | Integrated Unit Energy Savings (kWh or therms) | Achievable Economic UCT Potential | 0 | 0 | 0 | 0 | 0 | 0 | 0 | 0 | 0 | 0 | 0 | 0 | 0 | 0 | 0 | 0 | 0 | 0 | 0 | 0 | 0 | 0 | 0 | 0 | 0 | 0 | 0
F2_Commercial_WA - Health_New_Space Heating_Natural Gas_Gas Boiler - Hot Water Reset_A_Achievable Economic UCT Potential | F2 | Commercial | WA - Health | New | Space Heating | Natural Gas | Gas Boiler - Hot Water Reset | A | Integrated Unit Summer Peak Savings (kW) | Achievable Economic UCT Potential | 0 | 0 | 0 | 0 | 0 | 0 | 0 | 0 | 0 | 0 | 0 | 0 | 0 | 0 | 0 | 0 | 0 | 0 | 0 | 0 | 0 | 0 | 0 | 0 | 0 | 0 | 0
F3_Commercial_WA - Health_New_Space Heating_Natural Gas_Gas Boiler - Hot Water Reset_A_Achievable Economic UCT Potential | F3 | Commercial | WA - Health | New | Space Heating | Natural Gas | Gas Boiler - Hot Water Reset | A | Integrated Unit Winter Peak Savings (kW) | Achievable Economic UCT Potential | 0 | 0 | 0 | 0 | 0 | 0 | 0 | 0 | 0 | 0 | 0 | 0 | 0 | 0 | 0 | 0 | 0 | 0 | 0 | 0 | 0 | 0 | 0 | 0 | 0 | 0 | 0
F4_Commercial_WA - Health_New_Space Heating_Natural Gas_Gas Boiler - Hot Water Reset_A_Achievable Economic UCT Potential | F4 | Commercial | WA - Health | New | Space Heating | Natural Gas | Gas Boiler - Hot Water Reset | A | Incremental Energy Savings (MWh or mTherms) | Achievable Economic UCT Potential | 0 | 0 | 0 | 0 | 0 | 0 | 0 | 0 | 0 | 0 | 0 | 0 | 0 | 0 | 0 | 0 | 0 | 0 | 0 | 0 | 0 | 0 | 0 | 0 | 0 | 0 | 0
F5_Commercial_WA - Health_New_Space Heating_Natural Gas_Gas Boiler - Hot Water Reset_A_Achievable Economic UCT Potential | F5 | Commercial | WA - Health | New | Space Heating | Natural Gas | Gas Boiler - Hot Water Reset | A | Incremental Summer Peak Savings (MW) | Achievable Economic UCT Potential | 0 | 0 | 0 | 0 | 0 | 0 | 0 | 0 | 0 | 0 | 0 | 0 | 0 | 0 | 0 | 0 | 0 | 0 | 0 | 0 | 0 | 0 | 0 | 0 | 0 | 0 | 0
F6_Commercial_WA - Health_New_Space Heating_Natural Gas_Gas Boiler - Hot Water Reset_A_Achievable Economic UCT Potential | F6 | Commercial | WA - Health | New | Space Heating | Natural Gas | Gas Boiler - Hot Water Reset | A | Incremental Winter Peak Savings (MW) | Achievable Economic UCT Potential | 0 | 0 | 0 | 0 | 0 | 0 | 0 | 0 | 0 | 0 | 0 | 0 | 0 | 0 | 0 | 0 | 0 | 0 | 0 | 0 | 0 | 0 | 0 | 0 | 0 | 0 | 0
F7_Commercial_WA - Health_New_Space Heating_Natural Gas_Gas Boiler - Hot Water Reset_A_Achievable Economic UCT Potential | F7 | Commercial | WA - Health | New | Space Heating | Natural Gas | Gas Boiler - Hot Water Reset | A | Cumulative Energy Savings (MWh or mTherms) | Achievable Economic UCT Potential | 0 | 0 | 0 | 0 | 0 | 0 | 0 | 0 | 0 | 0 | 0 | 0 | 0 | 0 | 0 | 0 | 0 | 0 | 0 | 0 | 0 | 0 | 0 | 0 | 0 | 0 | 0
F8_Commercial_WA - Health_New_Space Heating_Natural Gas_Gas Boiler - Hot Water Reset_A_Achievable Economic UCT Potential | F8 | Commercial | WA - Health | New | Space Heating | Natural Gas | Gas Boiler - Hot Water Reset | A | Cumulative Summer Peak Savings (MW) | Achievable Economic UCT Potential | 0 | 0 | 0 | 0 | 0 | 0 | 0 | 0 | 0 | 0 | 0 | 0 | 0 | 0 | 0 | 0 | 0 | 0 | 0 | 0 | 0 | 0 | 0 | 0 | 0 | 0 | 0
F9_Commercial_WA - Health_New_Space Heating_Natural Gas_Gas Boiler - Hot Water Reset_A_Achievable Economic UCT Potential | F9 | Commercial | WA - Health | New | Space Heating | Natural Gas | Gas Boiler - Hot Water Reset | A | Cumulative Winter Peak Savings (MW) | Achievable Economic UCT Potential | 0 | 0 | 0 | 0 | 0 | 0 | 0 | 0 | 0 | 0 | 0 | 0 | 0 | 0 | 0 | 0 | 0 | 0 | 0 | 0 | 0 | 0 | 0 | 0 | 0 | 0 | 0
F10_Commercial_WA - Health_New_Space Heating_Natural Gas_Gas Boiler - Hot Water Reset_A_Achievable Economic UCT Potential | F10 | Commercial | WA - Health | New | Space Heating | Natural Gas | Gas Boiler - Hot Water Reset | A | Purchases (Incremental) | Achievable Economic UCT Potential | 0 | 0 | 0 | 0 | 0 | 0 | 0 | 0 | 0 | 0 | 0 | 0 | 0 | 0 | 0 | 0 | 0 | 0 | 0 | 0 | 0 | 0 | 0 | 0 | 0 | 0 | 0
F11_Commercial_WA - Health_New_Space Heating_Natural Gas_Gas Boiler - Hot Water Reset_A_Achievable Economic UCT Potential | F11 | Commercial | WA - Health | New | Space Heating | Natural Gas | Gas Boiler - Hot Water Reset | A | Purchases (Cumulative) | Achievable Economic UCT Potential | 0 | 0 | 0 | 0 | 0 | 0 | 0 | 0 | 0 | 0 | 0 | 0 | 0 | 0 | 0 | 0 | 0 | 0 | 0 | 0 | 0 | 0 | 0 | 0 | 0 | 0 | 0
F1_Commercial_WA - Health_New_Space Heating_Natural Gas_Gas Boiler - Steam Trap Replacement_A_Achievable Economic UCT Potential | F1 | Commercial | WA - Health | New | Space Heating | Natural Gas | Gas Boiler - Steam Trap Replacement | A | Integrated Unit Energy Savings (kWh or therms) | Achievable Economic UCT Potential | 0 | 0 | 0 | 0 | 0 | 0 | 0 | 0 | 0 | 0 | 0 | 0 | 0 | 0 | 0 | 0 | 0 | 0 | 0 | 0 | 0 | 0 | 0 | 0 | 0 | 0 | 0
F2_Commercial_WA - Health_New_Space Heating_Natural Gas_Gas Boiler - Steam Trap Replacement_A_Achievable Economic UCT Potential | F2 | Commercial | WA - Health | New | Space Heating | Natural Gas | Gas Boiler - Steam Trap Replacement | A | Integrated Unit Summer Peak Savings (kW) | Achievable Economic UCT Potential | 0 | 0 | 0 | 0 | 0 | 0 | 0 | 0 | 0 | 0 | 0 | 0 | 0 | 0 | 0 | 0 | 0 | 0 | 0 | 0 | 0 | 0 | 0 | 0 | 0 | 0 | 0
F3_Commercial_WA - Health_New_Space Heating_Natural Gas_Gas Boiler - Steam Trap Replacement_A_Achievable Economic UCT Potential | F3 | Commercial | WA - Health | New | Space Heating | Natural Gas | Gas Boiler - Steam Trap Replacement | A | Integrated Unit Winter Peak Savings (kW) | Achievable Economic UCT Potential | 0 | 0 | 0 | 0 | 0 | 0 | 0 | 0 | 0 | 0 | 0 | 0 | 0 | 0 | 0 | 0 | 0 | 0 | 0 | 0 | 0 | 0 | 0 | 0 | 0 | 0 | 0
F4_Commercial_WA - Health_New_Space Heating_Natural Gas_Gas Boiler - Steam Trap Replacement_A_Achievable Economic UCT Potential | F4 | Commercial | WA - Health | New | Space Heating | Natural Gas | Gas Boiler - Steam Trap Replacement | A | Incremental Energy Savings (MWh or mTherms) | Achievable Economic UCT Potential | 0 | 0 | 0 | 0 | 0 | 0 | 0 | 0 | 0 | 0 | 0 | 0 | 0 | 0 | 0 | 0 | 0 | 0 | 0 | 0 | 0 | 0 | 0 | 0 | 0 | 0 | 0
F5_Commercial_WA - Health_New_Space Heating_Natural Gas_Gas Boiler - Steam Trap Replacement_A_Achievable Economic UCT Potential | F5 | Commercial | WA - Health | New | Space Heating | Natural Gas | Gas Boiler - Steam Trap Replacement | A | Incremental Summer Peak Savings (MW) | Achievable Economic UCT Potential | 0 | 0 | 0 | 0 | 0 | 0 | 0 | 0 | 0 | 0 | 0 | 0 | 0 | 0 | 0 | 0 | 0 | 0 | 0 | 0 | 0 | 0 | 0 | 0 | 0 | 0 | 0
F6_Commercial_WA - Health_New_Space Heating_Natural Gas_Gas Boiler - Steam Trap Replacement_A_Achievable Economic UCT Potential | F6 | Commercial | WA - Health | New | Space Heating | Natural Gas | Gas Boiler - Steam Trap Replacement | A | Incremental Winter Peak Savings (MW) | Achievable Economic UCT Potential | 0 | 0 | 0 | 0 | 0 | 0 | 0 | 0 | 0 | 0 | 0 | 0 | 0 | 0 | 0 | 0 | 0 | 0 | 0 | 0 | 0 | 0 | 0 | 0 | 0 | 0 | 0
F7_Commercial_WA - Health_New_Space Heating_Natural Gas_Gas Boiler - Steam Trap Replacement_A_Achievable Economic UCT Potential | F7 | Commercial | WA - Health | New | Space Heating | Natural Gas | Gas Boiler - Steam Trap Replacement | A | Cumulative Energy Savings (MWh or mTherms) | Achievable Economic UCT Potential | 0 | 0 | 0 | 0 | 0 | 0 | 0 | 0 | 0 | 0 | 0 | 0 | 0 | 0 | 0 | 0 | 0 | 0 | 0 | 0 | 0 | 0 | 0 | 0 | 0 | 0 | 0
F8_Commercial_WA - Health_New_Space Heating_Natural Gas_Gas Boiler - Steam Trap Replacement_A_Achievable Economic UCT Potential | F8 | Commercial | WA - Health | New | Space Heating | Natural Gas | Gas Boiler - Steam Trap Replacement | A | Cumulative Summer Peak Savings (MW) | Achievable Economic UCT Potential | 0 | 0 | 0 | 0 | 0 | 0 | 0 | 0 | 0 | 0 | 0 | 0 | 0 | 0 | 0 | 0 | 0 | 0 | 0 | 0 | 0 | 0 | 0 | 0 | 0 | 0 | 0
F9_Commercial_WA - Health_New_Space Heating_Natural Gas_Gas Boiler - Steam Trap Replacement_A_Achievable Economic UCT Potential | F9 | Commercial | WA - Health | New | Space Heating | Natural Gas | Gas Boiler - Steam Trap Replacement | A | Cumulative Winter Peak Savings (MW) | Achievable Economic UCT Potential | 0 | 0 | 0 | 0 | 0 | 0 | 0 | 0 | 0 | 0 | 0 | 0 | 0 | 0 | 0 | 0 | 0 | 0 | 0 | 0 | 0 | 0 | 0 | 0 | 0 | 0 | 0
F10_Commercial_WA - Health_New_Space Heating_Natural Gas_Gas Boiler - Steam Trap Replacement_A_Achievable Economic UCT Potential | F10 | Commercial | WA - Health | New | Space Heating | Natural Gas | Gas Boiler - Steam Trap Replacement | A | Purchases (Incremental) | Achievable Economic UCT Potential | 0 | 0 | 0 | 0 | 0 | 0 | 0 | 0 | 0 | 0 | 0 | 0 | 0 | 0 | 0 | 0 | 0 | 0 | 0 | 0 | 0 | 0 | 0 | 0 | 0 | 0 | 0
F11_Commercial_WA - Health_New_Space Heating_Natural Gas_Gas Boiler - Steam Trap Replacement_A_Achievable Economic UCT Potential | F11 | Commercial | WA - Health | New | Space Heating | Natural Gas | Gas Boiler - Steam Trap Replacement | A | Purchases (Cumulative) | Achievable Economic UCT Potential | 0 | 0 | 0 | 0 | 0 | 0 | 0 | 0 | 0 | 0 | 0 | 0 | 0 | 0 | 0 | 0 | 0 | 0 | 0 | 0 | 0 | 0 | 0 | 0 | 0 | 0 | 0
F1_Commercial_WA - Health_New_Space Heating_Natural Gas_Gas Boiler - High Turndown Burner_A_Achievable Economic UCT Potential | F1 | Commercial | WA - Health | New | Space Heating | Natural Gas | Gas Boiler - High Turndown Burner | A | Integrated Unit Energy Savings (kWh or therms) | Achievable Economic UCT Potential | 0 | 0 | 0 | 0 | 0 | 0 | 0 | 0 | 0 | 0 | 0 | 0 | 0 | 0 | 0 | 0 | 0 | 0 | 0 | 0 | 0 | 0 | 0 | 0 | 0 | 0 | 0
F2_Commercial_WA - Health_New_Space Heating_Natural Gas_Gas Boiler - High Turndown Burner_A_Achievable Economic UCT Potential | F2 | Commercial | WA - Health | New | Space Heating | Natural Gas | Gas Boiler - High Turndown Burner | A | Integrated Unit Summer Peak Savings (kW) | Achievable Economic UCT Potential | 0 | 0 | 0 | 0 | 0 | 0 | 0 | 0 | 0 | 0 | 0 | 0 | 0 | 0 | 0 | 0 | 0 | 0 | 0 | 0 | 0 | 0 | 0 | 0 | 0 | 0 | 0
F3_Commercial_WA - Health_New_Space Heating_Natural Gas_Gas Boiler - High Turndown Burner_A_Achievable Economic UCT Potential | F3 | Commercial | WA - Health | New | Space Heating | Natural Gas | Gas Boiler - High Turndown Burner | A | Integrated Unit Winter Peak Savings (kW) | Achievable Economic UCT Potential | 0 | 0 | 0 | 0 | 0 | 0 | 0 | 0 | 0 | 0 | 0 | 0 | 0 | 0 | 0 | 0 | 0 | 0 | 0 | 0 | 0 | 0 | 0 | 0 | 0 | 0 | 0
F4_Commercial_WA - Health_New_Space Heating_Natural Gas_Gas Boiler - High Turndown Burner_A_Achievable Economic UCT Potential | F4 | Commercial | WA - Health | New | Space Heating | Natural Gas | Gas Boiler - High Turndown Burner | A | Incremental Energy Savings (MWh or mTherms) | Achievable Economic UCT Potential | 0 | 0 | 0 | 0 | 0 | 0 | 0 | 0 | 0 | 0 | 0 | 0 | 0 | 0 | 0 | 0 | 0 | 0 | 0 | 0 | 0 | 0 | 0 | 0 | 0 | 0 | 0
F5_Commercial_WA - Health_New_Space Heating_Natural Gas_Gas Boiler - High Turndown Burner_A_Achievable Economic UCT Potential | F5 | Commercial | WA - Health | New | Space Heating | Natural Gas | Gas Boiler - High Turndown Burner | A | Incremental Summer Peak Savings (MW) | Achievable Economic UCT Potential | 0 | 0 | 0 | 0 | 0 | 0 | 0 | 0 | 0 | 0 | 0 | 0 | 0 | 0 | 0 | 0 | 0 | 0 | 0 | 0 | 0 | 0 | 0 | 0 | 0 | 0 | 0
F6_Commercial_WA - Health_New_Space Heating_Natural Gas_Gas Boiler - High Turndown Burner_A_Achievable Economic UCT Potential | F6 | Commercial | WA - Health | New | Space Heating | Natural Gas | Gas Boiler - High Turndown Burner | A | Incremental Winter Peak Savings (MW) | Achievable Economic UCT Potential | 0 | 0 | 0 | 0 | 0 | 0 | 0 | 0 | 0 | 0 | 0 | 0 | 0 | 0 | 0 | 0 | 0 | 0 | 0 | 0 | 0 | 0 | 0 | 0 | 0 | 0 | 0
F7_Commercial_WA - Health_New_Space Heating_Natural Gas_Gas Boiler - High Turndown Burner_A_Achievable Economic UCT Potential | F7 | Commercial | WA - Health | New | Space Heating | Natural Gas | Gas Boiler - High Turndown Burner | A | Cumulative Energy Savings (MWh or mTherms) | Achievable Economic UCT Potential | 0 | 0 | 0 | 0 | 0 | 0 | 0 | 0 | 0 | 0 | 0 | 0 | 0 | 0 | 0 | 0 | 0 | 0 | 0 | 0 | 0 | 0 | 0 | 0 | 0 | 0 | 0
F8_Commercial_WA - Health_New_Space Heating_Natural Gas_Gas Boiler - High Turndown Burner_A_Achievable Economic UCT Potential | F8 | Commercial | WA - Health | New | Space Heating | Natural Gas | Gas Boiler - High Turndown Burner | A | Cumulative Summer Peak Savings (MW) | Achievable Economic UCT Potential | 0 | 0 | 0 | 0 | 0 | 0 | 0 | 0 | 0 | 0 | 0 | 0 | 0 | 0 | 0 | 0 | 0 | 0 | 0 | 0 | 0 | 0 | 0 | 0 | 0 | 0 | 0
F9_Commercial_WA - Health_New_Space Heating_Natural Gas_Gas Boiler - High Turndown Burner_A_Achievable Economic UCT Potential | F9 | Commercial | WA - Health | New | Space Heating | Natural Gas | Gas Boiler - High Turndown Burner | A | Cumulative Winter Peak Savings (MW) | Achievable Economic UCT Potential | 0 | 0 | 0 | 0 | 0 | 0 | 0 | 0 | 0 | 0 | 0 | 0 | 0 | 0 | 0 | 0 | 0 | 0 | 0 | 0 | 0 | 0 | 0 | 0 | 0 | 0 | 0
F10_Commercial_WA - Health_New_Space Heating_Natural Gas_Gas Boiler - High Turndown Burner_A_Achievable Economic UCT Potential | F10 | Commercial | WA - Health | New | Space Heating | Natural Gas | Gas Boiler - High Turndown Burner | A | Purchases (Incremental) | Achievable Economic UCT Potential | 0 | 0 | 0 | 0 | 0 | 0 | 0 | 0 | 0 | 0 | 0 | 0 | 0 | 0 | 0 | 0 | 0 | 0 | 0 | 0 | 0 | 0 | 0 | 0 | 0 | 0 | 0
F11_Commercial_WA - Health_New_Space Heating_Natural Gas_Gas Boiler - High Turndown Burner_A_Achievable Economic UCT Potential | F11 | Commercial | WA - Health | New | Space Heating | Natural Gas | Gas Boiler - High Turndown Burner | A | Purchases (Cumulative) | Achievable Economic UCT Potential | 0 | 0 | 0 | 0 | 0 | 0 | 0 | 0 | 0 | 0 | 0 | 0 | 0 | 0 | 0 | 0 | 0 | 0 | 0 | 0 | 0 | 0 | 0 | 0 | 0 | 0 | 0
F1_Commercial_WA - Health_New_Space Heating_Natural Gas_Gas Boiler - Burner Control Optimization_A_Achievable Economic UCT Potential | F1 | Commercial | WA - Health | New | Space Heating | Natural Gas | Gas Boiler - Burner Control Optimization | A | Integrated Unit Energy Savings (kWh or therms) | Achievable Economic UCT Potential | 0 | 0 | 0 | 0 | 0 | 0 | 0 | 0 | 0 | 0 | 0 | 0 | 0 | 0 | 0 | 0 | 0 | 0 | 0 | 0 | 0 | 0 | 0 | 0 | 0 | 0 | 0
F2_Commercial_WA - Health_New_Space Heating_Natural Gas_Gas Boiler - Burner Control Optimization_A_Achievable Economic UCT Potential | F2 | Commercial | WA - Health | New | Space Heating | Natural Gas | Gas Boiler - Burner Control Optimization | A | Integrated Unit Summer Peak Savings (kW) | Achievable Economic UCT Potential | 0 | 0 | 0 | 0 | 0 | 0 | 0 | 0 | 0 | 0 | 0 | 0 | 0 | 0 | 0 | 0 | 0 | 0 | 0 | 0 | 0 | 0 | 0 | 0 | 0 | 0 | 0
F3_Commercial_WA - Health_New_Space Heating_Natural Gas_Gas Boiler - Burner Control Optimization_A_Achievable Economic UCT Potential | F3 | Commercial | WA - Health | New | Space Heating | Natural Gas | Gas Boiler - Burner Control Optimization | A | Integrated Unit Winter Peak Savings (kW) | Achievable Economic UCT Potential | 0 | 0 | 0 | 0 | 0 | 0 | 0 | 0 | 0 | 0 | 0 | 0 | 0 | 0 | 0 | 0 | 0 | 0 | 0 | 0 | 0 | 0 | 0 | 0 | 0 | 0 | 0
F4_Commercial_WA - Health_New_Space Heating_Natural Gas_Gas Boiler - Burner Control Optimization_A_Achievable Economic UCT Potential | F4 | Commercial | WA - Health | New | Space Heating | Natural Gas | Gas Boiler - Burner Control Optimization | A | Incremental Energy Savings (MWh or mTherms) | Achievable Economic UCT Potential | 0 | 0 | 0 | 0 | 0 | 0 | 0 | 0 | 0 | 0 | 0 | 0 | 0 | 0 | 0 | 0 | 0 | 0 | 0 | 0 | 0 | 0 | 0 | 0 | 0 | 0 | 0
F5_Commercial_WA - Health_New_Space Heating_Natural Gas_Gas Boiler - Burner Control Optimization_A_Achievable Economic UCT Potential | F5 | Commercial | WA - Health | New | Space Heating | Natural Gas | Gas Boiler - Burner Control Optimization | A | Incremental Summer Peak Savings (MW) | Achievable Economic UCT Potential | 0 | 0 | 0 | 0 | 0 | 0 | 0 | 0 | 0 | 0 | 0 | 0 | 0 | 0 | 0 | 0 | 0 | 0 | 0 | 0 | 0 | 0 | 0 | 0 | 0 | 0 | 0
F6_Commercial_WA - Health_New_Space Heating_Natural Gas_Gas Boiler - Burner Control Optimization_A_Achievable Economic UCT Potential | F6 | Commercial | WA - Health | New | Space Heating | Natural Gas | Gas Boiler - Burner Control Optimization | A | Incremental Winter Peak Savings (MW) | Achievable Economic UCT Potential | 0 | 0 | 0 | 0 | 0 | 0 | 0 | 0 | 0 | 0 | 0 | 0 | 0 | 0 | 0 | 0 | 0 | 0 | 0 | 0 | 0 | 0 | 0 | 0 | 0 | 0 | 0
F7_Commercial_WA - Health_New_Space Heating_Natural Gas_Gas Boiler - Burner Control Optimization_A_Achievable Economic UCT Potential | F7 | Commercial | WA - Health | New | Space Heating | Natural Gas | Gas Boiler - Burner Control Optimization | A | Cumulative Energy Savings (MWh or mTherms) | Achievable Economic UCT Potential | 0 | 0 | 0 | 0 | 0 | 0 | 0 | 0 | 0 | 0 | 0 | 0 | 0 | 0 | 0 | 0 | 0 | 0 | 0 | 0 | 0 | 0 | 0 | 0 | 0 | 0 | 0
F8_Commercial_WA - Health_New_Space Heating_Natural Gas_Gas Boiler - Burner Control Optimization_A_Achievable Economic UCT Potential | F8 | Commercial | WA - Health | New | Space Heating | Natural Gas | Gas Boiler - Burner Control Optimization | A | Cumulative Summer Peak Savings (MW) | Achievable Economic UCT Potential | 0 | 0 | 0 | 0 | 0 | 0 | 0 | 0 | 0 | 0 | 0 | 0 | 0 | 0 | 0 | 0 | 0 | 0 | 0 | 0 | 0 | 0 | 0 | 0 | 0 | 0 | 0
F9_Commercial_WA - Health_New_Space Heating_Natural Gas_Gas Boiler - Burner Control Optimization_A_Achievable Economic UCT Potential | F9 | Commercial | WA - Health | New | Space Heating | Natural Gas | Gas Boiler - Burner Control Optimization | A | Cumulative Winter Peak Savings (MW) | Achievable Economic UCT Potential | 0 | 0 | 0 | 0 | 0 | 0 | 0 | 0 | 0 | 0 | 0 | 0 | 0 | 0 | 0 | 0 | 0 | 0 | 0 | 0 | 0 | 0 | 0 | 0 | 0 | 0 | 0
F10_Commercial_WA - Health_New_Space Heating_Natural Gas_Gas Boiler - Burner Control Optimization_A_Achievable Economic UCT Potential | F10 | Commercial | WA - Health | New | Space Heating | Natural Gas | Gas Boiler - Burner Control Optimization | A | Purchases (Incremental) | Achievable Economic UCT Potential | 0 | 0 | 0 | 0 | 0 | 0 | 0 | 0 | 0 | 0 | 0 | 0 | 0 | 0 | 0 | 0 | 0 | 0 | 0 | 0 | 0 | 0 | 0 | 0 | 0 | 0 | 0
F11_Commercial_WA - Health_New_Space Heating_Natural Gas_Gas Boiler - Burner Control Optimization_A_Achievable Economic UCT Potential | F11 | Commercial | WA - Health | New | Space Heating | Natural Gas | Gas Boiler - Burner Control Optimization | A | Purchases (Cumulative) | Achievable Economic UCT Potential | 0 | 0 | 0 | 0 | 0 | 0 | 0 | 0 | 0 | 0 | 0 | 0 | 0 | 0 | 0 | 0 | 0 | 0 | 0 | 0 | 0 | 0 | 0 | 0 | 0 | 0 | 0
F1_Commercial_WA - Health_New_Space Heating_Natural Gas_Gas Boiler - Stack Economizer_A_Achievable Economic UCT Potential | F1 | Commercial | WA - Health | New | Space Heating | Natural Gas | Gas Boiler - Stack Economizer | A | Integrated Unit Energy Savings (kWh or therms) | Achievable Economic UCT Potential | 0 | 0 | 0 | 0 | 0 | 0 | 0 | 0 | 0 | 0 | 0 | 0 | 0 | 0 | 0 | 0 | 0 | 0 | 0 | 0 | 0 | 0 | 0 | 0 | 0 | 0 | 0
F2_Commercial_WA - Health_New_Space Heating_Natural Gas_Gas Boiler - Stack Economizer_A_Achievable Economic UCT Potential | F2 | Commercial | WA - Health | New | Space Heating | Natural Gas | Gas Boiler - Stack Economizer | A | Integrated Unit Summer Peak Savings (kW) | Achievable Economic UCT Potential | 0 | 0 | 0 | 0 | 0 | 0 | 0 | 0 | 0 | 0 | 0 | 0 | 0 | 0 | 0 | 0 | 0 | 0 | 0 | 0 | 0 | 0 | 0 | 0 | 0 | 0 | 0
F3_Commercial_WA - Health_New_Space Heating_Natural Gas_Gas Boiler - Stack Economizer_A_Achievable Economic UCT Potential | F3 | Commercial | WA - Health | New | Space Heating | Natural Gas | Gas Boiler - Stack Economizer | A | Integrated Unit Winter Peak Savings (kW) | Achievable Economic UCT Potential | 0 | 0 | 0 | 0 | 0 | 0 | 0 | 0 | 0 | 0 | 0 | 0 | 0 | 0 | 0 | 0 | 0 | 0 | 0 | 0 | 0 | 0 | 0 | 0 | 0 | 0 | 0
F4_Commercial_WA - Health_New_Space Heating_Natural Gas_Gas Boiler - Stack Economizer_A_Achievable Economic UCT Potential | F4 | Commercial | WA - Health | New | Space Heating | Natural Gas | Gas Boiler - Stack Economizer | A | Incremental Energy Savings (MWh or mTherms) | Achievable Economic UCT Potential | 0 | 0 | 0 | 0 | 0 | 0 | 0 | 0 | 0 | 0 | 0 | 0 | 0 | 0 | 0 | 0 | 0 | 0 | 0 | 0 | 0 | 0 | 0 | 0 | 0 | 0 | 0
F5_Commercial_WA - Health_New_Space Heating_Natural Gas_Gas Boiler - Stack Economizer_A_Achievable Economic UCT Potential | F5 | Commercial | WA - Health | New | Space Heating | Natural Gas | Gas Boiler - Stack Economizer | A | Incremental Summer Peak Savings (MW) | Achievable Economic UCT Potential | 0 | 0 | 0 | 0 | 0 | 0 | 0 | 0 | 0 | 0 | 0 | 0 | 0 | 0 | 0 | 0 | 0 | 0 | 0 | 0 | 0 | 0 | 0 | 0 | 0 | 0 | 0
F6_Commercial_WA - Health_New_Space Heating_Natural Gas_Gas Boiler - Stack Economizer_A_Achievable Economic UCT Potential | F6 | Commercial | WA - Health | New | Space Heating | Natural Gas | Gas Boiler - Stack Economizer | A | Incremental Winter Peak Savings (MW) | Achievable Economic UCT Potential | 0 | 0 | 0 | 0 | 0 | 0 | 0 | 0 | 0 | 0 | 0 | 0 | 0 | 0 | 0 | 0 | 0 | 0 | 0 | 0 | 0 | 0 | 0 | 0 | 0 | 0 | 0
F7_Commercial_WA - Health_New_Space Heating_Natural Gas_Gas Boiler - Stack Economizer_A_Achievable Economic UCT Potential | F7 | Commercial | WA - Health | New | Space Heating | Natural Gas | Gas Boiler - Stack Economizer | A | Cumulative Energy Savings (MWh or mTherms) | Achievable Economic UCT Potential | 0 | 0 | 0 | 0 | 0 | 0 | 0 | 0 | 0 | 0 | 0 | 0 | 0 | 0 | 0 | 0 | 0 | 0 | 0 | 0 | 0 | 0 | 0 | 0 | 0 | 0 | 0
F8_Commercial_WA - Health_New_Space Heating_Natural Gas_Gas Boiler - Stack Economizer_A_Achievable Economic UCT Potential | F8 | Commercial | WA - Health | New | Space Heating | Natural Gas | Gas Boiler - Stack Economizer | A | Cumulative Summer Peak Savings (MW) | Achievable Economic UCT Potential | 0 | 0 | 0 | 0 | 0 | 0 | 0 | 0 | 0 | 0 | 0 | 0 | 0 | 0 | 0 | 0 | 0 | 0 | 0 | 0 | 0 | 0 | 0 | 0 | 0 | 0 | 0
F9_Commercial_WA - Health_New_Space Heating_Natural Gas_Gas Boiler - Stack Economizer_A_Achievable Economic UCT Potential | F9 | Commercial | WA - Health | New | Space Heating | Natural Gas | Gas Boiler - Stack Economizer | A | Cumulative Winter Peak Savings (MW) | Achievable Economic UCT Potential | 0 | 0 | 0 | 0 | 0 | 0 | 0 | 0 | 0 | 0 | 0 | 0 | 0 | 0 | 0 | 0 | 0 | 0 | 0 | 0 | 0 | 0 | 0 | 0 | 0 | 0 | 0
F10_Commercial_WA - Health_New_Space Heating_Natural Gas_Gas Boiler - Stack Economizer_A_Achievable Economic UCT Potential | F10 | Commercial | WA - Health | New | Space Heating | Natural Gas | Gas Boiler - Stack Economizer | A | Purchases (Incremental) | Achievable Economic UCT Potential | 0 | 0 | 0 | 0 | 0 | 0 | 0 | 0 | 0 | 0 | 0 | 0 | 0 | 0 | 0 | 0 | 0 | 0 | 0 | 0 | 0 | 0 | 0 | 0 | 0 | 0 | 0
F11_Commercial_WA - Health_New_Space Heating_Natural Gas_Gas Boiler - Stack Economizer_A_Achievable Economic UCT Potential | F11 | Commercial | WA - Health | New | Space Heating | Natural Gas | Gas Boiler - Stack Economizer | A | Purchases (Cumulative) | Achievable Economic UCT Potential | 0 | 0 | 0 | 0 | 0 | 0 | 0 | 0 | 0 | 0 | 0 | 0 | 0 | 0 | 0 | 0 | 0 | 0 | 0 | 0 | 0 | 0 | 0 | 0 | 0 | 0 | 0
F1_Commercial_WA - Health_New_Space Heating_Natural Gas_Gas Boiler - Thermostatic Radiator Valves_A_Achievable Economic UCT Potential | F1 | Commercial | WA - Health | New | Space Heating | Natural Gas | Gas Boiler - Thermostatic Radiator Valves | A | Integrated Unit Energy Savings (kWh or therms) | Achievable Economic UCT Potential | 0 | 0 | 0 | 0 | 0 | 0 | 0 | 0 | 0 | 0 | 0 | 0 | 0 | 0 | 0 | 0 | 0 | 0 | 0 | 0 | 0 | 0 | 0 | 0 | 0 | 0 | 0
F2_Commercial_WA - Health_New_Space Heating_Natural Gas_Gas Boiler - Thermostatic Radiator Valves_A_Achievable Economic UCT Potential | F2 | Commercial | WA - Health | New | Space Heating | Natural Gas | Gas Boiler - Thermostatic Radiator Valves | A | Integrated Unit Summer Peak Savings (kW) | Achievable Economic UCT Potential | 0 | 0 | 0 | 0 | 0 | 0 | 0 | 0 | 0 | 0 | 0 | 0 | 0 | 0 | 0 | 0 | 0 | 0 | 0 | 0 | 0 | 0 | 0 | 0 | 0 | 0 | 0
F3_Commercial_WA - Health_New_Space Heating_Natural Gas_Gas Boiler - Thermostatic Radiator Valves_A_Achievable Economic UCT Potential | F3 | Commercial | WA - Health | New | Space Heating | Natural Gas | Gas Boiler - Thermostatic Radiator Valves | A | Integrated Unit Winter Peak Savings (kW) | Achievable Economic UCT Potential | 0 | 0 | 0 | 0 | 0 | 0 | 0 | 0 | 0 | 0 | 0 | 0 | 0 | 0 | 0 | 0 | 0 | 0 | 0 | 0 | 0 | 0 | 0 | 0 | 0 | 0 | 0
F4_Commercial_WA - Health_New_Space Heating_Natural Gas_Gas Boiler - Thermostatic Radiator Valves_A_Achievable Economic UCT Potential | F4 | Commercial | WA - Health | New | Space Heating | Natural Gas | Gas Boiler - Thermostatic Radiator Valves | A | Incremental Energy Savings (MWh or mTherms) | Achievable Economic UCT Potential | 0 | 0 | 0 | 0 | 0 | 0 | 0 | 0 | 0 | 0 | 0 | 0 | 0 | 0 | 0 | 0 | 0 | 0 | 0 | 0 | 0 | 0 | 0 | 0 | 0 | 0 | 0
F5_Commercial_WA - Health_New_Space Heating_Natural Gas_Gas Boiler - Thermostatic Radiator Valves_A_Achievable Economic UCT Potential | F5 | Commercial | WA - Health | New | Space Heating | Natural Gas | Gas Boiler - Thermostatic Radiator Valves | A | Incremental Summer Peak Savings (MW) | Achievable Economic UCT Potential | 0 | 0 | 0 | 0 | 0 | 0 | 0 | 0 | 0 | 0 | 0 | 0 | 0 | 0 | 0 | 0 | 0 | 0 | 0 | 0 | 0 | 0 | 0 | 0 | 0 | 0 | 0
F6_Commercial_WA - Health_New_Space Heating_Natural Gas_Gas Boiler - Thermostatic Radiator Valves_A_Achievable Economic UCT Potential | F6 | Commercial | WA - Health | New | Space Heating | Natural Gas | Gas Boiler - Thermostatic Radiator Valves | A | Incremental Winter Peak Savings (MW) | Achievable Economic UCT Potential | 0 | 0 | 0 | 0 | 0 | 0 | 0 | 0 | 0 | 0 | 0 | 0 | 0 | 0 | 0 | 0 | 0 | 0 | 0 | 0 | 0 | 0 | 0 | 0 | 0 | 0 | 0
F7_Commercial_WA - Health_New_Space Heating_Natural Gas_Gas Boiler - Thermostatic Radiator Valves_A_Achievable Economic UCT Potential | F7 | Commercial | WA - Health | New | Space Heating | Natural Gas | Gas Boiler - Thermostatic Radiator Valves | A | Cumulative Energy Savings (MWh or mTherms) | Achievable Economic UCT Potential | 0 | 0 | 0 | 0 | 0 | 0 | 0 | 0 | 0 | 0 | 0 | 0 | 0 | 0 | 0 | 0 | 0 | 0 | 0 | 0 | 0 | 0 | 0 | 0 | 0 | 0 | 0
F8_Commercial_WA - Health_New_Space Heating_Natural Gas_Gas Boiler - Thermostatic Radiator Valves_A_Achievable Economic UCT Potential | F8 | Commercial | WA - Health | New | Space Heating | Natural Gas | Gas Boiler - Thermostatic Radiator Valves | A | Cumulative Summer Peak Savings (MW) | Achievable Economic UCT Potential | 0 | 0 | 0 | 0 | 0 | 0 | 0 | 0 | 0 | 0 | 0 | 0 | 0 | 0 | 0 | 0 | 0 | 0 | 0 | 0 | 0 | 0 | 0 | 0 | 0 | 0 | 0
F9_Commercial_WA - Health_New_Space Heating_Natural Gas_Gas Boiler - Thermostatic Radiator Valves_A_Achievable Economic UCT Potential | F9 | Commercial | WA - Health | New | Space Heating | Natural Gas | Gas Boiler - Thermostatic Radiator Valves | A | Cumulative Winter Peak Savings (MW) | Achievable Economic UCT Potential | 0 | 0 | 0 | 0 | 0 | 0 | 0 | 0 | 0 | 0 | 0 | 0 | 0 | 0 | 0 | 0 | 0 | 0 | 0 | 0 | 0 | 0 | 0 | 0 | 0 | 0 | 0
F10_Commercial_WA - Health_New_Space Heating_Natural Gas_Gas Boiler - Thermostatic Radiator Valves_A_Achievable Economic UCT Potential | F10 | Commercial | WA - Health | New | Space Heating | Natural Gas | Gas Boiler - Thermostatic Radiator Valves | A | Purchases (Incremental) | Achievable Economic UCT Potential | 0 | 0 | 0 | 0 | 0 | 0 | 0 | 0 | 0 | 0 | 0 | 0 | 0 | 0 | 0 | 0 | 0 | 0 | 0 | 0 | 0 | 0 | 0 | 0 | 0 | 0 | 0
F11_Commercial_WA - Health_New_Space Heating_Natural Gas_Gas Boiler - Thermostatic Radiator Valves_A_Achievable Economic UCT Potential | F11 | Commercial | WA - Health | New | Space Heating | Natural Gas | Gas Boiler - Thermostatic Radiator Valves | A | Purchases (Cumulative) | Achievable Economic UCT Potential | 0 | 0 | 0 | 0 | 0 | 0 | 0 | 0 | 0 | 0 | 0 | 0 | 0 | 0 | 0 | 0 | 0 | 0 | 0 | 0 | 0 | 0 | 0 | 0 | 0 | 0 | 0
F1_Commercial_WA - Health_New_Space Heating_Natural Gas_HVAC - Shut Off Damper_A_Achievable Economic UCT Potential | F1 | Commercial | WA - Health | New | Space Heating | Natural Gas | HVAC - Shut Off Damper | A | Integrated Unit Energy Savings (kWh or therms) | Achievable Economic UCT Potential | 0 | 0 | 0 | 0 | 0 | 0 | 0 | 0 | 0 | 0 | 0 | 0 | 0 | 0 | 0 | 0 | 0 | 0 | 0 | 0 | 0 | 0 | 0 | 0 | 0 | 0 | 0
F2_Commercial_WA - Health_New_Space Heating_Natural Gas_HVAC - Shut Off Damper_A_Achievable Economic UCT Potential | F2 | Commercial | WA - Health | New | Space Heating | Natural Gas | HVAC - Shut Off Damper | A | Integrated Unit Summer Peak Savings (kW) | Achievable Economic UCT Potential | 0 | 0 | 0 | 0 | 0 | 0 | 0 | 0 | 0 | 0 | 0 | 0 | 0 | 0 | 0 | 0 | 0 | 0 | 0 | 0 | 0 | 0 | 0 | 0 | 0 | 0 | 0
F3_Commercial_WA - Health_New_Space Heating_Natural Gas_HVAC - Shut Off Damper_A_Achievable Economic UCT Potential | F3 | Commercial | WA - Health | New | Space Heating | Natural Gas | HVAC - Shut Off Damper | A | Integrated Unit Winter Peak Savings (kW) | Achievable Economic UCT Potential | 0 | 0 | 0 | 0 | 0 | 0 | 0 | 0 | 0 | 0 | 0 | 0 | 0 | 0 | 0 | 0 | 0 | 0 | 0 | 0 | 0 | 0 | 0 | 0 | 0 | 0 | 0
F4_Commercial_WA - Health_New_Space Heating_Natural Gas_HVAC - Shut Off Damper_A_Achievable Economic UCT Potential | F4 | Commercial | WA - Health | New | Space Heating | Natural Gas | HVAC - Shut Off Damper | A | Incremental Energy Savings (MWh or mTherms) | Achievable Economic UCT Potential | 0 | 0 | 0 | 0 | 0 | 0 | 0 | 0 | 0 | 0 | 0 | 0 | 0 | 0 | 0 | 0 | 0 | 0 | 0 | 0 | 0 | 0 | 0 | 0 | 0 | 0 | 0
F5_Commercial_WA - Health_New_Space Heating_Natural Gas_HVAC - Shut Off Damper_A_Achievable Economic UCT Potential | F5 | Commercial | WA - Health | New | Space Heating | Natural Gas | HVAC - Shut Off Damper | A | Incremental Summer Peak Savings (MW) | Achievable Economic UCT Potential | 0 | 0 | 0 | 0 | 0 | 0 | 0 | 0 | 0 | 0 | 0 | 0 | 0 | 0 | 0 | 0 | 0 | 0 | 0 | 0 | 0 | 0 | 0 | 0 | 0 | 0 | 0
F6_Commercial_WA - Health_New_Space Heating_Natural Gas_HVAC - Shut Off Damper_A_Achievable Economic UCT Potential | F6 | Commercial | WA - Health | New | Space Heating | Natural Gas | HVAC - Shut Off Damper | A | Incremental Winter Peak Savings (MW) | Achievable Economic UCT Potential | 0 | 0 | 0 | 0 | 0 | 0 | 0 | 0 | 0 | 0 | 0 | 0 | 0 | 0 | 0 | 0 | 0 | 0 | 0 | 0 | 0 | 0 | 0 | 0 | 0 | 0 | 0
F7_Commercial_WA - Health_New_Space Heating_Natural Gas_HVAC - Shut Off Damper_A_Achievable Economic UCT Potential | F7 | Commercial | WA - Health | New | Space Heating | Natural Gas | HVAC - Shut Off Damper | A | Cumulative Energy Savings (MWh or mTherms) | Achievable Economic UCT Potential | 0 | 0 | 0 | 0 | 0 | 0 | 0 | 0 | 0 | 0 | 0 | 0 | 0 | 0 | 0 | 0 | 0 | 0 | 0 | 0 | 0 | 0 | 0 | 0 | 0 | 0 | 0
F8_Commercial_WA - Health_New_Space Heating_Natural Gas_HVAC - Shut Off Damper_A_Achievable Economic UCT Potential | F8 | Commercial | WA - Health | New | Space Heating | Natural Gas | HVAC - Shut Off Damper | A | Cumulative Summer Peak Savings (MW) | Achievable Economic UCT Potential | 0 | 0 | 0 | 0 | 0 | 0 | 0 | 0 | 0 | 0 | 0 | 0 | 0 | 0 | 0 | 0 | 0 | 0 | 0 | 0 | 0 | 0 | 0 | 0 | 0 | 0 | 0
F9_Commercial_WA - Health_New_Space Heating_Natural Gas_HVAC - Shut Off Damper_A_Achievable Economic UCT Potential | F9 | Commercial | WA - Health | New | Space Heating | Natural Gas | HVAC - Shut Off Damper | A | Cumulative Winter Peak Savings (MW) | Achievable Economic UCT Potential | 0 | 0 | 0 | 0 | 0 | 0 | 0 | 0 | 0 | 0 | 0 | 0 | 0 | 0 | 0 | 0 | 0 | 0 | 0 | 0 | 0 | 0 | 0 | 0 | 0 | 0 | 0
F10_Commercial_WA - Health_New_Space Heating_Natural Gas_HVAC - Shut Off Damper_A_Achievable Economic UCT Potential | F10 | Commercial | WA - Health | New | Space Heating | Natural Gas | HVAC - Shut Off Damper | A | Purchases (Incremental) | Achievable Economic UCT Potential | 0 | 0 | 0 | 0 | 0 | 0 | 0 | 0 | 0 | 0 | 0 | 0 | 0 | 0 | 0 | 0 | 0 | 0 | 0 | 0 | 0 | 0 | 0 | 0 | 0 | 0 | 0
F11_Commercial_WA - Health_New_Space Heating_Natural Gas_HVAC - Shut Off Damper_A_Achievable Economic UCT Potential | F11 | Commercial | WA - Health | New | Space Heating | Natural Gas | HVAC - Shut Off Damper | A | Purchases (Cumulative) | Achievable Economic UCT Potential | 0 | 0 | 0 | 0 | 0 | 0 | 0 | 0 | 0 | 0 | 0 | 0 | 0 | 0 | 0 | 0 | 0 | 0 | 0 | 0 | 0 | 0 | 0 | 0 | 0 | 0 | 0
F1_Commercial_WA - Health_New_Space Heating_Natural Gas_Gas Furnace - Tube Inserts_A_Achievable Economic UCT Potential | F1 | Commercial | WA - Health | New | Space Heating | Natural Gas | Gas Furnace - Tube Inserts | A | Integrated Unit Energy Savings (kWh or therms) | Achievable Economic UCT Potential | 0 | 0 | 0 | 0 | 0 | 0 | 0 | 0 | 0 | 0 | 0 | 0 | 0 | 0 | 0 | 0 | 0 | 0 | 0 | 0 | 0 | 0 | 0 | 0 | 0 | 0 | 0
F2_Commercial_WA - Health_New_Space Heating_Natural Gas_Gas Furnace - Tube Inserts_A_Achievable Economic UCT Potential | F2 | Commercial | WA - Health | New | Space Heating | Natural Gas | Gas Furnace - Tube Inserts | A | Integrated Unit Summer Peak Savings (kW) | Achievable Economic UCT Potential | 0 | 0 | 0 | 0 | 0 | 0 | 0 | 0 | 0 | 0 | 0 | 0 | 0 | 0 | 0 | 0 | 0 | 0 | 0 | 0 | 0 | 0 | 0 | 0 | 0 | 0 | 0
F3_Commercial_WA - Health_New_Space Heating_Natural Gas_Gas Furnace - Tube Inserts_A_Achievable Economic UCT Potential | F3 | Commercial | WA - Health | New | Space Heating | Natural Gas | Gas Furnace - Tube Inserts | A | Integrated Unit Winter Peak Savings (kW) | Achievable Economic UCT Potential | 0 | 0 | 0 | 0 | 0 | 0 | 0 | 0 | 0 | 0 | 0 | 0 | 0 | 0 | 0 | 0 | 0 | 0 | 0 | 0 | 0 | 0 | 0 | 0 | 0 | 0 | 0
F4_Commercial_WA - Health_New_Space Heating_Natural Gas_Gas Furnace - Tube Inserts_A_Achievable Economic UCT Potential | F4 | Commercial | WA - Health | New | Space Heating | Natural Gas | Gas Furnace - Tube Inserts | A | Incremental Energy Savings (MWh or mTherms) | Achievable Economic UCT Potential | 0 | 0 | 0 | 0 | 0 | 0 | 0 | 0 | 0 | 0 | 0 | 0 | 0 | 0 | 0 | 0 | 0 | 0 | 0 | 0 | 0 | 0 | 0 | 0 | 0 | 0 | 0
F5_Commercial_WA - Health_New_Space Heating_Natural Gas_Gas Furnace - Tube Inserts_A_Achievable Economic UCT Potential | F5 | Commercial | WA - Health | New | Space Heating | Natural Gas | Gas Furnace - Tube Inserts | A | Incremental Summer Peak Savings (MW) | Achievable Economic UCT Potential | 0 | 0 | 0 | 0 | 0 | 0 | 0 | 0 | 0 | 0 | 0 | 0 | 0 | 0 | 0 | 0 | 0 | 0 | 0 | 0 | 0 | 0 | 0 | 0 | 0 | 0 | 0
F6_Commercial_WA - Health_New_Space Heating_Natural Gas_Gas Furnace - Tube Inserts_A_Achievable Economic UCT Potential | F6 | Commercial | WA - Health | New | Space Heating | Natural Gas | Gas Furnace - Tube Inserts | A | Incremental Winter Peak Savings (MW) | Achievable Economic UCT Potential | 0 | 0 | 0 | 0 | 0 | 0 | 0 | 0 | 0 | 0 | 0 | 0 | 0 | 0 | 0 | 0 | 0 | 0 | 0 | 0 | 0 | 0 | 0 | 0 | 0 | 0 | 0
F7_Commercial_WA - Health_New_Space Heating_Natural Gas_Gas Furnace - Tube Inserts_A_Achievable Economic UCT Potential | F7 | Commercial | WA - Health | New | Space Heating | Natural Gas | Gas Furnace - Tube Inserts | A | Cumulative Energy Savings (MWh or mTherms) | Achievable Economic UCT Potential | 0 | 0 | 0 | 0 | 0 | 0 | 0 | 0 | 0 | 0 | 0 | 0 | 0 | 0 | 0 | 0 | 0 | 0 | 0 | 0 | 0 | 0 | 0 | 0 | 0 | 0 | 0
F8_Commercial_WA - Health_New_Space Heating_Natural Gas_Gas Furnace - Tube Inserts_A_Achievable Economic UCT Potential | F8 | Commercial | WA - Health | New | Space Heating | Natural Gas | Gas Furnace - Tube Inserts | A | Cumulative Summer Peak Savings (MW) | Achievable Economic UCT Potential | 0 | 0 | 0 | 0 | 0 | 0 | 0 | 0 | 0 | 0 | 0 | 0 | 0 | 0 | 0 | 0 | 0 | 0 | 0 | 0 | 0 | 0 | 0 | 0 | 0 | 0 | 0
F9_Commercial_WA - Health_New_Space Heating_Natural Gas_Gas Furnace - Tube Inserts_A_Achievable Economic UCT Potential | F9 | Commercial | WA - Health | New | Space Heating | Natural Gas | Gas Furnace - Tube Inserts | A | Cumulative Winter Peak Savings (MW) | Achievable Economic UCT Potential | 0 | 0 | 0 | 0 | 0 | 0 | 0 | 0 | 0 | 0 | 0 | 0 | 0 | 0 | 0 | 0 | 0 | 0 | 0 | 0 | 0 | 0 | 0 | 0 | 0 | 0 | 0
F10_Commercial_WA - Health_New_Space Heating_Natural Gas_Gas Furnace - Tube Inserts_A_Achievable Economic UCT Potential | F10 | Commercial | WA - Health | New | Space Heating | Natural Gas | Gas Furnace - Tube Inserts | A | Purchases (Incremental) | Achievable Economic UCT Potential | 0 | 0 | 0 | 0 | 0 | 0 | 0 | 0 | 0 | 0 | 0 | 0 | 0 | 0 | 0 | 0 | 0 | 0 | 0 | 0 | 0 | 0 | 0 | 0 | 0 | 0 | 0
F11_Commercial_WA - Health_New_Space Heating_Natural Gas_Gas Furnace - Tube Inserts_A_Achievable Economic UCT Potential | F11 | Commercial | WA - Health | New | Space Heating | Natural Gas | Gas Furnace - Tube Inserts | A | Purchases (Cumulative) | Achievable Economic UCT Potential | 0 | 0 | 0 | 0 | 0 | 0 | 0 | 0 | 0 | 0 | 0 | 0 | 0 | 0 | 0 | 0 | 0 | 0 | 0 | 0 | 0 | 0 | 0 | 0 | 0 | 0 | 0
F1_Commercial_WA - Health_New_Space Heating_Natural Gas_Gas Boiler - Insulate Steam Lines/Condensate Tank_A_Achievable Economic UCT Potential | F1 | Commercial | WA - Health | New | Space Heating | Natural Gas | Gas Boiler - Insulate Steam Lines/Condensate Tank | A | Integrated Unit Energy Savings (kWh or therms) | Achievable Economic UCT Potential | 0 | 0 | 0 | 0 | 0 | 0 | 0 | 0 | 0 | 0 | 0 | 0 | 0 | 0 | 0 | 0 | 0 | 0 | 0 | 0 | 0 | 0 | 0 | 0 | 0 | 0 | 0
F2_Commercial_WA - Health_New_Space Heating_Natural Gas_Gas Boiler - Insulate Steam Lines/Condensate Tank_A_Achievable Economic UCT Potential | F2 | Commercial | WA - Health | New | Space Heating | Natural Gas | Gas Boiler - Insulate Steam Lines/Condensate Tank | A | Integrated Unit Summer Peak Savings (kW) | Achievable Economic UCT Potential | 0 | 0 | 0 | 0 | 0 | 0 | 0 | 0 | 0 | 0 | 0 | 0 | 0 | 0 | 0 | 0 | 0 | 0 | 0 | 0 | 0 | 0 | 0 | 0 | 0 | 0 | 0
F3_Commercial_WA - Health_New_Space Heating_Natural Gas_Gas Boiler - Insulate Steam Lines/Condensate Tank_A_Achievable Economic UCT Potential | F3 | Commercial | WA - Health | New | Space Heating | Natural Gas | Gas Boiler - Insulate Steam Lines/Condensate Tank | A | Integrated Unit Winter Peak Savings (kW) | Achievable Economic UCT Potential | 0 | 0 | 0 | 0 | 0 | 0 | 0 | 0 | 0 | 0 | 0 | 0 | 0 | 0 | 0 | 0 | 0 | 0 | 0 | 0 | 0 | 0 | 0 | 0 | 0 | 0 | 0
F4_Commercial_WA - Health_New_Space Heating_Natural Gas_Gas Boiler - Insulate Steam Lines/Condensate Tank_A_Achievable Economic UCT Potential | F4 | Commercial | WA - Health | New | Space Heating | Natural Gas | Gas Boiler - Insulate Steam Lines/Condensate Tank | A | Incremental Energy Savings (MWh or mTherms) | Achievable Economic UCT Potential | 0 | 0 | 0 | 0 | 0 | 0 | 0 | 0 | 0 | 0 | 0 | 0 | 0 | 0 | 0 | 0 | 0 | 0 | 0 | 0 | 0 | 0 | 0 | 0 | 0 | 0 | 0
F5_Commercial_WA - Health_New_Space Heating_Natural Gas_Gas Boiler - Insulate Steam Lines/Condensate Tank_A_Achievable Economic UCT Potential | F5 | Commercial | WA - Health | New | Space Heating | Natural Gas | Gas Boiler - Insulate Steam Lines/Condensate Tank | A | Incremental Summer Peak Savings (MW) | Achievable Economic UCT Potential | 0 | 0 | 0 | 0 | 0 | 0 | 0 | 0 | 0 | 0 | 0 | 0 | 0 | 0 | 0 | 0 | 0 | 0 | 0 | 0 | 0 | 0 | 0 | 0 | 0 | 0 | 0
F6_Commercial_WA - Health_New_Space Heating_Natural Gas_Gas Boiler - Insulate Steam Lines/Condensate Tank_A_Achievable Economic UCT Potential | F6 | Commercial | WA - Health | New | Space Heating | Natural Gas | Gas Boiler - Insulate Steam Lines/Condensate Tank | A | Incremental Winter Peak Savings (MW) | Achievable Economic UCT Potential | 0 | 0 | 0 | 0 | 0 | 0 | 0 | 0 | 0 | 0 | 0 | 0 | 0 | 0 | 0 | 0 | 0 | 0 | 0 | 0 | 0 | 0 | 0 | 0 | 0 | 0 | 0
F7_Commercial_WA - Health_New_Space Heating_Natural Gas_Gas Boiler - Insulate Steam Lines/Condensate Tank_A_Achievable Economic UCT Potential | F7 | Commercial | WA - Health | New | Space Heating | Natural Gas | Gas Boiler - Insulate Steam Lines/Condensate Tank | A | Cumulative Energy Savings (MWh or mTherms) | Achievable Economic UCT Potential | 0 | 0 | 0 | 0 | 0 | 0 | 0 | 0 | 0 | 0 | 0 | 0 | 0 | 0 | 0 | 0 | 0 | 0 | 0 | 0 | 0 | 0 | 0 | 0 | 0 | 0 | 0
F8_Commercial_WA - Health_New_Space Heating_Natural Gas_Gas Boiler - Insulate Steam Lines/Condensate Tank_A_Achievable Economic UCT Potential | F8 | Commercial | WA - Health | New | Space Heating | Natural Gas | Gas Boiler - Insulate Steam Lines/Condensate Tank | A | Cumulative Summer Peak Savings (MW) | Achievable Economic UCT Potential | 0 | 0 | 0 | 0 | 0 | 0 | 0 | 0 | 0 | 0 | 0 | 0 | 0 | 0 | 0 | 0 | 0 | 0 | 0 | 0 | 0 | 0 | 0 | 0 | 0 | 0 | 0
F9_Commercial_WA - Health_New_Space Heating_Natural Gas_Gas Boiler - Insulate Steam Lines/Condensate Tank_A_Achievable Economic UCT Potential | F9 | Commercial | WA - Health | New | Space Heating | Natural Gas | Gas Boiler - Insulate Steam Lines/Condensate Tank | A | Cumulative Winter Peak Savings (MW) | Achievable Economic UCT Potential | 0 | 0 | 0 | 0 | 0 | 0 | 0 | 0 | 0 | 0 | 0 | 0 | 0 | 0 | 0 | 0 | 0 | 0 | 0 | 0 | 0 | 0 | 0 | 0 | 0 | 0 | 0
F10_Commercial_WA - Health_New_Space Heating_Natural Gas_Gas Boiler - Insulate Steam Lines/Condensate Tank_A_Achievable Economic UCT Potential | F10 | Commercial | WA - Health | New | Space Heating | Natural Gas | Gas Boiler - Insulate Steam Lines/Condensate Tank | A | Purchases (Incremental) | Achievable Economic UCT Potential | 0 | 0 | 0 | 0 | 0 | 0 | 0 | 0 | 0 | 0 | 0 | 0 | 0 | 0 | 0 | 0 | 0 | 0 | 0 | 0 | 0 | 0 | 0 | 0 | 0 | 0 | 0
F11_Commercial_WA - Health_New_Space Heating_Natural Gas_Gas Boiler - Insulate Steam Lines/Condensate Tank_A_Achievable Economic UCT Potential | F11 | Commercial | WA - Health | New | Space Heating | Natural Gas | Gas Boiler - Insulate Steam Lines/Condensate Tank | A | Purchases (Cumulative) | Achievable Economic UCT Potential | 0 | 0 | 0 | 0 | 0 | 0 | 0 | 0 | 0 | 0 | 0 | 0 | 0 | 0 | 0 | 0 | 0 | 0 | 0 | 0 | 0 | 0 | 0 | 0 | 0 | 0 | 0
F1_Commercial_WA - Health_New_Space Heating_Natural Gas_Gas Boiler - Insulate Hot Water Lines_A_Achievable Economic UCT Potential | F1 | Commercial | WA - Health | New | Space Heating | Natural Gas | Gas Boiler - Insulate Hot Water Lines | A | Integrated Unit Energy Savings (kWh or therms) | Achievable Economic UCT Potential | 0 | 0 | 0 | 0 | 0 | 0 | 0 | 0 | 0 | 0 | 0 | 0 | 0 | 0 | 0 | 0 | 0 | 0 | 0 | 0 | 0 | 0 | 0 | 0 | 0 | 0 | 0
F2_Commercial_WA - Health_New_Space Heating_Natural Gas_Gas Boiler - Insulate Hot Water Lines_A_Achievable Economic UCT Potential | F2 | Commercial | WA - Health | New | Space Heating | Natural Gas | Gas Boiler - Insulate Hot Water Lines | A | Integrated Unit Summer Peak Savings (kW) | Achievable Economic UCT Potential | 0 | 0 | 0 | 0 | 0 | 0 | 0 | 0 | 0 | 0 | 0 | 0 | 0 | 0 | 0 | 0 | 0 | 0 | 0 | 0 | 0 | 0 | 0 | 0 | 0 | 0 | 0
F3_Commercial_WA - Health_New_Space Heating_Natural Gas_Gas Boiler - Insulate Hot Water Lines_A_Achievable Economic UCT Potential | F3 | Commercial | WA - Health | New | Space Heating | Natural Gas | Gas Boiler - Insulate Hot Water Lines | A | Integrated Unit Winter Peak Savings (kW) | Achievable Economic UCT Potential | 0 | 0 | 0 | 0 | 0 | 0 | 0 | 0 | 0 | 0 | 0 | 0 | 0 | 0 | 0 | 0 | 0 | 0 | 0 | 0 | 0 | 0 | 0 | 0 | 0 | 0 | 0
F4_Commercial_WA - Health_New_Space Heating_Natural Gas_Gas Boiler - Insulate Hot Water Lines_A_Achievable Economic UCT Potential | F4 | Commercial | WA - Health | New | Space Heating | Natural Gas | Gas Boiler - Insulate Hot Water Lines | A | Incremental Energy Savings (MWh or mTherms) | Achievable Economic UCT Potential | 0 | 0 | 0 | 0 | 0 | 0 | 0 | 0 | 0 | 0 | 0 | 0 | 0 | 0 | 0 | 0 | 0 | 0 | 0 | 0 | 0 | 0 | 0 | 0 | 0 | 0 | 0
F5_Commercial_WA - Health_New_Space Heating_Natural Gas_Gas Boiler - Insulate Hot Water Lines_A_Achievable Economic UCT Potential | F5 | Commercial | WA - Health | New | Space Heating | Natural Gas | Gas Boiler - Insulate Hot Water Lines | A | Incremental Summer Peak Savings (MW) | Achievable Economic UCT Potential | 0 | 0 | 0 | 0 | 0 | 0 | 0 | 0 | 0 | 0 | 0 | 0 | 0 | 0 | 0 | 0 | 0 | 0 | 0 | 0 | 0 | 0 | 0 | 0 | 0 | 0 | 0
F6_Commercial_WA - Health_New_Space Heating_Natural Gas_Gas Boiler - Insulate Hot Water Lines_A_Achievable Economic UCT Potential | F6 | Commercial | WA - Health | New | Space Heating | Natural Gas | Gas Boiler - Insulate Hot Water Lines | A | Incremental Winter Peak Savings (MW) | Achievable Economic UCT Potential | 0 | 0 | 0 | 0 | 0 | 0 | 0 | 0 | 0 | 0 | 0 | 0 | 0 | 0 | 0 | 0 | 0 | 0 | 0 | 0 | 0 | 0 | 0 | 0 | 0 | 0 | 0
F7_Commercial_WA - Health_New_Space Heating_Natural Gas_Gas Boiler - Insulate Hot Water Lines_A_Achievable Economic UCT Potential | F7 | Commercial | WA - Health | New | Space Heating | Natural Gas | Gas Boiler - Insulate Hot Water Lines | A | Cumulative Energy Savings (MWh or mTherms) | Achievable Economic UCT Potential | 0 | 0 | 0 | 0 | 0 | 0 | 0 | 0 | 0 | 0 | 0 | 0 | 0 | 0 | 0 | 0 | 0 | 0 | 0 | 0 | 0 | 0 | 0 | 0 | 0 | 0 | 0
F8_Commercial_WA - Health_New_Space Heating_Natural Gas_Gas Boiler - Insulate Hot Water Lines_A_Achievable Economic UCT Potential | F8 | Commercial | WA - Health | New | Space Heating | Natural Gas | Gas Boiler - Insulate Hot Water Lines | A | Cumulative Summer Peak Savings (MW) | Achievable Economic UCT Potential | 0 | 0 | 0 | 0 | 0 | 0 | 0 | 0 | 0 | 0 | 0 | 0 | 0 | 0 | 0 | 0 | 0 | 0 | 0 | 0 | 0 | 0 | 0 | 0 | 0 | 0 | 0
F9_Commercial_WA - Health_New_Space Heating_Natural Gas_Gas Boiler - Insulate Hot Water Lines_A_Achievable Economic UCT Potential | F9 | Commercial | WA - Health | New | Space Heating | Natural Gas | Gas Boiler - Insulate Hot Water Lines | A | Cumulative Winter Peak Savings (MW) | Achievable Economic UCT Potential | 0 | 0 | 0 | 0 | 0 | 0 | 0 | 0 | 0 | 0 | 0 | 0 | 0 | 0 | 0 | 0 | 0 | 0 | 0 | 0 | 0 | 0 | 0 | 0 | 0 | 0 | 0
F10_Commercial_WA - Health_New_Space Heating_Natural Gas_Gas Boiler - Insulate Hot Water Lines_A_Achievable Economic UCT Potential | F10 | Commercial | WA - Health | New | Space Heating | Natural Gas | Gas Boiler - Insulate Hot Water Lines | A | Purchases (Incremental) | Achievable Economic UCT Potential | 0 | 0 | 0 | 0 | 0 | 0 | 0 | 0 | 0 | 0 | 0 | 0 | 0 | 0 | 0 | 0 | 0 | 0 | 0 | 0 | 0 | 0 | 0 | 0 | 0 | 0 | 0
F11_Commercial_WA - Health_New_Space Heating_Natural Gas_Gas Boiler - Insulate Hot Water Lines_A_Achievable Economic UCT Potential | F11 | Commercial | WA - Health | New | Space Heating | Natural Gas | Gas Boiler - Insulate Hot Water Lines | A | Purchases (Cumulative) | Achievable Economic UCT Potential | 0 | 0 | 0 | 0 | 0 | 0 | 0 | 0 | 0 | 0 | 0 | 0 | 0 | 0 | 0 | 0 | 0 | 0 | 0 | 0 | 0 | 0 | 0 | 0 | 0 | 0 | 0
F1_Commercial_WA - Health_New_Space Heating_Natural Gas_Condensing RTU_A_Achievable Economic UCT Potential | F1 | Commercial | WA - Health | New | Space Heating | Natural Gas | Condensing RTU | A | Integrated Unit Energy Savings (kWh or therms) | Achievable Economic UCT Potential | 0 | 0 | 0 | 0 | 0 | 0 | 0 | 0 | 0 | 0 | 0 | 0 | 0 | 0 | 0 | 0 | 0 | 0 | 0 | 0 | 0 | 0 | 0 | 0 | 0 | 0 | 0
F2_Commercial_WA - Health_New_Space Heating_Natural Gas_Condensing RTU_A_Achievable Economic UCT Potential | F2 | Commercial | WA - Health | New | Space Heating | Natural Gas | Condensing RTU | A | Integrated Unit Summer Peak Savings (kW) | Achievable Economic UCT Potential | 0 | 0 | 0 | 0 | 0 | 0 | 0 | 0 | 0 | 0 | 0 | 0 | 0 | 0 | 0 | 0 | 0 | 0 | 0 | 0 | 0 | 0 | 0 | 0 | 0 | 0 | 0
F3_Commercial_WA - Health_New_Space Heating_Natural Gas_Condensing RTU_A_Achievable Economic UCT Potential | F3 | Commercial | WA - Health | New | Space Heating | Natural Gas | Condensing RTU | A | Integrated Unit Winter Peak Savings (kW) | Achievable Economic UCT Potential | 0 | 0 | 0 | 0 | 0 | 0 | 0 | 0 | 0 | 0 | 0 | 0 | 0 | 0 | 0 | 0 | 0 | 0 | 0 | 0 | 0 | 0 | 0 | 0 | 0 | 0 | 0
F4_Commercial_WA - Health_New_Space Heating_Natural Gas_Condensing RTU_A_Achievable Economic UCT Potential | F4 | Commercial | WA - Health | New | Space Heating | Natural Gas | Condensing RTU | A | Incremental Energy Savings (MWh or mTherms) | Achievable Economic UCT Potential | 0 | 0 | 0 | 0 | 0 | 0 | 0 | 0 | 0 | 0 | 0 | 0 | 0 | 0 | 0 | 0 | 0 | 0 | 0 | 0 | 0 | 0 | 0 | 0 | 0 | 0 | 0
F5_Commercial_WA - Health_New_Space Heating_Natural Gas_Condensing RTU_A_Achievable Economic UCT Potential | F5 | Commercial | WA - Health | New | Space Heating | Natural Gas | Condensing RTU | A | Incremental Summer Peak Savings (MW) | Achievable Economic UCT Potential | 0 | 0 | 0 | 0 | 0 | 0 | 0 | 0 | 0 | 0 | 0 | 0 | 0 | 0 | 0 | 0 | 0 | 0 | 0 | 0 | 0 | 0 | 0 | 0 | 0 | 0 | 0
F6_Commercial_WA - Health_New_Space Heating_Natural Gas_Condensing RTU_A_Achievable Economic UCT Potential | F6 | Commercial | WA - Health | New | Space Heating | Natural Gas | Condensing RTU | A | Incremental Winter Peak Savings (MW) | Achievable Economic UCT Potential | 0 | 0 | 0 | 0 | 0 | 0 | 0 | 0 | 0 | 0 | 0 | 0 | 0 | 0 | 0 | 0 | 0 | 0 | 0 | 0 | 0 | 0 | 0 | 0 | 0 | 0 | 0
F7_Commercial_WA - Health_New_Space Heating_Natural Gas_Condensing RTU_A_Achievable Economic UCT Potential | F7 | Commercial | WA - Health | New | Space Heating | Natural Gas | Condensing RTU | A | Cumulative Energy Savings (MWh or mTherms) | Achievable Economic UCT Potential | 0 | 0 | 0 | 0 | 0 | 0 | 0 | 0 | 0 | 0 | 0 | 0 | 0 | 0 | 0 | 0 | 0 | 0 | 0 | 0 | 0 | 0 | 0 | 0 | 0 | 0 | 0
F8_Commercial_WA - Health_New_Space Heating_Natural Gas_Condensing RTU_A_Achievable Economic UCT Potential | F8 | Commercial | WA - Health | New | Space Heating | Natural Gas | Condensing RTU | A | Cumulative Summer Peak Savings (MW) | Achievable Economic UCT Potential | 0 | 0 | 0 | 0 | 0 | 0 | 0 | 0 | 0 | 0 | 0 | 0 | 0 | 0 | 0 | 0 | 0 | 0 | 0 | 0 | 0 | 0 | 0 | 0 | 0 | 0 | 0
F9_Commercial_WA - Health_New_Space Heating_Natural Gas_Condensing RTU_A_Achievable Economic UCT Potential | F9 | Commercial | WA - Health | New | Space Heating | Natural Gas | Condensing RTU | A | Cumulative Winter Peak Savings (MW) | Achievable Economic UCT Potential | 0 | 0 | 0 | 0 | 0 | 0 | 0 | 0 | 0 | 0 | 0 | 0 | 0 | 0 | 0 | 0 | 0 | 0 | 0 | 0 | 0 | 0 | 0 | 0 | 0 | 0 | 0
F10_Commercial_WA - Health_New_Space Heating_Natural Gas_Condensing RTU_A_Achievable Economic UCT Potential | F10 | Commercial | WA - Health | New | Space Heating | Natural Gas | Condensing RTU | A | Purchases (Incremental) | Achievable Economic UCT Potential | 0 | 0 | 0 | 0 | 0 | 0 | 0 | 0 | 0 | 0 | 0 | 0 | 0 | 0 | 0 | 0 | 0 | 0 | 0 | 0 | 0 | 0 | 0 | 0 | 0 | 0 | 0
F11_Commercial_WA - Health_New_Space Heating_Natural Gas_Condensing RTU_A_Achievable Economic UCT Potential | F11 | Commercial | WA - Health | New | Space Heating | Natural Gas | Condensing RTU | A | Purchases (Cumulative) | Achievable Economic UCT Potential | 0 | 0 | 0 | 0 | 0 | 0 | 0 | 0 | 0 | 0 | 0 | 0 | 0 | 0 | 0 | 0 | 0 | 0 | 0 | 0 | 0 | 0 | 0 | 0 | 0 | 0 | 0
F1_Commercial_WA - Health_New_Space Heating_Natural Gas_Hydronic Heating Radiator Replacement_A_Achievable Economic UCT Potential | F1 | Commercial | WA - Health | New | Space Heating | Natural Gas | Hydronic Heating Radiator Replacement | A | Integrated Unit Energy Savings (kWh or therms) | Achievable Economic UCT Potential | 0 | 0 | 0 | 0 | 0 | 0 | 0 | 0 | 0 | 0 | 0 | 0 | 0 | 0 | 0 | 0 | 0 | 0 | 0 | 0 | 0 | 0 | 0 | 0 | 0 | 0 | 0
F2_Commercial_WA - Health_New_Space Heating_Natural Gas_Hydronic Heating Radiator Replacement_A_Achievable Economic UCT Potential | F2 | Commercial | WA - Health | New | Space Heating | Natural Gas | Hydronic Heating Radiator Replacement | A | Integrated Unit Summer Peak Savings (kW) | Achievable Economic UCT Potential | 0 | 0 | 0 | 0 | 0 | 0 | 0 | 0 | 0 | 0 | 0 | 0 | 0 | 0 | 0 | 0 | 0 | 0 | 0 | 0 | 0 | 0 | 0 | 0 | 0 | 0 | 0
F3_Commercial_WA - Health_New_Space Heating_Natural Gas_Hydronic Heating Radiator Replacement_A_Achievable Economic UCT Potential | F3 | Commercial | WA - Health | New | Space Heating | Natural Gas | Hydronic Heating Radiator Replacement | A | Integrated Unit Winter Peak Savings (kW) | Achievable Economic UCT Potential | 0 | 0 | 0 | 0 | 0 | 0 | 0 | 0 | 0 | 0 | 0 | 0 | 0 | 0 | 0 | 0 | 0 | 0 | 0 | 0 | 0 | 0 | 0 | 0 | 0 | 0 | 0
F4_Commercial_WA - Health_New_Space Heating_Natural Gas_Hydronic Heating Radiator Replacement_A_Achievable Economic UCT Potential | F4 | Commercial | WA - Health | New | Space Heating | Natural Gas | Hydronic Heating Radiator Replacement | A | Incremental Energy Savings (MWh or mTherms) | Achievable Economic UCT Potential | 0 | 0 | 0 | 0 | 0 | 0 | 0 | 0 | 0 | 0 | 0 | 0 | 0 | 0 | 0 | 0 | 0 | 0 | 0 | 0 | 0 | 0 | 0 | 0 | 0 | 0 | 0
F5_Commercial_WA - Health_New_Space Heating_Natural Gas_Hydronic Heating Radiator Replacement_A_Achievable Economic UCT Potential | F5 | Commercial | WA - Health | New | Space Heating | Natural Gas | Hydronic Heating Radiator Replacement | A | Incremental Summer Peak Savings (MW) | Achievable Economic UCT Potential | 0 | 0 | 0 | 0 | 0 | 0 | 0 | 0 | 0 | 0 | 0 | 0 | 0 | 0 | 0 | 0 | 0 | 0 | 0 | 0 | 0 | 0 | 0 | 0 | 0 | 0 | 0
F6_Commercial_WA - Health_New_Space Heating_Natural Gas_Hydronic Heating Radiator Replacement_A_Achievable Economic UCT Potential | F6 | Commercial | WA - Health | New | Space Heating | Natural Gas | Hydronic Heating Radiator Replacement | A | Incremental Winter Peak Savings (MW) | Achievable Economic UCT Potential | 0 | 0 | 0 | 0 | 0 | 0 | 0 | 0 | 0 | 0 | 0 | 0 | 0 | 0 | 0 | 0 | 0 | 0 | 0 | 0 | 0 | 0 | 0 | 0 | 0 | 0 | 0
F7_Commercial_WA - Health_New_Space Heating_Natural Gas_Hydronic Heating Radiator Replacement_A_Achievable Economic UCT Potential | F7 | Commercial | WA - Health | New | Space Heating | Natural Gas | Hydronic Heating Radiator Replacement | A | Cumulative Energy Savings (MWh or mTherms) | Achievable Economic UCT Potential | 0 | 0 | 0 | 0 | 0 | 0 | 0 | 0 | 0 | 0 | 0 | 0 | 0 | 0 | 0 | 0 | 0 | 0 | 0 | 0 | 0 | 0 | 0 | 0 | 0 | 0 | 0
F8_Commercial_WA - Health_New_Space Heating_Natural Gas_Hydronic Heating Radiator Replacement_A_Achievable Economic UCT Potential | F8 | Commercial | WA - Health | New | Space Heating | Natural Gas | Hydronic Heating Radiator Replacement | A | Cumulative Summer Peak Savings (MW) | Achievable Economic UCT Potential | 0 | 0 | 0 | 0 | 0 | 0 | 0 | 0 | 0 | 0 | 0 | 0 | 0 | 0 | 0 | 0 | 0 | 0 | 0 | 0 | 0 | 0 | 0 | 0 | 0 | 0 | 0
F9_Commercial_WA - Health_New_Space Heating_Natural Gas_Hydronic Heating Radiator Replacement_A_Achievable Economic UCT Potential | F9 | Commercial | WA - Health | New | Space Heating | Natural Gas | Hydronic Heating Radiator Replacement | A | Cumulative Winter Peak Savings (MW) | Achievable Economic UCT Potential | 0 | 0 | 0 | 0 | 0 | 0 | 0 | 0 | 0 | 0 | 0 | 0 | 0 | 0 | 0 | 0 | 0 | 0 | 0 | 0 | 0 | 0 | 0 | 0 | 0 | 0 | 0
F10_Commercial_WA - Health_New_Space Heating_Natural Gas_Hydronic Heating Radiator Replacement_A_Achievable Economic UCT Potential | F10 | Commercial | WA - Health | New | Space Heating | Natural Gas | Hydronic Heating Radiator Replacement | A | Purchases (Incremental) | Achievable Economic UCT Potential | 0 | 0 | 0 | 0 | 0 | 0 | 0 | 0 | 0 | 0 | 0 | 0 | 0 | 0 | 0 | 0 | 0 | 0 | 0 | 0 | 0 | 0 | 0 | 0 | 0 | 0 | 0
F11_Commercial_WA - Health_New_Space Heating_Natural Gas_Hydronic Heating Radiator Replacement_A_Achievable Economic UCT Potential | F11 | Commercial | WA - Health | New | Space Heating | Natural Gas | Hydronic Heating Radiator Replacement | A | Purchases (Cumulative) | Achievable Economic UCT Potential | 0 | 0 | 0 | 0 | 0 | 0 | 0 | 0 | 0 | 0 | 0 | 0 | 0 | 0 | 0 | 0 | 0 | 0 | 0 | 0 | 0 | 0 | 0 | 0 | 0 | 0 | 0
F1_Commercial_WA - Health_New_Space Heating_Natural Gas_Thermostat - Connected_A_Achievable Economic UCT Potential | F1 | Commercial | WA - Health | New | Space Heating | Natural Gas | Thermostat - Connected | A | Integrated Unit Energy Savings (kWh or therms) | Achievable Economic UCT Potential | 0 | 0 | 0 | 0 | 0 | 0 | 0 | 0 | 0 | 0 | 0 | 0 | 0 | 0 | 0 | 0 | 0 | 0 | 0 | 0 | 0 | 0 | 0 | 0 | 0 | 0 | 0
F2_Commercial_WA - Health_New_Space Heating_Natural Gas_Thermostat - Connected_A_Achievable Economic UCT Potential | F2 | Commercial | WA - Health | New | Space Heating | Natural Gas | Thermostat - Connected | A | Integrated Unit Summer Peak Savings (kW) | Achievable Economic UCT Potential | 0 | 0 | 0 | 0 | 0 | 0 | 0 | 0 | 0 | 0 | 0 | 0 | 0 | 0 | 0 | 0 | 0 | 0 | 0 | 0 | 0 | 0 | 0 | 0 | 0 | 0 | 0
F3_Commercial_WA - Health_New_Space Heating_Natural Gas_Thermostat - Connected_A_Achievable Economic UCT Potential | F3 | Commercial | WA - Health | New | Space Heating | Natural Gas | Thermostat - Connected | A | Integrated Unit Winter Peak Savings (kW) | Achievable Economic UCT Potential | 0 | 0 | 0 | 0 | 0 | 0 | 0 | 0 | 0 | 0 | 0 | 0 | 0 | 0 | 0 | 0 | 0 | 0 | 0 | 0 | 0 | 0 | 0 | 0 | 0 | 0 | 0
F4_Commercial_WA - Health_New_Space Heating_Natural Gas_Thermostat - Connected_A_Achievable Economic UCT Potential | F4 | Commercial | WA - Health | New | Space Heating | Natural Gas | Thermostat - Connected | A | Incremental Energy Savings (MWh or mTherms) | Achievable Economic UCT Potential | 0 | 0 | 0 | 0 | 0 | 0 | 0 | 0 | 0 | 0 | 0 | 0 | 0 | 0 | 0 | 0 | 0 | 0 | 0 | 0 | 0 | 0 | 0 | 0 | 0 | 0 | 0
F5_Commercial_WA - Health_New_Space Heating_Natural Gas_Thermostat - Connected_A_Achievable Economic UCT Potential | F5 | Commercial | WA - Health | New | Space Heating | Natural Gas | Thermostat - Connected | A | Incremental Summer Peak Savings (MW) | Achievable Economic UCT Potential | 0 | 0 | 0 | 0 | 0 | 0 | 0 | 0 | 0 | 0 | 0 | 0 | 0 | 0 | 0 | 0 | 0 | 0 | 0 | 0 | 0 | 0 | 0 | 0 | 0 | 0 | 0
F6_Commercial_WA - Health_New_Space Heating_Natural Gas_Thermostat - Connected_A_Achievable Economic UCT Potential | F6 | Commercial | WA - Health | New | Space Heating | Natural Gas | Thermostat - Connected | A | Incremental Winter Peak Savings (MW) | Achievable Economic UCT Potential | 0 | 0 | 0 | 0 | 0 | 0 | 0 | 0 | 0 | 0 | 0 | 0 | 0 | 0 | 0 | 0 | 0 | 0 | 0 | 0 | 0 | 0 | 0 | 0 | 0 | 0 | 0
F7_Commercial_WA - Health_New_Space Heating_Natural Gas_Thermostat - Connected_A_Achievable Economic UCT Potential | F7 | Commercial | WA - Health | New | Space Heating | Natural Gas | Thermostat - Connected | A | Cumulative Energy Savings (MWh or mTherms) | Achievable Economic UCT Potential | 0 | 0 | 0 | 0 | 0 | 0 | 0 | 0 | 0 | 0 | 0 | 0 | 0 | 0 | 0 | 0 | 0 | 0 | 0 | 0 | 0 | 0 | 0 | 0 | 0 | 0 | 0
F8_Commercial_WA - Health_New_Space Heating_Natural Gas_Thermostat - Connected_A_Achievable Economic UCT Potential | F8 | Commercial | WA - Health | New | Space Heating | Natural Gas | Thermostat - Connected | A | Cumulative Summer Peak Savings (MW) | Achievable Economic UCT Potential | 0 | 0 | 0 | 0 | 0 | 0 | 0 | 0 | 0 | 0 | 0 | 0 | 0 | 0 | 0 | 0 | 0 | 0 | 0 | 0 | 0 | 0 | 0 | 0 | 0 | 0 | 0
F9_Commercial_WA - Health_New_Space Heating_Natural Gas_Thermostat - Connected_A_Achievable Economic UCT Potential | F9 | Commercial | WA - Health | New | Space Heating | Natural Gas | Thermostat - Connected | A | Cumulative Winter Peak Savings (MW) | Achievable Economic UCT Potential | 0 | 0 | 0 | 0 | 0 | 0 | 0 | 0 | 0 | 0 | 0 | 0 | 0 | 0 | 0 | 0 | 0 | 0 | 0 | 0 | 0 | 0 | 0 | 0 | 0 | 0 | 0
F10_Commercial_WA - Health_New_Space Heating_Natural Gas_Thermostat - Connected_A_Achievable Economic UCT Potential | F10 | Commercial | WA - Health | New | Space Heating | Natural Gas | Thermostat - Connected | A | Purchases (Incremental) | Achievable Economic UCT Potential | 0 | 0 | 0 | 0 | 0 | 0 | 0 | 0 | 0 | 0 | 0 | 0 | 0 | 0 | 0 | 0 | 0 | 0 | 0 | 0 | 0 | 0 | 0 | 0 | 0 | 0 | 0
F11_Commercial_WA - Health_New_Space Heating_Natural Gas_Thermostat - Connected_A_Achievable Economic UCT Potential | F11 | Commercial | WA - Health | New | Space Heating | Natural Gas | Thermostat - Connected | A | Purchases (Cumulative) | Achievable Economic UCT Potential | 0 | 0 | 0 | 0 | 0 | 0 | 0 | 0 | 0 | 0 | 0 | 0 | 0 | 0 | 0 | 0 | 0 | 0 | 0 | 0 | 0 | 0 | 0 | 0 | 0 | 0 | 0
F1_Commercial_WA - Health_New_Water Heating_Natural Gas_Water Heater - Thermostatic Shower Restriction Valve_A_Achievable Economic UCT Potential | F1 | Commercial | WA - Health | New | Water Heating | Natural Gas | Water Heater - Thermostatic Shower Restriction Valve | A | Integrated Unit Energy Savings (kWh or therms) | Achievable Economic UCT Potential | 0 | 0 | 0 | 0 | 0 | 0 | 0 | 0 | 0 | 0 | 0 | 0 | 0 | 0 | 0 | 0 | 0 | 0 | 0 | 0 | 0 | 0 | 0 | 0 | 0 | 0 | 0
F2_Commercial_WA - Health_New_Water Heating_Natural Gas_Water Heater - Thermostatic Shower Restriction Valve_A_Achievable Economic UCT Potential | F2 | Commercial | WA - Health | New | Water Heating | Natural Gas | Water Heater - Thermostatic Shower Restriction Valve | A | Integrated Unit Summer Peak Savings (kW) | Achievable Economic UCT Potential | 0 | 0 | 0 | 0 | 0 | 0 | 0 | 0 | 0 | 0 | 0 | 0 | 0 | 0 | 0 | 0 | 0 | 0 | 0 | 0 | 0 | 0 | 0 | 0 | 0 | 0 | 0
F3_Commercial_WA - Health_New_Water Heating_Natural Gas_Water Heater - Thermostatic Shower Restriction Valve_A_Achievable Economic UCT Potential | F3 | Commercial | WA - Health | New | Water Heating | Natural Gas | Water Heater - Thermostatic Shower Restriction Valve | A | Integrated Unit Winter Peak Savings (kW) | Achievable Economic UCT Potential | 0 | 0 | 0 | 0 | 0 | 0 | 0 | 0 | 0 | 0 | 0 | 0 | 0 | 0 | 0 | 0 | 0 | 0 | 0 | 0 | 0 | 0 | 0 | 0 | 0 | 0 | 0
F4_Commercial_WA - Health_New_Water Heating_Natural Gas_Water Heater - Thermostatic Shower Restriction Valve_A_Achievable Economic UCT Potential | F4 | Commercial | WA - Health | New | Water Heating | Natural Gas | Water Heater - Thermostatic Shower Restriction Valve | A | Incremental Energy Savings (MWh or mTherms) | Achievable Economic UCT Potential | 0 | 0 | 0 | 0 | 0 | 0 | 0 | 0 | 0 | 0 | 0 | 0 | 0 | 0 | 0 | 0 | 0 | 0 | 0 | 0 | 0 | 0 | 0 | 0 | 0 | 0 | 0
F5_Commercial_WA - Health_New_Water Heating_Natural Gas_Water Heater - Thermostatic Shower Restriction Valve_A_Achievable Economic UCT Potential | F5 | Commercial | WA - Health | New | Water Heating | Natural Gas | Water Heater - Thermostatic Shower Restriction Valve | A | Incremental Summer Peak Savings (MW) | Achievable Economic UCT Potential | 0 | 0 | 0 | 0 | 0 | 0 | 0 | 0 | 0 | 0 | 0 | 0 | 0 | 0 | 0 | 0 | 0 | 0 | 0 | 0 | 0 | 0 | 0 | 0 | 0 | 0 | 0
F6_Commercial_WA - Health_New_Water Heating_Natural Gas_Water Heater - Thermostatic Shower Restriction Valve_A_Achievable Economic UCT Potential | F6 | Commercial | WA - Health | New | Water Heating | Natural Gas | Water Heater - Thermostatic Shower Restriction Valve | A | Incremental Winter Peak Savings (MW) | Achievable Economic UCT Potential | 0 | 0 | 0 | 0 | 0 | 0 | 0 | 0 | 0 | 0 | 0 | 0 | 0 | 0 | 0 | 0 | 0 | 0 | 0 | 0 | 0 | 0 | 0 | 0 | 0 | 0 | 0
F7_Commercial_WA - Health_New_Water Heating_Natural Gas_Water Heater - Thermostatic Shower Restriction Valve_A_Achievable Economic UCT Potential | F7 | Commercial | WA - Health | New | Water Heating | Natural Gas | Water Heater - Thermostatic Shower Restriction Valve | A | Cumulative Energy Savings (MWh or mTherms) | Achievable Economic UCT Potential | 0 | 0 | 0 | 0 | 0 | 0 | 0 | 0 | 0 | 0 | 0 | 0 | 0 | 0 | 0 | 0 | 0 | 0 | 0 | 0 | 0 | 0 | 0 | 0 | 0 | 0 | 0
F8_Commercial_WA - Health_New_Water Heating_Natural Gas_Water Heater - Thermostatic Shower Restriction Valve_A_Achievable Economic UCT Potential | F8 | Commercial | WA - Health | New | Water Heating | Natural Gas | Water Heater - Thermostatic Shower Restriction Valve | A | Cumulative Summer Peak Savings (MW) | Achievable Economic UCT Potential | 0 | 0 | 0 | 0 | 0 | 0 | 0 | 0 | 0 | 0 | 0 | 0 | 0 | 0 | 0 | 0 | 0 | 0 | 0 | 0 | 0 | 0 | 0 | 0 | 0 | 0 | 0
F9_Commercial_WA - Health_New_Water Heating_Natural Gas_Water Heater - Thermostatic Shower Restriction Valve_A_Achievable Economic UCT Potential | F9 | Commercial | WA - Health | New | Water Heating | Natural Gas | Water Heater - Thermostatic Shower Restriction Valve | A | Cumulative Winter Peak Savings (MW) | Achievable Economic UCT Potential | 0 | 0 | 0 | 0 | 0 | 0 | 0 | 0 | 0 | 0 | 0 | 0 | 0 | 0 | 0 | 0 | 0 | 0 | 0 | 0 | 0 | 0 | 0 | 0 | 0 | 0 | 0
F10_Commercial_WA - Health_New_Water Heating_Natural Gas_Water Heater - Thermostatic Shower Restriction Valve_A_Achievable Economic UCT Potential | F10 | Commercial | WA - Health | New | Water Heating | Natural Gas | Water Heater - Thermostatic Shower Restriction Valve | A | Purchases (Incremental) | Achievable Economic UCT Potential | 0 | 0 | 0 | 0 | 0 | 0 | 0 | 0 | 0 | 0 | 0 | 0 | 0 | 0 | 0 | 0 | 0 | 0 | 0 | 0 | 0 | 0 | 0 | 0 | 0 | 0 | 0
F11_Commercial_WA - Health_New_Water Heating_Natural Gas_Water Heater - Thermostatic Shower Restriction Valve_A_Achievable Economic UCT Potential | F11 | Commercial | WA - Health | New | Water Heating | Natural Gas | Water Heater - Thermostatic Shower Restriction Valve | A | Purchases (Cumulative) | Achievable Economic UCT Potential | 0 | 0 | 0 | 0 | 0 | 0 | 0 | 0 | 0 | 0 | 0 | 0 | 0 | 0 | 0 | 0 | 0 | 0 | 0 | 0 | 0 | 0 | 0 | 0 | 0 | 0 | 0
F1_Commercial_WA - Health_New_Water Heating_Natural Gas_Water Heater - Pre-Rinse Spray Valve_A_Achievable Economic UCT Potential | F1 | Commercial | WA - Health | New | Water Heating | Natural Gas | Water Heater - Pre-Rinse Spray Valve | A | Integrated Unit Energy Savings (kWh or therms) | Achievable Economic UCT Potential | 0 | 0 | 0 | 0 | 0 | 0 | 0 | 0 | 0 | 0 | 0 | 0 | 0 | 0 | 0 | 0 | 0 | 0 | 0 | 0 | 0 | 0 | 0 | 0 | 0 | 0 | 0
F2_Commercial_WA - Health_New_Water Heating_Natural Gas_Water Heater - Pre-Rinse Spray Valve_A_Achievable Economic UCT Potential | F2 | Commercial | WA - Health | New | Water Heating | Natural Gas | Water Heater - Pre-Rinse Spray Valve | A | Integrated Unit Summer Peak Savings (kW) | Achievable Economic UCT Potential | 0 | 0 | 0 | 0 | 0 | 0 | 0 | 0 | 0 | 0 | 0 | 0 | 0 | 0 | 0 | 0 | 0 | 0 | 0 | 0 | 0 | 0 | 0 | 0 | 0 | 0 | 0
F3_Commercial_WA - Health_New_Water Heating_Natural Gas_Water Heater - Pre-Rinse Spray Valve_A_Achievable Economic UCT Potential | F3 | Commercial | WA - Health | New | Water Heating | Natural Gas | Water Heater - Pre-Rinse Spray Valve | A | Integrated Unit Winter Peak Savings (kW) | Achievable Economic UCT Potential | 0 | 0 | 0 | 0 | 0 | 0 | 0 | 0 | 0 | 0 | 0 | 0 | 0 | 0 | 0 | 0 | 0 | 0 | 0 | 0 | 0 | 0 | 0 | 0 | 0 | 0 | 0
F4_Commercial_WA - Health_New_Water Heating_Natural Gas_Water Heater - Pre-Rinse Spray Valve_A_Achievable Economic UCT Potential | F4 | Commercial | WA - Health | New | Water Heating | Natural Gas | Water Heater - Pre-Rinse Spray Valve | A | Incremental Energy Savings (MWh or mTherms) | Achievable Economic UCT Potential | 0 | 0 | 0 | 0 | 0 | 0 | 0 | 0 | 0 | 0 | 0 | 0 | 0 | 0 | 0 | 0 | 0 | 0 | 0 | 0 | 0 | 0 | 0 | 0 | 0 | 0 | 0
F5_Commercial_WA - Health_New_Water Heating_Natural Gas_Water Heater - Pre-Rinse Spray Valve_A_Achievable Economic UCT Potential | F5 | Commercial | WA - Health | New | Water Heating | Natural Gas | Water Heater - Pre-Rinse Spray Valve | A | Incremental Summer Peak Savings (MW) | Achievable Economic UCT Potential | 0 | 0 | 0 | 0 | 0 | 0 | 0 | 0 | 0 | 0 | 0 | 0 | 0 | 0 | 0 | 0 | 0 | 0 | 0 | 0 | 0 | 0 | 0 | 0 | 0 | 0 | 0
F6_Commercial_WA - Health_New_Water Heating_Natural Gas_Water Heater - Pre-Rinse Spray Valve_A_Achievable Economic UCT Potential | F6 | Commercial | WA - Health | New | Water Heating | Natural Gas | Water Heater - Pre-Rinse Spray Valve | A | Incremental Winter Peak Savings (MW) | Achievable Economic UCT Potential | 0 | 0 | 0 | 0 | 0 | 0 | 0 | 0 | 0 | 0 | 0 | 0 | 0 | 0 | 0 | 0 | 0 | 0 | 0 | 0 | 0 | 0 | 0 | 0 | 0 | 0 | 0
F7_Commercial_WA - Health_New_Water Heating_Natural Gas_Water Heater - Pre-Rinse Spray Valve_A_Achievable Economic UCT Potential | F7 | Commercial | WA - Health | New | Water Heating | Natural Gas | Water Heater - Pre-Rinse Spray Valve | A | Cumulative Energy Savings (MWh or mTherms) | Achievable Economic UCT Potential | 0 | 0 | 0 | 0 | 0 | 0 | 0 | 0 | 0 | 0 | 0 | 0 | 0 | 0 | 0 | 0 | 0 | 0 | 0 | 0 | 0 | 0 | 0 | 0 | 0 | 0 | 0
F8_Commercial_WA - Health_New_Water Heating_Natural Gas_Water Heater - Pre-Rinse Spray Valve_A_Achievable Economic UCT Potential | F8 | Commercial | WA - Health | New | Water Heating | Natural Gas | Water Heater - Pre-Rinse Spray Valve | A | Cumulative Summer Peak Savings (MW) | Achievable Economic UCT Potential | 0 | 0 | 0 | 0 | 0 | 0 | 0 | 0 | 0 | 0 | 0 | 0 | 0 | 0 | 0 | 0 | 0 | 0 | 0 | 0 | 0 | 0 | 0 | 0 | 0 | 0 | 0
F9_Commercial_WA - Health_New_Water Heating_Natural Gas_Water Heater - Pre-Rinse Spray Valve_A_Achievable Economic UCT Potential | F9 | Commercial | WA - Health | New | Water Heating | Natural Gas | Water Heater - Pre-Rinse Spray Valve | A | Cumulative Winter Peak Savings (MW) | Achievable Economic UCT Potential | 0 | 0 | 0 | 0 | 0 | 0 | 0 | 0 | 0 | 0 | 0 | 0 | 0 | 0 | 0 | 0 | 0 | 0 | 0 | 0 | 0 | 0 | 0 | 0 | 0 | 0 | 0
F10_Commercial_WA - Health_New_Water Heating_Natural Gas_Water Heater - Pre-Rinse Spray Valve_A_Achievable Economic UCT Potential | F10 | Commercial | WA - Health | New | Water Heating | Natural Gas | Water Heater - Pre-Rinse Spray Valve | A | Purchases (Incremental) | Achievable Economic UCT Potential | 0 | 0 | 0 | 0 | 0 | 0 | 0 | 0 | 0 | 0 | 0 | 0 | 0 | 0 | 0 | 0 | 0 | 0 | 0 | 0 | 0 | 0 | 0 | 0 | 0 | 0 | 0
F11_Commercial_WA - Health_New_Water Heating_Natural Gas_Water Heater - Pre-Rinse Spray Valve_A_Achievable Economic UCT Potential | F11 | Commercial | WA - Health | New | Water Heating | Natural Gas | Water Heater - Pre-Rinse Spray Valve | A | Purchases (Cumulative) | Achievable Economic UCT Potential | 0 | 0 | 0 | 0 | 0 | 0 | 0 | 0 | 0 | 0 | 0 | 0 | 0 | 0 | 0 | 0 | 0 | 0 | 0 | 0 | 0 | 0 | 0 | 0 | 0 | 0 | 0
F1_Commercial_WA - Health_New_Water Heating_Natural Gas_Water Heater - Temperature Setback_A_Achievable Economic UCT Potential | F1 | Commercial | WA - Health | New | Water Heating | Natural Gas | Water Heater - Temperature Setback | A | Integrated Unit Energy Savings (kWh or therms) | Achievable Economic UCT Potential | 0 | 0 | 0 | 0 | 0 | 0 | 0 | 0 | 0 | 0 | 0 | 0 | 0 | 0 | 0 | 0 | 0 | 0 | 0 | 0 | 0 | 0 | 0 | 0 | 0 | 0 | 0
F2_Commercial_WA - Health_New_Water Heating_Natural Gas_Water Heater - Temperature Setback_A_Achievable Economic UCT Potential | F2 | Commercial | WA - Health | New | Water Heating | Natural Gas | Water Heater - Temperature Setback | A | Integrated Unit Summer Peak Savings (kW) | Achievable Economic UCT Potential | 0 | 0 | 0 | 0 | 0 | 0 | 0 | 0 | 0 | 0 | 0 | 0 | 0 | 0 | 0 | 0 | 0 | 0 | 0 | 0 | 0 | 0 | 0 | 0 | 0 | 0 | 0
F3_Commercial_WA - Health_New_Water Heating_Natural Gas_Water Heater - Temperature Setback_A_Achievable Economic UCT Potential | F3 | Commercial | WA - Health | New | Water Heating | Natural Gas | Water Heater - Temperature Setback | A | Integrated Unit Winter Peak Savings (kW) | Achievable Economic UCT Potential | 0 | 0 | 0 | 0 | 0 | 0 | 0 | 0 | 0 | 0 | 0 | 0 | 0 | 0 | 0 | 0 | 0 | 0 | 0 | 0 | 0 | 0 | 0 | 0 | 0 | 0 | 0
F4_Commercial_WA - Health_New_Water Heating_Natural Gas_Water Heater - Temperature Setback_A_Achievable Economic UCT Potential | F4 | Commercial | WA - Health | New | Water Heating | Natural Gas | Water Heater - Temperature Setback | A | Incremental Energy Savings (MWh or mTherms) | Achievable Economic UCT Potential | 0 | 0 | 0 | 0 | 0 | 0 | 0 | 0 | 0 | 0 | 0 | 0 | 0 | 0 | 0 | 0 | 0 | 0 | 0 | 0 | 0 | 0 | 0 | 0 | 0 | 0 | 0
F5_Commercial_WA - Health_New_Water Heating_Natural Gas_Water Heater - Temperature Setback_A_Achievable Economic UCT Potential | F5 | Commercial | WA - Health | New | Water Heating | Natural Gas | Water Heater - Temperature Setback | A | Incremental Summer Peak Savings (MW) | Achievable Economic UCT Potential | 0 | 0 | 0 | 0 | 0 | 0 | 0 | 0 | 0 | 0 | 0 | 0 | 0 | 0 | 0 | 0 | 0 | 0 | 0 | 0 | 0 | 0 | 0 | 0 | 0 | 0 | 0
F6_Commercial_WA - Health_New_Water Heating_Natural Gas_Water Heater - Temperature Setback_A_Achievable Economic UCT Potential | F6 | Commercial | WA - Health | New | Water Heating | Natural Gas | Water Heater - Temperature Setback | A | Incremental Winter Peak Savings (MW) | Achievable Economic UCT Potential | 0 | 0 | 0 | 0 | 0 | 0 | 0 | 0 | 0 | 0 | 0 | 0 | 0 | 0 | 0 | 0 | 0 | 0 | 0 | 0 | 0 | 0 | 0 | 0 | 0 | 0 | 0
F7_Commercial_WA - Health_New_Water Heating_Natural Gas_Water Heater - Temperature Setback_A_Achievable Economic UCT Potential | F7 | Commercial | WA - Health | New | Water Heating | Natural Gas | Water Heater - Temperature Setback | A | Cumulative Energy Savings (MWh or mTherms) | Achievable Economic UCT Potential | 0 | 0 | 0 | 0 | 0 | 0 | 0 | 0 | 0 | 0 | 0 | 0 | 0 | 0 | 0 | 0 | 0 | 0 | 0 | 0 | 0 | 0 | 0 | 0 | 0 | 0 | 0
F8_Commercial_WA - Health_New_Water Heating_Natural Gas_Water Heater - Temperature Setback_A_Achievable Economic UCT Potential | F8 | Commercial | WA - Health | New | Water Heating | Natural Gas | Water Heater - Temperature Setback | A | Cumulative Summer Peak Savings (MW) | Achievable Economic UCT Potential | 0 | 0 | 0 | 0 | 0 | 0 | 0 | 0 | 0 | 0 | 0 | 0 | 0 | 0 | 0 | 0 | 0 | 0 | 0 | 0 | 0 | 0 | 0 | 0 | 0 | 0 | 0
F9_Commercial_WA - Health_New_Water Heating_Natural Gas_Water Heater - Temperature Setback_A_Achievable Economic UCT Potential | F9 | Commercial | WA - Health | New | Water Heating | Natural Gas | Water Heater - Temperature Setback | A | Cumulative Winter Peak Savings (MW) | Achievable Economic UCT Potential | 0 | 0 | 0 | 0 | 0 | 0 | 0 | 0 | 0 | 0 | 0 | 0 | 0 | 0 | 0 | 0 | 0 | 0 | 0 | 0 | 0 | 0 | 0 | 0 | 0 | 0 | 0
F10_Commercial_WA - Health_New_Water Heating_Natural Gas_Water Heater - Temperature Setback_A_Achievable Economic UCT Potential | F10 | Commercial | WA - Health | New | Water Heating | Natural Gas | Water Heater - Temperature Setback | A | Purchases (Incremental) | Achievable Economic UCT Potential | 0 | 0 | 0 | 0 | 0 | 0 | 0 | 0 | 0 | 0 | 0 | 0 | 0 | 0 | 0 | 0 | 0 | 0 | 0 | 0 | 0 | 0 | 0 | 0 | 0 | 0 | 0
F11_Commercial_WA - Health_New_Water Heating_Natural Gas_Water Heater - Temperature Setback_A_Achievable Economic UCT Potential | F11 | Commercial | WA - Health | New | Water Heating | Natural Gas | Water Heater - Temperature Setback | A | Purchases (Cumulative) | Achievable Economic UCT Potential | 0 | 0 | 0 | 0 | 0 | 0 | 0 | 0 | 0 | 0 | 0 | 0 | 0 | 0 | 0 | 0 | 0 | 0 | 0 | 0 | 0 | 0 | 0 | 0 | 0 | 0 | 0
F1_Commercial_WA - Health_New_Water Heating_Natural Gas_Water Heater - Faucet Aerators_A_Achievable Economic UCT Potential | F1 | Commercial | WA - Health | New | Water Heating | Natural Gas | Water Heater - Faucet Aerators | A | Integrated Unit Energy Savings (kWh or therms) | Achievable Economic UCT Potential | 0 | 0 | 0 | 0 | 0 | 0 | 0 | 0 | 0 | 0 | 0 | 0 | 0 | 0 | 0 | 0 | 0 | 0 | 0 | 0 | 0 | 0 | 0 | 0 | 0 | 0 | 0
F2_Commercial_WA - Health_New_Water Heating_Natural Gas_Water Heater - Faucet Aerators_A_Achievable Economic UCT Potential | F2 | Commercial | WA - Health | New | Water Heating | Natural Gas | Water Heater - Faucet Aerators | A | Integrated Unit Summer Peak Savings (kW) | Achievable Economic UCT Potential | 0 | 0 | 0 | 0 | 0 | 0 | 0 | 0 | 0 | 0 | 0 | 0 | 0 | 0 | 0 | 0 | 0 | 0 | 0 | 0 | 0 | 0 | 0 | 0 | 0 | 0 | 0
F3_Commercial_WA - Health_New_Water Heating_Natural Gas_Water Heater - Faucet Aerators_A_Achievable Economic UCT Potential | F3 | Commercial | WA - Health | New | Water Heating | Natural Gas | Water Heater - Faucet Aerators | A | Integrated Unit Winter Peak Savings (kW) | Achievable Economic UCT Potential | 0 | 0 | 0 | 0 | 0 | 0 | 0 | 0 | 0 | 0 | 0 | 0 | 0 | 0 | 0 | 0 | 0 | 0 | 0 | 0 | 0 | 0 | 0 | 0 | 0 | 0 | 0
F4_Commercial_WA - Health_New_Water Heating_Natural Gas_Water Heater - Faucet Aerators_A_Achievable Economic UCT Potential | F4 | Commercial | WA - Health | New | Water Heating | Natural Gas | Water Heater - Faucet Aerators | A | Incremental Energy Savings (MWh or mTherms) | Achievable Economic UCT Potential | 0 | 0 | 0 | 0 | 0 | 0 | 0 | 0 | 0 | 0 | 0 | 0 | 0 | 0 | 0 | 0 | 0 | 0 | 0 | 0 | 0 | 0 | 0 | 0 | 0 | 0 | 0
F5_Commercial_WA - Health_New_Water Heating_Natural Gas_Water Heater - Faucet Aerators_A_Achievable Economic UCT Potential | F5 | Commercial | WA - Health | New | Water Heating | Natural Gas | Water Heater - Faucet Aerators | A | Incremental Summer Peak Savings (MW) | Achievable Economic UCT Potential | 0 | 0 | 0 | 0 | 0 | 0 | 0 | 0 | 0 | 0 | 0 | 0 | 0 | 0 | 0 | 0 | 0 | 0 | 0 | 0 | 0 | 0 | 0 | 0 | 0 | 0 | 0
F6_Commercial_WA - Health_New_Water Heating_Natural Gas_Water Heater - Faucet Aerators_A_Achievable Economic UCT Potential | F6 | Commercial | WA - Health | New | Water Heating | Natural Gas | Water Heater - Faucet Aerators | A | Incremental Winter Peak Savings (MW) | Achievable Economic UCT Potential | 0 | 0 | 0 | 0 | 0 | 0 | 0 | 0 | 0 | 0 | 0 | 0 | 0 | 0 | 0 | 0 | 0 | 0 | 0 | 0 | 0 | 0 | 0 | 0 | 0 | 0 | 0
F7_Commercial_WA - Health_New_Water Heating_Natural Gas_Water Heater - Faucet Aerators_A_Achievable Economic UCT Potential | F7 | Commercial | WA - Health | New | Water Heating | Natural Gas | Water Heater - Faucet Aerators | A | Cumulative Energy Savings (MWh or mTherms) | Achievable Economic UCT Potential | 0 | 0 | 0 | 0 | 0 | 0 | 0 | 0 | 0 | 0 | 0 | 0 | 0 | 0 | 0 | 0 | 0 | 0 | 0 | 0 | 0 | 0 | 0 | 0 | 0 | 0 | 0
F8_Commercial_WA - Health_New_Water Heating_Natural Gas_Water Heater - Faucet Aerators_A_Achievable Economic UCT Potential | F8 | Commercial | WA - Health | New | Water Heating | Natural Gas | Water Heater - Faucet Aerators | A | Cumulative Summer Peak Savings (MW) | Achievable Economic UCT Potential | 0 | 0 | 0 | 0 | 0 | 0 | 0 | 0 | 0 | 0 | 0 | 0 | 0 | 0 | 0 | 0 | 0 | 0 | 0 | 0 | 0 | 0 | 0 | 0 | 0 | 0 | 0
F9_Commercial_WA - Health_New_Water Heating_Natural Gas_Water Heater - Faucet Aerators_A_Achievable Economic UCT Potential | F9 | Commercial | WA - Health | New | Water Heating | Natural Gas | Water Heater - Faucet Aerators | A | Cumulative Winter Peak Savings (MW) | Achievable Economic UCT Potential | 0 | 0 | 0 | 0 | 0 | 0 | 0 | 0 | 0 | 0 | 0 | 0 | 0 | 0 | 0 | 0 | 0 | 0 | 0 | 0 | 0 | 0 | 0 | 0 | 0 | 0 | 0
F10_Commercial_WA - Health_New_Water Heating_Natural Gas_Water Heater - Faucet Aerators_A_Achievable Economic UCT Potential | F10 | Commercial | WA - Health | New | Water Heating | Natural Gas | Water Heater - Faucet Aerators | A | Purchases (Incremental) | Achievable Economic UCT Potential | 0 | 0 | 0 | 0 | 0 | 0 | 0 | 0 | 0 | 0 | 0 | 0 | 0 | 0 | 0 | 0 | 0 | 0 | 0 | 0 | 0 | 0 | 0 | 0 | 0 | 0 | 0
F11_Commercial_WA - Health_New_Water Heating_Natural Gas_Water Heater - Faucet Aerators_A_Achievable Economic UCT Potential | F11 | Commercial | WA - Health | New | Water Heating | Natural Gas | Water Heater - Faucet Aerators | A | Purchases (Cumulative) | Achievable Economic UCT Potential | 0 | 0 | 0 | 0 | 0 | 0 | 0 | 0 | 0 | 0 | 0 | 0 | 0 | 0 | 0 | 0 | 0 | 0 | 0 | 0 | 0 | 0 | 0 | 0 | 0 | 0 | 0
F1_Commercial_WA - Health_New_Water Heating_Natural Gas_Water Heater - Low-Flow Showerheads_A_Achievable Economic UCT Potential | F1 | Commercial | WA - Health | New | Water Heating | Natural Gas | Water Heater - Low-Flow Showerheads | A | Integrated Unit Energy Savings (kWh or therms) | Achievable Economic UCT Potential | 0 | 0 | 0 | 0 | 0 | 0 | 0 | 0 | 0 | 0 | 0 | 0 | 0 | 0 | 0 | 0 | 0 | 0 | 0 | 0 | 0 | 0 | 0 | 0 | 0 | 0 | 0
F2_Commercial_WA - Health_New_Water Heating_Natural Gas_Water Heater - Low-Flow Showerheads_A_Achievable Economic UCT Potential | F2 | Commercial | WA - Health | New | Water Heating | Natural Gas | Water Heater - Low-Flow Showerheads | A | Integrated Unit Summer Peak Savings (kW) | Achievable Economic UCT Potential | 0 | 0 | 0 | 0 | 0 | 0 | 0 | 0 | 0 | 0 | 0 | 0 | 0 | 0 | 0 | 0 | 0 | 0 | 0 | 0 | 0 | 0 | 0 | 0 | 0 | 0 | 0
F3_Commercial_WA - Health_New_Water Heating_Natural Gas_Water Heater - Low-Flow Showerheads_A_Achievable Economic UCT Potential | F3 | Commercial | WA - Health | New | Water Heating | Natural Gas | Water Heater - Low-Flow Showerheads | A | Integrated Unit Winter Peak Savings (kW) | Achievable Economic UCT Potential | 0 | 0 | 0 | 0 | 0 | 0 | 0 | 0 | 0 | 0 | 0 | 0 | 0 | 0 | 0 | 0 | 0 | 0 | 0 | 0 | 0 | 0 | 0 | 0 | 0 | 0 | 0
F4_Commercial_WA - Health_New_Water Heating_Natural Gas_Water Heater - Low-Flow Showerheads_A_Achievable Economic UCT Potential | F4 | Commercial | WA - Health | New | Water Heating | Natural Gas | Water Heater - Low-Flow Showerheads | A | Incremental Energy Savings (MWh or mTherms) | Achievable Economic UCT Potential | 0 | 0 | 0 | 0 | 0 | 0 | 0 | 0 | 0 | 0 | 0 | 0 | 0 | 0 | 0 | 0 | 0 | 0 | 0 | 0 | 0 | 0 | 0 | 0 | 0 | 0 | 0
F5_Commercial_WA - Health_New_Water Heating_Natural Gas_Water Heater - Low-Flow Showerheads_A_Achievable Economic UCT Potential | F5 | Commercial | WA - Health | New | Water Heating | Natural Gas | Water Heater - Low-Flow Showerheads | A | Incremental Summer Peak Savings (MW) | Achievable Economic UCT Potential | 0 | 0 | 0 | 0 | 0 | 0 | 0 | 0 | 0 | 0 | 0 | 0 | 0 | 0 | 0 | 0 | 0 | 0 | 0 | 0 | 0 | 0 | 0 | 0 | 0 | 0 | 0
F6_Commercial_WA - Health_New_Water Heating_Natural Gas_Water Heater - Low-Flow Showerheads_A_Achievable Economic UCT Potential | F6 | Commercial | WA - Health | New | Water Heating | Natural Gas | Water Heater - Low-Flow Showerheads | A | Incremental Winter Peak Savings (MW) | Achievable Economic UCT Potential | 0 | 0 | 0 | 0 | 0 | 0 | 0 | 0 | 0 | 0 | 0 | 0 | 0 | 0 | 0 | 0 | 0 | 0 | 0 | 0 | 0 | 0 | 0 | 0 | 0 | 0 | 0
F7_Commercial_WA - Health_New_Water Heating_Natural Gas_Water Heater - Low-Flow Showerheads_A_Achievable Economic UCT Potential | F7 | Commercial | WA - Health | New | Water Heating | Natural Gas | Water Heater - Low-Flow Showerheads | A | Cumulative Energy Savings (MWh or mTherms) | Achievable Economic UCT Potential | 0 | 0 | 0 | 0 | 0 | 0 | 0 | 0 | 0 | 0 | 0 | 0 | 0 | 0 | 0 | 0 | 0 | 0 | 0 | 0 | 0 | 0 | 0 | 0 | 0 | 0 | 0
F8_Commercial_WA - Health_New_Water Heating_Natural Gas_Water Heater - Low-Flow Showerheads_A_Achievable Economic UCT Potential | F8 | Commercial | WA - Health | New | Water Heating | Natural Gas | Water Heater - Low-Flow Showerheads | A | Cumulative Summer Peak Savings (MW) | Achievable Economic UCT Potential | 0 | 0 | 0 | 0 | 0 | 0 | 0 | 0 | 0 | 0 | 0 | 0 | 0 | 0 | 0 | 0 | 0 | 0 | 0 | 0 | 0 | 0 | 0 | 0 | 0 | 0 | 0
F9_Commercial_WA - Health_New_Water Heating_Natural Gas_Water Heater - Low-Flow Showerheads_A_Achievable Economic UCT Potential | F9 | Commercial | WA - Health | New | Water Heating | Natural Gas | Water Heater - Low-Flow Showerheads | A | Cumulative Winter Peak Savings (MW) | Achievable Economic UCT Potential | 0 | 0 | 0 | 0 | 0 | 0 | 0 | 0 | 0 | 0 | 0 | 0 | 0 | 0 | 0 | 0 | 0 | 0 | 0 | 0 | 0 | 0 | 0 | 0 | 0 | 0 | 0
F10_Commercial_WA - Health_New_Water Heating_Natural Gas_Water Heater - Low-Flow Showerheads_A_Achievable Economic UCT Potential | F10 | Commercial | WA - Health | New | Water Heating | Natural Gas | Water Heater - Low-Flow Showerheads | A | Purchases (Incremental) | Achievable Economic UCT Potential | 0 | 0 | 0 | 0 | 0 | 0 | 0 | 0 | 0 | 0 | 0 | 0 | 0 | 0 | 0 | 0 | 0 | 0 | 0 | 0 | 0 | 0 | 0 | 0 | 0 | 0 | 0
F11_Commercial_WA - Health_New_Water Heating_Natural Gas_Water Heater - Low-Flow Showerheads_A_Achievable Economic UCT Potential | F11 | Commercial | WA - Health | New | Water Heating | Natural Gas | Water Heater - Low-Flow Showerheads | A | Purchases (Cumulative) | Achievable Economic UCT Potential | 0 | 0 | 0 | 0 | 0 | 0 | 0 | 0 | 0 | 0 | 0 | 0 | 0 | 0 | 0 | 0 | 0 | 0 | 0 | 0 | 0 | 0 | 0 | 0 | 0 | 0 | 0
F1_Commercial_WA - Health_New_Water Heating_Natural Gas_Water Heater - Tank Blanket/Insulation_A_Achievable Economic UCT Potential | F1 | Commercial | WA - Health | New | Water Heating | Natural Gas | Water Heater - Tank Blanket/Insulation | A | Integrated Unit Energy Savings (kWh or therms) | Achievable Economic UCT Potential | 0 | 0 | 0 | 0 | 0 | 0 | 0 | 0 | 0 | 0 | 0 | 0 | 0 | 0 | 0 | 0 | 0 | 0 | 0 | 0 | 0 | 0 | 0 | 0 | 0 | 0 | 0
F2_Commercial_WA - Health_New_Water Heating_Natural Gas_Water Heater - Tank Blanket/Insulation_A_Achievable Economic UCT Potential | F2 | Commercial | WA - Health | New | Water Heating | Natural Gas | Water Heater - Tank Blanket/Insulation | A | Integrated Unit Summer Peak Savings (kW) | Achievable Economic UCT Potential | 0 | 0 | 0 | 0 | 0 | 0 | 0 | 0 | 0 | 0 | 0 | 0 | 0 | 0 | 0 | 0 | 0 | 0 | 0 | 0 | 0 | 0 | 0 | 0 | 0 | 0 | 0
F3_Commercial_WA - Health_New_Water Heating_Natural Gas_Water Heater - Tank Blanket/Insulation_A_Achievable Economic UCT Potential | F3 | Commercial | WA - Health | New | Water Heating | Natural Gas | Water Heater - Tank Blanket/Insulation | A | Integrated Unit Winter Peak Savings (kW) | Achievable Economic UCT Potential | 0 | 0 | 0 | 0 | 0 | 0 | 0 | 0 | 0 | 0 | 0 | 0 | 0 | 0 | 0 | 0 | 0 | 0 | 0 | 0 | 0 | 0 | 0 | 0 | 0 | 0 | 0
F4_Commercial_WA - Health_New_Water Heating_Natural Gas_Water Heater - Tank Blanket/Insulation_A_Achievable Economic UCT Potential | F4 | Commercial | WA - Health | New | Water Heating | Natural Gas | Water Heater - Tank Blanket/Insulation | A | Incremental Energy Savings (MWh or mTherms) | Achievable Economic UCT Potential | 0 | 0 | 0 | 0 | 0 | 0 | 0 | 0 | 0 | 0 | 0 | 0 | 0 | 0 | 0 | 0 | 0 | 0 | 0 | 0 | 0 | 0 | 0 | 0 | 0 | 0 | 0
F5_Commercial_WA - Health_New_Water Heating_Natural Gas_Water Heater - Tank Blanket/Insulation_A_Achievable Economic UCT Potential | F5 | Commercial | WA - Health | New | Water Heating | Natural Gas | Water Heater - Tank Blanket/Insulation | A | Incremental Summer Peak Savings (MW) | Achievable Economic UCT Potential | 0 | 0 | 0 | 0 | 0 | 0 | 0 | 0 | 0 | 0 | 0 | 0 | 0 | 0 | 0 | 0 | 0 | 0 | 0 | 0 | 0 | 0 | 0 | 0 | 0 | 0 | 0
F6_Commercial_WA - Health_New_Water Heating_Natural Gas_Water Heater - Tank Blanket/Insulation_A_Achievable Economic UCT Potential | F6 | Commercial | WA - Health | New | Water Heating | Natural Gas | Water Heater - Tank Blanket/Insulation | A | Incremental Winter Peak Savings (MW) | Achievable Economic UCT Potential | 0 | 0 | 0 | 0 | 0 | 0 | 0 | 0 | 0 | 0 | 0 | 0 | 0 | 0 | 0 | 0 | 0 | 0 | 0 | 0 | 0 | 0 | 0 | 0 | 0 | 0 | 0
F7_Commercial_WA - Health_New_Water Heating_Natural Gas_Water Heater - Tank Blanket/Insulation_A_Achievable Economic UCT Potential | F7 | Commercial | WA - Health | New | Water Heating | Natural Gas | Water Heater - Tank Blanket/Insulation | A | Cumulative Energy Savings (MWh or mTherms) | Achievable Economic UCT Potential | 0 | 0 | 0 | 0 | 0 | 0 | 0 | 0 | 0 | 0 | 0 | 0 | 0 | 0 | 0 | 0 | 0 | 0 | 0 | 0 | 0 | 0 | 0 | 0 | 0 | 0 | 0
F8_Commercial_WA - Health_New_Water Heating_Natural Gas_Water Heater - Tank Blanket/Insulation_A_Achievable Economic UCT Potential | F8 | Commercial | WA - Health | New | Water Heating | Natural Gas | Water Heater - Tank Blanket/Insulation | A | Cumulative Summer Peak Savings (MW) | Achievable Economic UCT Potential | 0 | 0 | 0 | 0 | 0 | 0 | 0 | 0 | 0 | 0 | 0 | 0 | 0 | 0 | 0 | 0 | 0 | 0 | 0 | 0 | 0 | 0 | 0 | 0 | 0 | 0 | 0
F9_Commercial_WA - Health_New_Water Heating_Natural Gas_Water Heater - Tank Blanket/Insulation_A_Achievable Economic UCT Potential | F9 | Commercial | WA - Health | New | Water Heating | Natural Gas | Water Heater - Tank Blanket/Insulation | A | Cumulative Winter Peak Savings (MW) | Achievable Economic UCT Potential | 0 | 0 | 0 | 0 | 0 | 0 | 0 | 0 | 0 | 0 | 0 | 0 | 0 | 0 | 0 | 0 | 0 | 0 | 0 | 0 | 0 | 0 | 0 | 0 | 0 | 0 | 0
F10_Commercial_WA - Health_New_Water Heating_Natural Gas_Water Heater - Tank Blanket/Insulation_A_Achievable Economic UCT Potential | F10 | Commercial | WA - Health | New | Water Heating | Natural Gas | Water Heater - Tank Blanket/Insulation | A | Purchases (Incremental) | Achievable Economic UCT Potential | 0 | 0 | 0 | 0 | 0 | 0 | 0 | 0 | 0 | 0 | 0 | 0 | 0 | 0 | 0 | 0 | 0 | 0 | 0 | 0 | 0 | 0 | 0 | 0 | 0 | 0 | 0
F11_Commercial_WA - Health_New_Water Heating_Natural Gas_Water Heater - Tank Blanket/Insulation_A_Achievable Economic UCT Potential | F11 | Commercial | WA - Health | New | Water Heating | Natural Gas | Water Heater - Tank Blanket/Insulation | A | Purchases (Cumulative) | Achievable Economic UCT Potential | 0 | 0 | 0 | 0 | 0 | 0 | 0 | 0 | 0 | 0 | 0 | 0 | 0 | 0 | 0 | 0 | 0 | 0 | 0 | 0 | 0 | 0 | 0 | 0 | 0 | 0 | 0
F1_Commercial_WA - Health_New_Water Heating_Natural Gas_Water Heater - Drainwater Heat Recovery_A_Achievable Economic UCT Potential | F1 | Commercial | WA - Health | New | Water Heating | Natural Gas | Water Heater - Drainwater Heat Recovery | A | Integrated Unit Energy Savings (kWh or therms) | Achievable Economic UCT Potential | 0 | 0 | 0 | 0 | 0 | 0 | 0 | 0 | 0 | 0 | 0 | 0 | 0 | 0 | 0 | 0 | 0 | 0 | 0 | 0 | 0 | 0 | 0 | 0 | 0 | 0 | 0
F2_Commercial_WA - Health_New_Water Heating_Natural Gas_Water Heater - Drainwater Heat Recovery_A_Achievable Economic UCT Potential | F2 | Commercial | WA - Health | New | Water Heating | Natural Gas | Water Heater - Drainwater Heat Recovery | A | Integrated Unit Summer Peak Savings (kW) | Achievable Economic UCT Potential | 0 | 0 | 0 | 0 | 0 | 0 | 0 | 0 | 0 | 0 | 0 | 0 | 0 | 0 | 0 | 0 | 0 | 0 | 0 | 0 | 0 | 0 | 0 | 0 | 0 | 0 | 0
F3_Commercial_WA - Health_New_Water Heating_Natural Gas_Water Heater - Drainwater Heat Recovery_A_Achievable Economic UCT Potential | F3 | Commercial | WA - Health | New | Water Heating | Natural Gas | Water Heater - Drainwater Heat Recovery | A | Integrated Unit Winter Peak Savings (kW) | Achievable Economic UCT Potential | 0 | 0 | 0 | 0 | 0 | 0 | 0 | 0 | 0 | 0 | 0 | 0 | 0 | 0 | 0 | 0 | 0 | 0 | 0 | 0 | 0 | 0 | 0 | 0 | 0 | 0 | 0
F4_Commercial_WA - Health_New_Water Heating_Natural Gas_Water Heater - Drainwater Heat Recovery_A_Achievable Economic UCT Potential | F4 | Commercial | WA - Health | New | Water Heating | Natural Gas | Water Heater - Drainwater Heat Recovery | A | Incremental Energy Savings (MWh or mTherms) | Achievable Economic UCT Potential | 0 | 0 | 0 | 0 | 0 | 0 | 0 | 0 | 0 | 0 | 0 | 0 | 0 | 0 | 0 | 0 | 0 | 0 | 0 | 0 | 0 | 0 | 0 | 0 | 0 | 0 | 0
F5_Commercial_WA - Health_New_Water Heating_Natural Gas_Water Heater - Drainwater Heat Recovery_A_Achievable Economic UCT Potential | F5 | Commercial | WA - Health | New | Water Heating | Natural Gas | Water Heater - Drainwater Heat Recovery | A | Incremental Summer Peak Savings (MW) | Achievable Economic UCT Potential | 0 | 0 | 0 | 0 | 0 | 0 | 0 | 0 | 0 | 0 | 0 | 0 | 0 | 0 | 0 | 0 | 0 | 0 | 0 | 0 | 0 | 0 | 0 | 0 | 0 | 0 | 0
F6_Commercial_WA - Health_New_Water Heating_Natural Gas_Water Heater - Drainwater Heat Recovery_A_Achievable Economic UCT Potential | F6 | Commercial | WA - Health | New | Water Heating | Natural Gas | Water Heater - Drainwater Heat Recovery | A | Incremental Winter Peak Savings (MW) | Achievable Economic UCT Potential | 0 | 0 | 0 | 0 | 0 | 0 | 0 | 0 | 0 | 0 | 0 | 0 | 0 | 0 | 0 | 0 | 0 | 0 | 0 | 0 | 0 | 0 | 0 | 0 | 0 | 0 | 0
F7_Commercial_WA - Health_New_Water Heating_Natural Gas_Water Heater - Drainwater Heat Recovery_A_Achievable Economic UCT Potential | F7 | Commercial | WA - Health | New | Water Heating | Natural Gas | Water Heater - Drainwater Heat Recovery | A | Cumulative Energy Savings (MWh or mTherms) | Achievable Economic UCT Potential | 0 | 0 | 0 | 0 | 0 | 0 | 0 | 0 | 0 | 0 | 0 | 0 | 0 | 0 | 0 | 0 | 0 | 0 | 0 | 0 | 0 | 0 | 0 | 0 | 0 | 0 | 0
F8_Commercial_WA - Health_New_Water Heating_Natural Gas_Water Heater - Drainwater Heat Recovery_A_Achievable Economic UCT Potential | F8 | Commercial | WA - Health | New | Water Heating | Natural Gas | Water Heater - Drainwater Heat Recovery | A | Cumulative Summer Peak Savings (MW) | Achievable Economic UCT Potential | 0 | 0 | 0 | 0 | 0 | 0 | 0 | 0 | 0 | 0 | 0 | 0 | 0 | 0 | 0 | 0 | 0 | 0 | 0 | 0 | 0 | 0 | 0 | 0 | 0 | 0 | 0
F9_Commercial_WA - Health_New_Water Heating_Natural Gas_Water Heater - Drainwater Heat Recovery_A_Achievable Economic UCT Potential | F9 | Commercial | WA - Health | New | Water Heating | Natural Gas | Water Heater - Drainwater Heat Recovery | A | Cumulative Winter Peak Savings (MW) | Achievable Economic UCT Potential | 0 | 0 | 0 | 0 | 0 | 0 | 0 | 0 | 0 | 0 | 0 | 0 | 0 | 0 | 0 | 0 | 0 | 0 | 0 | 0 | 0 | 0 | 0 | 0 | 0 | 0 | 0
F10_Commercial_WA - Health_New_Water Heating_Natural Gas_Water Heater - Drainwater Heat Recovery_A_Achievable Economic UCT Potential | F10 | Commercial | WA - Health | New | Water Heating | Natural Gas | Water Heater - Drainwater Heat Recovery | A | Purchases (Incremental) | Achievable Economic UCT Potential | 0 | 0 | 0 | 0 | 0 | 0 | 0 | 0 | 0 | 0 | 0 | 0 | 0 | 0 | 0 | 0 | 0 | 0 | 0 | 0 | 0 | 0 | 0 | 0 | 0 | 0 | 0
F11_Commercial_WA - Health_New_Water Heating_Natural Gas_Water Heater - Drainwater Heat Recovery_A_Achievable Economic UCT Potential | F11 | Commercial | WA - Health | New | Water Heating | Natural Gas | Water Heater - Drainwater Heat Recovery | A | Purchases (Cumulative) | Achievable Economic UCT Potential | 0 | 0 | 0 | 0 | 0 | 0 | 0 | 0 | 0 | 0 | 0 | 0 | 0 | 0 | 0 | 0 | 0 | 0 | 0 | 0 | 0 | 0 | 0 | 0 | 0 | 0 | 0
F1_Commercial_WA - Health_New_Water Heating_Natural Gas_Water Heater - Circulation Pump Controls_A_Achievable Economic UCT Potential | F1 | Commercial | WA - Health | New | Water Heating | Natural Gas | Water Heater - Circulation Pump Controls | A | Integrated Unit Energy Savings (kWh or therms) | Achievable Economic UCT Potential | 0 | 0 | 0 | 0 | 0 | 0 | 0 | 0 | 0 | 0 | 0 | 0 | 0 | 0 | 0 | 0 | 0 | 0 | 0 | 0 | 0 | 0 | 0 | 0 | 0 | 0 | 0
F2_Commercial_WA - Health_New_Water Heating_Natural Gas_Water Heater - Circulation Pump Controls_A_Achievable Economic UCT Potential | F2 | Commercial | WA - Health | New | Water Heating | Natural Gas | Water Heater - Circulation Pump Controls | A | Integrated Unit Summer Peak Savings (kW) | Achievable Economic UCT Potential | 0 | 0 | 0 | 0 | 0 | 0 | 0 | 0 | 0 | 0 | 0 | 0 | 0 | 0 | 0 | 0 | 0 | 0 | 0 | 0 | 0 | 0 | 0 | 0 | 0 | 0 | 0
F3_Commercial_WA - Health_New_Water Heating_Natural Gas_Water Heater - Circulation Pump Controls_A_Achievable Economic UCT Potential | F3 | Commercial | WA - Health | New | Water Heating | Natural Gas | Water Heater - Circulation Pump Controls | A | Integrated Unit Winter Peak Savings (kW) | Achievable Economic UCT Potential | 0 | 0 | 0 | 0 | 0 | 0 | 0 | 0 | 0 | 0 | 0 | 0 | 0 | 0 | 0 | 0 | 0 | 0 | 0 | 0 | 0 | 0 | 0 | 0 | 0 | 0 | 0
F4_Commercial_WA - Health_New_Water Heating_Natural Gas_Water Heater - Circulation Pump Controls_A_Achievable Economic UCT Potential | F4 | Commercial | WA - Health | New | Water Heating | Natural Gas | Water Heater - Circulation Pump Controls | A | Incremental Energy Savings (MWh or mTherms) | Achievable Economic UCT Potential | 0 | 0 | 0 | 0 | 0 | 0 | 0 | 0 | 0 | 0 | 0 | 0 | 0 | 0 | 0 | 0 | 0 | 0 | 0 | 0 | 0 | 0 | 0 | 0 | 0 | 0 | 0
F5_Commercial_WA - Health_New_Water Heating_Natural Gas_Water Heater - Circulation Pump Controls_A_Achievable Economic UCT Potential | F5 | Commercial | WA - Health | New | Water Heating | Natural Gas | Water Heater - Circulation Pump Controls | A | Incremental Summer Peak Savings (MW) | Achievable Economic UCT Potential | 0 | 0 | 0 | 0 | 0 | 0 | 0 | 0 | 0 | 0 | 0 | 0 | 0 | 0 | 0 | 0 | 0 | 0 | 0 | 0 | 0 | 0 | 0 | 0 | 0 | 0 | 0
F6_Commercial_WA - Health_New_Water Heating_Natural Gas_Water Heater - Circulation Pump Controls_A_Achievable Economic UCT Potential | F6 | Commercial | WA - Health | New | Water Heating | Natural Gas | Water Heater - Circulation Pump Controls | A | Incremental Winter Peak Savings (MW) | Achievable Economic UCT Potential | 0 | 0 | 0 | 0 | 0 | 0 | 0 | 0 | 0 | 0 | 0 | 0 | 0 | 0 | 0 | 0 | 0 | 0 | 0 | 0 | 0 | 0 | 0 | 0 | 0 | 0 | 0
F7_Commercial_WA - Health_New_Water Heating_Natural Gas_Water Heater - Circulation Pump Controls_A_Achievable Economic UCT Potential | F7 | Commercial | WA - Health | New | Water Heating | Natural Gas | Water Heater - Circulation Pump Controls | A | Cumulative Energy Savings (MWh or mTherms) | Achievable Economic UCT Potential | 0 | 0 | 0 | 0 | 0 | 0 | 0 | 0 | 0 | 0 | 0 | 0 | 0 | 0 | 0 | 0 | 0 | 0 | 0 | 0 | 0 | 0 | 0 | 0 | 0 | 0 | 0
F8_Commercial_WA - Health_New_Water Heating_Natural Gas_Water Heater - Circulation Pump Controls_A_Achievable Economic UCT Potential | F8 | Commercial | WA - Health | New | Water Heating | Natural Gas | Water Heater - Circulation Pump Controls | A | Cumulative Summer Peak Savings (MW) | Achievable Economic UCT Potential | 0 | 0 | 0 | 0 | 0 | 0 | 0 | 0 | 0 | 0 | 0 | 0 | 0 | 0 | 0 | 0 | 0 | 0 | 0 | 0 | 0 | 0 | 0 | 0 | 0 | 0 | 0
F9_Commercial_WA - Health_New_Water Heating_Natural Gas_Water Heater - Circulation Pump Controls_A_Achievable Economic UCT Potential | F9 | Commercial | WA - Health | New | Water Heating | Natural Gas | Water Heater - Circulation Pump Controls | A | Cumulative Winter Peak Savings (MW) | Achievable Economic UCT Potential | 0 | 0 | 0 | 0 | 0 | 0 | 0 | 0 | 0 | 0 | 0 | 0 | 0 | 0 | 0 | 0 | 0 | 0 | 0 | 0 | 0 | 0 | 0 | 0 | 0 | 0 | 0
F10_Commercial_WA - Health_New_Water Heating_Natural Gas_Water Heater - Circulation Pump Controls_A_Achievable Economic UCT Potential | F10 | Commercial | WA - Health | New | Water Heating | Natural Gas | Water Heater - Circulation Pump Controls | A | Purchases (Incremental) | Achievable Economic UCT Potential | 0 | 0 | 0 | 0 | 0 | 0 | 0 | 0 | 0 | 0 | 0 | 0 | 0 | 0 | 0 | 0 | 0 | 0 | 0 | 0 | 0 | 0 | 0 | 0 | 0 | 0 | 0
F11_Commercial_WA - Health_New_Water Heating_Natural Gas_Water Heater - Circulation Pump Controls_A_Achievable Economic UCT Potential | F11 | Commercial | WA - Health | New | Water Heating | Natural Gas | Water Heater - Circulation Pump Controls | A | Purchases (Cumulative) | Achievable Economic UCT Potential | 0 | 0 | 0 | 0 | 0 | 0 | 0 | 0 | 0 | 0 | 0 | 0 | 0 | 0 | 0 | 0 | 0 | 0 | 0 | 0 | 0 | 0 | 0 | 0 | 0 | 0 | 0
F1_Commercial_WA - Health_New_Water Heating_Natural Gas_Water Heater - Pipe Insulation_A_Achievable Economic UCT Potential | F1 | Commercial | WA - Health | New | Water Heating | Natural Gas | Water Heater - Pipe Insulation | A | Integrated Unit Energy Savings (kWh or therms) | Achievable Economic UCT Potential | 0 | 0 | 0 | 0 | 0 | 0 | 0 | 0 | 0 | 0 | 0 | 0 | 0 | 0 | 0 | 0 | 0 | 0 | 0 | 0 | 0 | 0 | 0 | 0 | 0 | 0 | 0
F2_Commercial_WA - Health_New_Water Heating_Natural Gas_Water Heater - Pipe Insulation_A_Achievable Economic UCT Potential | F2 | Commercial | WA - Health | New | Water Heating | Natural Gas | Water Heater - Pipe Insulation | A | Integrated Unit Summer Peak Savings (kW) | Achievable Economic UCT Potential | 0 | 0 | 0 | 0 | 0 | 0 | 0 | 0 | 0 | 0 | 0 | 0 | 0 | 0 | 0 | 0 | 0 | 0 | 0 | 0 | 0 | 0 | 0 | 0 | 0 | 0 | 0
F3_Commercial_WA - Health_New_Water Heating_Natural Gas_Water Heater - Pipe Insulation_A_Achievable Economic UCT Potential | F3 | Commercial | WA - Health | New | Water Heating | Natural Gas | Water Heater - Pipe Insulation | A | Integrated Unit Winter Peak Savings (kW) | Achievable Economic UCT Potential | 0 | 0 | 0 | 0 | 0 | 0 | 0 | 0 | 0 | 0 | 0 | 0 | 0 | 0 | 0 | 0 | 0 | 0 | 0 | 0 | 0 | 0 | 0 | 0 | 0 | 0 | 0
F4_Commercial_WA - Health_New_Water Heating_Natural Gas_Water Heater - Pipe Insulation_A_Achievable Economic UCT Potential | F4 | Commercial | WA - Health | New | Water Heating | Natural Gas | Water Heater - Pipe Insulation | A | Incremental Energy Savings (MWh or mTherms) | Achievable Economic UCT Potential | 0 | 0 | 0 | 0 | 0 | 0 | 0 | 0 | 0 | 0 | 0 | 0 | 0 | 0 | 0 | 0 | 0 | 0 | 0 | 0 | 0 | 0 | 0 | 0 | 0 | 0 | 0
F5_Commercial_WA - Health_New_Water Heating_Natural Gas_Water Heater - Pipe Insulation_A_Achievable Economic UCT Potential | F5 | Commercial | WA - Health | New | Water Heating | Natural Gas | Water Heater - Pipe Insulation | A | Incremental Summer Peak Savings (MW) | Achievable Economic UCT Potential | 0 | 0 | 0 | 0 | 0 | 0 | 0 | 0 | 0 | 0 | 0 | 0 | 0 | 0 | 0 | 0 | 0 | 0 | 0 | 0 | 0 | 0 | 0 | 0 | 0 | 0 | 0
F6_Commercial_WA - Health_New_Water Heating_Natural Gas_Water Heater - Pipe Insulation_A_Achievable Economic UCT Potential | F6 | Commercial | WA - Health | New | Water Heating | Natural Gas | Water Heater - Pipe Insulation | A | Incremental Winter Peak Savings (MW) | Achievable Economic UCT Potential | 0 | 0 | 0 | 0 | 0 | 0 | 0 | 0 | 0 | 0 | 0 | 0 | 0 | 0 | 0 | 0 | 0 | 0 | 0 | 0 | 0 | 0 | 0 | 0 | 0 | 0 | 0
F7_Commercial_WA - Health_New_Water Heating_Natural Gas_Water Heater - Pipe Insulation_A_Achievable Economic UCT Potential | F7 | Commercial | WA - Health | New | Water Heating | Natural Gas | Water Heater - Pipe Insulation | A | Cumulative Energy Savings (MWh or mTherms) | Achievable Economic UCT Potential | 0 | 0 | 0 | 0 | 0 | 0 | 0 | 0 | 0 | 0 | 0 | 0 | 0 | 0 | 0 | 0 | 0 | 0 | 0 | 0 | 0 | 0 | 0 | 0 | 0 | 0 | 0
F8_Commercial_WA - Health_New_Water Heating_Natural Gas_Water Heater - Pipe Insulation_A_Achievable Economic UCT Potential | F8 | Commercial | WA - Health | New | Water Heating | Natural Gas | Water Heater - Pipe Insulation | A | Cumulative Summer Peak Savings (MW) | Achievable Economic UCT Potential | 0 | 0 | 0 | 0 | 0 | 0 | 0 | 0 | 0 | 0 | 0 | 0 | 0 | 0 | 0 | 0 | 0 | 0 | 0 | 0 | 0 | 0 | 0 | 0 | 0 | 0 | 0
F9_Commercial_WA - Health_New_Water Heating_Natural Gas_Water Heater - Pipe Insulation_A_Achievable Economic UCT Potential | F9 | Commercial | WA - Health | New | Water Heating | Natural Gas | Water Heater - Pipe Insulation | A | Cumulative Winter Peak Savings (MW) | Achievable Economic UCT Potential | 0 | 0 | 0 | 0 | 0 | 0 | 0 | 0 | 0 | 0 | 0 | 0 | 0 | 0 | 0 | 0 | 0 | 0 | 0 | 0 | 0 | 0 | 0 | 0 | 0 | 0 | 0
F10_Commercial_WA - Health_New_Water Heating_Natural Gas_Water Heater - Pipe Insulation_A_Achievable Economic UCT Potential | F10 | Commercial | WA - Health | New | Water Heating | Natural Gas | Water Heater - Pipe Insulation | A | Purchases (Incremental) | Achievable Economic UCT Potential | 0 | 0 | 0 | 0 | 0 | 0 | 0 | 0 | 0 | 0 | 0 | 0 | 0 | 0 | 0 | 0 | 0 | 0 | 0 | 0 | 0 | 0 | 0 | 0 | 0 | 0 | 0
F11_Commercial_WA - Health_New_Water Heating_Natural Gas_Water Heater - Pipe Insulation_A_Achievable Economic UCT Potential | F11 | Commercial | WA - Health | New | Water Heating | Natural Gas | Water Heater - Pipe Insulation | A | Purchases (Cumulative) | Achievable Economic UCT Potential | 0 | 0 | 0 | 0 | 0 | 0 | 0 | 0 | 0 | 0 | 0 | 0 | 0 | 0 | 0 | 0 | 0 | 0 | 0 | 0 | 0 | 0 | 0 | 0 | 0 | 0 | 0
F1_Commercial_WA - Health_New_Water Heating_Natural Gas_Water Heater - Motion Control Faucet_A_Achievable Economic UCT Potential | F1 | Commercial | WA - Health | New | Water Heating | Natural Gas | Water Heater - Motion Control Faucet | A | Integrated Unit Energy Savings (kWh or therms) | Achievable Economic UCT Potential | 0 | 0 | 0 | 0 | 0 | 0 | 0 | 0 | 0 | 0 | 0 | 0 | 0 | 0 | 0 | 0 | 0 | 0 | 0 | 0 | 0 | 0 | 0 | 0 | 0 | 0 | 0
F2_Commercial_WA - Health_New_Water Heating_Natural Gas_Water Heater - Motion Control Faucet_A_Achievable Economic UCT Potential | F2 | Commercial | WA - Health | New | Water Heating | Natural Gas | Water Heater - Motion Control Faucet | A | Integrated Unit Summer Peak Savings (kW) | Achievable Economic UCT Potential | 0 | 0 | 0 | 0 | 0 | 0 | 0 | 0 | 0 | 0 | 0 | 0 | 0 | 0 | 0 | 0 | 0 | 0 | 0 | 0 | 0 | 0 | 0 | 0 | 0 | 0 | 0
F3_Commercial_WA - Health_New_Water Heating_Natural Gas_Water Heater - Motion Control Faucet_A_Achievable Economic UCT Potential | F3 | Commercial | WA - Health | New | Water Heating | Natural Gas | Water Heater - Motion Control Faucet | A | Integrated Unit Winter Peak Savings (kW) | Achievable Economic UCT Potential | 0 | 0 | 0 | 0 | 0 | 0 | 0 | 0 | 0 | 0 | 0 | 0 | 0 | 0 | 0 | 0 | 0 | 0 | 0 | 0 | 0 | 0 | 0 | 0 | 0 | 0 | 0
F4_Commercial_WA - Health_New_Water Heating_Natural Gas_Water Heater - Motion Control Faucet_A_Achievable Economic UCT Potential | F4 | Commercial | WA - Health | New | Water Heating | Natural Gas | Water Heater - Motion Control Faucet | A | Incremental Energy Savings (MWh or mTherms) | Achievable Economic UCT Potential | 0 | 0 | 0 | 0 | 0 | 0 | 0 | 0 | 0 | 0 | 0 | 0 | 0 | 0 | 0 | 0 | 0 | 0 | 0 | 0 | 0 | 0 | 0 | 0 | 0 | 0 | 0
F5_Commercial_WA - Health_New_Water Heating_Natural Gas_Water Heater - Motion Control Faucet_A_Achievable Economic UCT Potential | F5 | Commercial | WA - Health | New | Water Heating | Natural Gas | Water Heater - Motion Control Faucet | A | Incremental Summer Peak Savings (MW) | Achievable Economic UCT Potential | 0 | 0 | 0 | 0 | 0 | 0 | 0 | 0 | 0 | 0 | 0 | 0 | 0 | 0 | 0 | 0 | 0 | 0 | 0 | 0 | 0 | 0 | 0 | 0 | 0 | 0 | 0
F6_Commercial_WA - Health_New_Water Heating_Natural Gas_Water Heater - Motion Control Faucet_A_Achievable Economic UCT Potential | F6 | Commercial | WA - Health | New | Water Heating | Natural Gas | Water Heater - Motion Control Faucet | A | Incremental Winter Peak Savings (MW) | Achievable Economic UCT Potential | 0 | 0 | 0 | 0 | 0 | 0 | 0 | 0 | 0 | 0 | 0 | 0 | 0 | 0 | 0 | 0 | 0 | 0 | 0 | 0 | 0 | 0 | 0 | 0 | 0 | 0 | 0
F7_Commercial_WA - Health_New_Water Heating_Natural Gas_Water Heater - Motion Control Faucet_A_Achievable Economic UCT Potential | F7 | Commercial | WA - Health | New | Water Heating | Natural Gas | Water Heater - Motion Control Faucet | A | Cumulative Energy Savings (MWh or mTherms) | Achievable Economic UCT Potential | 0 | 0 | 0 | 0 | 0 | 0 | 0 | 0 | 0 | 0 | 0 | 0 | 0 | 0 | 0 | 0 | 0 | 0 | 0 | 0 | 0 | 0 | 0 | 0 | 0 | 0 | 0
F8_Commercial_WA - Health_New_Water Heating_Natural Gas_Water Heater - Motion Control Faucet_A_Achievable Economic UCT Potential | F8 | Commercial | WA - Health | New | Water Heating | Natural Gas | Water Heater - Motion Control Faucet | A | Cumulative Summer Peak Savings (MW) | Achievable Economic UCT Potential | 0 | 0 | 0 | 0 | 0 | 0 | 0 | 0 | 0 | 0 | 0 | 0 | 0 | 0 | 0 | 0 | 0 | 0 | 0 | 0 | 0 | 0 | 0 | 0 | 0 | 0 | 0
F9_Commercial_WA - Health_New_Water Heating_Natural Gas_Water Heater - Motion Control Faucet_A_Achievable Economic UCT Potential | F9 | Commercial | WA - Health | New | Water Heating | Natural Gas | Water Heater - Motion Control Faucet | A | Cumulative Winter Peak Savings (MW) | Achievable Economic UCT Potential | 0 | 0 | 0 | 0 | 0 | 0 | 0 | 0 | 0 | 0 | 0 | 0 | 0 | 0 | 0 | 0 | 0 | 0 | 0 | 0 | 0 | 0 | 0 | 0 | 0 | 0 | 0
F10_Commercial_WA - Health_New_Water Heating_Natural Gas_Water Heater - Motion Control Faucet_A_Achievable Economic UCT Potential | F10 | Commercial | WA - Health | New | Water Heating | Natural Gas | Water Heater - Motion Control Faucet | A | Purchases (Incremental) | Achievable Economic UCT Potential | 0 | 0 | 0 | 0 | 0 | 0 | 0 | 0 | 0 | 0 | 0 | 0 | 0 | 0 | 0 | 0 | 0 | 0 | 0 | 0 | 0 | 0 | 0 | 0 | 0 | 0 | 0
F11_Commercial_WA - Health_New_Water Heating_Natural Gas_Water Heater - Motion Control Faucet_A_Achievable Economic UCT Potential | F11 | Commercial | WA - Health | New | Water Heating | Natural Gas | Water Heater - Motion Control Faucet | A | Purchases (Cumulative) | Achievable Economic UCT Potential | 0 | 0 | 0 | 0 | 0 | 0 | 0 | 0 | 0 | 0 | 0 | 0 | 0 | 0 | 0 | 0 | 0 | 0 | 0 | 0 | 0 | 0 | 0 | 0 | 0 | 0 | 0
F1_Commercial_WA - Health_New_Water Heating_Natural Gas_Water Heater - Solar System_A_Achievable Economic UCT Potential | F1 | Commercial | WA - Health | New | Water Heating | Natural Gas | Water Heater - Solar System | A | Integrated Unit Energy Savings (kWh or therms) | Achievable Economic UCT Potential | 0 | 0 | 0 | 0 | 0 | 0 | 0 | 0 | 0 | 0 | 0 | 0 | 0 | 0 | 0 | 0 | 0 | 0 | 0 | 0 | 0 | 0 | 0 | 0 | 0 | 0 | 0
F2_Commercial_WA - Health_New_Water Heating_Natural Gas_Water Heater - Solar System_A_Achievable Economic UCT Potential | F2 | Commercial | WA - Health | New | Water Heating | Natural Gas | Water Heater - Solar System | A | Integrated Unit Summer Peak Savings (kW) | Achievable Economic UCT Potential | 0 | 0 | 0 | 0 | 0 | 0 | 0 | 0 | 0 | 0 | 0 | 0 | 0 | 0 | 0 | 0 | 0 | 0 | 0 | 0 | 0 | 0 | 0 | 0 | 0 | 0 | 0
F3_Commercial_WA - Health_New_Water Heating_Natural Gas_Water Heater - Solar System_A_Achievable Economic UCT Potential | F3 | Commercial | WA - Health | New | Water Heating | Natural Gas | Water Heater - Solar System | A | Integrated Unit Winter Peak Savings (kW) | Achievable Economic UCT Potential | 0 | 0 | 0 | 0 | 0 | 0 | 0 | 0 | 0 | 0 | 0 | 0 | 0 | 0 | 0 | 0 | 0 | 0 | 0 | 0 | 0 | 0 | 0 | 0 | 0 | 0 | 0
F4_Commercial_WA - Health_New_Water Heating_Natural Gas_Water Heater - Solar System_A_Achievable Economic UCT Potential | F4 | Commercial | WA - Health | New | Water Heating | Natural Gas | Water Heater - Solar System | A | Incremental Energy Savings (MWh or mTherms) | Achievable Economic UCT Potential | 0 | 0 | 0 | 0 | 0 | 0 | 0 | 0 | 0 | 0 | 0 | 0 | 0 | 0 | 0 | 0 | 0 | 0 | 0 | 0 | 0 | 0 | 0 | 0 | 0 | 0 | 0
F5_Commercial_WA - Health_New_Water Heating_Natural Gas_Water Heater - Solar System_A_Achievable Economic UCT Potential | F5 | Commercial | WA - Health | New | Water Heating | Natural Gas | Water Heater - Solar System | A | Incremental Summer Peak Savings (MW) | Achievable Economic UCT Potential | 0 | 0 | 0 | 0 | 0 | 0 | 0 | 0 | 0 | 0 | 0 | 0 | 0 | 0 | 0 | 0 | 0 | 0 | 0 | 0 | 0 | 0 | 0 | 0 | 0 | 0 | 0
F6_Commercial_WA - Health_New_Water Heating_Natural Gas_Water Heater - Solar System_A_Achievable Economic UCT Potential | F6 | Commercial | WA - Health | New | Water Heating | Natural Gas | Water Heater - Solar System | A | Incremental Winter Peak Savings (MW) | Achievable Economic UCT Potential | 0 | 0 | 0 | 0 | 0 | 0 | 0 | 0 | 0 | 0 | 0 | 0 | 0 | 0 | 0 | 0 | 0 | 0 | 0 | 0 | 0 | 0 | 0 | 0 | 0 | 0 | 0
F7_Commercial_WA - Health_New_Water Heating_Natural Gas_Water Heater - Solar System_A_Achievable Economic UCT Potential | F7 | Commercial | WA - Health | New | Water Heating | Natural Gas | Water Heater - Solar System | A | Cumulative Energy Savings (MWh or mTherms) | Achievable Economic UCT Potential | 0 | 0 | 0 | 0 | 0 | 0 | 0 | 0 | 0 | 0 | 0 | 0 | 0 | 0 | 0 | 0 | 0 | 0 | 0 | 0 | 0 | 0 | 0 | 0 | 0 | 0 | 0
F8_Commercial_WA - Health_New_Water Heating_Natural Gas_Water Heater - Solar System_A_Achievable Economic UCT Potential | F8 | Commercial | WA - Health | New | Water Heating | Natural Gas | Water Heater - Solar System | A | Cumulative Summer Peak Savings (MW) | Achievable Economic UCT Potential | 0 | 0 | 0 | 0 | 0 | 0 | 0 | 0 | 0 | 0 | 0 | 0 | 0 | 0 | 0 | 0 | 0 | 0 | 0 | 0 | 0 | 0 | 0 | 0 | 0 | 0 | 0
F9_Commercial_WA - Health_New_Water Heating_Natural Gas_Water Heater - Solar System_A_Achievable Economic UCT Potential | F9 | Commercial | WA - Health | New | Water Heating | Natural Gas | Water Heater - Solar System | A | Cumulative Winter Peak Savings (MW) | Achievable Economic UCT Potential | 0 | 0 | 0 | 0 | 0 | 0 | 0 | 0 | 0 | 0 | 0 | 0 | 0 | 0 | 0 | 0 | 0 | 0 | 0 | 0 | 0 | 0 | 0 | 0 | 0 | 0 | 0
F10_Commercial_WA - Health_New_Water Heating_Natural Gas_Water Heater - Solar System_A_Achievable Economic UCT Potential | F10 | Commercial | WA - Health | New | Water Heating | Natural Gas | Water Heater - Solar System | A | Purchases (Incremental) | Achievable Economic UCT Potential | 0 | 0 | 0 | 0 | 0 | 0 | 0 | 0 | 0 | 0 | 0 | 0 | 0 | 0 | 0 | 0 | 0 | 0 | 0 | 0 | 0 | 0 | 0 | 0 | 0 | 0 | 0
F11_Commercial_WA - Health_New_Water Heating_Natural Gas_Water Heater - Solar System_A_Achievable Economic UCT Potential | F11 | Commercial | WA - Health | New | Water Heating | Natural Gas | Water Heater - Solar System | A | Purchases (Cumulative) | Achievable Economic UCT Potential | 0 | 0 | 0 | 0 | 0 | 0 | 0 | 0 | 0 | 0 | 0 | 0 | 0 | 0 | 0 | 0 | 0 | 0 | 0 | 0 | 0 | 0 | 0 | 0 | 0 | 0 | 0
F1_Commercial_WA - Health_New_Water Heating_Natural Gas_Commercial Laundry - Ozone Treatment_A_Achievable Economic UCT Potential | F1 | Commercial | WA - Health | New | Water Heating | Natural Gas | Commercial Laundry - Ozone Treatment | A | Integrated Unit Energy Savings (kWh or therms) | Achievable Economic UCT Potential | 0 | 0 | 0 | 0 | 0 | 0 | 0 | 0 | 0 | 0 | 0 | 0 | 0 | 0 | 0 | 0 | 0 | 0 | 0 | 0 | 0 | 0 | 0 | 0 | 0 | 0 | 0
F2_Commercial_WA - Health_New_Water Heating_Natural Gas_Commercial Laundry - Ozone Treatment_A_Achievable Economic UCT Potential | F2 | Commercial | WA - Health | New | Water Heating | Natural Gas | Commercial Laundry - Ozone Treatment | A | Integrated Unit Summer Peak Savings (kW) | Achievable Economic UCT Potential | 0 | 0 | 0 | 0 | 0 | 0 | 0 | 0 | 0 | 0 | 0 | 0 | 0 | 0 | 0 | 0 | 0 | 0 | 0 | 0 | 0 | 0 | 0 | 0 | 0 | 0 | 0
F3_Commercial_WA - Health_New_Water Heating_Natural Gas_Commercial Laundry - Ozone Treatment_A_Achievable Economic UCT Potential | F3 | Commercial | WA - Health | New | Water Heating | Natural Gas | Commercial Laundry - Ozone Treatment | A | Integrated Unit Winter Peak Savings (kW) | Achievable Economic UCT Potential | 0 | 0 | 0 | 0 | 0 | 0 | 0 | 0 | 0 | 0 | 0 | 0 | 0 | 0 | 0 | 0 | 0 | 0 | 0 | 0 | 0 | 0 | 0 | 0 | 0 | 0 | 0
F4_Commercial_WA - Health_New_Water Heating_Natural Gas_Commercial Laundry - Ozone Treatment_A_Achievable Economic UCT Potential | F4 | Commercial | WA - Health | New | Water Heating | Natural Gas | Commercial Laundry - Ozone Treatment | A | Incremental Energy Savings (MWh or mTherms) | Achievable Economic UCT Potential | 0 | 0 | 0 | 0 | 0 | 0 | 0 | 0 | 0 | 0 | 0 | 0 | 0 | 0 | 0 | 0 | 0 | 0 | 0 | 0 | 0 | 0 | 0 | 0 | 0 | 0 | 0
F5_Commercial_WA - Health_New_Water Heating_Natural Gas_Commercial Laundry - Ozone Treatment_A_Achievable Economic UCT Potential | F5 | Commercial | WA - Health | New | Water Heating | Natural Gas | Commercial Laundry - Ozone Treatment | A | Incremental Summer Peak Savings (MW) | Achievable Economic UCT Potential | 0 | 0 | 0 | 0 | 0 | 0 | 0 | 0 | 0 | 0 | 0 | 0 | 0 | 0 | 0 | 0 | 0 | 0 | 0 | 0 | 0 | 0 | 0 | 0 | 0 | 0 | 0
F6_Commercial_WA - Health_New_Water Heating_Natural Gas_Commercial Laundry - Ozone Treatment_A_Achievable Economic UCT Potential | F6 | Commercial | WA - Health | New | Water Heating | Natural Gas | Commercial Laundry - Ozone Treatment | A | Incremental Winter Peak Savings (MW) | Achievable Economic UCT Potential | 0 | 0 | 0 | 0 | 0 | 0 | 0 | 0 | 0 | 0 | 0 | 0 | 0 | 0 | 0 | 0 | 0 | 0 | 0 | 0 | 0 | 0 | 0 | 0 | 0 | 0 | 0
F7_Commercial_WA - Health_New_Water Heating_Natural Gas_Commercial Laundry - Ozone Treatment_A_Achievable Economic UCT Potential | F7 | Commercial | WA - Health | New | Water Heating | Natural Gas | Commercial Laundry - Ozone Treatment | A | Cumulative Energy Savings (MWh or mTherms) | Achievable Economic UCT Potential | 0 | 0 | 0 | 0 | 0 | 0 | 0 | 0 | 0 | 0 | 0 | 0 | 0 | 0 | 0 | 0 | 0 | 0 | 0 | 0 | 0 | 0 | 0 | 0 | 0 | 0 | 0
F8_Commercial_WA - Health_New_Water Heating_Natural Gas_Commercial Laundry - Ozone Treatment_A_Achievable Economic UCT Potential | F8 | Commercial | WA - Health | New | Water Heating | Natural Gas | Commercial Laundry - Ozone Treatment | A | Cumulative Summer Peak Savings (MW) | Achievable Economic UCT Potential | 0 | 0 | 0 | 0 | 0 | 0 | 0 | 0 | 0 | 0 | 0 | 0 | 0 | 0 | 0 | 0 | 0 | 0 | 0 | 0 | 0 | 0 | 0 | 0 | 0 | 0 | 0
F9_Commercial_WA - Health_New_Water Heating_Natural Gas_Commercial Laundry - Ozone Treatment_A_Achievable Economic UCT Potential | F9 | Commercial | WA - Health | New | Water Heating | Natural Gas | Commercial Laundry - Ozone Treatment | A | Cumulative Winter Peak Savings (MW) | Achievable Economic UCT Potential | 0 | 0 | 0 | 0 | 0 | 0 | 0 | 0 | 0 | 0 | 0 | 0 | 0 | 0 | 0 | 0 | 0 | 0 | 0 | 0 | 0 | 0 | 0 | 0 | 0 | 0 | 0
F10_Commercial_WA - Health_New_Water Heating_Natural Gas_Commercial Laundry - Ozone Treatment_A_Achievable Economic UCT Potential | F10 | Commercial | WA - Health | New | Water Heating | Natural Gas | Commercial Laundry - Ozone Treatment | A | Purchases (Incremental) | Achievable Economic UCT Potential | 0 | 0 | 0 | 0 | 0 | 0 | 0 | 0 | 0 | 0 | 0 | 0 | 0 | 0 | 0 | 0 | 0 | 0 | 0 | 0 | 0 | 0 | 0 | 0 | 0 | 0 | 0
F11_Commercial_WA - Health_New_Water Heating_Natural Gas_Commercial Laundry - Ozone Treatment_A_Achievable Economic UCT Potential | F11 | Commercial | WA - Health | New | Water Heating | Natural Gas | Commercial Laundry - Ozone Treatment | A | Purchases (Cumulative) | Achievable Economic UCT Potential | 0 | 0 | 0 | 0 | 0 | 0 | 0 | 0 | 0 | 0 | 0 | 0 | 0 | 0 | 0 | 0 | 0 | 0 | 0 | 0 | 0 | 0 | 0 | 0 | 0 | 0 | 0
F1_Commercial_WA - Health_New_Water Heating_Natural Gas_Commercial Laundry - ENERGY STAR Washer_A_Achievable Economic UCT Potential | F1 | Commercial | WA - Health | New | Water Heating | Natural Gas | Commercial Laundry - ENERGY STAR Washer | A | Integrated Unit Energy Savings (kWh or therms) | Achievable Economic UCT Potential | 0 | 0 | 0 | 0 | 0 | 0 | 0 | 0 | 0 | 0 | 0 | 0 | 0 | 0 | 0 | 0 | 0 | 0 | 0 | 0 | 0 | 0 | 0 | 0 | 0 | 0 | 0
F2_Commercial_WA - Health_New_Water Heating_Natural Gas_Commercial Laundry - ENERGY STAR Washer_A_Achievable Economic UCT Potential | F2 | Commercial | WA - Health | New | Water Heating | Natural Gas | Commercial Laundry - ENERGY STAR Washer | A | Integrated Unit Summer Peak Savings (kW) | Achievable Economic UCT Potential | 0 | 0 | 0 | 0 | 0 | 0 | 0 | 0 | 0 | 0 | 0 | 0 | 0 | 0 | 0 | 0 | 0 | 0 | 0 | 0 | 0 | 0 | 0 | 0 | 0 | 0 | 0
F3_Commercial_WA - Health_New_Water Heating_Natural Gas_Commercial Laundry - ENERGY STAR Washer_A_Achievable Economic UCT Potential | F3 | Commercial | WA - Health | New | Water Heating | Natural Gas | Commercial Laundry - ENERGY STAR Washer | A | Integrated Unit Winter Peak Savings (kW) | Achievable Economic UCT Potential | 0 | 0 | 0 | 0 | 0 | 0 | 0 | 0 | 0 | 0 | 0 | 0 | 0 | 0 | 0 | 0 | 0 | 0 | 0 | 0 | 0 | 0 | 0 | 0 | 0 | 0 | 0
F4_Commercial_WA - Health_New_Water Heating_Natural Gas_Commercial Laundry - ENERGY STAR Washer_A_Achievable Economic UCT Potential | F4 | Commercial | WA - Health | New | Water Heating | Natural Gas | Commercial Laundry - ENERGY STAR Washer | A | Incremental Energy Savings (MWh or mTherms) | Achievable Economic UCT Potential | 0 | 0 | 0 | 0 | 0 | 0 | 0 | 0 | 0 | 0 | 0 | 0 | 0 | 0 | 0 | 0 | 0 | 0 | 0 | 0 | 0 | 0 | 0 | 0 | 0 | 0 | 0
F5_Commercial_WA - Health_New_Water Heating_Natural Gas_Commercial Laundry - ENERGY STAR Washer_A_Achievable Economic UCT Potential | F5 | Commercial | WA - Health | New | Water Heating | Natural Gas | Commercial Laundry - ENERGY STAR Washer | A | Incremental Summer Peak Savings (MW) | Achievable Economic UCT Potential | 0 | 0 | 0 | 0 | 0 | 0 | 0 | 0 | 0 | 0 | 0 | 0 | 0 | 0 | 0 | 0 | 0 | 0 | 0 | 0 | 0 | 0 | 0 | 0 | 0 | 0 | 0
F6_Commercial_WA - Health_New_Water Heating_Natural Gas_Commercial Laundry - ENERGY STAR Washer_A_Achievable Economic UCT Potential | F6 | Commercial | WA - Health | New | Water Heating | Natural Gas | Commercial Laundry - ENERGY STAR Washer | A | Incremental Winter Peak Savings (MW) | Achievable Economic UCT Potential | 0 | 0 | 0 | 0 | 0 | 0 | 0 | 0 | 0 | 0 | 0 | 0 | 0 | 0 | 0 | 0 | 0 | 0 | 0 | 0 | 0 | 0 | 0 | 0 | 0 | 0 | 0
F7_Commercial_WA - Health_New_Water Heating_Natural Gas_Commercial Laundry - ENERGY STAR Washer_A_Achievable Economic UCT Potential | F7 | Commercial | WA - Health | New | Water Heating | Natural Gas | Commercial Laundry - ENERGY STAR Washer | A | Cumulative Energy Savings (MWh or mTherms) | Achievable Economic UCT Potential | 0 | 0 | 0 | 0 | 0 | 0 | 0 | 0 | 0 | 0 | 0 | 0 | 0 | 0 | 0 | 0 | 0 | 0 | 0 | 0 | 0 | 0 | 0 | 0 | 0 | 0 | 0
F8_Commercial_WA - Health_New_Water Heating_Natural Gas_Commercial Laundry - ENERGY STAR Washer_A_Achievable Economic UCT Potential | F8 | Commercial | WA - Health | New | Water Heating | Natural Gas | Commercial Laundry - ENERGY STAR Washer | A | Cumulative Summer Peak Savings (MW) | Achievable Economic UCT Potential | 0 | 0 | 0 | 0 | 0 | 0 | 0 | 0 | 0 | 0 | 0 | 0 | 0 | 0 | 0 | 0 | 0 | 0 | 0 | 0 | 0 | 0 | 0 | 0 | 0 | 0 | 0
F9_Commercial_WA - Health_New_Water Heating_Natural Gas_Commercial Laundry - ENERGY STAR Washer_A_Achievable Economic UCT Potential | F9 | Commercial | WA - Health | New | Water Heating | Natural Gas | Commercial Laundry - ENERGY STAR Washer | A | Cumulative Winter Peak Savings (MW) | Achievable Economic UCT Potential | 0 | 0 | 0 | 0 | 0 | 0 | 0 | 0 | 0 | 0 | 0 | 0 | 0 | 0 | 0 | 0 | 0 | 0 | 0 | 0 | 0 | 0 | 0 | 0 | 0 | 0 | 0
F10_Commercial_WA - Health_New_Water Heating_Natural Gas_Commercial Laundry - ENERGY STAR Washer_A_Achievable Economic UCT Potential | F10 | Commercial | WA - Health | New | Water Heating | Natural Gas | Commercial Laundry - ENERGY STAR Washer | A | Purchases (Incremental) | Achievable Economic UCT Potential | 0 | 0 | 0 | 0 | 0 | 0 | 0 | 0 | 0 | 0 | 0 | 0 | 0 | 0 | 0 | 0 | 0 | 0 | 0 | 0 | 0 | 0 | 0 | 0 | 0 | 0 | 0
F11_Commercial_WA - Health_New_Water Heating_Natural Gas_Commercial Laundry - ENERGY STAR Washer_A_Achievable Economic UCT Potential | F11 | Commercial | WA - Health | New | Water Heating | Natural Gas | Commercial Laundry - ENERGY STAR Washer | A | Purchases (Cumulative) | Achievable Economic UCT Potential | 0 | 0 | 0 | 0 | 0 | 0 | 0 | 0 | 0 | 0 | 0 | 0 | 0 | 0 | 0 | 0 | 0 | 0 | 0 | 0 | 0 | 0 | 0 | 0 | 0 | 0 | 0
F1_Commercial_WA - Health_New_Water Heating_Natural Gas_Water Heater - Efficient Dishwasher_A_Achievable Economic UCT Potential | F1 | Commercial | WA - Health | New | Water Heating | Natural Gas | Water Heater - Efficient Dishwasher | A | Integrated Unit Energy Savings (kWh or therms) | Achievable Economic UCT Potential | 0 | 0 | 0 | 0 | 0 | 0 | 0 | 0 | 0 | 0 | 0 | 0 | 0 | 0 | 0 | 0 | 0 | 0 | 0 | 0 | 0 | 0 | 0 | 0 | 0 | 0 | 0
F2_Commercial_WA - Health_New_Water Heating_Natural Gas_Water Heater - Efficient Dishwasher_A_Achievable Economic UCT Potential | F2 | Commercial | WA - Health | New | Water Heating | Natural Gas | Water Heater - Efficient Dishwasher | A | Integrated Unit Summer Peak Savings (kW) | Achievable Economic UCT Potential | 0 | 0 | 0 | 0 | 0 | 0 | 0 | 0 | 0 | 0 | 0 | 0 | 0 | 0 | 0 | 0 | 0 | 0 | 0 | 0 | 0 | 0 | 0 | 0 | 0 | 0 | 0
F3_Commercial_WA - Health_New_Water Heating_Natural Gas_Water Heater - Efficient Dishwasher_A_Achievable Economic UCT Potential | F3 | Commercial | WA - Health | New | Water Heating | Natural Gas | Water Heater - Efficient Dishwasher | A | Integrated Unit Winter Peak Savings (kW) | Achievable Economic UCT Potential | 0 | 0 | 0 | 0 | 0 | 0 | 0 | 0 | 0 | 0 | 0 | 0 | 0 | 0 | 0 | 0 | 0 | 0 | 0 | 0 | 0 | 0 | 0 | 0 | 0 | 0 | 0
F4_Commercial_WA - Health_New_Water Heating_Natural Gas_Water Heater - Efficient Dishwasher_A_Achievable Economic UCT Potential | F4 | Commercial | WA - Health | New | Water Heating | Natural Gas | Water Heater - Efficient Dishwasher | A | Incremental Energy Savings (MWh or mTherms) | Achievable Economic UCT Potential | 0 | 0 | 0 | 0 | 0 | 0 | 0 | 0 | 0 | 0 | 0 | 0 | 0 | 0 | 0 | 0 | 0 | 0 | 0 | 0 | 0 | 0 | 0 | 0 | 0 | 0 | 0
F5_Commercial_WA - Health_New_Water Heating_Natural Gas_Water Heater - Efficient Dishwasher_A_Achievable Economic UCT Potential | F5 | Commercial | WA - Health | New | Water Heating | Natural Gas | Water Heater - Efficient Dishwasher | A | Incremental Summer Peak Savings (MW) | Achievable Economic UCT Potential | 0 | 0 | 0 | 0 | 0 | 0 | 0 | 0 | 0 | 0 | 0 | 0 | 0 | 0 | 0 | 0 | 0 | 0 | 0 | 0 | 0 | 0 | 0 | 0 | 0 | 0 | 0
F6_Commercial_WA - Health_New_Water Heating_Natural Gas_Water Heater - Efficient Dishwasher_A_Achievable Economic UCT Potential | F6 | Commercial | WA - Health | New | Water Heating | Natural Gas | Water Heater - Efficient Dishwasher | A | Incremental Winter Peak Savings (MW) | Achievable Economic UCT Potential | 0 | 0 | 0 | 0 | 0 | 0 | 0 | 0 | 0 | 0 | 0 | 0 | 0 | 0 | 0 | 0 | 0 | 0 | 0 | 0 | 0 | 0 | 0 | 0 | 0 | 0 | 0
F7_Commercial_WA - Health_New_Water Heating_Natural Gas_Water Heater - Efficient Dishwasher_A_Achievable Economic UCT Potential | F7 | Commercial | WA - Health | New | Water Heating | Natural Gas | Water Heater - Efficient Dishwasher | A | Cumulative Energy Savings (MWh or mTherms) | Achievable Economic UCT Potential | 0 | 0 | 0 | 0 | 0 | 0 | 0 | 0 | 0 | 0 | 0 | 0 | 0 | 0 | 0 | 0 | 0 | 0 | 0 | 0 | 0 | 0 | 0 | 0 | 0 | 0 | 0
F8_Commercial_WA - Health_New_Water Heating_Natural Gas_Water Heater - Efficient Dishwasher_A_Achievable Economic UCT Potential | F8 | Commercial | WA - Health | New | Water Heating | Natural Gas | Water Heater - Efficient Dishwasher | A | Cumulative Summer Peak Savings (MW) | Achievable Economic UCT Potential | 0 | 0 | 0 | 0 | 0 | 0 | 0 | 0 | 0 | 0 | 0 | 0 | 0 | 0 | 0 | 0 | 0 | 0 | 0 | 0 | 0 | 0 | 0 | 0 | 0 | 0 | 0
F9_Commercial_WA - Health_New_Water Heating_Natural Gas_Water Heater - Efficient Dishwasher_A_Achievable Economic UCT Potential | F9 | Commercial | WA - Health | New | Water Heating | Natural Gas | Water Heater - Efficient Dishwasher | A | Cumulative Winter Peak Savings (MW) | Achievable Economic UCT Potential | 0 | 0 | 0 | 0 | 0 | 0 | 0 | 0 | 0 | 0 | 0 | 0 | 0 | 0 | 0 | 0 | 0 | 0 | 0 | 0 | 0 | 0 | 0 | 0 | 0 | 0 | 0
F10_Commercial_WA - Health_New_Water Heating_Natural Gas_Water Heater - Efficient Dishwasher_A_Achievable Economic UCT Potential | F10 | Commercial | WA - Health | New | Water Heating | Natural Gas | Water Heater - Efficient Dishwasher | A | Purchases (Incremental) | Achievable Economic UCT Potential | 0 | 0 | 0 | 0 | 0 | 0 | 0 | 0 | 0 | 0 | 0 | 0 | 0 | 0 | 0 | 0 | 0 | 0 | 0 | 0 | 0 | 0 | 0 | 0 | 0 | 0 | 0
F11_Commercial_WA - Health_New_Water Heating_Natural Gas_Water Heater - Efficient Dishwasher_A_Achievable Economic UCT Potential | F11 | Commercial | WA - Health | New | Water Heating | Natural Gas | Water Heater - Efficient Dishwasher | A | Purchases (Cumulative) | Achievable Economic UCT Potential | 0 | 0 | 0 | 0 | 0 | 0 | 0 | 0 | 0 | 0 | 0 | 0 | 0 | 0 | 0 | 0 | 0 | 0 | 0 | 0 | 0 | 0 | 0 | 0 | 0 | 0 | 0
F1_Commercial_WA - Health_New_Water Heating_Natural Gas_Commercial Laundry - Alternative Dry-Cleaning Methods_A_Achievable Economic UCT Potential | F1 | Commercial | WA - Health | New | Water Heating | Natural Gas | Commercial Laundry - Alternative Dry-Cleaning Methods | A | Integrated Unit Energy Savings (kWh or therms) | Achievable Economic UCT Potential | 0 | 0 | 0 | 0 | 0 | 0 | 0 | 0 | 0 | 0 | 0 | 0 | 0 | 0 | 0 | 0 | 0 | 0 | 0 | 0 | 0 | 0 | 0 | 0 | 0 | 0 | 0
F2_Commercial_WA - Health_New_Water Heating_Natural Gas_Commercial Laundry - Alternative Dry-Cleaning Methods_A_Achievable Economic UCT Potential | F2 | Commercial | WA - Health | New | Water Heating | Natural Gas | Commercial Laundry - Alternative Dry-Cleaning Methods | A | Integrated Unit Summer Peak Savings (kW) | Achievable Economic UCT Potential | 0 | 0 | 0 | 0 | 0 | 0 | 0 | 0 | 0 | 0 | 0 | 0 | 0 | 0 | 0 | 0 | 0 | 0 | 0 | 0 | 0 | 0 | 0 | 0 | 0 | 0 | 0
F3_Commercial_WA - Health_New_Water Heating_Natural Gas_Commercial Laundry - Alternative Dry-Cleaning Methods_A_Achievable Economic UCT Potential | F3 | Commercial | WA - Health | New | Water Heating | Natural Gas | Commercial Laundry - Alternative Dry-Cleaning Methods | A | Integrated Unit Winter Peak Savings (kW) | Achievable Economic UCT Potential | 0 | 0 | 0 | 0 | 0 | 0 | 0 | 0 | 0 | 0 | 0 | 0 | 0 | 0 | 0 | 0 | 0 | 0 | 0 | 0 | 0 | 0 | 0 | 0 | 0 | 0 | 0
F4_Commercial_WA - Health_New_Water Heating_Natural Gas_Commercial Laundry - Alternative Dry-Cleaning Methods_A_Achievable Economic UCT Potential | F4 | Commercial | WA - Health | New | Water Heating | Natural Gas | Commercial Laundry - Alternative Dry-Cleaning Methods | A | Incremental Energy Savings (MWh or mTherms) | Achievable Economic UCT Potential | 0 | 0 | 0 | 0 | 0 | 0 | 0 | 0 | 0 | 0 | 0 | 0 | 0 | 0 | 0 | 0 | 0 | 0 | 0 | 0 | 0 | 0 | 0 | 0 | 0 | 0 | 0
F5_Commercial_WA - Health_New_Water Heating_Natural Gas_Commercial Laundry - Alternative Dry-Cleaning Methods_A_Achievable Economic UCT Potential | F5 | Commercial | WA - Health | New | Water Heating | Natural Gas | Commercial Laundry - Alternative Dry-Cleaning Methods | A | Incremental Summer Peak Savings (MW) | Achievable Economic UCT Potential | 0 | 0 | 0 | 0 | 0 | 0 | 0 | 0 | 0 | 0 | 0 | 0 | 0 | 0 | 0 | 0 | 0 | 0 | 0 | 0 | 0 | 0 | 0 | 0 | 0 | 0 | 0
F6_Commercial_WA - Health_New_Water Heating_Natural Gas_Commercial Laundry - Alternative Dry-Cleaning Methods_A_Achievable Economic UCT Potential | F6 | Commercial | WA - Health | New | Water Heating | Natural Gas | Commercial Laundry - Alternative Dry-Cleaning Methods | A | Incremental Winter Peak Savings (MW) | Achievable Economic UCT Potential | 0 | 0 | 0 | 0 | 0 | 0 | 0 | 0 | 0 | 0 | 0 | 0 | 0 | 0 | 0 | 0 | 0 | 0 | 0 | 0 | 0 | 0 | 0 | 0 | 0 | 0 | 0
F7_Commercial_WA - Health_New_Water Heating_Natural Gas_Commercial Laundry - Alternative Dry-Cleaning Methods_A_Achievable Economic UCT Potential | F7 | Commercial | WA - Health | New | Water Heating | Natural Gas | Commercial Laundry - Alternative Dry-Cleaning Methods | A | Cumulative Energy Savings (MWh or mTherms) | Achievable Economic UCT Potential | 0 | 0 | 0 | 0 | 0 | 0 | 0 | 0 | 0 | 0 | 0 | 0 | 0 | 0 | 0 | 0 | 0 | 0 | 0 | 0 | 0 | 0 | 0 | 0 | 0 | 0 | 0
F8_Commercial_WA - Health_New_Water Heating_Natural Gas_Commercial Laundry - Alternative Dry-Cleaning Methods_A_Achievable Economic UCT Potential | F8 | Commercial | WA - Health | New | Water Heating | Natural Gas | Commercial Laundry - Alternative Dry-Cleaning Methods | A | Cumulative Summer Peak Savings (MW) | Achievable Economic UCT Potential | 0 | 0 | 0 | 0 | 0 | 0 | 0 | 0 | 0 | 0 | 0 | 0 | 0 | 0 | 0 | 0 | 0 | 0 | 0 | 0 | 0 | 0 | 0 | 0 | 0 | 0 | 0
F9_Commercial_WA - Health_New_Water Heating_Natural Gas_Commercial Laundry - Alternative Dry-Cleaning Methods_A_Achievable Economic UCT Potential | F9 | Commercial | WA - Health | New | Water Heating | Natural Gas | Commercial Laundry - Alternative Dry-Cleaning Methods | A | Cumulative Winter Peak Savings (MW) | Achievable Economic UCT Potential | 0 | 0 | 0 | 0 | 0 | 0 | 0 | 0 | 0 | 0 | 0 | 0 | 0 | 0 | 0 | 0 | 0 | 0 | 0 | 0 | 0 | 0 | 0 | 0 | 0 | 0 | 0
F10_Commercial_WA - Health_New_Water Heating_Natural Gas_Commercial Laundry - Alternative Dry-Cleaning Methods_A_Achievable Economic UCT Potential | F10 | Commercial | WA - Health | New | Water Heating | Natural Gas | Commercial Laundry - Alternative Dry-Cleaning Methods | A | Purchases (Incremental) | Achievable Economic UCT Potential | 0 | 0 | 0 | 0 | 0 | 0 | 0 | 0 | 0 | 0 | 0 | 0 | 0 | 0 | 0 | 0 | 0 | 0 | 0 | 0 | 0 | 0 | 0 | 0 | 0 | 0 | 0
F11_Commercial_WA - Health_New_Water Heating_Natural Gas_Commercial Laundry - Alternative Dry-Cleaning Methods_A_Achievable Economic UCT Potential | F11 | Commercial | WA - Health | New | Water Heating | Natural Gas | Commercial Laundry - Alternative Dry-Cleaning Methods | A | Purchases (Cumulative) | Achievable Economic UCT Potential | 0 | 0 | 0 | 0 | 0 | 0 | 0 | 0 | 0 | 0 | 0 | 0 | 0 | 0 | 0 | 0 | 0 | 0 | 0 | 0 | 0 | 0 | 0 | 0 | 0 | 0 | 0
F1_Commercial_WA - Health_New_Space Heating_Natural Gas_Advanced Kitchen Ventilation Controls_A_Achievable Economic UCT Potential | F1 | Commercial | WA - Health | New | Space Heating | Natural Gas | Advanced Kitchen Ventilation Controls | A | Integrated Unit Energy Savings (kWh or therms) | Achievable Economic UCT Potential | 0 | 0 | 0 | 0 | 0 | 0 | 0 | 0 | 0 | 0 | 0 | 0 | 0 | 0 | 0 | 0 | 0 | 0 | 0 | 0 | 0 | 0 | 0 | 0 | 0 | 0 | 0
F2_Commercial_WA - Health_New_Space Heating_Natural Gas_Advanced Kitchen Ventilation Controls_A_Achievable Economic UCT Potential | F2 | Commercial | WA - Health | New | Space Heating | Natural Gas | Advanced Kitchen Ventilation Controls | A | Integrated Unit Summer Peak Savings (kW) | Achievable Economic UCT Potential | 0 | 0 | 0 | 0 | 0 | 0 | 0 | 0 | 0 | 0 | 0 | 0 | 0 | 0 | 0 | 0 | 0 | 0 | 0 | 0 | 0 | 0 | 0 | 0 | 0 | 0 | 0
F3_Commercial_WA - Health_New_Space Heating_Natural Gas_Advanced Kitchen Ventilation Controls_A_Achievable Economic UCT Potential | F3 | Commercial | WA - Health | New | Space Heating | Natural Gas | Advanced Kitchen Ventilation Controls | A | Integrated Unit Winter Peak Savings (kW) | Achievable Economic UCT Potential | 0 | 0 | 0 | 0 | 0 | 0 | 0 | 0 | 0 | 0 | 0 | 0 | 0 | 0 | 0 | 0 | 0 | 0 | 0 | 0 | 0 | 0 | 0 | 0 | 0 | 0 | 0
F4_Commercial_WA - Health_New_Space Heating_Natural Gas_Advanced Kitchen Ventilation Controls_A_Achievable Economic UCT Potential | F4 | Commercial | WA - Health | New | Space Heating | Natural Gas | Advanced Kitchen Ventilation Controls | A | Incremental Energy Savings (MWh or mTherms) | Achievable Economic UCT Potential | 0 | 0 | 0 | 0 | 0 | 0 | 0 | 0 | 0 | 0 | 0 | 0 | 0 | 0 | 0 | 0 | 0 | 0 | 0 | 0 | 0 | 0 | 0 | 0 | 0 | 0 | 0
F5_Commercial_WA - Health_New_Space Heating_Natural Gas_Advanced Kitchen Ventilation Controls_A_Achievable Economic UCT Potential | F5 | Commercial | WA - Health | New | Space Heating | Natural Gas | Advanced Kitchen Ventilation Controls | A | Incremental Summer Peak Savings (MW) | Achievable Economic UCT Potential | 0 | 0 | 0 | 0 | 0 | 0 | 0 | 0 | 0 | 0 | 0 | 0 | 0 | 0 | 0 | 0 | 0 | 0 | 0 | 0 | 0 | 0 | 0 | 0 | 0 | 0 | 0
F6_Commercial_WA - Health_New_Space Heating_Natural Gas_Advanced Kitchen Ventilation Controls_A_Achievable Economic UCT Potential | F6 | Commercial | WA - Health | New | Space Heating | Natural Gas | Advanced Kitchen Ventilation Controls | A | Incremental Winter Peak Savings (MW) | Achievable Economic UCT Potential | 0 | 0 | 0 | 0 | 0 | 0 | 0 | 0 | 0 | 0 | 0 | 0 | 0 | 0 | 0 | 0 | 0 | 0 | 0 | 0 | 0 | 0 | 0 | 0 | 0 | 0 | 0
F7_Commercial_WA - Health_New_Space Heating_Natural Gas_Advanced Kitchen Ventilation Controls_A_Achievable Economic UCT Potential | F7 | Commercial | WA - Health | New | Space Heating | Natural Gas | Advanced Kitchen Ventilation Controls | A | Cumulative Energy Savings (MWh or mTherms) | Achievable Economic UCT Potential | 0 | 0 | 0 | 0 | 0 | 0 | 0 | 0 | 0 | 0 | 0 | 0 | 0 | 0 | 0 | 0 | 0 | 0 | 0 | 0 | 0 | 0 | 0 | 0 | 0 | 0 | 0
F8_Commercial_WA - Health_New_Space Heating_Natural Gas_Advanced Kitchen Ventilation Controls_A_Achievable Economic UCT Potential | F8 | Commercial | WA - Health | New | Space Heating | Natural Gas | Advanced Kitchen Ventilation Controls | A | Cumulative Summer Peak Savings (MW) | Achievable Economic UCT Potential | 0 | 0 | 0 | 0 | 0 | 0 | 0 | 0 | 0 | 0 | 0 | 0 | 0 | 0 | 0 | 0 | 0 | 0 | 0 | 0 | 0 | 0 | 0 | 0 | 0 | 0 | 0
F9_Commercial_WA - Health_New_Space Heating_Natural Gas_Advanced Kitchen Ventilation Controls_A_Achievable Economic UCT Potential | F9 | Commercial | WA - Health | New | Space Heating | Natural Gas | Advanced Kitchen Ventilation Controls | A | Cumulative Winter Peak Savings (MW) | Achievable Economic UCT Potential | 0 | 0 | 0 | 0 | 0 | 0 | 0 | 0 | 0 | 0 | 0 | 0 | 0 | 0 | 0 | 0 | 0 | 0 | 0 | 0 | 0 | 0 | 0 | 0 | 0 | 0 | 0
F10_Commercial_WA - Health_New_Space Heating_Natural Gas_Advanced Kitchen Ventilation Controls_A_Achievable Economic UCT Potential | F10 | Commercial | WA - Health | New | Space Heating | Natural Gas | Advanced Kitchen Ventilation Controls | A | Purchases (Incremental) | Achievable Economic UCT Potential | 0 | 0 | 0 | 0 | 0 | 0 | 0 | 0 | 0 | 0 | 0 | 0 | 0 | 0 | 0 | 0 | 0 | 0 | 0 | 0 | 0 | 0 | 0 | 0 | 0 | 0 | 0
F11_Commercial_WA - Health_New_Space Heating_Natural Gas_Advanced Kitchen Ventilation Controls_A_Achievable Economic UCT Potential | F11 | Commercial | WA - Health | New | Space Heating | Natural Gas | Advanced Kitchen Ventilation Controls | A | Purchases (Cumulative) | Achievable Economic UCT Potential | 0 | 0 | 0 | 0 | 0 | 0 | 0 | 0 | 0 | 0 | 0 | 0 | 0 | 0 | 0 | 0 | 0 | 0 | 0 | 0 | 0 | 0 | 0 | 0 | 0 | 0 | 0
F1_Commercial_WA - Health_New_Space Heating_Natural Gas_Infiltration Control - Loading Dock Sealing_A_Achievable Economic UCT Potential | F1 | Commercial | WA - Health | New | Space Heating | Natural Gas | Infiltration Control - Loading Dock Sealing | A | Integrated Unit Energy Savings (kWh or therms) | Achievable Economic UCT Potential | 0 | 0 | 0 | 0 | 0 | 0 | 0 | 0 | 0 | 0 | 0 | 0 | 0 | 0 | 0 | 0 | 0 | 0 | 0 | 0 | 0 | 0 | 0 | 0 | 0 | 0 | 0
F2_Commercial_WA - Health_New_Space Heating_Natural Gas_Infiltration Control - Loading Dock Sealing_A_Achievable Economic UCT Potential | F2 | Commercial | WA - Health | New | Space Heating | Natural Gas | Infiltration Control - Loading Dock Sealing | A | Integrated Unit Summer Peak Savings (kW) | Achievable Economic UCT Potential | 0 | 0 | 0 | 0 | 0 | 0 | 0 | 0 | 0 | 0 | 0 | 0 | 0 | 0 | 0 | 0 | 0 | 0 | 0 | 0 | 0 | 0 | 0 | 0 | 0 | 0 | 0
F3_Commercial_WA - Health_New_Space Heating_Natural Gas_Infiltration Control - Loading Dock Sealing_A_Achievable Economic UCT Potential | F3 | Commercial | WA - Health | New | Space Heating | Natural Gas | Infiltration Control - Loading Dock Sealing | A | Integrated Unit Winter Peak Savings (kW) | Achievable Economic UCT Potential | 0 | 0 | 0 | 0 | 0 | 0 | 0 | 0 | 0 | 0 | 0 | 0 | 0 | 0 | 0 | 0 | 0 | 0 | 0 | 0 | 0 | 0 | 0 | 0 | 0 | 0 | 0
F4_Commercial_WA - Health_New_Space Heating_Natural Gas_Infiltration Control - Loading Dock Sealing_A_Achievable Economic UCT Potential | F4 | Commercial | WA - Health | New | Space Heating | Natural Gas | Infiltration Control - Loading Dock Sealing | A | Incremental Energy Savings (MWh or mTherms) | Achievable Economic UCT Potential | 0 | 0 | 0 | 0 | 0 | 0 | 0 | 0 | 0 | 0 | 0 | 0 | 0 | 0 | 0 | 0 | 0 | 0 | 0 | 0 | 0 | 0 | 0 | 0 | 0 | 0 | 0
F5_Commercial_WA - Health_New_Space Heating_Natural Gas_Infiltration Control - Loading Dock Sealing_A_Achievable Economic UCT Potential | F5 | Commercial | WA - Health | New | Space Heating | Natural Gas | Infiltration Control - Loading Dock Sealing | A | Incremental Summer Peak Savings (MW) | Achievable Economic UCT Potential | 0 | 0 | 0 | 0 | 0 | 0 | 0 | 0 | 0 | 0 | 0 | 0 | 0 | 0 | 0 | 0 | 0 | 0 | 0 | 0 | 0 | 0 | 0 | 0 | 0 | 0 | 0
F6_Commercial_WA - Health_New_Space Heating_Natural Gas_Infiltration Control - Loading Dock Sealing_A_Achievable Economic UCT Potential | F6 | Commercial | WA - Health | New | Space Heating | Natural Gas | Infiltration Control - Loading Dock Sealing | A | Incremental Winter Peak Savings (MW) | Achievable Economic UCT Potential | 0 | 0 | 0 | 0 | 0 | 0 | 0 | 0 | 0 | 0 | 0 | 0 | 0 | 0 | 0 | 0 | 0 | 0 | 0 | 0 | 0 | 0 | 0 | 0 | 0 | 0 | 0
F7_Commercial_WA - Health_New_Space Heating_Natural Gas_Infiltration Control - Loading Dock Sealing_A_Achievable Economic UCT Potential | F7 | Commercial | WA - Health | New | Space Heating | Natural Gas | Infiltration Control - Loading Dock Sealing | A | Cumulative Energy Savings (MWh or mTherms) | Achievable Economic UCT Potential | 0 | 0 | 0 | 0 | 0 | 0 | 0 | 0 | 0 | 0 | 0 | 0 | 0 | 0 | 0 | 0 | 0 | 0 | 0 | 0 | 0 | 0 | 0 | 0 | 0 | 0 | 0
F8_Commercial_WA - Health_New_Space Heating_Natural Gas_Infiltration Control - Loading Dock Sealing_A_Achievable Economic UCT Potential | F8 | Commercial | WA - Health | New | Space Heating | Natural Gas | Infiltration Control - Loading Dock Sealing | A | Cumulative Summer Peak Savings (MW) | Achievable Economic UCT Potential | 0 | 0 | 0 | 0 | 0 | 0 | 0 | 0 | 0 | 0 | 0 | 0 | 0 | 0 | 0 | 0 | 0 | 0 | 0 | 0 | 0 | 0 | 0 | 0 | 0 | 0 | 0
F9_Commercial_WA - Health_New_Space Heating_Natural Gas_Infiltration Control - Loading Dock Sealing_A_Achievable Economic UCT Potential | F9 | Commercial | WA - Health | New | Space Heating | Natural Gas | Infiltration Control - Loading Dock Sealing | A | Cumulative Winter Peak Savings (MW) | Achievable Economic UCT Potential | 0 | 0 | 0 | 0 | 0 | 0 | 0 | 0 | 0 | 0 | 0 | 0 | 0 | 0 | 0 | 0 | 0 | 0 | 0 | 0 | 0 | 0 | 0 | 0 | 0 | 0 | 0
F10_Commercial_WA - Health_New_Space Heating_Natural Gas_Infiltration Control - Loading Dock Sealing_A_Achievable Economic UCT Potential | F10 | Commercial | WA - Health | New | Space Heating | Natural Gas | Infiltration Control - Loading Dock Sealing | A | Purchases (Incremental) | Achievable Economic UCT Potential | 0 | 0 | 0 | 0 | 0 | 0 | 0 | 0 | 0 | 0 | 0 | 0 | 0 | 0 | 0 | 0 | 0 | 0 | 0 | 0 | 0 | 0 | 0 | 0 | 0 | 0 | 0
F11_Commercial_WA - Health_New_Space Heating_Natural Gas_Infiltration Control - Loading Dock Sealing_A_Achievable Economic UCT Potential | F11 | Commercial | WA - Health | New | Space Heating | Natural Gas | Infiltration Control - Loading Dock Sealing | A | Purchases (Cumulative) | Achievable Economic UCT Potential | 0 | 0 | 0 | 0 | 0 | 0 | 0 | 0 | 0 | 0 | 0 | 0 | 0 | 0 | 0 | 0 | 0 | 0 | 0 | 0 | 0 | 0 | 0 | 0 | 0 | 0 | 0
F1_Commercial_WA - Health_New_Space Heating_Natural Gas_Greenhouse Heat Curtain_A_Achievable Economic UCT Potential | F1 | Commercial | WA - Health | New | Space Heating | Natural Gas | Greenhouse Heat Curtain | A | Integrated Unit Energy Savings (kWh or therms) | Achievable Economic UCT Potential | 0 | 0 | 0 | 0 | 0 | 0 | 0 | 0 | 0 | 0 | 0 | 0 | 0 | 0 | 0 | 0 | 0 | 0 | 0 | 0 | 0 | 0 | 0 | 0 | 0 | 0 | 0
F2_Commercial_WA - Health_New_Space Heating_Natural Gas_Greenhouse Heat Curtain_A_Achievable Economic UCT Potential | F2 | Commercial | WA - Health | New | Space Heating | Natural Gas | Greenhouse Heat Curtain | A | Integrated Unit Summer Peak Savings (kW) | Achievable Economic UCT Potential | 0 | 0 | 0 | 0 | 0 | 0 | 0 | 0 | 0 | 0 | 0 | 0 | 0 | 0 | 0 | 0 | 0 | 0 | 0 | 0 | 0 | 0 | 0 | 0 | 0 | 0 | 0
F3_Commercial_WA - Health_New_Space Heating_Natural Gas_Greenhouse Heat Curtain_A_Achievable Economic UCT Potential | F3 | Commercial | WA - Health | New | Space Heating | Natural Gas | Greenhouse Heat Curtain | A | Integrated Unit Winter Peak Savings (kW) | Achievable Economic UCT Potential | 0 | 0 | 0 | 0 | 0 | 0 | 0 | 0 | 0 | 0 | 0 | 0 | 0 | 0 | 0 | 0 | 0 | 0 | 0 | 0 | 0 | 0 | 0 | 0 | 0 | 0 | 0
F4_Commercial_WA - Health_New_Space Heating_Natural Gas_Greenhouse Heat Curtain_A_Achievable Economic UCT Potential | F4 | Commercial | WA - Health | New | Space Heating | Natural Gas | Greenhouse Heat Curtain | A | Incremental Energy Savings (MWh or mTherms) | Achievable Economic UCT Potential | 0 | 0 | 0 | 0 | 0 | 0 | 0 | 0 | 0 | 0 | 0 | 0 | 0 | 0 | 0 | 0 | 0 | 0 | 0 | 0 | 0 | 0 | 0 | 0 | 0 | 0 | 0
F5_Commercial_WA - Health_New_Space Heating_Natural Gas_Greenhouse Heat Curtain_A_Achievable Economic UCT Potential | F5 | Commercial | WA - Health | New | Space Heating | Natural Gas | Greenhouse Heat Curtain | A | Incremental Summer Peak Savings (MW) | Achievable Economic UCT Potential | 0 | 0 | 0 | 0 | 0 | 0 | 0 | 0 | 0 | 0 | 0 | 0 | 0 | 0 | 0 | 0 | 0 | 0 | 0 | 0 | 0 | 0 | 0 | 0 | 0 | 0 | 0
F6_Commercial_WA - Health_New_Space Heating_Natural Gas_Greenhouse Heat Curtain_A_Achievable Economic UCT Potential | F6 | Commercial | WA - Health | New | Space Heating | Natural Gas | Greenhouse Heat Curtain | A | Incremental Winter Peak Savings (MW) | Achievable Economic UCT Potential | 0 | 0 | 0 | 0 | 0 | 0 | 0 | 0 | 0 | 0 | 0 | 0 | 0 | 0 | 0 | 0 | 0 | 0 | 0 | 0 | 0 | 0 | 0 | 0 | 0 | 0 | 0
F7_Commercial_WA - Health_New_Space Heating_Natural Gas_Greenhouse Heat Curtain_A_Achievable Economic UCT Potential | F7 | Commercial | WA - Health | New | Space Heating | Natural Gas | Greenhouse Heat Curtain | A | Cumulative Energy Savings (MWh or mTherms) | Achievable Economic UCT Potential | 0 | 0 | 0 | 0 | 0 | 0 | 0 | 0 | 0 | 0 | 0 | 0 | 0 | 0 | 0 | 0 | 0 | 0 | 0 | 0 | 0 | 0 | 0 | 0 | 0 | 0 | 0
F8_Commercial_WA - Health_New_Space Heating_Natural Gas_Greenhouse Heat Curtain_A_Achievable Economic UCT Potential | F8 | Commercial | WA - Health | New | Space Heating | Natural Gas | Greenhouse Heat Curtain | A | Cumulative Summer Peak Savings (MW) | Achievable Economic UCT Potential | 0 | 0 | 0 | 0 | 0 | 0 | 0 | 0 | 0 | 0 | 0 | 0 | 0 | 0 | 0 | 0 | 0 | 0 | 0 | 0 | 0 | 0 | 0 | 0 | 0 | 0 | 0
F9_Commercial_WA - Health_New_Space Heating_Natural Gas_Greenhouse Heat Curtain_A_Achievable Economic UCT Potential | F9 | Commercial | WA - Health | New | Space Heating | Natural Gas | Greenhouse Heat Curtain | A | Cumulative Winter Peak Savings (MW) | Achievable Economic UCT Potential | 0 | 0 | 0 | 0 | 0 | 0 | 0 | 0 | 0 | 0 | 0 | 0 | 0 | 0 | 0 | 0 | 0 | 0 | 0 | 0 | 0 | 0 | 0 | 0 | 0 | 0 | 0
F10_Commercial_WA - Health_New_Space Heating_Natural Gas_Greenhouse Heat Curtain_A_Achievable Economic UCT Potential | F10 | Commercial | WA - Health | New | Space Heating | Natural Gas | Greenhouse Heat Curtain | A | Purchases (Incremental) | Achievable Economic UCT Potential | 0 | 0 | 0 | 0 | 0 | 0 | 0 | 0 | 0 | 0 | 0 | 0 | 0 | 0 | 0 | 0 | 0 | 0 | 0 | 0 | 0 | 0 | 0 | 0 | 0 | 0 | 0
F11_Commercial_WA - Health_New_Space Heating_Natural Gas_Greenhouse Heat Curtain_A_Achievable Economic UCT Potential | F11 | Commercial | WA - Health | New | Space Heating | Natural Gas | Greenhouse Heat Curtain | A | Purchases (Cumulative) | Achievable Economic UCT Potential | 0 | 0 | 0 | 0 | 0 | 0 | 0 | 0 | 0 | 0 | 0 | 0 | 0 | 0 | 0 | 0 | 0 | 0 | 0 | 0 | 0 | 0 | 0 | 0 | 0 | 0 | 0
F1_Commercial_WA - Health_New_Space Heating_Natural Gas_Ventilation - Parking Garages, Demand Controlled_A_Achievable Economic UCT Potential | F1 | Commercial | WA - Health | New | Space Heating | Natural Gas | Ventilation - Parking Garages, Demand Controlled | A | Integrated Unit Energy Savings (kWh or therms) | Achievable Economic UCT Potential | 0 | 0 | 0 | 0 | 0 | 0 | 0 | 0 | 0 | 0 | 0 | 0 | 0 | 0 | 0 | 0 | 0 | 0 | 0 | 0 | 0 | 0 | 0 | 0 | 0 | 0 | 0
F2_Commercial_WA - Health_New_Space Heating_Natural Gas_Ventilation - Parking Garages, Demand Controlled_A_Achievable Economic UCT Potential | F2 | Commercial | WA - Health | New | Space Heating | Natural Gas | Ventilation - Parking Garages, Demand Controlled | A | Integrated Unit Summer Peak Savings (kW) | Achievable Economic UCT Potential | 0 | 0 | 0 | 0 | 0 | 0 | 0 | 0 | 0 | 0 | 0 | 0 | 0 | 0 | 0 | 0 | 0 | 0 | 0 | 0 | 0 | 0 | 0 | 0 | 0 | 0 | 0
F3_Commercial_WA - Health_New_Space Heating_Natural Gas_Ventilation - Parking Garages, Demand Controlled_A_Achievable Economic UCT Potential | F3 | Commercial | WA - Health | New | Space Heating | Natural Gas | Ventilation - Parking Garages, Demand Controlled | A | Integrated Unit Winter Peak Savings (kW) | Achievable Economic UCT Potential | 0 | 0 | 0 | 0 | 0 | 0 | 0 | 0 | 0 | 0 | 0 | 0 | 0 | 0 | 0 | 0 | 0 | 0 | 0 | 0 | 0 | 0 | 0 | 0 | 0 | 0 | 0
F4_Commercial_WA - Health_New_Space Heating_Natural Gas_Ventilation - Parking Garages, Demand Controlled_A_Achievable Economic UCT Potential | F4 | Commercial | WA - Health | New | Space Heating | Natural Gas | Ventilation - Parking Garages, Demand Controlled | A | Incremental Energy Savings (MWh or mTherms) | Achievable Economic UCT Potential | 0 | 0 | 0 | 0 | 0 | 0 | 0 | 0 | 0 | 0 | 0 | 0 | 0 | 0 | 0 | 0 | 0 | 0 | 0 | 0 | 0 | 0 | 0 | 0 | 0 | 0 | 0
F5_Commercial_WA - Health_New_Space Heating_Natural Gas_Ventilation - Parking Garages, Demand Controlled_A_Achievable Economic UCT Potential | F5 | Commercial | WA - Health | New | Space Heating | Natural Gas | Ventilation - Parking Garages, Demand Controlled | A | Incremental Summer Peak Savings (MW) | Achievable Economic UCT Potential | 0 | 0 | 0 | 0 | 0 | 0 | 0 | 0 | 0 | 0 | 0 | 0 | 0 | 0 | 0 | 0 | 0 | 0 | 0 | 0 | 0 | 0 | 0 | 0 | 0 | 0 | 0
F6_Commercial_WA - Health_New_Space Heating_Natural Gas_Ventilation - Parking Garages, Demand Controlled_A_Achievable Economic UCT Potential | F6 | Commercial | WA - Health | New | Space Heating | Natural Gas | Ventilation - Parking Garages, Demand Controlled | A | Incremental Winter Peak Savings (MW) | Achievable Economic UCT Potential | 0 | 0 | 0 | 0 | 0 | 0 | 0 | 0 | 0 | 0 | 0 | 0 | 0 | 0 | 0 | 0 | 0 | 0 | 0 | 0 | 0 | 0 | 0 | 0 | 0 | 0 | 0
F7_Commercial_WA - Health_New_Space Heating_Natural Gas_Ventilation - Parking Garages, Demand Controlled_A_Achievable Economic UCT Potential | F7 | Commercial | WA - Health | New | Space Heating | Natural Gas | Ventilation - Parking Garages, Demand Controlled | A | Cumulative Energy Savings (MWh or mTherms) | Achievable Economic UCT Potential | 0 | 0 | 0 | 0 | 0 | 0 | 0 | 0 | 0 | 0 | 0 | 0 | 0 | 0 | 0 | 0 | 0 | 0 | 0 | 0 | 0 | 0 | 0 | 0 | 0 | 0 | 0
F8_Commercial_WA - Health_New_Space Heating_Natural Gas_Ventilation - Parking Garages, Demand Controlled_A_Achievable Economic UCT Potential | F8 | Commercial | WA - Health | New | Space Heating | Natural Gas | Ventilation - Parking Garages, Demand Controlled | A | Cumulative Summer Peak Savings (MW) | Achievable Economic UCT Potential | 0 | 0 | 0 | 0 | 0 | 0 | 0 | 0 | 0 | 0 | 0 | 0 | 0 | 0 | 0 | 0 | 0 | 0 | 0 | 0 | 0 | 0 | 0 | 0 | 0 | 0 | 0
F9_Commercial_WA - Health_New_Space Heating_Natural Gas_Ventilation - Parking Garages, Demand Controlled_A_Achievable Economic UCT Potential | F9 | Commercial | WA - Health | New | Space Heating | Natural Gas | Ventilation - Parking Garages, Demand Controlled | A | Cumulative Winter Peak Savings (MW) | Achievable Economic UCT Potential | 0 | 0 | 0 | 0 | 0 | 0 | 0 | 0 | 0 | 0 | 0 | 0 | 0 | 0 | 0 | 0 | 0 | 0 | 0 | 0 | 0 | 0 | 0 | 0 | 0 | 0 | 0
F10_Commercial_WA - Health_New_Space Heating_Natural Gas_Ventilation - Parking Garages, Demand Controlled_A_Achievable Economic UCT Potential | F10 | Commercial | WA - Health | New | Space Heating | Natural Gas | Ventilation - Parking Garages, Demand Controlled | A | Purchases (Incremental) | Achievable Economic UCT Potential | 0 | 0 | 0 | 0 | 0 | 0 | 0 | 0 | 0 | 0 | 0 | 0 | 0 | 0 | 0 | 0 | 0 | 0 | 0 | 0 | 0 | 0 | 0 | 0 | 0 | 0 | 0
F11_Commercial_WA - Health_New_Space Heating_Natural Gas_Ventilation - Parking Garages, Demand Controlled_A_Achievable Economic UCT Potential | F11 | Commercial | WA - Health | New | Space Heating | Natural Gas | Ventilation - Parking Garages, Demand Controlled | A | Purchases (Cumulative) | Achievable Economic UCT Potential | 0 | 0 | 0 | 0 | 0 | 0 | 0 | 0 | 0 | 0 | 0 | 0 | 0 | 0 | 0 | 0 | 0 | 0 | 0 | 0 | 0 | 0 | 0 | 0 | 0 | 0 | 0
F1_Commercial_WA - Health_New_Miscellaneous_Natural Gas_Pool Heater - Night Covers_A_Achievable Economic UCT Potential | F1 | Commercial | WA - Health | New | Miscellaneous | Natural Gas | Pool Heater - Night Covers | A | Integrated Unit Energy Savings (kWh or therms) | Achievable Economic UCT Potential | 0 | 0 | 0 | 0 | 0 | 0 | 0 | 0 | 0 | 0 | 0 | 0 | 0 | 0 | 0 | 0 | 0 | 0 | 0 | 0 | 0 | 0 | 0 | 0 | 0 | 0 | 0
F2_Commercial_WA - Health_New_Miscellaneous_Natural Gas_Pool Heater - Night Covers_A_Achievable Economic UCT Potential | F2 | Commercial | WA - Health | New | Miscellaneous | Natural Gas | Pool Heater - Night Covers | A | Integrated Unit Summer Peak Savings (kW) | Achievable Economic UCT Potential | 0 | 0 | 0 | 0 | 0 | 0 | 0 | 0 | 0 | 0 | 0 | 0 | 0 | 0 | 0 | 0 | 0 | 0 | 0 | 0 | 0 | 0 | 0 | 0 | 0 | 0 | 0
F3_Commercial_WA - Health_New_Miscellaneous_Natural Gas_Pool Heater - Night Covers_A_Achievable Economic UCT Potential | F3 | Commercial | WA - Health | New | Miscellaneous | Natural Gas | Pool Heater - Night Covers | A | Integrated Unit Winter Peak Savings (kW) | Achievable Economic UCT Potential | 0 | 0 | 0 | 0 | 0 | 0 | 0 | 0 | 0 | 0 | 0 | 0 | 0 | 0 | 0 | 0 | 0 | 0 | 0 | 0 | 0 | 0 | 0 | 0 | 0 | 0 | 0
F4_Commercial_WA - Health_New_Miscellaneous_Natural Gas_Pool Heater - Night Covers_A_Achievable Economic UCT Potential | F4 | Commercial | WA - Health | New | Miscellaneous | Natural Gas | Pool Heater - Night Covers | A | Incremental Energy Savings (MWh or mTherms) | Achievable Economic UCT Potential | 0 | 0 | 0 | 0 | 0 | 0 | 0 | 0 | 0 | 0 | 0 | 0 | 0 | 0 | 0 | 0 | 0 | 0 | 0 | 0 | 0 | 0 | 0 | 0 | 0 | 0 | 0
F5_Commercial_WA - Health_New_Miscellaneous_Natural Gas_Pool Heater - Night Covers_A_Achievable Economic UCT Potential | F5 | Commercial | WA - Health | New | Miscellaneous | Natural Gas | Pool Heater - Night Covers | A | Incremental Summer Peak Savings (MW) | Achievable Economic UCT Potential | 0 | 0 | 0 | 0 | 0 | 0 | 0 | 0 | 0 | 0 | 0 | 0 | 0 | 0 | 0 | 0 | 0 | 0 | 0 | 0 | 0 | 0 | 0 | 0 | 0 | 0 | 0
F6_Commercial_WA - Health_New_Miscellaneous_Natural Gas_Pool Heater - Night Covers_A_Achievable Economic UCT Potential | F6 | Commercial | WA - Health | New | Miscellaneous | Natural Gas | Pool Heater - Night Covers | A | Incremental Winter Peak Savings (MW) | Achievable Economic UCT Potential | 0 | 0 | 0 | 0 | 0 | 0 | 0 | 0 | 0 | 0 | 0 | 0 | 0 | 0 | 0 | 0 | 0 | 0 | 0 | 0 | 0 | 0 | 0 | 0 | 0 | 0 | 0
F7_Commercial_WA - Health_New_Miscellaneous_Natural Gas_Pool Heater - Night Covers_A_Achievable Economic UCT Potential | F7 | Commercial | WA - Health | New | Miscellaneous | Natural Gas | Pool Heater - Night Covers | A | Cumulative Energy Savings (MWh or mTherms) | Achievable Economic UCT Potential | 0 | 0 | 0 | 0 | 0 | 0 | 0 | 0 | 0 | 0 | 0 | 0 | 0 | 0 | 0 | 0 | 0 | 0 | 0 | 0 | 0 | 0 | 0 | 0 | 0 | 0 | 0
F8_Commercial_WA - Health_New_Miscellaneous_Natural Gas_Pool Heater - Night Covers_A_Achievable Economic UCT Potential | F8 | Commercial | WA - Health | New | Miscellaneous | Natural Gas | Pool Heater - Night Covers | A | Cumulative Summer Peak Savings (MW) | Achievable Economic UCT Potential | 0 | 0 | 0 | 0 | 0 | 0 | 0 | 0 | 0 | 0 | 0 | 0 | 0 | 0 | 0 | 0 | 0 | 0 | 0 | 0 | 0 | 0 | 0 | 0 | 0 | 0 | 0
F9_Commercial_WA - Health_New_Miscellaneous_Natural Gas_Pool Heater - Night Covers_A_Achievable Economic UCT Potential | F9 | Commercial | WA - Health | New | Miscellaneous | Natural Gas | Pool Heater - Night Covers | A | Cumulative Winter Peak Savings (MW) | Achievable Economic UCT Potential | 0 | 0 | 0 | 0 | 0 | 0 | 0 | 0 | 0 | 0 | 0 | 0 | 0 | 0 | 0 | 0 | 0 | 0 | 0 | 0 | 0 | 0 | 0 | 0 | 0 | 0 | 0
F10_Commercial_WA - Health_New_Miscellaneous_Natural Gas_Pool Heater - Night Covers_A_Achievable Economic UCT Potential | F10 | Commercial | WA - Health | New | Miscellaneous | Natural Gas | Pool Heater - Night Covers | A | Purchases (Incremental) | Achievable Economic UCT Potential | 0 | 0 | 0 | 0 | 0 | 0 | 0 | 0 | 0 | 0 | 0 | 0 | 0 | 0 | 0 | 0 | 0 | 0 | 0 | 0 | 0 | 0 | 0 | 0 | 0 | 0 | 0
F11_Commercial_WA - Health_New_Miscellaneous_Natural Gas_Pool Heater - Night Covers_A_Achievable Economic UCT Potential | F11 | Commercial | WA - Health | New | Miscellaneous | Natural Gas | Pool Heater - Night Covers | A | Purchases (Cumulative) | Achievable Economic UCT Potential | 0 | 0 | 0 | 0 | 0 | 0 | 0 | 0 | 0 | 0 | 0 | 0 | 0 | 0 | 0 | 0 | 0 | 0 | 0 | 0 | 0 | 0 | 0 | 0 | 0 | 0 | 0
F1_Commercial_WA - Health_New_Space Heating_Natural Gas_Advanced New Construction Designs_A_Achievable Economic UCT Potential | F1 | Commercial | WA - Health | New | Space Heating | Natural Gas | Advanced New Construction Designs | A | Integrated Unit Energy Savings (kWh or therms) | Achievable Economic UCT Potential | 0 | 0 | 0 | 0 | 0 | 0 | 0 | 0 | 0 | 0 | 0 | 0 | 0 | 0 | 0 | 0 | 0 | 0 | 0 | 0 | 0 | 0 | 0 | 0 | 0 | 0 | 0
F2_Commercial_WA - Health_New_Space Heating_Natural Gas_Advanced New Construction Designs_A_Achievable Economic UCT Potential | F2 | Commercial | WA - Health | New | Space Heating | Natural Gas | Advanced New Construction Designs | A | Integrated Unit Summer Peak Savings (kW) | Achievable Economic UCT Potential | 0 | 0 | 0 | 0 | 0 | 0 | 0 | 0 | 0 | 0 | 0 | 0 | 0 | 0 | 0 | 0 | 0 | 0 | 0 | 0 | 0 | 0 | 0 | 0 | 0 | 0 | 0
F3_Commercial_WA - Health_New_Space Heating_Natural Gas_Advanced New Construction Designs_A_Achievable Economic UCT Potential | F3 | Commercial | WA - Health | New | Space Heating | Natural Gas | Advanced New Construction Designs | A | Integrated Unit Winter Peak Savings (kW) | Achievable Economic UCT Potential | 0 | 0 | 0 | 0 | 0 | 0 | 0 | 0 | 0 | 0 | 0 | 0 | 0 | 0 | 0 | 0 | 0 | 0 | 0 | 0 | 0 | 0 | 0 | 0 | 0 | 0 | 0
F4_Commercial_WA - Health_New_Space Heating_Natural Gas_Advanced New Construction Designs_A_Achievable Economic UCT Potential | F4 | Commercial | WA - Health | New | Space Heating | Natural Gas | Advanced New Construction Designs | A | Incremental Energy Savings (MWh or mTherms) | Achievable Economic UCT Potential | 0 | 0 | 0 | 0 | 0 | 0 | 0 | 0 | 0 | 0 | 0 | 0 | 0 | 0 | 0 | 0 | 0 | 0 | 0 | 0 | 0 | 0 | 0 | 0 | 0 | 0 | 0
F5_Commercial_WA - Health_New_Space Heating_Natural Gas_Advanced New Construction Designs_A_Achievable Economic UCT Potential | F5 | Commercial | WA - Health | New | Space Heating | Natural Gas | Advanced New Construction Designs | A | Incremental Summer Peak Savings (MW) | Achievable Economic UCT Potential | 0 | 0 | 0 | 0 | 0 | 0 | 0 | 0 | 0 | 0 | 0 | 0 | 0 | 0 | 0 | 0 | 0 | 0 | 0 | 0 | 0 | 0 | 0 | 0 | 0 | 0 | 0
F6_Commercial_WA - Health_New_Space Heating_Natural Gas_Advanced New Construction Designs_A_Achievable Economic UCT Potential | F6 | Commercial | WA - Health | New | Space Heating | Natural Gas | Advanced New Construction Designs | A | Incremental Winter Peak Savings (MW) | Achievable Economic UCT Potential | 0 | 0 | 0 | 0 | 0 | 0 | 0 | 0 | 0 | 0 | 0 | 0 | 0 | 0 | 0 | 0 | 0 | 0 | 0 | 0 | 0 | 0 | 0 | 0 | 0 | 0 | 0
F7_Commercial_WA - Health_New_Space Heating_Natural Gas_Advanced New Construction Designs_A_Achievable Economic UCT Potential | F7 | Commercial | WA - Health | New | Space Heating | Natural Gas | Advanced New Construction Designs | A | Cumulative Energy Savings (MWh or mTherms) | Achievable Economic UCT Potential | 0 | 0 | 0 | 0 | 0 | 0 | 0 | 0 | 0 | 0 | 0 | 0 | 0 | 0 | 0 | 0 | 0 | 0 | 0 | 0 | 0 | 0 | 0 | 0 | 0 | 0 | 0
F8_Commercial_WA - Health_New_Space Heating_Natural Gas_Advanced New Construction Designs_A_Achievable Economic UCT Potential | F8 | Commercial | WA - Health | New | Space Heating | Natural Gas | Advanced New Construction Designs | A | Cumulative Summer Peak Savings (MW) | Achievable Economic UCT Potential | 0 | 0 | 0 | 0 | 0 | 0 | 0 | 0 | 0 | 0 | 0 | 0 | 0 | 0 | 0 | 0 | 0 | 0 | 0 | 0 | 0 | 0 | 0 | 0 | 0 | 0 | 0
F9_Commercial_WA - Health_New_Space Heating_Natural Gas_Advanced New Construction Designs_A_Achievable Economic UCT Potential | F9 | Commercial | WA - Health | New | Space Heating | Natural Gas | Advanced New Construction Designs | A | Cumulative Winter Peak Savings (MW) | Achievable Economic UCT Potential | 0 | 0 | 0 | 0 | 0 | 0 | 0 | 0 | 0 | 0 | 0 | 0 | 0 | 0 | 0 | 0 | 0 | 0 | 0 | 0 | 0 | 0 | 0 | 0 | 0 | 0 | 0
F10_Commercial_WA - Health_New_Space Heating_Natural Gas_Advanced New Construction Designs_A_Achievable Economic UCT Potential | F10 | Commercial | WA - Health | New | Space Heating | Natural Gas | Advanced New Construction Designs | A | Purchases (Incremental) | Achievable Economic UCT Potential | 0 | 0 | 0 | 0 | 0 | 0 | 0 | 0 | 0 | 0 | 0 | 0 | 0 | 0 | 0 | 0 | 0 | 0 | 0 | 0 | 0 | 0 | 0 | 0 | 0 | 0 | 0
F11_Commercial_WA - Health_New_Space Heating_Natural Gas_Advanced New Construction Designs_A_Achievable Economic UCT Potential | F11 | Commercial | WA - Health | New | Space Heating | Natural Gas | Advanced New Construction Designs | A | Purchases (Cumulative) | Achievable Economic UCT Potential | 0 | 0 | 0 | 0 | 0 | 0 | 0 | 0 | 0 | 0 | 0 | 0 | 0 | 0 | 0 | 0 | 0 | 0 | 0 | 0 | 0 | 0 | 0 | 0 | 0 | 0 | 0
F1_Commercial_WA - Health_New_Water Heating_Natural Gas_Advanced New Construction Designs_A_Achievable Economic UCT Potential | F1 | Commercial | WA - Health | New | Water Heating | Natural Gas | Advanced New Construction Designs | A | Integrated Unit Energy Savings (kWh or therms) | Achievable Economic UCT Potential | 0 | 0 | 0 | 0 | 0 | 0 | 0 | 0 | 0 | 0 | 0 | 0 | 0 | 0 | 0 | 0 | 0 | 0 | 0 | 0 | 0 | 0 | 0 | 0 | 0 | 0 | 0
F2_Commercial_WA - Health_New_Water Heating_Natural Gas_Advanced New Construction Designs_A_Achievable Economic UCT Potential | F2 | Commercial | WA - Health | New | Water Heating | Natural Gas | Advanced New Construction Designs | A | Integrated Unit Summer Peak Savings (kW) | Achievable Economic UCT Potential | 0 | 0 | 0 | 0 | 0 | 0 | 0 | 0 | 0 | 0 | 0 | 0 | 0 | 0 | 0 | 0 | 0 | 0 | 0 | 0 | 0 | 0 | 0 | 0 | 0 | 0 | 0
F3_Commercial_WA - Health_New_Water Heating_Natural Gas_Advanced New Construction Designs_A_Achievable Economic UCT Potential | F3 | Commercial | WA - Health | New | Water Heating | Natural Gas | Advanced New Construction Designs | A | Integrated Unit Winter Peak Savings (kW) | Achievable Economic UCT Potential | 0 | 0 | 0 | 0 | 0 | 0 | 0 | 0 | 0 | 0 | 0 | 0 | 0 | 0 | 0 | 0 | 0 | 0 | 0 | 0 | 0 | 0 | 0 | 0 | 0 | 0 | 0
F4_Commercial_WA - Health_New_Water Heating_Natural Gas_Advanced New Construction Designs_A_Achievable Economic UCT Potential | F4 | Commercial | WA - Health | New | Water Heating | Natural Gas | Advanced New Construction Designs | A | Incremental Energy Savings (MWh or mTherms) | Achievable Economic UCT Potential | 0 | 0 | 0 | 0 | 0 | 0 | 0 | 0 | 0 | 0 | 0 | 0 | 0 | 0 | 0 | 0 | 0 | 0 | 0 | 0 | 0 | 0 | 0 | 0 | 0 | 0 | 0
F5_Commercial_WA - Health_New_Water Heating_Natural Gas_Advanced New Construction Designs_A_Achievable Economic UCT Potential | F5 | Commercial | WA - Health | New | Water Heating | Natural Gas | Advanced New Construction Designs | A | Incremental Summer Peak Savings (MW) | Achievable Economic UCT Potential | 0 | 0 | 0 | 0 | 0 | 0 | 0 | 0 | 0 | 0 | 0 | 0 | 0 | 0 | 0 | 0 | 0 | 0 | 0 | 0 | 0 | 0 | 0 | 0 | 0 | 0 | 0
F6_Commercial_WA - Health_New_Water Heating_Natural Gas_Advanced New Construction Designs_A_Achievable Economic UCT Potential | F6 | Commercial | WA - Health | New | Water Heating | Natural Gas | Advanced New Construction Designs | A | Incremental Winter Peak Savings (MW) | Achievable Economic UCT Potential | 0 | 0 | 0 | 0 | 0 | 0 | 0 | 0 | 0 | 0 | 0 | 0 | 0 | 0 | 0 | 0 | 0 | 0 | 0 | 0 | 0 | 0 | 0 | 0 | 0 | 0 | 0
F7_Commercial_WA - Health_New_Water Heating_Natural Gas_Advanced New Construction Designs_A_Achievable Economic UCT Potential | F7 | Commercial | WA - Health | New | Water Heating | Natural Gas | Advanced New Construction Designs | A | Cumulative Energy Savings (MWh or mTherms) | Achievable Economic UCT Potential | 0 | 0 | 0 | 0 | 0 | 0 | 0 | 0 | 0 | 0 | 0 | 0 | 0 | 0 | 0 | 0 | 0 | 0 | 0 | 0 | 0 | 0 | 0 | 0 | 0 | 0 | 0
F8_Commercial_WA - Health_New_Water Heating_Natural Gas_Advanced New Construction Designs_A_Achievable Economic UCT Potential | F8 | Commercial | WA - Health | New | Water Heating | Natural Gas | Advanced New Construction Designs | A | Cumulative Summer Peak Savings (MW) | Achievable Economic UCT Potential | 0 | 0 | 0 | 0 | 0 | 0 | 0 | 0 | 0 | 0 | 0 | 0 | 0 | 0 | 0 | 0 | 0 | 0 | 0 | 0 | 0 | 0 | 0 | 0 | 0 | 0 | 0
F9_Commercial_WA - Health_New_Water Heating_Natural Gas_Advanced New Construction Designs_A_Achievable Economic UCT Potential | F9 | Commercial | WA - Health | New | Water Heating | Natural Gas | Advanced New Construction Designs | A | Cumulative Winter Peak Savings (MW) | Achievable Economic UCT Potential | 0 | 0 | 0 | 0 | 0 | 0 | 0 | 0 | 0 | 0 | 0 | 0 | 0 | 0 | 0 | 0 | 0 | 0 | 0 | 0 | 0 | 0 | 0 | 0 | 0 | 0 | 0
F10_Commercial_WA - Health_New_Water Heating_Natural Gas_Advanced New Construction Designs_A_Achievable Economic UCT Potential | F10 | Commercial | WA - Health | New | Water Heating | Natural Gas | Advanced New Construction Designs | A | Purchases (Incremental) | Achievable Economic UCT Potential | 0 | 0 | 0 | 0 | 0 | 0 | 0 | 0 | 0 | 0 | 0 | 0 | 0 | 0 | 0 | 0 | 0 | 0 | 0 | 0 | 0 | 0 | 0 | 0 | 0 | 0 | 0
F11_Commercial_WA - Health_New_Water Heating_Natural Gas_Advanced New Construction Designs_A_Achievable Economic UCT Potential | F11 | Commercial | WA - Health | New | Water Heating | Natural Gas | Advanced New Construction Designs | A | Purchases (Cumulative) | Achievable Economic UCT Potential | 0 | 0 | 0 | 0 | 0 | 0 | 0 | 0 | 0 | 0 | 0 | 0 | 0 | 0 | 0 | 0 | 0 | 0 | 0 | 0 | 0 | 0 | 0 | 0 | 0 | 0 | 0
F1_Commercial_WA - Health_New_Space Heating_Natural Gas_Strategic Energy Management_A_Achievable Economic UCT Potential | F1 | Commercial | WA - Health | New | Space Heating | Natural Gas | Strategic Energy Management | A | Integrated Unit Energy Savings (kWh or therms) | Achievable Economic UCT Potential | 0 | 0 | 0 | 0 | 0 | 0 | 0 | 0 | 0 | 0 | 0 | 0 | 0 | 0 | 0 | 0 | 0 | 0 | 0 | 0 | 0 | 0 | 0 | 0 | 0 | 0 | 0
F2_Commercial_WA - Health_New_Space Heating_Natural Gas_Strategic Energy Management_A_Achievable Economic UCT Potential | F2 | Commercial | WA - Health | New | Space Heating | Natural Gas | Strategic Energy Management | A | Integrated Unit Summer Peak Savings (kW) | Achievable Economic UCT Potential | 0 | 0 | 0 | 0 | 0 | 0 | 0 | 0 | 0 | 0 | 0 | 0 | 0 | 0 | 0 | 0 | 0 | 0 | 0 | 0 | 0 | 0 | 0 | 0 | 0 | 0 | 0
F3_Commercial_WA - Health_New_Space Heating_Natural Gas_Strategic Energy Management_A_Achievable Economic UCT Potential | F3 | Commercial | WA - Health | New | Space Heating | Natural Gas | Strategic Energy Management | A | Integrated Unit Winter Peak Savings (kW) | Achievable Economic UCT Potential | 0 | 0 | 0 | 0 | 0 | 0 | 0 | 0 | 0 | 0 | 0 | 0 | 0 | 0 | 0 | 0 | 0 | 0 | 0 | 0 | 0 | 0 | 0 | 0 | 0 | 0 | 0
F4_Commercial_WA - Health_New_Space Heating_Natural Gas_Strategic Energy Management_A_Achievable Economic UCT Potential | F4 | Commercial | WA - Health | New | Space Heating | Natural Gas | Strategic Energy Management | A | Incremental Energy Savings (MWh or mTherms) | Achievable Economic UCT Potential | 0 | 0 | 0 | 0 | 0 | 0 | 0 | 0 | 0 | 0 | 0 | 0 | 0 | 0 | 0 | 0 | 0 | 0 | 0 | 0 | 0 | 0 | 0 | 0 | 0 | 0 | 0
F5_Commercial_WA - Health_New_Space Heating_Natural Gas_Strategic Energy Management_A_Achievable Economic UCT Potential | F5 | Commercial | WA - Health | New | Space Heating | Natural Gas | Strategic Energy Management | A | Incremental Summer Peak Savings (MW) | Achievable Economic UCT Potential | 0 | 0 | 0 | 0 | 0 | 0 | 0 | 0 | 0 | 0 | 0 | 0 | 0 | 0 | 0 | 0 | 0 | 0 | 0 | 0 | 0 | 0 | 0 | 0 | 0 | 0 | 0
F6_Commercial_WA - Health_New_Space Heating_Natural Gas_Strategic Energy Management_A_Achievable Economic UCT Potential | F6 | Commercial | WA - Health | New | Space Heating | Natural Gas | Strategic Energy Management | A | Incremental Winter Peak Savings (MW) | Achievable Economic UCT Potential | 0 | 0 | 0 | 0 | 0 | 0 | 0 | 0 | 0 | 0 | 0 | 0 | 0 | 0 | 0 | 0 | 0 | 0 | 0 | 0 | 0 | 0 | 0 | 0 | 0 | 0 | 0
F7_Commercial_WA - Health_New_Space Heating_Natural Gas_Strategic Energy Management_A_Achievable Economic UCT Potential | F7 | Commercial | WA - Health | New | Space Heating | Natural Gas | Strategic Energy Management | A | Cumulative Energy Savings (MWh or mTherms) | Achievable Economic UCT Potential | 0 | 0 | 0 | 0 | 0 | 0 | 0 | 0 | 0 | 0 | 0 | 0 | 0 | 0 | 0 | 0 | 0 | 0 | 0 | 0 | 0 | 0 | 0 | 0 | 0 | 0 | 0
F8_Commercial_WA - Health_New_Space Heating_Natural Gas_Strategic Energy Management_A_Achievable Economic UCT Potential | F8 | Commercial | WA - Health | New | Space Heating | Natural Gas | Strategic Energy Management | A | Cumulative Summer Peak Savings (MW) | Achievable Economic UCT Potential | 0 | 0 | 0 | 0 | 0 | 0 | 0 | 0 | 0 | 0 | 0 | 0 | 0 | 0 | 0 | 0 | 0 | 0 | 0 | 0 | 0 | 0 | 0 | 0 | 0 | 0 | 0
F9_Commercial_WA - Health_New_Space Heating_Natural Gas_Strategic Energy Management_A_Achievable Economic UCT Potential | F9 | Commercial | WA - Health | New | Space Heating | Natural Gas | Strategic Energy Management | A | Cumulative Winter Peak Savings (MW) | Achievable Economic UCT Potential | 0 | 0 | 0 | 0 | 0 | 0 | 0 | 0 | 0 | 0 | 0 | 0 | 0 | 0 | 0 | 0 | 0 | 0 | 0 | 0 | 0 | 0 | 0 | 0 | 0 | 0 | 0
F10_Commercial_WA - Health_New_Space Heating_Natural Gas_Strategic Energy Management_A_Achievable Economic UCT Potential | F10 | Commercial | WA - Health | New | Space Heating | Natural Gas | Strategic Energy Management | A | Purchases (Incremental) | Achievable Economic UCT Potential | 0 | 0 | 0 | 0 | 0 | 0 | 0 | 0 | 0 | 0 | 0 | 0 | 0 | 0 | 0 | 0 | 0 | 0 | 0 | 0 | 0 | 0 | 0 | 0 | 0 | 0 | 0
F11_Commercial_WA - Health_New_Space Heating_Natural Gas_Strategic Energy Management_A_Achievable Economic UCT Potential | F11 | Commercial | WA - Health | New | Space Heating | Natural Gas | Strategic Energy Management | A | Purchases (Cumulative) | Achievable Economic UCT Potential | 0 | 0 | 0 | 0 | 0 | 0 | 0 | 0 | 0 | 0 | 0 | 0 | 0 | 0 | 0 | 0 | 0 | 0 | 0 | 0 | 0 | 0 | 0 | 0 | 0 | 0 | 0
F1_Commercial_WA - Health_New_Water Heating_Natural Gas_Strategic Energy Management_A_Achievable Economic UCT Potential | F1 | Commercial | WA - Health | New | Water Heating | Natural Gas | Strategic Energy Management | A | Integrated Unit Energy Savings (kWh or therms) | Achievable Economic UCT Potential | 0 | 0 | 0 | 0 | 0 | 0 | 0 | 0 | 0 | 0 | 0 | 0 | 0 | 0 | 0 | 0 | 0 | 0 | 0 | 0 | 0 | 0 | 0 | 0 | 0 | 0 | 0
F2_Commercial_WA - Health_New_Water Heating_Natural Gas_Strategic Energy Management_A_Achievable Economic UCT Potential | F2 | Commercial | WA - Health | New | Water Heating | Natural Gas | Strategic Energy Management | A | Integrated Unit Summer Peak Savings (kW) | Achievable Economic UCT Potential | 0 | 0 | 0 | 0 | 0 | 0 | 0 | 0 | 0 | 0 | 0 | 0 | 0 | 0 | 0 | 0 | 0 | 0 | 0 | 0 | 0 | 0 | 0 | 0 | 0 | 0 | 0
F3_Commercial_WA - Health_New_Water Heating_Natural Gas_Strategic Energy Management_A_Achievable Economic UCT Potential | F3 | Commercial | WA - Health | New | Water Heating | Natural Gas | Strategic Energy Management | A | Integrated Unit Winter Peak Savings (kW) | Achievable Economic UCT Potential | 0 | 0 | 0 | 0 | 0 | 0 | 0 | 0 | 0 | 0 | 0 | 0 | 0 | 0 | 0 | 0 | 0 | 0 | 0 | 0 | 0 | 0 | 0 | 0 | 0 | 0 | 0
F4_Commercial_WA - Health_New_Water Heating_Natural Gas_Strategic Energy Management_A_Achievable Economic UCT Potential | F4 | Commercial | WA - Health | New | Water Heating | Natural Gas | Strategic Energy Management | A | Incremental Energy Savings (MWh or mTherms) | Achievable Economic UCT Potential | 0 | 0 | 0 | 0 | 0 | 0 | 0 | 0 | 0 | 0 | 0 | 0 | 0 | 0 | 0 | 0 | 0 | 0 | 0 | 0 | 0 | 0 | 0 | 0 | 0 | 0 | 0
F5_Commercial_WA - Health_New_Water Heating_Natural Gas_Strategic Energy Management_A_Achievable Economic UCT Potential | F5 | Commercial | WA - Health | New | Water Heating | Natural Gas | Strategic Energy Management | A | Incremental Summer Peak Savings (MW) | Achievable Economic UCT Potential | 0 | 0 | 0 | 0 | 0 | 0 | 0 | 0 | 0 | 0 | 0 | 0 | 0 | 0 | 0 | 0 | 0 | 0 | 0 | 0 | 0 | 0 | 0 | 0 | 0 | 0 | 0
F6_Commercial_WA - Health_New_Water Heating_Natural Gas_Strategic Energy Management_A_Achievable Economic UCT Potential | F6 | Commercial | WA - Health | New | Water Heating | Natural Gas | Strategic Energy Management | A | Incremental Winter Peak Savings (MW) | Achievable Economic UCT Potential | 0 | 0 | 0 | 0 | 0 | 0 | 0 | 0 | 0 | 0 | 0 | 0 | 0 | 0 | 0 | 0 | 0 | 0 | 0 | 0 | 0 | 0 | 0 | 0 | 0 | 0 | 0
F7_Commercial_WA - Health_New_Water Heating_Natural Gas_Strategic Energy Management_A_Achievable Economic UCT Potential | F7 | Commercial | WA - Health | New | Water Heating | Natural Gas | Strategic Energy Management | A | Cumulative Energy Savings (MWh or mTherms) | Achievable Economic UCT Potential | 0 | 0 | 0 | 0 | 0 | 0 | 0 | 0 | 0 | 0 | 0 | 0 | 0 | 0 | 0 | 0 | 0 | 0 | 0 | 0 | 0 | 0 | 0 | 0 | 0 | 0 | 0
F8_Commercial_WA - Health_New_Water Heating_Natural Gas_Strategic Energy Management_A_Achievable Economic UCT Potential | F8 | Commercial | WA - Health | New | Water Heating | Natural Gas | Strategic Energy Management | A | Cumulative Summer Peak Savings (MW) | Achievable Economic UCT Potential | 0 | 0 | 0 | 0 | 0 | 0 | 0 | 0 | 0 | 0 | 0 | 0 | 0 | 0 | 0 | 0 | 0 | 0 | 0 | 0 | 0 | 0 | 0 | 0 | 0 | 0 | 0
F9_Commercial_WA - Health_New_Water Heating_Natural Gas_Strategic Energy Management_A_Achievable Economic UCT Potential | F9 | Commercial | WA - Health | New | Water Heating | Natural Gas | Strategic Energy Management | A | Cumulative Winter Peak Savings (MW) | Achievable Economic UCT Potential | 0 | 0 | 0 | 0 | 0 | 0 | 0 | 0 | 0 | 0 | 0 | 0 | 0 | 0 | 0 | 0 | 0 | 0 | 0 | 0 | 0 | 0 | 0 | 0 | 0 | 0 | 0
F10_Commercial_WA - Health_New_Water Heating_Natural Gas_Strategic Energy Management_A_Achievable Economic UCT Potential | F10 | Commercial | WA - Health | New | Water Heating | Natural Gas | Strategic Energy Management | A | Purchases (Incremental) | Achievable Economic UCT Potential | 0 | 0 | 0 | 0 | 0 | 0 | 0 | 0 | 0 | 0 | 0 | 0 | 0 | 0 | 0 | 0 | 0 | 0 | 0 | 0 | 0 | 0 | 0 | 0 | 0 | 0 | 0
F11_Commercial_WA - Health_New_Water Heating_Natural Gas_Strategic Energy Management_A_Achievable Economic UCT Potential | F11 | Commercial | WA - Health | New | Water Heating | Natural Gas | Strategic Energy Management | A | Purchases (Cumulative) | Achievable Economic UCT Potential | 0 | 0 | 0 | 0 | 0 | 0 | 0 | 0 | 0 | 0 | 0 | 0 | 0 | 0 | 0 | 0 | 0 | 0 | 0 | 0 | 0 | 0 | 0 | 0 | 0 | 0 | 0
F1_Commercial_WA - Health_New_Space Heating_Natural Gas_Retrocommissioning_A_Achievable Economic UCT Potential | F1 | Commercial | WA - Health | New | Space Heating | Natural Gas | Retrocommissioning | A | Integrated Unit Energy Savings (kWh or therms) | Achievable Economic UCT Potential | 0 | 0 | 0 | 0 | 0 | 0 | 0 | 0 | 0 | 0 | 0 | 0 | 0 | 0 | 0 | 0 | 0 | 0 | 0 | 0 | 0 | 0 | 0 | 0 | 0 | 0 | 0
F2_Commercial_WA - Health_New_Space Heating_Natural Gas_Retrocommissioning_A_Achievable Economic UCT Potential | F2 | Commercial | WA - Health | New | Space Heating | Natural Gas | Retrocommissioning | A | Integrated Unit Summer Peak Savings (kW) | Achievable Economic UCT Potential | 0 | 0 | 0 | 0 | 0 | 0 | 0 | 0 | 0 | 0 | 0 | 0 | 0 | 0 | 0 | 0 | 0 | 0 | 0 | 0 | 0 | 0 | 0 | 0 | 0 | 0 | 0
F3_Commercial_WA - Health_New_Space Heating_Natural Gas_Retrocommissioning_A_Achievable Economic UCT Potential | F3 | Commercial | WA - Health | New | Space Heating | Natural Gas | Retrocommissioning | A | Integrated Unit Winter Peak Savings (kW) | Achievable Economic UCT Potential | 0 | 0 | 0 | 0 | 0 | 0 | 0 | 0 | 0 | 0 | 0 | 0 | 0 | 0 | 0 | 0 | 0 | 0 | 0 | 0 | 0 | 0 | 0 | 0 | 0 | 0 | 0
F4_Commercial_WA - Health_New_Space Heating_Natural Gas_Retrocommissioning_A_Achievable Economic UCT Potential | F4 | Commercial | WA - Health | New | Space Heating | Natural Gas | Retrocommissioning | A | Incremental Energy Savings (MWh or mTherms) | Achievable Economic UCT Potential | 0 | 0 | 0 | 0 | 0 | 0 | 0 | 0 | 0 | 0 | 0 | 0 | 0 | 0 | 0 | 0 | 0 | 0 | 0 | 0 | 0 | 0 | 0 | 0 | 0 | 0 | 0
F5_Commercial_WA - Health_New_Space Heating_Natural Gas_Retrocommissioning_A_Achievable Economic UCT Potential | F5 | Commercial | WA - Health | New | Space Heating | Natural Gas | Retrocommissioning | A | Incremental Summer Peak Savings (MW) | Achievable Economic UCT Potential | 0 | 0 | 0 | 0 | 0 | 0 | 0 | 0 | 0 | 0 | 0 | 0 | 0 | 0 | 0 | 0 | 0 | 0 | 0 | 0 | 0 | 0 | 0 | 0 | 0 | 0 | 0
F6_Commercial_WA - Health_New_Space Heating_Natural Gas_Retrocommissioning_A_Achievable Economic UCT Potential | F6 | Commercial | WA - Health | New | Space Heating | Natural Gas | Retrocommissioning | A | Incremental Winter Peak Savings (MW) | Achievable Economic UCT Potential | 0 | 0 | 0 | 0 | 0 | 0 | 0 | 0 | 0 | 0 | 0 | 0 | 0 | 0 | 0 | 0 | 0 | 0 | 0 | 0 | 0 | 0 | 0 | 0 | 0 | 0 | 0
F7_Commercial_WA - Health_New_Space Heating_Natural Gas_Retrocommissioning_A_Achievable Economic UCT Potential | F7 | Commercial | WA - Health | New | Space Heating | Natural Gas | Retrocommissioning | A | Cumulative Energy Savings (MWh or mTherms) | Achievable Economic UCT Potential | 0 | 0 | 0 | 0 | 0 | 0 | 0 | 0 | 0 | 0 | 0 | 0 | 0 | 0 | 0 | 0 | 0 | 0 | 0 | 0 | 0 | 0 | 0 | 0 | 0 | 0 | 0
F8_Commercial_WA - Health_New_Space Heating_Natural Gas_Retrocommissioning_A_Achievable Economic UCT Potential | F8 | Commercial | WA - Health | New | Space Heating | Natural Gas | Retrocommissioning | A | Cumulative Summer Peak Savings (MW) | Achievable Economic UCT Potential | 0 | 0 | 0 | 0 | 0 | 0 | 0 | 0 | 0 | 0 | 0 | 0 | 0 | 0 | 0 | 0 | 0 | 0 | 0 | 0 | 0 | 0 | 0 | 0 | 0 | 0 | 0
F9_Commercial_WA - Health_New_Space Heating_Natural Gas_Retrocommissioning_A_Achievable Economic UCT Potential | F9 | Commercial | WA - Health | New | Space Heating | Natural Gas | Retrocommissioning | A | Cumulative Winter Peak Savings (MW) | Achievable Economic UCT Potential | 0 | 0 | 0 | 0 | 0 | 0 | 0 | 0 | 0 | 0 | 0 | 0 | 0 | 0 | 0 | 0 | 0 | 0 | 0 | 0 | 0 | 0 | 0 | 0 | 0 | 0 | 0
F10_Commercial_WA - Health_New_Space Heating_Natural Gas_Retrocommissioning_A_Achievable Economic UCT Potential | F10 | Commercial | WA - Health | New | Space Heating | Natural Gas | Retrocommissioning | A | Purchases (Incremental) | Achievable Economic UCT Potential | 0 | 0 | 0 | 0 | 0 | 0 | 0 | 0 | 0 | 0 | 0 | 0 | 0 | 0 | 0 | 0 | 0 | 0 | 0 | 0 | 0 | 0 | 0 | 0 | 0 | 0 | 0
F11_Commercial_WA - Health_New_Space Heating_Natural Gas_Retrocommissioning_A_Achievable Economic UCT Potential | F11 | Commercial | WA - Health | New | Space Heating | Natural Gas | Retrocommissioning | A | Purchases (Cumulative) | Achievable Economic UCT Potential | 0 | 0 | 0 | 0 | 0 | 0 | 0 | 0 | 0 | 0 | 0 | 0 | 0 | 0 | 0 | 0 | 0 | 0 | 0 | 0 | 0 | 0 | 0 | 0 | 0 | 0 | 0
F1_Commercial_WA - Health_New_Water Heating_Natural Gas_Retrocommissioning_A_Achievable Economic UCT Potential | F1 | Commercial | WA - Health | New | Water Heating | Natural Gas | Retrocommissioning | A | Integrated Unit Energy Savings (kWh or therms) | Achievable Economic UCT Potential | 0 | 0 | 0 | 0 | 0 | 0 | 0 | 0 | 0 | 0 | 0 | 0 | 0 | 0 | 0 | 0 | 0 | 0 | 0 | 0 | 0 | 0 | 0 | 0 | 0 | 0 | 0
F2_Commercial_WA - Health_New_Water Heating_Natural Gas_Retrocommissioning_A_Achievable Economic UCT Potential | F2 | Commercial | WA - Health | New | Water Heating | Natural Gas | Retrocommissioning | A | Integrated Unit Summer Peak Savings (kW) | Achievable Economic UCT Potential | 0 | 0 | 0 | 0 | 0 | 0 | 0 | 0 | 0 | 0 | 0 | 0 | 0 | 0 | 0 | 0 | 0 | 0 | 0 | 0 | 0 | 0 | 0 | 0 | 0 | 0 | 0
F3_Commercial_WA - Health_New_Water Heating_Natural Gas_Retrocommissioning_A_Achievable Economic UCT Potential | F3 | Commercial | WA - Health | New | Water Heating | Natural Gas | Retrocommissioning | A | Integrated Unit Winter Peak Savings (kW) | Achievable Economic UCT Potential | 0 | 0 | 0 | 0 | 0 | 0 | 0 | 0 | 0 | 0 | 0 | 0 | 0 | 0 | 0 | 0 | 0 | 0 | 0 | 0 | 0 | 0 | 0 | 0 | 0 | 0 | 0
F4_Commercial_WA - Health_New_Water Heating_Natural Gas_Retrocommissioning_A_Achievable Economic UCT Potential | F4 | Commercial | WA - Health | New | Water Heating | Natural Gas | Retrocommissioning | A | Incremental Energy Savings (MWh or mTherms) | Achievable Economic UCT Potential | 0 | 0 | 0 | 0 | 0 | 0 | 0 | 0 | 0 | 0 | 0 | 0 | 0 | 0 | 0 | 0 | 0 | 0 | 0 | 0 | 0 | 0 | 0 | 0 | 0 | 0 | 0
F5_Commercial_WA - Health_New_Water Heating_Natural Gas_Retrocommissioning_A_Achievable Economic UCT Potential | F5 | Commercial | WA - Health | New | Water Heating | Natural Gas | Retrocommissioning | A | Incremental Summer Peak Savings (MW) | Achievable Economic UCT Potential | 0 | 0 | 0 | 0 | 0 | 0 | 0 | 0 | 0 | 0 | 0 | 0 | 0 | 0 | 0 | 0 | 0 | 0 | 0 | 0 | 0 | 0 | 0 | 0 | 0 | 0 | 0
F6_Commercial_WA - Health_New_Water Heating_Natural Gas_Retrocommissioning_A_Achievable Economic UCT Potential | F6 | Commercial | WA - Health | New | Water Heating | Natural Gas | Retrocommissioning | A | Incremental Winter Peak Savings (MW) | Achievable Economic UCT Potential | 0 | 0 | 0 | 0 | 0 | 0 | 0 | 0 | 0 | 0 | 0 | 0 | 0 | 0 | 0 | 0 | 0 | 0 | 0 | 0 | 0 | 0 | 0 | 0 | 0 | 0 | 0
F7_Commercial_WA - Health_New_Water Heating_Natural Gas_Retrocommissioning_A_Achievable Economic UCT Potential | F7 | Commercial | WA - Health | New | Water Heating | Natural Gas | Retrocommissioning | A | Cumulative Energy Savings (MWh or mTherms) | Achievable Economic UCT Potential | 0 | 0 | 0 | 0 | 0 | 0 | 0 | 0 | 0 | 0 | 0 | 0 | 0 | 0 | 0 | 0 | 0 | 0 | 0 | 0 | 0 | 0 | 0 | 0 | 0 | 0 | 0
F8_Commercial_WA - Health_New_Water Heating_Natural Gas_Retrocommissioning_A_Achievable Economic UCT Potential | F8 | Commercial | WA - Health | New | Water Heating | Natural Gas | Retrocommissioning | A | Cumulative Summer Peak Savings (MW) | Achievable Economic UCT Potential | 0 | 0 | 0 | 0 | 0 | 0 | 0 | 0 | 0 | 0 | 0 | 0 | 0 | 0 | 0 | 0 | 0 | 0 | 0 | 0 | 0 | 0 | 0 | 0 | 0 | 0 | 0
F9_Commercial_WA - Health_New_Water Heating_Natural Gas_Retrocommissioning_A_Achievable Economic UCT Potential | F9 | Commercial | WA - Health | New | Water Heating | Natural Gas | Retrocommissioning | A | Cumulative Winter Peak Savings (MW) | Achievable Economic UCT Potential | 0 | 0 | 0 | 0 | 0 | 0 | 0 | 0 | 0 | 0 | 0 | 0 | 0 | 0 | 0 | 0 | 0 | 0 | 0 | 0 | 0 | 0 | 0 | 0 | 0 | 0 | 0
F10_Commercial_WA - Health_New_Water Heating_Natural Gas_Retrocommissioning_A_Achievable Economic UCT Potential | F10 | Commercial | WA - Health | New | Water Heating | Natural Gas | Retrocommissioning | A | Purchases (Incremental) | Achievable Economic UCT Potential | 0 | 0 | 0 | 0 | 0 | 0 | 0 | 0 | 0 | 0 | 0 | 0 | 0 | 0 | 0 | 0 | 0 | 0 | 0 | 0 | 0 | 0 | 0 | 0 | 0 | 0 | 0
F11_Commercial_WA - Health_New_Water Heating_Natural Gas_Retrocommissioning_A_Achievable Economic UCT Potential | F11 | Commercial | WA - Health | New | Water Heating | Natural Gas | Retrocommissioning | A | Purchases (Cumulative) | Achievable Economic UCT Potential | 0 | 0 | 0 | 0 | 0 | 0 | 0 | 0 | 0 | 0 | 0 | 0 | 0 | 0 | 0 | 0 | 0 | 0 | 0 | 0 | 0 | 0 | 0 | 0 | 0 | 0 | 0
F1_Commercial_OR - College_Existing_Space Heating_Natural Gas_Insulation - Ceiling_A_Achievable Economic UCT Potential | F1 | Commercial | OR - College | Existing | Space Heating | Natural Gas | Insulation - Ceiling | A | Integrated Unit Energy Savings (kWh or therms) | Achievable Economic UCT Potential | 0 | 0 | 0.062202 | 0.061617 | 0.060997 | 0.060348 | 0.05966 | 0.058921 | 0.058131 | 0.057289 | 0.0564 | 0.055476 | 0.054565 | 0.053662 | 0.052774 | 0.051931 | 0.051157 | 0.05054 | 0.050087 | 0.049702 | 0.04941 | 0.049138 | 0.049068 | 0.049005 | 0.048947 | 0.048894 | 0.048845
F2_Commercial_OR - College_Existing_Space Heating_Natural Gas_Insulation - Ceiling_A_Achievable Economic UCT Potential | F2 | Commercial | OR - College | Existing | Space Heating | Natural Gas | Insulation - Ceiling | A | Integrated Unit Summer Peak Savings (kW) | Achievable Economic UCT Potential | 0 | 0 | 0 | 0 | 0 | 0 | 0 | 0 | 0 | 0 | 0 | 0 | 0 | 0 | 0 | 0 | 0 | 0 | 0 | 0 | 0 | 0 | 0 | 0 | 0 | 0 | 0
F3_Commercial_OR - College_Existing_Space Heating_Natural Gas_Insulation - Ceiling_A_Achievable Economic UCT Potential | F3 | Commercial | OR - College | Existing | Space Heating | Natural Gas | Insulation - Ceiling | A | Integrated Unit Winter Peak Savings (kW) | Achievable Economic UCT Potential | 0 | 0 | 0 | 0 | 0 | 0 | 0 | 0 | 0 | 0 | 0 | 0 | 0 | 0 | 0 | 0 | 0 | 0 | 0 | 0 | 0 | 0 | 0 | 0 | 0 | 0 | 0
F4_Commercial_OR - College_Existing_Space Heating_Natural Gas_Insulation - Ceiling_A_Achievable Economic UCT Potential | F4 | Commercial | OR - College | Existing | Space Heating | Natural Gas | Insulation - Ceiling | A | Incremental Energy Savings (MWh or mTherms) | Achievable Economic UCT Potential | 0 | 0 | 0.10758 | 0.057344 | 0.19204 | 0.30905 | 0.46374 | 0.65595 | 0.88031 | 1.1247 | 1.3694 | 1.5884 | 1.7529 | 1.8338 | 1.8111 | 1.6799 | 1.455 | 1.1701 | 0.86677 | 0.63018 | 0.34182 | 0.27195 | 0 | 0 | 0 | 0 | 0
F5_Commercial_OR - College_Existing_Space Heating_Natural Gas_Insulation - Ceiling_A_Achievable Economic UCT Potential | F5 | Commercial | OR - College | Existing | Space Heating | Natural Gas | Insulation - Ceiling | A | Incremental Summer Peak Savings (MW) | Achievable Economic UCT Potential | 0 | 0 | 0 | 0 | 0 | 0 | 0 | 0 | 0 | 0 | 0 | 0 | 0 | 0 | 0 | 0 | 0 | 0 | 0 | 0 | 0 | 0 | 0 | 0 | 0 | 0 | 0
F6_Commercial_OR - College_Existing_Space Heating_Natural Gas_Insulation - Ceiling_A_Achievable Economic UCT Potential | F6 | Commercial | OR - College | Existing | Space Heating | Natural Gas | Insulation - Ceiling | A | Incremental Winter Peak Savings (MW) | Achievable Economic UCT Potential | 0 | 0 | 0 | 0 | 0 | 0 | 0 | 0 | 0 | 0 | 0 | 0 | 0 | 0 | 0 | 0 | 0 | 0 | 0 | 0 | 0 | 0 | 0 | 0 | 0 | 0 | 0
F7_Commercial_OR - College_Existing_Space Heating_Natural Gas_Insulation - Ceiling_A_Achievable Economic UCT Potential | F7 | Commercial | OR - College | Existing | Space Heating | Natural Gas | Insulation - Ceiling | A | Cumulative Energy Savings (MWh or mTherms) | Achievable Economic UCT Potential | 0 | 0 | 0.10758 | 0.16391 | 0.3543 | 0.65957 | 1.1158 | 1.7579 | 2.6147 | 3.7015 | 5.0135 | 6.5198 | 8.1656 | 9.8643 | 11.5122 | 13.0082 | 14.2694 | 15.2674 | 15.9972 | 16.5045 | 16.7493 | 16.929 | 16.9051 | 16.8833 | 16.8633 | 16.845 | 16.8283
F8_Commercial_OR - College_Existing_Space Heating_Natural Gas_Insulation - Ceiling_A_Achievable Economic UCT Potential | F8 | Commercial | OR - College | Existing | Space Heating | Natural Gas | Insulation - Ceiling | A | Cumulative Summer Peak Savings (MW) | Achievable Economic UCT Potential | 0 | 0 | 0 | 0 | 0 | 0 | 0 | 0 | 0 | 0 | 0 | 0 | 0 | 0 | 0 | 0 | 0 | 0 | 0 | 0 | 0 | 0 | 0 | 0 | 0 | 0 | 0
F9_Commercial_OR - College_Existing_Space Heating_Natural Gas_Insulation - Ceiling_A_Achievable Economic UCT Potential | F9 | Commercial | OR - College | Existing | Space Heating | Natural Gas | Insulation - Ceiling | A | Cumulative Winter Peak Savings (MW) | Achievable Economic UCT Potential | 0 | 0 | 0 | 0 | 0 | 0 | 0 | 0 | 0 | 0 | 0 | 0 | 0 | 0 | 0 | 0 | 0 | 0 | 0 | 0 | 0 | 0 | 0 | 0 | 0 | 0 | 0
F10_Commercial_OR - College_Existing_Space Heating_Natural Gas_Insulation - Ceiling_A_Achievable Economic UCT Potential | F10 | Commercial | OR - College | Existing | Space Heating | Natural Gas | Insulation - Ceiling | A | Purchases (Incremental) | Achievable Economic UCT Potential | 0 | 0 | 1729.5259 | 930.6436 | 3148.2748 | 5121.1004 | 7773.1151 | 11132.7618 | 15143.6133 | 19631.5924 | 24280.8963 | 28632.9447 | 32124.3032 | 34174.2103 | 34316.8831 | 32349.4497 | 28442.4015 | 23152.6667 | 17305.4854 | 12679.0979 | 6918.1035 | 5534.4828 | 0 | 0 | 0 | 0 | 0
F11_Commercial_OR - College_Existing_Space Heating_Natural Gas_Insulation - Ceiling_A_Achievable Economic UCT Potential | F11 | Commercial | OR - College | Existing | Space Heating | Natural Gas | Insulation - Ceiling | A | Purchases (Cumulative) | Achievable Economic UCT Potential | 0 | 0 | 1729.5259 | 2660.1694 | 5808.4442 | 10929.5446 | 18702.6597 | 29835.4215 | 44979.0348 | 64610.6272 | 88891.5235 | 117524.4682 | 149648.7713 | 183822.9816 | 218139.8647 | 250489.3144 | 278931.7159 | 302084.3826 | 319389.868 | 332068.9659 | 338987.0693 | 344521.5521 | 344521.5521 | 344521.5521 | 344521.5521 | 344521.5521 | 344521.5521
F1_Commercial_OR - College_Existing_Space Heating_Natural Gas_Insulation - Ducting_A_Achievable Economic UCT Potential | F1 | Commercial | OR - College | Existing | Space Heating | Natural Gas | Insulation - Ducting | A | Integrated Unit Energy Savings (kWh or therms) | Achievable Economic UCT Potential | 0 | 0 | 0 | 0 | 0 | 0 | 0 | 0 | 0 | 0 | 0 | 0 | 0 | 0 | 0 | 0 | 0 | 0 | 0 | 0 | 0 | 0 | 0 | 0 | 0 | 0 | 0
F2_Commercial_OR - College_Existing_Space Heating_Natural Gas_Insulation - Ducting_A_Achievable Economic UCT Potential | F2 | Commercial | OR - College | Existing | Space Heating | Natural Gas | Insulation - Ducting | A | Integrated Unit Summer Peak Savings (kW) | Achievable Economic UCT Potential | 0 | 0 | 0 | 0 | 0 | 0 | 0 | 0 | 0 | 0 | 0 | 0 | 0 | 0 | 0 | 0 | 0 | 0 | 0 | 0 | 0 | 0 | 0 | 0 | 0 | 0 | 0
F3_Commercial_OR - College_Existing_Space Heating_Natural Gas_Insulation - Ducting_A_Achievable Economic UCT Potential | F3 | Commercial | OR - College | Existing | Space Heating | Natural Gas | Insulation - Ducting | A | Integrated Unit Winter Peak Savings (kW) | Achievable Economic UCT Potential | 0 | 0 | 0 | 0 | 0 | 0 | 0 | 0 | 0 | 0 | 0 | 0 | 0 | 0 | 0 | 0 | 0 | 0 | 0 | 0 | 0 | 0 | 0 | 0 | 0 | 0 | 0
F4_Commercial_OR - College_Existing_Space Heating_Natural Gas_Insulation - Ducting_A_Achievable Economic UCT Potential | F4 | Commercial | OR - College | Existing | Space Heating | Natural Gas | Insulation - Ducting | A | Incremental Energy Savings (MWh or mTherms) | Achievable Economic UCT Potential | 0 | 0 | 0 | 0 | 0 | 0 | 0 | 0 | 0 | 0 | 0 | 0 | 0 | 0 | 0 | 0 | 0 | 0 | 0 | 0 | 0 | 0 | 0 | 0 | 0 | 0 | 0
F5_Commercial_OR - College_Existing_Space Heating_Natural Gas_Insulation - Ducting_A_Achievable Economic UCT Potential | F5 | Commercial | OR - College | Existing | Space Heating | Natural Gas | Insulation - Ducting | A | Incremental Summer Peak Savings (MW) | Achievable Economic UCT Potential | 0 | 0 | 0 | 0 | 0 | 0 | 0 | 0 | 0 | 0 | 0 | 0 | 0 | 0 | 0 | 0 | 0 | 0 | 0 | 0 | 0 | 0 | 0 | 0 | 0 | 0 | 0
F6_Commercial_OR - College_Existing_Space Heating_Natural Gas_Insulation - Ducting_A_Achievable Economic UCT Potential | F6 | Commercial | OR - College | Existing | Space Heating | Natural Gas | Insulation - Ducting | A | Incremental Winter Peak Savings (MW) | Achievable Economic UCT Potential | 0 | 0 | 0 | 0 | 0 | 0 | 0 | 0 | 0 | 0 | 0 | 0 | 0 | 0 | 0 | 0 | 0 | 0 | 0 | 0 | 0 | 0 | 0 | 0 | 0 | 0 | 0
F7_Commercial_OR - College_Existing_Space Heating_Natural Gas_Insulation - Ducting_A_Achievable Economic UCT Potential | F7 | Commercial | OR - College | Existing | Space Heating | Natural Gas | Insulation - Ducting | A | Cumulative Energy Savings (MWh or mTherms) | Achievable Economic UCT Potential | 0 | 0 | 0 | 0 | 0 | 0 | 0 | 0 | 0 | 0 | 0 | 0 | 0 | 0 | 0 | 0 | 0 | 0 | 0 | 0 | 0 | 0 | 0 | 0 | 0 | 0 | 0
F8_Commercial_OR - College_Existing_Space Heating_Natural Gas_Insulation - Ducting_A_Achievable Economic UCT Potential | F8 | Commercial | OR - College | Existing | Space Heating | Natural Gas | Insulation - Ducting | A | Cumulative Summer Peak Savings (MW) | Achievable Economic UCT Potential | 0 | 0 | 0 | 0 | 0 | 0 | 0 | 0 | 0 | 0 | 0 | 0 | 0 | 0 | 0 | 0 | 0 | 0 | 0 | 0 | 0 | 0 | 0 | 0 | 0 | 0 | 0
F9_Commercial_OR - College_Existing_Space Heating_Natural Gas_Insulation - Ducting_A_Achievable Economic UCT Potential | F9 | Commercial | OR - College | Existing | Space Heating | Natural Gas | Insulation - Ducting | A | Cumulative Winter Peak Savings (MW) | Achievable Economic UCT Potential | 0 | 0 | 0 | 0 | 0 | 0 | 0 | 0 | 0 | 0 | 0 | 0 | 0 | 0 | 0 | 0 | 0 | 0 | 0 | 0 | 0 | 0 | 0 | 0 | 0 | 0 | 0
F10_Commercial_OR - College_Existing_Space Heating_Natural Gas_Insulation - Ducting_A_Achievable Economic UCT Potential | F10 | Commercial | OR - College | Existing | Space Heating | Natural Gas | Insulation - Ducting | A | Purchases (Incremental) | Achievable Economic UCT Potential | 0 | 0 | 0 | 0 | 0 | 0 | 0 | 0 | 0 | 0 | 0 | 0 | 0 | 0 | 0 | 0 | 0 | 0 | 0 | 0 | 0 | 0 | 0 | 0 | 0 | 0 | 0
F11_Commercial_OR - College_Existing_Space Heating_Natural Gas_Insulation - Ducting_A_Achievable Economic UCT Potential | F11 | Commercial | OR - College | Existing | Space Heating | Natural Gas | Insulation - Ducting | A | Purchases (Cumulative) | Achievable Economic UCT Potential | 0 | 0 | 0 | 0 | 0 | 0 | 0 | 0 | 0 | 0 | 0 | 0 | 0 | 0 | 0 | 0 | 0 | 0 | 0 | 0 | 0 | 0 | 0 | 0 | 0 | 0 | 0
F1_Commercial_OR - College_Existing_Space Heating_Natural Gas_Insulation - Wall Cavity_A_Achievable Economic UCT Potential | F1 | Commercial | OR - College | Existing | Space Heating | Natural Gas | Insulation - Wall Cavity | A | Integrated Unit Energy Savings (kWh or therms) | Achievable Economic UCT Potential | 0 | 0 | 0.19656 | 0.19582 | 0.19509 | 0.19437 | 0.19366 | 0.19295 | 0.19225 | 0.19157 | 0.1909 | 0.19023 | 0.18958 | 0.18894 | 0.18832 | 0.18772 | 0.18716 | 0.18663 | 0.18614 | 0.18568 | 0.18524 | 0.18483 | 0.18457 | 0.18434 | 0.18412 | 0.18392 | 0.18374
F2_Commercial_OR - College_Existing_Space Heating_Natural Gas_Insulation - Wall Cavity_A_Achievable Economic UCT Potential | F2 | Commercial | OR - College | Existing | Space Heating | Natural Gas | Insulation - Wall Cavity | A | Integrated Unit Summer Peak Savings (kW) | Achievable Economic UCT Potential | 0 | 0 | 0 | 0 | 0 | 0 | 0 | 0 | 0 | 0 | 0 | 0 | 0 | 0 | 0 | 0 | 0 | 0 | 0 | 0 | 0 | 0 | 0 | 0 | 0 | 0 | 0
F3_Commercial_OR - College_Existing_Space Heating_Natural Gas_Insulation - Wall Cavity_A_Achievable Economic UCT Potential | F3 | Commercial | OR - College | Existing | Space Heating | Natural Gas | Insulation - Wall Cavity | A | Integrated Unit Winter Peak Savings (kW) | Achievable Economic UCT Potential | 0 | 0 | 0 | 0 | 0 | 0 | 0 | 0 | 0 | 0 | 0 | 0 | 0 | 0 | 0 | 0 | 0 | 0 | 0 | 0 | 0 | 0 | 0 | 0 | 0 | 0 | 0
F4_Commercial_OR - College_Existing_Space Heating_Natural Gas_Insulation - Wall Cavity_A_Achievable Economic UCT Potential | F4 | Commercial | OR - College | Existing | Space Heating | Natural Gas | Insulation - Wall Cavity | A | Incremental Energy Savings (MWh or mTherms) | Achievable Economic UCT Potential | 0 | 0 | 0.12952 | 0.069434 | 0.23401 | 0.37924 | 0.57352 | 0.8184 | 1.1092 | 1.4329 | 1.766 | 2.0753 | 2.3203 | 2.46 | 2.4622 | 2.3137 | 2.0281 | 1.6463 | 1.2273 | 0.89695 | 0.48826 | 0.38975 | 0 | 0 | 0 | 0 | 0
F5_Commercial_OR - College_Existing_Space Heating_Natural Gas_Insulation - Wall Cavity_A_Achievable Economic UCT Potential | F5 | Commercial | OR - College | Existing | Space Heating | Natural Gas | Insulation - Wall Cavity | A | Incremental Summer Peak Savings (MW) | Achievable Economic UCT Potential | 0 | 0 | 0 | 0 | 0 | 0 | 0 | 0 | 0 | 0 | 0 | 0 | 0 | 0 | 0 | 0 | 0 | 0 | 0 | 0 | 0 | 0 | 0 | 0 | 0 | 0 | 0
F6_Commercial_OR - College_Existing_Space Heating_Natural Gas_Insulation - Wall Cavity_A_Achievable Economic UCT Potential | F6 | Commercial | OR - College | Existing | Space Heating | Natural Gas | Insulation - Wall Cavity | A | Incremental Winter Peak Savings (MW) | Achievable Economic UCT Potential | 0 | 0 | 0 | 0 | 0 | 0 | 0 | 0 | 0 | 0 | 0 | 0 | 0 | 0 | 0 | 0 | 0 | 0 | 0 | 0 | 0 | 0 | 0 | 0 | 0 | 0 | 0
F7_Commercial_OR - College_Existing_Space Heating_Natural Gas_Insulation - Wall Cavity_A_Achievable Economic UCT Potential | F7 | Commercial | OR - College | Existing | Space Heating | Natural Gas | Insulation - Wall Cavity | A | Cumulative Energy Savings (MWh or mTherms) | Achievable Economic UCT Potential | 0 | 0 | 0.12952 | 0.19847 | 0.43174 | 0.80939 | 1.3799 | 2.1933 | 3.2946 | 4.7159 | 6.4653 | 8.5179 | 10.809 | 13.2324 | 15.6512 | 17.9155 | 19.8898 | 21.4798 | 22.6506 | 23.4915 | 23.9247 | 24.2617 | 24.2277 | 24.1965 | 24.168 | 24.1419 | 24.118
F8_Commercial_OR - College_Existing_Space Heating_Natural Gas_Insulation - Wall Cavity_A_Achievable Economic UCT Potential | F8 | Commercial | OR - College | Existing | Space Heating | Natural Gas | Insulation - Wall Cavity | A | Cumulative Summer Peak Savings (MW) | Achievable Economic UCT Potential | 0 | 0 | 0 | 0 | 0 | 0 | 0 | 0 | 0 | 0 | 0 | 0 | 0 | 0 | 0 | 0 | 0 | 0 | 0 | 0 | 0 | 0 | 0 | 0 | 0 | 0 | 0
F9_Commercial_OR - College_Existing_Space Heating_Natural Gas_Insulation - Wall Cavity_A_Achievable Economic UCT Potential | F9 | Commercial | OR - College | Existing | Space Heating | Natural Gas | Insulation - Wall Cavity | A | Cumulative Winter Peak Savings (MW) | Achievable Economic UCT Potential | 0 | 0 | 0 | 0 | 0 | 0 | 0 | 0 | 0 | 0 | 0 | 0 | 0 | 0 | 0 | 0 | 0 | 0 | 0 | 0 | 0 | 0 | 0 | 0 | 0 | 0 | 0
F10_Commercial_OR - College_Existing_Space Heating_Natural Gas_Insulation - Wall Cavity_A_Achievable Economic UCT Potential | F10 | Commercial | OR - College | Existing | Space Heating | Natural Gas | Insulation - Wall Cavity | A | Purchases (Incremental) | Achievable Economic UCT Potential | 0 | 0 | 658.9494 | 354.5752 | 1199.4927 | 1951.1392 | 2961.5569 | 4241.5822 | 5769.7167 | 7479.6367 | 9251.0215 | 10909.1519 | 12239.3595 | 13020.3741 | 13074.7325 | 12325.1403 | 10836.555 | 8821.166 | 6593.3899 | 4830.7363 | 2635.7974 | 2108.6379 | 0 | 0 | 0 | 0 | 0
F11_Commercial_OR - College_Existing_Space Heating_Natural Gas_Insulation - Wall Cavity_A_Achievable Economic UCT Potential | F11 | Commercial | OR - College | Existing | Space Heating | Natural Gas | Insulation - Wall Cavity | A | Purchases (Cumulative) | Achievable Economic UCT Potential | 0 | 0 | 658.9494 | 1013.5245 | 2213.0172 | 4164.1565 | 7125.7133 | 11367.2956 | 17137.0123 | 24616.649 | 33867.6704 | 44776.8224 | 57016.1819 | 70036.556 | 83111.2884 | 95436.4288 | 106272.9837 | 115094.1498 | 121687.5397 | 126518.276 | 129154.0734 | 131262.7113 | 131262.7113 | 131262.7113 | 131262.7113 | 131262.7113 | 131262.7113
F1_Commercial_OR - College_Existing_Space Heating_Natural Gas_Green Roof - Vegetated Rooftop_A_Achievable Economic UCT Potential | F1 | Commercial | OR - College | Existing | Space Heating | Natural Gas | Green Roof - Vegetated Rooftop | A | Integrated Unit Energy Savings (kWh or therms) | Achievable Economic UCT Potential | 0 | 0 | 0.003533 | 0.0034768 | 0.0034164 | 0.0033563 | 0.0032956 | 0.0032309 | 0.0031604 | 0.0030846 | 0.0030044 | 0.0029214 | 0.0028383 | 0.0027568 | 0.0026785 | 0.0026056 | 0.0025402 | 0.0024886 | 0.0024509 | 0.00242 | 0.0023978 | 0.0023777 | 0.0023743 | 0.0023712 | 0.0023684 | 0.0023658 | 0.0023634
F2_Commercial_OR - College_Existing_Space Heating_Natural Gas_Green Roof - Vegetated Rooftop_A_Achievable Economic UCT Potential | F2 | Commercial | OR - College | Existing | Space Heating | Natural Gas | Green Roof - Vegetated Rooftop | A | Integrated Unit Summer Peak Savings (kW) | Achievable Economic UCT Potential | 0 | 0 | 0 | 0 | 0 | 0 | 0 | 0 | 0 | 0 | 0 | 0 | 0 | 0 | 0 | 0 | 0 | 0 | 0 | 0 | 0 | 0 | 0 | 0 | 0 | 0 | 0
F3_Commercial_OR - College_Existing_Space Heating_Natural Gas_Green Roof - Vegetated Rooftop_A_Achievable Economic UCT Potential | F3 | Commercial | OR - College | Existing | Space Heating | Natural Gas | Green Roof - Vegetated Rooftop | A | Integrated Unit Winter Peak Savings (kW) | Achievable Economic UCT Potential | 0 | 0 | 0 | 0 | 0 | 0 | 0 | 0 | 0 | 0 | 0 | 0 | 0 | 0 | 0 | 0 | 0 | 0 | 0 | 0 | 0 | 0 | 0 | 0 | 0 | 0 | 0
F4_Commercial_OR - College_Existing_Space Heating_Natural Gas_Green Roof - Vegetated Rooftop_A_Achievable Economic UCT Potential | F4 | Commercial | OR - College | Existing | Space Heating | Natural Gas | Green Roof - Vegetated Rooftop | A | Incremental Energy Savings (MWh or mTherms) | Achievable Economic UCT Potential | 0 | 0 | 0 | 0 | 0 | 0 | 0 | 0 | 0 | 0 | 0 | 0 | 0 | 0 | 0 | 0 | 0 | 0 | 0 | 0 | 0 | 0 | 0 | 0 | 0 | 0 | 0
F5_Commercial_OR - College_Existing_Space Heating_Natural Gas_Green Roof - Vegetated Rooftop_A_Achievable Economic UCT Potential | F5 | Commercial | OR - College | Existing | Space Heating | Natural Gas | Green Roof - Vegetated Rooftop | A | Incremental Summer Peak Savings (MW) | Achievable Economic UCT Potential | 0 | 0 | 0 | 0 | 0 | 0 | 0 | 0 | 0 | 0 | 0 | 0 | 0 | 0 | 0 | 0 | 0 | 0 | 0 | 0 | 0 | 0 | 0 | 0 | 0 | 0 | 0
F6_Commercial_OR - College_Existing_Space Heating_Natural Gas_Green Roof - Vegetated Rooftop_A_Achievable Economic UCT Potential | F6 | Commercial | OR - College | Existing | Space Heating | Natural Gas | Green Roof - Vegetated Rooftop | A | Incremental Winter Peak Savings (MW) | Achievable Economic UCT Potential | 0 | 0 | 0 | 0 | 0 | 0 | 0 | 0 | 0 | 0 | 0 | 0 | 0 | 0 | 0 | 0 | 0 | 0 | 0 | 0 | 0 | 0 | 0 | 0 | 0 | 0 | 0
F7_Commercial_OR - College_Existing_Space Heating_Natural Gas_Green Roof - Vegetated Rooftop_A_Achievable Economic UCT Potential | F7 | Commercial | OR - College | Existing | Space Heating | Natural Gas | Green Roof - Vegetated Rooftop | A | Cumulative Energy Savings (MWh or mTherms) | Achievable Economic UCT Potential | 0 | 0 | 0 | 0 | 0 | 0 | 0 | 0 | 0 | 0 | 0 | 0 | 0 | 0 | 0 | 0 | 0 | 0 | 0 | 0 | 0 | 0 | 0 | 0 | 0 | 0 | 0
F8_Commercial_OR - College_Existing_Space Heating_Natural Gas_Green Roof - Vegetated Rooftop_A_Achievable Economic UCT Potential | F8 | Commercial | OR - College | Existing | Space Heating | Natural Gas | Green Roof - Vegetated Rooftop | A | Cumulative Summer Peak Savings (MW) | Achievable Economic UCT Potential | 0 | 0 | 0 | 0 | 0 | 0 | 0 | 0 | 0 | 0 | 0 | 0 | 0 | 0 | 0 | 0 | 0 | 0 | 0 | 0 | 0 | 0 | 0 | 0 | 0 | 0 | 0
F9_Commercial_OR - College_Existing_Space Heating_Natural Gas_Green Roof - Vegetated Rooftop_A_Achievable Economic UCT Potential | F9 | Commercial | OR - College | Existing | Space Heating | Natural Gas | Green Roof - Vegetated Rooftop | A | Cumulative Winter Peak Savings (MW) | Achievable Economic UCT Potential | 0 | 0 | 0 | 0 | 0 | 0 | 0 | 0 | 0 | 0 | 0 | 0 | 0 | 0 | 0 | 0 | 0 | 0 | 0 | 0 | 0 | 0 | 0 | 0 | 0 | 0 | 0
F10_Commercial_OR - College_Existing_Space Heating_Natural Gas_Green Roof - Vegetated Rooftop_A_Achievable Economic UCT Potential | F10 | Commercial | OR - College | Existing | Space Heating | Natural Gas | Green Roof - Vegetated Rooftop | A | Purchases (Incremental) | Achievable Economic UCT Potential | 0 | 0 | 0 | 0 | 0 | 0 | 0 | 0 | 0 | 0 | 0 | 0 | 0 | 0 | 0 | 0 | 0 | 0 | 0 | 0 | 0 | 0 | 0 | 0 | 0 | 0 | 0
F11_Commercial_OR - College_Existing_Space Heating_Natural Gas_Green Roof - Vegetated Rooftop_A_Achievable Economic UCT Potential | F11 | Commercial | OR - College | Existing | Space Heating | Natural Gas | Green Roof - Vegetated Rooftop | A | Purchases (Cumulative) | Achievable Economic UCT Potential | 0 | 0 | 0 | 0 | 0 | 0 | 0 | 0 | 0 | 0 | 0 | 0 | 0 | 0 | 0 | 0 | 0 | 0 | 0 | 0 | 0 | 0 | 0 | 0 | 0 | 0 | 0
F1_Commercial_OR - College_Existing_Space Heating_Natural Gas_Ducting - Repair and Sealing_A_Achievable Economic UCT Potential | F1 | Commercial | OR - College | Existing | Space Heating | Natural Gas | Ducting - Repair and Sealing | A | Integrated Unit Energy Savings (kWh or therms) | Achievable Economic UCT Potential | 0 | 0 | 0.20327 | 0.20242 | 0.20152 | 0.20058 | 0.1996 | 0.19854 | 0.19742 | 0.1962 | 0.1949 | 0.1935 | 0.19205 | 0.19057 | 0.18912 | 0.18774 | 0.18648 | 0.18541 | 0.18454 | 0.18381 | 0.18323 | 0.1827 | 0.18244 | 0.18221 | 0.182 | 0.1818 | 0.18162
F2_Commercial_OR - College_Existing_Space Heating_Natural Gas_Ducting - Repair and Sealing_A_Achievable Economic UCT Potential | F2 | Commercial | OR - College | Existing | Space Heating | Natural Gas | Ducting - Repair and Sealing | A | Integrated Unit Summer Peak Savings (kW) | Achievable Economic UCT Potential | 0 | 0 | 0 | 0 | 0 | 0 | 0 | 0 | 0 | 0 | 0 | 0 | 0 | 0 | 0 | 0 | 0 | 0 | 0 | 0 | 0 | 0 | 0 | 0 | 0 | 0 | 0
F3_Commercial_OR - College_Existing_Space Heating_Natural Gas_Ducting - Repair and Sealing_A_Achievable Economic UCT Potential | F3 | Commercial | OR - College | Existing | Space Heating | Natural Gas | Ducting - Repair and Sealing | A | Integrated Unit Winter Peak Savings (kW) | Achievable Economic UCT Potential | 0 | 0 | 0 | 0 | 0 | 0 | 0 | 0 | 0 | 0 | 0 | 0 | 0 | 0 | 0 | 0 | 0 | 0 | 0 | 0 | 0 | 0 | 0 | 0 | 0 | 0 | 0
F4_Commercial_OR - College_Existing_Space Heating_Natural Gas_Ducting - Repair and Sealing_A_Achievable Economic UCT Potential | F4 | Commercial | OR - College | Existing | Space Heating | Natural Gas | Ducting - Repair and Sealing | A | Incremental Energy Savings (MWh or mTherms) | Achievable Economic UCT Potential | 0 | 0 | 0.1434 | 0.076838 | 0.25878 | 0.419 | 0.63285 | 0.90159 | 1.2194 | 1.5711 | 1.9303 | 2.26 | 2.5165 | 2.6565 | 2.6472 | 2.4772 | 2.1635 | 1.751 | 1.3027 | 0.95061 | 0.38778 | 0.34309 | 0 | 0 | 0 | 0 | 0
F5_Commercial_OR - College_Existing_Space Heating_Natural Gas_Ducting - Repair and Sealing_A_Achievable Economic UCT Potential | F5 | Commercial | OR - College | Existing | Space Heating | Natural Gas | Ducting - Repair and Sealing | A | Incremental Summer Peak Savings (MW) | Achievable Economic UCT Potential | 0 | 0 | 0 | 0 | 0 | 0 | 0 | 0 | 0 | 0 | 0 | 0 | 0 | 0 | 0 | 0 | 0 | 0 | 0 | 0 | 0 | 0 | 0 | 0 | 0 | 0 | 0
F6_Commercial_OR - College_Existing_Space Heating_Natural Gas_Ducting - Repair and Sealing_A_Achievable Economic UCT Potential | F6 | Commercial | OR - College | Existing | Space Heating | Natural Gas | Ducting - Repair and Sealing | A | Incremental Winter Peak Savings (MW) | Achievable Economic UCT Potential | 0 | 0 | 0 | 0 | 0 | 0 | 0 | 0 | 0 | 0 | 0 | 0 | 0 | 0 | 0 | 0 | 0 | 0 | 0 | 0 | 0 | 0 | 0 | 0 | 0 | 0 | 0
F7_Commercial_OR - College_Existing_Space Heating_Natural Gas_Ducting - Repair and Sealing_A_Achievable Economic UCT Potential | F7 | Commercial | OR - College | Existing | Space Heating | Natural Gas | Ducting - Repair and Sealing | A | Cumulative Energy Savings (MWh or mTherms) | Achievable Economic UCT Potential | 0 | 0 | 0.1434 | 0.21963 | 0.47744 | 0.89423 | 1.5227 | 2.4162 | 3.6219 | 5.1708 | 7.0666 | 9.2762 | 11.7231 | 14.2893 | 16.8274 | 19.1818 | 21.2168 | 22.846 | 24.0417 | 24.8966 | 25.2056 | 25.4765 | 25.4407 | 25.4081 | 25.3781 | 25.3507 | 25.3256
F8_Commercial_OR - College_Existing_Space Heating_Natural Gas_Ducting - Repair and Sealing_A_Achievable Economic UCT Potential | F8 | Commercial | OR - College | Existing | Space Heating | Natural Gas | Ducting - Repair and Sealing | A | Cumulative Summer Peak Savings (MW) | Achievable Economic UCT Potential | 0 | 0 | 0 | 0 | 0 | 0 | 0 | 0 | 0 | 0 | 0 | 0 | 0 | 0 | 0 | 0 | 0 | 0 | 0 | 0 | 0 | 0 | 0 | 0 | 0 | 0 | 0
F9_Commercial_OR - College_Existing_Space Heating_Natural Gas_Ducting - Repair and Sealing_A_Achievable Economic UCT Potential | F9 | Commercial | OR - College | Existing | Space Heating | Natural Gas | Ducting - Repair and Sealing | A | Cumulative Winter Peak Savings (MW) | Achievable Economic UCT Potential | 0 | 0 | 0 | 0 | 0 | 0 | 0 | 0 | 0 | 0 | 0 | 0 | 0 | 0 | 0 | 0 | 0 | 0 | 0 | 0 | 0 | 0 | 0 | 0 | 0 | 0 | 0
F10_Commercial_OR - College_Existing_Space Heating_Natural Gas_Ducting - Repair and Sealing_A_Achievable Economic UCT Potential | F10 | Commercial | OR - College | Existing | Space Heating | Natural Gas | Ducting - Repair and Sealing | A | Purchases (Incremental) | Achievable Economic UCT Potential | 0 | 0 | 705.4645 | 379.6046 | 1284.1647 | 2088.8699 | 3170.6127 | 4540.9949 | 6177.0002 | 8007.6232 | 9904.0498 | 11679.2274 | 13103.3342 | 13939.4805 | 13997.676 | 13195.1703 | 11601.5059 | 9443.8509 | 7058.8164 | 5171.7373 | 2116.3935 | 1877.8818 | 0 | 0 | 0 | 0 | 0
F11_Commercial_OR - College_Existing_Space Heating_Natural Gas_Ducting - Repair and Sealing_A_Achievable Economic UCT Potential | F11 | Commercial | OR - College | Existing | Space Heating | Natural Gas | Ducting - Repair and Sealing | A | Purchases (Cumulative) | Achievable Economic UCT Potential | 0 | 0 | 705.4645 | 1085.0691 | 2369.2338 | 4458.1037 | 7628.7165 | 12169.7114 | 18346.7116 | 26354.3348 | 36258.3846 | 47937.612 | 61040.9462 | 74980.4267 | 88978.1027 | 102173.273 | 113774.7788 | 123218.6297 | 130277.4461 | 135449.1834 | 137565.5769 | 139443.4587 | 139443.4587 | 139443.4587 | 139443.4587 | 139443.4587 | 139443.4587
F1_Commercial_OR - College_Existing_Space Heating_Natural Gas_Windows - High Efficiency Glazing_A_Achievable Economic UCT Potential | F1 | Commercial | OR - College | Existing | Space Heating | Natural Gas | Windows - High Efficiency Glazing | A | Integrated Unit Energy Savings (kWh or therms) | Achievable Economic UCT Potential | 0 | 0 | 0 | 0 | 0 | 0 | 0 | 0 | 0 | 0 | 0 | 0 | 0 | 0 | 0 | 0 | 0 | 0 | 0 | 0 | 0 | 0 | 0 | 0 | 0 | 0 | 0
F2_Commercial_OR - College_Existing_Space Heating_Natural Gas_Windows - High Efficiency Glazing_A_Achievable Economic UCT Potential | F2 | Commercial | OR - College | Existing | Space Heating | Natural Gas | Windows - High Efficiency Glazing | A | Integrated Unit Summer Peak Savings (kW) | Achievable Economic UCT Potential | 0 | 0 | 0 | 0 | 0 | 0 | 0 | 0 | 0 | 0 | 0 | 0 | 0 | 0 | 0 | 0 | 0 | 0 | 0 | 0 | 0 | 0 | 0 | 0 | 0 | 0 | 0
F3_Commercial_OR - College_Existing_Space Heating_Natural Gas_Windows - High Efficiency Glazing_A_Achievable Economic UCT Potential | F3 | Commercial | OR - College | Existing | Space Heating | Natural Gas | Windows - High Efficiency Glazing | A | Integrated Unit Winter Peak Savings (kW) | Achievable Economic UCT Potential | 0 | 0 | 0 | 0 | 0 | 0 | 0 | 0 | 0 | 0 | 0 | 0 | 0 | 0 | 0 | 0 | 0 | 0 | 0 | 0 | 0 | 0 | 0 | 0 | 0 | 0 | 0
F4_Commercial_OR - College_Existing_Space Heating_Natural Gas_Windows - High Efficiency Glazing_A_Achievable Economic UCT Potential | F4 | Commercial | OR - College | Existing | Space Heating | Natural Gas | Windows - High Efficiency Glazing | A | Incremental Energy Savings (MWh or mTherms) | Achievable Economic UCT Potential | 0 | 0 | 0 | 0 | 0 | 0 | 0 | 0 | 0 | 0 | 0 | 0 | 0 | 0 | 0 | 0 | 0 | 0 | 0 | 0 | 0 | 0 | 0 | 0 | 0 | 0 | 0
F5_Commercial_OR - College_Existing_Space Heating_Natural Gas_Windows - High Efficiency Glazing_A_Achievable Economic UCT Potential | F5 | Commercial | OR - College | Existing | Space Heating | Natural Gas | Windows - High Efficiency Glazing | A | Incremental Summer Peak Savings (MW) | Achievable Economic UCT Potential | 0 | 0 | 0 | 0 | 0 | 0 | 0 | 0 | 0 | 0 | 0 | 0 | 0 | 0 | 0 | 0 | 0 | 0 | 0 | 0 | 0 | 0 | 0 | 0 | 0 | 0 | 0
F6_Commercial_OR - College_Existing_Space Heating_Natural Gas_Windows - High Efficiency Glazing_A_Achievable Economic UCT Potential | F6 | Commercial | OR - College | Existing | Space Heating | Natural Gas | Windows - High Efficiency Glazing | A | Incremental Winter Peak Savings (MW) | Achievable Economic UCT Potential | 0 | 0 | 0 | 0 | 0 | 0 | 0 | 0 | 0 | 0 | 0 | 0 | 0 | 0 | 0 | 0 | 0 | 0 | 0 | 0 | 0 | 0 | 0 | 0 | 0 | 0 | 0
F7_Commercial_OR - College_Existing_Space Heating_Natural Gas_Windows - High Efficiency Glazing_A_Achievable Economic UCT Potential | F7 | Commercial | OR - College | Existing | Space Heating | Natural Gas | Windows - High Efficiency Glazing | A | Cumulative Energy Savings (MWh or mTherms) | Achievable Economic UCT Potential | 0 | 0 | 0 | 0 | 0 | 0 | 0 | 0 | 0 | 0 | 0 | 0 | 0 | 0 | 0 | 0 | 0 | 0 | 0 | 0 | 0 | 0 | 0 | 0 | 0 | 0 | 0
F8_Commercial_OR - College_Existing_Space Heating_Natural Gas_Windows - High Efficiency Glazing_A_Achievable Economic UCT Potential | F8 | Commercial | OR - College | Existing | Space Heating | Natural Gas | Windows - High Efficiency Glazing | A | Cumulative Summer Peak Savings (MW) | Achievable Economic UCT Potential | 0 | 0 | 0 | 0 | 0 | 0 | 0 | 0 | 0 | 0 | 0 | 0 | 0 | 0 | 0 | 0 | 0 | 0 | 0 | 0 | 0 | 0 | 0 | 0 | 0 | 0 | 0
F9_Commercial_OR - College_Existing_Space Heating_Natural Gas_Windows - High Efficiency Glazing_A_Achievable Economic UCT Potential | F9 | Commercial | OR - College | Existing | Space Heating | Natural Gas | Windows - High Efficiency Glazing | A | Cumulative Winter Peak Savings (MW) | Achievable Economic UCT Potential | 0 | 0 | 0 | 0 | 0 | 0 | 0 | 0 | 0 | 0 | 0 | 0 | 0 | 0 | 0 | 0 | 0 | 0 | 0 | 0 | 0 | 0 | 0 | 0 | 0 | 0 | 0
F10_Commercial_OR - College_Existing_Space Heating_Natural Gas_Windows - High Efficiency Glazing_A_Achievable Economic UCT Potential | F10 | Commercial | OR - College | Existing | Space Heating | Natural Gas | Windows - High Efficiency Glazing | A | Purchases (Incremental) | Achievable Economic UCT Potential | 0 | 0 | 0 | 0 | 0 | 0 | 0 | 0 | 0 | 0 | 0 | 0 | 0 | 0 | 0 | 0 | 0 | 0 | 0 | 0 | 0 | 0 | 0 | 0 | 0 | 0 | 0
F11_Commercial_OR - College_Existing_Space Heating_Natural Gas_Windows - High Efficiency Glazing_A_Achievable Economic UCT Potential | F11 | Commercial | OR - College | Existing | Space Heating | Natural Gas | Windows - High Efficiency Glazing | A | Purchases (Cumulative) | Achievable Economic UCT Potential | 0 | 0 | 0 | 0 | 0 | 0 | 0 | 0 | 0 | 0 | 0 | 0 | 0 | 0 | 0 | 0 | 0 | 0 | 0 | 0 | 0 | 0 | 0 | 0 | 0 | 0 | 0
F1_Commercial_OR - College_Existing_Space Heating_Natural Gas_Windows - Secondary Glazing Systems_A_Achievable Economic UCT Potential | F1 | Commercial | OR - College | Existing | Space Heating | Natural Gas | Windows - Secondary Glazing Systems | A | Integrated Unit Energy Savings (kWh or therms) | Achievable Economic UCT Potential | 0 | 0 | 2.1469 | 2.1223 | 2.0959 | 2.068 | 2.0382 | 2.0059 | 1.971 | 1.9336 | 1.894 | 1.8528 | 1.812 | 1.7722 | 1.7339 | 1.698 | 1.6655 | 1.6402 | 1.6222 | 1.6074 | 1.5967 | 1.5869 | 1.5847 | 1.5827 | 1.5808 | 1.5791 | 1.5775
F2_Commercial_OR - College_Existing_Space Heating_Natural Gas_Windows - Secondary Glazing Systems_A_Achievable Economic UCT Potential | F2 | Commercial | OR - College | Existing | Space Heating | Natural Gas | Windows - Secondary Glazing Systems | A | Integrated Unit Summer Peak Savings (kW) | Achievable Economic UCT Potential | 0 | 0 | 0 | 0 | 0 | 0 | 0 | 0 | 0 | 0 | 0 | 0 | 0 | 0 | 0 | 0 | 0 | 0 | 0 | 0 | 0 | 0 | 0 | 0 | 0 | 0 | 0
F3_Commercial_OR - College_Existing_Space Heating_Natural Gas_Windows - Secondary Glazing Systems_A_Achievable Economic UCT Potential | F3 | Commercial | OR - College | Existing | Space Heating | Natural Gas | Windows - Secondary Glazing Systems | A | Integrated Unit Winter Peak Savings (kW) | Achievable Economic UCT Potential | 0 | 0 | 0 | 0 | 0 | 0 | 0 | 0 | 0 | 0 | 0 | 0 | 0 | 0 | 0 | 0 | 0 | 0 | 0 | 0 | 0 | 0 | 0 | 0 | 0 | 0 | 0
F4_Commercial_OR - College_Existing_Space Heating_Natural Gas_Windows - Secondary Glazing Systems_A_Achievable Economic UCT Potential | F4 | Commercial | OR - College | Existing | Space Heating | Natural Gas | Windows - Secondary Glazing Systems | A | Incremental Energy Savings (MWh or mTherms) | Achievable Economic UCT Potential | 0 | 0 | 0.17808 | 0.094725 | 0.31646 | 0.50791 | 0.75982 | 1.071 | 1.4315 | 1.8205 | 2.2056 | 2.5444 | 2.7917 | 2.9045 | 2.8538 | 2.6344 | 2.2719 | 1.8212 | 1.3464 | 0.97745 | 0.52978 | 0.42123 | 0 | 0 | 0 | 0 | 0
F5_Commercial_OR - College_Existing_Space Heating_Natural Gas_Windows - Secondary Glazing Systems_A_Achievable Economic UCT Potential | F5 | Commercial | OR - College | Existing | Space Heating | Natural Gas | Windows - Secondary Glazing Systems | A | Incremental Summer Peak Savings (MW) | Achievable Economic UCT Potential | 0 | 0 | 0 | 0 | 0 | 0 | 0 | 0 | 0 | 0 | 0 | 0 | 0 | 0 | 0 | 0 | 0 | 0 | 0 | 0 | 0 | 0 | 0 | 0 | 0 | 0 | 0
F6_Commercial_OR - College_Existing_Space Heating_Natural Gas_Windows - Secondary Glazing Systems_A_Achievable Economic UCT Potential | F6 | Commercial | OR - College | Existing | Space Heating | Natural Gas | Windows - Secondary Glazing Systems | A | Incremental Winter Peak Savings (MW) | Achievable Economic UCT Potential | 0 | 0 | 0 | 0 | 0 | 0 | 0 | 0 | 0 | 0 | 0 | 0 | 0 | 0 | 0 | 0 | 0 | 0 | 0 | 0 | 0 | 0 | 0 | 0 | 0 | 0 | 0
F7_Commercial_OR - College_Existing_Space Heating_Natural Gas_Windows - Secondary Glazing Systems_A_Achievable Economic UCT Potential | F7 | Commercial | OR - College | Existing | Space Heating | Natural Gas | Windows - Secondary Glazing Systems | A | Cumulative Energy Savings (MWh or mTherms) | Achievable Economic UCT Potential | 0 | 0 | 0.17808 | 0.27076 | 0.58385 | 1.084 | 1.8282 | 2.8702 | 4.2518 | 5.9917 | 8.0746 | 10.4435 | 13.005 | 15.6236 | 18.1403 | 20.3989 | 22.2804 | 23.7626 | 24.849 | 25.5997 | 25.9593 | 26.2214 | 26.1844 | 26.1505 | 26.1195 | 26.0912 | 26.0652
F8_Commercial_OR - College_Existing_Space Heating_Natural Gas_Windows - Secondary Glazing Systems_A_Achievable Economic UCT Potential | F8 | Commercial | OR - College | Existing | Space Heating | Natural Gas | Windows - Secondary Glazing Systems | A | Cumulative Summer Peak Savings (MW) | Achievable Economic UCT Potential | 0 | 0 | 0 | 0 | 0 | 0 | 0 | 0 | 0 | 0 | 0 | 0 | 0 | 0 | 0 | 0 | 0 | 0 | 0 | 0 | 0 | 0 | 0 | 0 | 0 | 0 | 0
F9_Commercial_OR - College_Existing_Space Heating_Natural Gas_Windows - Secondary Glazing Systems_A_Achievable Economic UCT Potential | F9 | Commercial | OR - College | Existing | Space Heating | Natural Gas | Windows - Secondary Glazing Systems | A | Cumulative Winter Peak Savings (MW) | Achievable Economic UCT Potential | 0 | 0 | 0 | 0 | 0 | 0 | 0 | 0 | 0 | 0 | 0 | 0 | 0 | 0 | 0 | 0 | 0 | 0 | 0 | 0 | 0 | 0 | 0 | 0 | 0 | 0 | 0
F10_Commercial_OR - College_Existing_Space Heating_Natural Gas_Windows - Secondary Glazing Systems_A_Achievable Economic UCT Potential | F10 | Commercial | OR - College | Existing | Space Heating | Natural Gas | Windows - Secondary Glazing Systems | A | Purchases (Incremental) | Achievable Economic UCT Potential | 0 | 0 | 82.9477 | 44.6334 | 150.9905 | 245.6068 | 372.7968 | 533.9247 | 726.2842 | 941.5266 | 1164.5061 | 1373.2293 | 1540.6741 | 1638.9871 | 1645.8297 | 1551.472 | 1364.0909 | 1110.3965 | 829.967 | 608.0866 | 331.7906 | 265.4325 | 0 | 0 | 0 | 0 | 0
F11_Commercial_OR - College_Existing_Space Heating_Natural Gas_Windows - Secondary Glazing Systems_A_Achievable Economic UCT Potential | F11 | Commercial | OR - College | Existing | Space Heating | Natural Gas | Windows - Secondary Glazing Systems | A | Purchases (Cumulative) | Achievable Economic UCT Potential | 0 | 0 | 82.9477 | 127.5811 | 278.5716 | 524.1784 | 896.9752 | 1430.8998 | 2157.184 | 3098.7106 | 4263.2167 | 5636.446 | 7177.1201 | 8816.1072 | 10461.9369 | 12013.4089 | 13377.4998 | 14487.8963 | 15317.8633 | 15925.9499 | 16257.7405 | 16523.173 | 16523.173 | 16523.173 | 16523.173 | 16523.173 | 16523.173
F1_Commercial_OR - College_Existing_Space Heating_Natural Gas_HVAC - Energy Recovery Ventilator_A_Achievable Economic UCT Potential | F1 | Commercial | OR - College | Existing | Space Heating | Natural Gas | HVAC - Energy Recovery Ventilator | A | Integrated Unit Energy Savings (kWh or therms) | Achievable Economic UCT Potential | 0 | 0 | 0.15223 | 0.1512 | 0.1501 | 0.14893 | 0.14768 | 0.14633 | 0.14485 | 0.14324 | 0.14149 | 0.13961 | 0.13764 | 0.13564 | 0.13366 | 0.13179 | 0.13009 | 0.12878 | 0.12788 | 0.12716 | 0.12667 | 0.12623 | 0.12605 | 0.12589 | 0.12574 | 0.1256 | 0.12548
F2_Commercial_OR - College_Existing_Space Heating_Natural Gas_HVAC - Energy Recovery Ventilator_A_Achievable Economic UCT Potential | F2 | Commercial | OR - College | Existing | Space Heating | Natural Gas | HVAC - Energy Recovery Ventilator | A | Integrated Unit Summer Peak Savings (kW) | Achievable Economic UCT Potential | 0 | 0 | 0 | 0 | 0 | 0 | 0 | 0 | 0 | 0 | 0 | 0 | 0 | 0 | 0 | 0 | 0 | 0 | 0 | 0 | 0 | 0 | 0 | 0 | 0 | 0 | 0
F3_Commercial_OR - College_Existing_Space Heating_Natural Gas_HVAC - Energy Recovery Ventilator_A_Achievable Economic UCT Potential | F3 | Commercial | OR - College | Existing | Space Heating | Natural Gas | HVAC - Energy Recovery Ventilator | A | Integrated Unit Winter Peak Savings (kW) | Achievable Economic UCT Potential | 0 | 0 | 0 | 0 | 0 | 0 | 0 | 0 | 0 | 0 | 0 | 0 | 0 | 0 | 0 | 0 | 0 | 0 | 0 | 0 | 0 | 0 | 0 | 0 | 0 | 0 | 0
F4_Commercial_OR - College_Existing_Space Heating_Natural Gas_HVAC - Energy Recovery Ventilator_A_Achievable Economic UCT Potential | F4 | Commercial | OR - College | Existing | Space Heating | Natural Gas | HVAC - Energy Recovery Ventilator | A | Incremental Energy Savings (MWh or mTherms) | Achievable Economic UCT Potential | 0 | 0 | 0.62358 | 1.2713 | 1.262 | 1.2522 | 1.2417 | 1.2304 | 1.2179 | 1.2044 | 1.1897 | 1.1739 | 1.1573 | 1.1404 | 1.1238 | 1.1081 | 1.0938 | 1.0828 | 1.0753 | 1.0692 | 1.065 | 1.0613 | 0 | 0 | 0 | 0 | 0
F5_Commercial_OR - College_Existing_Space Heating_Natural Gas_HVAC - Energy Recovery Ventilator_A_Achievable Economic UCT Potential | F5 | Commercial | OR - College | Existing | Space Heating | Natural Gas | HVAC - Energy Recovery Ventilator | A | Incremental Summer Peak Savings (MW) | Achievable Economic UCT Potential | 0 | 0 | 0 | 0 | 0 | 0 | 0 | 0 | 0 | 0 | 0 | 0 | 0 | 0 | 0 | 0 | 0 | 0 | 0 | 0 | 0 | 0 | 0 | 0 | 0 | 0 | 0
F6_Commercial_OR - College_Existing_Space Heating_Natural Gas_HVAC - Energy Recovery Ventilator_A_Achievable Economic UCT Potential | F6 | Commercial | OR - College | Existing | Space Heating | Natural Gas | HVAC - Energy Recovery Ventilator | A | Incremental Winter Peak Savings (MW) | Achievable Economic UCT Potential | 0 | 0 | 0 | 0 | 0 | 0 | 0 | 0 | 0 | 0 | 0 | 0 | 0 | 0 | 0 | 0 | 0 | 0 | 0 | 0 | 0 | 0 | 0 | 0 | 0 | 0 | 0
F7_Commercial_OR - College_Existing_Space Heating_Natural Gas_HVAC - Energy Recovery Ventilator_A_Achievable Economic UCT Potential | F7 | Commercial | OR - College | Existing | Space Heating | Natural Gas | HVAC - Energy Recovery Ventilator | A | Cumulative Energy Savings (MWh or mTherms) | Achievable Economic UCT Potential | 0 | 0 | 0.62358 | 1.8907 | 3.1389 | 4.3667 | 5.5719 | 6.7512 | 7.901 | 9.0176 | 10.0969 | 11.1367 | 12.137 | 13.1005 | 14.0336 | 14.9453 | 15.8461 | 16.7694 | 17.728 | 18.6968 | 19.6897 | 20.6826 | 20.6534 | 20.6268 | 20.6024 | 20.58 | 20.5596
F8_Commercial_OR - College_Existing_Space Heating_Natural Gas_HVAC - Energy Recovery Ventilator_A_Achievable Economic UCT Potential | F8 | Commercial | OR - College | Existing | Space Heating | Natural Gas | HVAC - Energy Recovery Ventilator | A | Cumulative Summer Peak Savings (MW) | Achievable Economic UCT Potential | 0 | 0 | 0 | 0 | 0 | 0 | 0 | 0 | 0 | 0 | 0 | 0 | 0 | 0 | 0 | 0 | 0 | 0 | 0 | 0 | 0 | 0 | 0 | 0 | 0 | 0 | 0
F9_Commercial_OR - College_Existing_Space Heating_Natural Gas_HVAC - Energy Recovery Ventilator_A_Achievable Economic UCT Potential | F9 | Commercial | OR - College | Existing | Space Heating | Natural Gas | HVAC - Energy Recovery Ventilator | A | Cumulative Winter Peak Savings (MW) | Achievable Economic UCT Potential | 0 | 0 | 0 | 0 | 0 | 0 | 0 | 0 | 0 | 0 | 0 | 0 | 0 | 0 | 0 | 0 | 0 | 0 | 0 | 0 | 0 | 0 | 0 | 0 | 0 | 0 | 0
F10_Commercial_OR - College_Existing_Space Heating_Natural Gas_HVAC - Energy Recovery Ventilator_A_Achievable Economic UCT Potential | F10 | Commercial | OR - College | Existing | Space Heating | Natural Gas | HVAC - Energy Recovery Ventilator | A | Purchases (Incremental) | Achievable Economic UCT Potential | 0 | 0 | 4096.2455 | 8408.0828 | 8408.0828 | 8408.0828 | 8408.0828 | 8408.0828 | 8408.0828 | 8408.0828 | 8408.0828 | 8408.0828 | 8408.0828 | 8408.0828 | 8408.0828 | 8408.0828 | 8408.0828 | 8408.0828 | 8408.0828 | 8408.0828 | 8408.0828 | 8408.0828 | 0 | 0 | 0 | 0 | 0
F11_Commercial_OR - College_Existing_Space Heating_Natural Gas_HVAC - Energy Recovery Ventilator_A_Achievable Economic UCT Potential | F11 | Commercial | OR - College | Existing | Space Heating | Natural Gas | HVAC - Energy Recovery Ventilator | A | Purchases (Cumulative) | Achievable Economic UCT Potential | 0 | 0 | 4096.2455 | 12504.3283 | 20912.4111 | 29320.4939 | 37728.5767 | 46136.6595 | 54544.7423 | 62952.8251 | 71360.9079 | 79768.9907 | 88177.0735 | 96585.1563 | 104993.2391 | 113401.3219 | 121809.4047 | 130217.4875 | 138625.5703 | 147033.6531 | 155441.7359 | 163849.8187 | 163849.8187 | 163849.8187 | 163849.8187 | 163849.8187 | 163849.8187
F1_Commercial_OR - College_Existing_Space Heating_Natural Gas_Building Shell - Air Sealing (Infiltration Control)_A_Achievable Economic UCT Potential | F1 | Commercial | OR - College | Existing | Space Heating | Natural Gas | Building Shell - Air Sealing (Infiltration Control) | A | Integrated Unit Energy Savings (kWh or therms) | Achievable Economic UCT Potential | 0 | 0 | 6.5689 | 6.5493 | 6.5299 | 6.5109 | 6.4923 | 6.4741 | 6.4563 | 6.439 | 6.4221 | 6.4057 | 6.3898 | 6.3745 | 6.3598 | 6.3456 | 6.332 | 6.3191 | 6.3069 | 6.2955 | 6.285 | 6.2754 | 6.2666 | 6.2585 | 6.2512 | 6.2444 | 6.2383
F2_Commercial_OR - College_Existing_Space Heating_Natural Gas_Building Shell - Air Sealing (Infiltration Control)_A_Achievable Economic UCT Potential | F2 | Commercial | OR - College | Existing | Space Heating | Natural Gas | Building Shell - Air Sealing (Infiltration Control) | A | Integrated Unit Summer Peak Savings (kW) | Achievable Economic UCT Potential | 0 | 0 | 0 | 0 | 0 | 0 | 0 | 0 | 0 | 0 | 0 | 0 | 0 | 0 | 0 | 0 | 0 | 0 | 0 | 0 | 0 | 0 | 0 | 0 | 0 | 0 | 0
F3_Commercial_OR - College_Existing_Space Heating_Natural Gas_Building Shell - Air Sealing (Infiltration Control)_A_Achievable Economic UCT Potential | F3 | Commercial | OR - College | Existing | Space Heating | Natural Gas | Building Shell - Air Sealing (Infiltration Control) | A | Integrated Unit Winter Peak Savings (kW) | Achievable Economic UCT Potential | 0 | 0 | 0 | 0 | 0 | 0 | 0 | 0 | 0 | 0 | 0 | 0 | 0 | 0 | 0 | 0 | 0 | 0 | 0 | 0 | 0 | 0 | 0 | 0 | 0 | 0 | 0
F4_Commercial_OR - College_Existing_Space Heating_Natural Gas_Building Shell - Air Sealing (Infiltration Control)_A_Achievable Economic UCT Potential | F4 | Commercial | OR - College | Existing | Space Heating | Natural Gas | Building Shell - Air Sealing (Infiltration Control) | A | Incremental Energy Savings (MWh or mTherms) | Achievable Economic UCT Potential | 0 | 0 | 0.010883 | 0.0058384 | 0.019692 | 0.031939 | 0.048341 | 0.06904 | 0.093655 | 0.12108 | 0.14937 | 0.17569 | 0.18604 | 0.20299 | 0.18988 | 0.16551 | 0.12537 | 0.072757 | 0.013061 | 0 | 0 | 0 | 0 | 0 | 0 | 0 | 0
F5_Commercial_OR - College_Existing_Space Heating_Natural Gas_Building Shell - Air Sealing (Infiltration Control)_A_Achievable Economic UCT Potential | F5 | Commercial | OR - College | Existing | Space Heating | Natural Gas | Building Shell - Air Sealing (Infiltration Control) | A | Incremental Summer Peak Savings (MW) | Achievable Economic UCT Potential | 0 | 0 | 0 | 0 | 0 | 0 | 0 | 0 | 0 | 0 | 0 | 0 | 0 | 0 | 0 | 0 | 0 | 0 | 0 | 0 | 0 | 0 | 0 | 0 | 0 | 0 | 0
F6_Commercial_OR - College_Existing_Space Heating_Natural Gas_Building Shell - Air Sealing (Infiltration Control)_A_Achievable Economic UCT Potential | F6 | Commercial | OR - College | Existing | Space Heating | Natural Gas | Building Shell - Air Sealing (Infiltration Control) | A | Incremental Winter Peak Savings (MW) | Achievable Economic UCT Potential | 0 | 0 | 0 | 0 | 0 | 0 | 0 | 0 | 0 | 0 | 0 | 0 | 0 | 0 | 0 | 0 | 0 | 0 | 0 | 0 | 0 | 0 | 0 | 0 | 0 | 0 | 0
F7_Commercial_OR - College_Existing_Space Heating_Natural Gas_Building Shell - Air Sealing (Infiltration Control)_A_Achievable Economic UCT Potential | F7 | Commercial | OR - College | Existing | Space Heating | Natural Gas | Building Shell - Air Sealing (Infiltration Control) | A | Cumulative Energy Savings (MWh or mTherms) | Achievable Economic UCT Potential | 0 | 0 | 0.010883 | 0.016689 | 0.036332 | 0.068165 | 0.11631 | 0.18502 | 0.27817 | 0.39851 | 0.54683 | 0.72113 | 0.90538 | 1.1062 | 1.2935 | 1.4561 | 1.5784 | 1.6479 | 1.6578 | 1.6548 | 1.652 | 1.6495 | 1.6472 | 1.6451 | 1.6432 | 1.6414 | 1.6398
F8_Commercial_OR - College_Existing_Space Heating_Natural Gas_Building Shell - Air Sealing (Infiltration Control)_A_Achievable Economic UCT Potential | F8 | Commercial | OR - College | Existing | Space Heating | Natural Gas | Building Shell - Air Sealing (Infiltration Control) | A | Cumulative Summer Peak Savings (MW) | Achievable Economic UCT Potential | 0 | 0 | 0 | 0 | 0 | 0 | 0 | 0 | 0 | 0 | 0 | 0 | 0 | 0 | 0 | 0 | 0 | 0 | 0 | 0 | 0 | 0 | 0 | 0 | 0 | 0 | 0
F9_Commercial_OR - College_Existing_Space Heating_Natural Gas_Building Shell - Air Sealing (Infiltration Control)_A_Achievable Economic UCT Potential | F9 | Commercial | OR - College | Existing | Space Heating | Natural Gas | Building Shell - Air Sealing (Infiltration Control) | A | Cumulative Winter Peak Savings (MW) | Achievable Economic UCT Potential | 0 | 0 | 0 | 0 | 0 | 0 | 0 | 0 | 0 | 0 | 0 | 0 | 0 | 0 | 0 | 0 | 0 | 0 | 0 | 0 | 0 | 0 | 0 | 0 | 0 | 0 | 0
F10_Commercial_OR - College_Existing_Space Heating_Natural Gas_Building Shell - Air Sealing (Infiltration Control)_A_Achievable Economic UCT Potential | F10 | Commercial | OR - College | Existing | Space Heating | Natural Gas | Building Shell - Air Sealing (Infiltration Control) | A | Purchases (Incremental) | Achievable Economic UCT Potential | 0 | 0 | 1.6567 | 0.89146 | 3.0157 | 4.9055 | 7.4458 | 10.664 | 14.506 | 18.805 | 23.2585 | 27.4273 | 29.115 | 31.8438 | 29.8562 | 26.0819 | 19.799 | 11.5138 | 2.0708 | 0 | 0 | 0 | 0 | 0 | 0 | 0 | 0
F11_Commercial_OR - College_Existing_Space Heating_Natural Gas_Building Shell - Air Sealing (Infiltration Control)_A_Achievable Economic UCT Potential | F11 | Commercial | OR - College | Existing | Space Heating | Natural Gas | Building Shell - Air Sealing (Infiltration Control) | A | Purchases (Cumulative) | Achievable Economic UCT Potential | 0 | 0 | 1.6567 | 2.5482 | 5.5639 | 10.4694 | 17.9152 | 28.5792 | 43.0852 | 61.8902 | 85.1487 | 112.5761 | 141.6911 | 173.5349 | 203.3912 | 229.473 | 249.272 | 260.7858 | 262.8567 | 262.8567 | 262.8567 | 262.8567 | 262.8567 | 262.8567 | 262.8567 | 262.8567 | 262.8567
F1_Commercial_OR - College_Existing_Space Heating_Natural Gas_Ventilation - Demand Controlled_A_Achievable Economic UCT Potential | F1 | Commercial | OR - College | Existing | Space Heating | Natural Gas | Ventilation - Demand Controlled | A | Integrated Unit Energy Savings (kWh or therms) | Achievable Economic UCT Potential | 0 | 0 | 0.037427 | 0.0371 | 0.036757 | 0.0364 | 0.036023 | 0.035622 | 0.035193 | 0.034733 | 0.03424 | 0.033717 | 0.033175 | 0.032626 | 0.032087 | 0.031574 | 0.031103 | 0.030728 | 0.030452 | 0.030219 | 0.030041 | 0.029875 | 0.029833 | 0.029795 | 0.02976 | 0.029727 | 0.029698
F2_Commercial_OR - College_Existing_Space Heating_Natural Gas_Ventilation - Demand Controlled_A_Achievable Economic UCT Potential | F2 | Commercial | OR - College | Existing | Space Heating | Natural Gas | Ventilation - Demand Controlled | A | Integrated Unit Summer Peak Savings (kW) | Achievable Economic UCT Potential | 0 | 0 | 0 | 0 | 0 | 0 | 0 | 0 | 0 | 0 | 0 | 0 | 0 | 0 | 0 | 0 | 0 | 0 | 0 | 0 | 0 | 0 | 0 | 0 | 0 | 0 | 0
F3_Commercial_OR - College_Existing_Space Heating_Natural Gas_Ventilation - Demand Controlled_A_Achievable Economic UCT Potential | F3 | Commercial | OR - College | Existing | Space Heating | Natural Gas | Ventilation - Demand Controlled | A | Integrated Unit Winter Peak Savings (kW) | Achievable Economic UCT Potential | 0 | 0 | 0 | 0 | 0 | 0 | 0 | 0 | 0 | 0 | 0 | 0 | 0 | 0 | 0 | 0 | 0 | 0 | 0 | 0 | 0 | 0 | 0 | 0 | 0 | 0 | 0
F4_Commercial_OR - College_Existing_Space Heating_Natural Gas_Ventilation - Demand Controlled_A_Achievable Economic UCT Potential | F4 | Commercial | OR - College | Existing | Space Heating | Natural Gas | Ventilation - Demand Controlled | A | Incremental Energy Savings (MWh or mTherms) | Achievable Economic UCT Potential | 0 | 0 | 0.35159 | 0.42793 | 0.51881 | 0.59641 | 0.67325 | 0.77834 | 0.84357 | 0.85049 | 0.7901 | 0.6688 | 0.19758 | 0 | 0 | 0 | 0 | 0 | 0 | 0 | 0 | 0 | 0 | 0 | 0 | 0 | 0
F5_Commercial_OR - College_Existing_Space Heating_Natural Gas_Ventilation - Demand Controlled_A_Achievable Economic UCT Potential | F5 | Commercial | OR - College | Existing | Space Heating | Natural Gas | Ventilation - Demand Controlled | A | Incremental Summer Peak Savings (MW) | Achievable Economic UCT Potential | 0 | 0 | 0 | 0 | 0 | 0 | 0 | 0 | 0 | 0 | 0 | 0 | 0 | 0 | 0 | 0 | 0 | 0 | 0 | 0 | 0 | 0 | 0 | 0 | 0 | 0 | 0
F6_Commercial_OR - College_Existing_Space Heating_Natural Gas_Ventilation - Demand Controlled_A_Achievable Economic UCT Potential | F6 | Commercial | OR - College | Existing | Space Heating | Natural Gas | Ventilation - Demand Controlled | A | Incremental Winter Peak Savings (MW) | Achievable Economic UCT Potential | 0 | 0 | 0 | 0 | 0 | 0 | 0 | 0 | 0 | 0 | 0 | 0 | 0 | 0 | 0 | 0 | 0 | 0 | 0 | 0 | 0 | 0 | 0 | 0 | 0 | 0 | 0
F7_Commercial_OR - College_Existing_Space Heating_Natural Gas_Ventilation - Demand Controlled_A_Achievable Economic UCT Potential | F7 | Commercial | OR - College | Existing | Space Heating | Natural Gas | Ventilation - Demand Controlled | A | Cumulative Energy Savings (MWh or mTherms) | Achievable Economic UCT Potential | 0 | 0 | 0.35159 | 0.77645 | 1.2881 | 1.872 | 2.5259 | 3.2761 | 4.0802 | 4.8773 | 5.5981 | 6.1816 | 6.2798 | 6.1758 | 6.0737 | 5.9766 | 5.8876 | 5.8165 | 5.7644 | 5.7201 | 5.6864 | 5.6551 | 5.6472 | 5.6399 | 5.6332 | 5.6271 | 5.6215
F8_Commercial_OR - College_Existing_Space Heating_Natural Gas_Ventilation - Demand Controlled_A_Achievable Economic UCT Potential | F8 | Commercial | OR - College | Existing | Space Heating | Natural Gas | Ventilation - Demand Controlled | A | Cumulative Summer Peak Savings (MW) | Achievable Economic UCT Potential | 0 | 0 | 0 | 0 | 0 | 0 | 0 | 0 | 0 | 0 | 0 | 0 | 0 | 0 | 0 | 0 | 0 | 0 | 0 | 0 | 0 | 0 | 0 | 0 | 0 | 0 | 0
F9_Commercial_OR - College_Existing_Space Heating_Natural Gas_Ventilation - Demand Controlled_A_Achievable Economic UCT Potential | F9 | Commercial | OR - College | Existing | Space Heating | Natural Gas | Ventilation - Demand Controlled | A | Cumulative Winter Peak Savings (MW) | Achievable Economic UCT Potential | 0 | 0 | 0 | 0 | 0 | 0 | 0 | 0 | 0 | 0 | 0 | 0 | 0 | 0 | 0 | 0 | 0 | 0 | 0 | 0 | 0 | 0 | 0 | 0 | 0 | 0 | 0
F10_Commercial_OR - College_Existing_Space Heating_Natural Gas_Ventilation - Demand Controlled_A_Achievable Economic UCT Potential | F10 | Commercial | OR - College | Existing | Space Heating | Natural Gas | Ventilation - Demand Controlled | A | Purchases (Incremental) | Achievable Economic UCT Potential | 0 | 0 | 9394.0563 | 11534.4029 | 14114.7337 | 16384.9819 | 18689.1467 | 21849.859 | 23969.6346 | 24486.6749 | 23075.7524 | 19835.5638 | 5955.5405 | 0 | 0 | 0 | 0 | 0 | 0 | 0 | 0 | 0 | 0 | 0 | 0 | 0 | 0
F11_Commercial_OR - College_Existing_Space Heating_Natural Gas_Ventilation - Demand Controlled_A_Achievable Economic UCT Potential | F11 | Commercial | OR - College | Existing | Space Heating | Natural Gas | Ventilation - Demand Controlled | A | Purchases (Cumulative) | Achievable Economic UCT Potential | 0 | 0 | 9394.0563 | 20928.4592 | 35043.1929 | 51428.1748 | 70117.3215 | 91967.1805 | 115936.8151 | 140423.49 | 163499.2424 | 183334.8062 | 189290.3467 | 189290.3467 | 189290.3467 | 189290.3467 | 189290.3467 | 189290.3467 | 189290.3467 | 189290.3467 | 189290.3467 | 189290.3467 | 189290.3467 | 189290.3467 | 189290.3467 | 189290.3467 | 189290.3467
F1_Commercial_OR - College_Existing_Space Heating_Natural Gas_HVAC - Dedicated Outdoor Air System (DOAS)_A_Achievable Economic UCT Potential | F1 | Commercial | OR - College | Existing | Space Heating | Natural Gas | HVAC - Dedicated Outdoor Air System (DOAS) | A | Integrated Unit Energy Savings (kWh or therms) | Achievable Economic UCT Potential | 0 | 0 | -0.032495 | -0.032398 | -0.032303 | -0.032209 | -0.032117 | -0.032026 | -0.031938 | -0.031853 | -0.031769 | -0.031688 | -0.03161 | -0.031534 | -0.031461 | -0.031391 | -0.031324 | -0.03126 | -0.031199 | -0.031143 | -0.031091 | -0.031043 | -0.031 | -0.03096 | -0.030924 | -0.03089 | -0.03086
F2_Commercial_OR - College_Existing_Space Heating_Natural Gas_HVAC - Dedicated Outdoor Air System (DOAS)_A_Achievable Economic UCT Potential | F2 | Commercial | OR - College | Existing | Space Heating | Natural Gas | HVAC - Dedicated Outdoor Air System (DOAS) | A | Integrated Unit Summer Peak Savings (kW) | Achievable Economic UCT Potential | 0 | 0 | 0 | 0 | 0 | 0 | 0 | 0 | 0 | 0 | 0 | 0 | 0 | 0 | 0 | 0 | 0 | 0 | 0 | 0 | 0 | 0 | 0 | 0 | 0 | 0 | 0
F3_Commercial_OR - College_Existing_Space Heating_Natural Gas_HVAC - Dedicated Outdoor Air System (DOAS)_A_Achievable Economic UCT Potential | F3 | Commercial | OR - College | Existing | Space Heating | Natural Gas | HVAC - Dedicated Outdoor Air System (DOAS) | A | Integrated Unit Winter Peak Savings (kW) | Achievable Economic UCT Potential | 0 | 0 | 0 | 0 | 0 | 0 | 0 | 0 | 0 | 0 | 0 | 0 | 0 | 0 | 0 | 0 | 0 | 0 | 0 | 0 | 0 | 0 | 0 | 0 | 0 | 0 | 0
F4_Commercial_OR - College_Existing_Space Heating_Natural Gas_HVAC - Dedicated Outdoor Air System (DOAS)_A_Achievable Economic UCT Potential | F4 | Commercial | OR - College | Existing | Space Heating | Natural Gas | HVAC - Dedicated Outdoor Air System (DOAS) | A | Incremental Energy Savings (MWh or mTherms) | Achievable Economic UCT Potential | 0 | 0 | 0 | 0 | 0 | 0 | 0 | 0 | 0 | 0 | 0 | 0 | 0 | 0 | 0 | 0 | 0 | 0 | 0 | 0 | 0 | 0 | 0 | 0 | 0 | 0 | 0
F5_Commercial_OR - College_Existing_Space Heating_Natural Gas_HVAC - Dedicated Outdoor Air System (DOAS)_A_Achievable Economic UCT Potential | F5 | Commercial | OR - College | Existing | Space Heating | Natural Gas | HVAC - Dedicated Outdoor Air System (DOAS) | A | Incremental Summer Peak Savings (MW) | Achievable Economic UCT Potential | 0 | 0 | 0 | 0 | 0 | 0 | 0 | 0 | 0 | 0 | 0 | 0 | 0 | 0 | 0 | 0 | 0 | 0 | 0 | 0 | 0 | 0 | 0 | 0 | 0 | 0 | 0
F6_Commercial_OR - College_Existing_Space Heating_Natural Gas_HVAC - Dedicated Outdoor Air System (DOAS)_A_Achievable Economic UCT Potential | F6 | Commercial | OR - College | Existing | Space Heating | Natural Gas | HVAC - Dedicated Outdoor Air System (DOAS) | A | Incremental Winter Peak Savings (MW) | Achievable Economic UCT Potential | 0 | 0 | 0 | 0 | 0 | 0 | 0 | 0 | 0 | 0 | 0 | 0 | 0 | 0 | 0 | 0 | 0 | 0 | 0 | 0 | 0 | 0 | 0 | 0 | 0 | 0 | 0
F7_Commercial_OR - College_Existing_Space Heating_Natural Gas_HVAC - Dedicated Outdoor Air System (DOAS)_A_Achievable Economic UCT Potential | F7 | Commercial | OR - College | Existing | Space Heating | Natural Gas | HVAC - Dedicated Outdoor Air System (DOAS) | A | Cumulative Energy Savings (MWh or mTherms) | Achievable Economic UCT Potential | 0 | 0 | 0 | 0 | 0 | 0 | 0 | 0 | 0 | 0 | 0 | 0 | 0 | 0 | 0 | 0 | 0 | 0 | 0 | 0 | 0 | 0 | 0 | 0 | 0 | 0 | 0
F8_Commercial_OR - College_Existing_Space Heating_Natural Gas_HVAC - Dedicated Outdoor Air System (DOAS)_A_Achievable Economic UCT Potential | F8 | Commercial | OR - College | Existing | Space Heating | Natural Gas | HVAC - Dedicated Outdoor Air System (DOAS) | A | Cumulative Summer Peak Savings (MW) | Achievable Economic UCT Potential | 0 | 0 | 0 | 0 | 0 | 0 | 0 | 0 | 0 | 0 | 0 | 0 | 0 | 0 | 0 | 0 | 0 | 0 | 0 | 0 | 0 | 0 | 0 | 0 | 0 | 0 | 0
F9_Commercial_OR - College_Existing_Space Heating_Natural Gas_HVAC - Dedicated Outdoor Air System (DOAS)_A_Achievable Economic UCT Potential | F9 | Commercial | OR - College | Existing | Space Heating | Natural Gas | HVAC - Dedicated Outdoor Air System (DOAS) | A | Cumulative Winter Peak Savings (MW) | Achievable Economic UCT Potential | 0 | 0 | 0 | 0 | 0 | 0 | 0 | 0 | 0 | 0 | 0 | 0 | 0 | 0 | 0 | 0 | 0 | 0 | 0 | 0 | 0 | 0 | 0 | 0 | 0 | 0 | 0
F10_Commercial_OR - College_Existing_Space Heating_Natural Gas_HVAC - Dedicated Outdoor Air System (DOAS)_A_Achievable Economic UCT Potential | F10 | Commercial | OR - College | Existing | Space Heating | Natural Gas | HVAC - Dedicated Outdoor Air System (DOAS) | A | Purchases (Incremental) | Achievable Economic UCT Potential | 0 | 0 | 0 | 0 | 0 | 0 | 0 | 0 | 0 | 0 | 0 | 0 | 0 | 0 | 0 | 0 | 0 | 0 | 0 | 0 | 0 | 0 | 0 | 0 | 0 | 0 | 0
F11_Commercial_OR - College_Existing_Space Heating_Natural Gas_HVAC - Dedicated Outdoor Air System (DOAS)_A_Achievable Economic UCT Potential | F11 | Commercial | OR - College | Existing | Space Heating | Natural Gas | HVAC - Dedicated Outdoor Air System (DOAS) | A | Purchases (Cumulative) | Achievable Economic UCT Potential | 0 | 0 | 0 | 0 | 0 | 0 | 0 | 0 | 0 | 0 | 0 | 0 | 0 | 0 | 0 | 0 | 0 | 0 | 0 | 0 | 0 | 0 | 0 | 0 | 0 | 0 | 0
F1_Commercial_OR - College_Existing_Space Heating_Natural Gas_Destratification Fans (HVLS)_A_Achievable Economic UCT Potential | F1 | Commercial | OR - College | Existing | Space Heating | Natural Gas | Destratification Fans (HVLS) | A | Integrated Unit Energy Savings (kWh or therms) | Achievable Economic UCT Potential | 0 | 0 | 762.4787 | 754.5273 | 745.9143 | 736.753 | 726.8872 | 716.1124 | 704.3962 | 691.7631 | 678.3089 | 664.2617 | 650.3043 | 636.6696 | 623.5911 | 611.3165 | 600.2485 | 591.4343 | 584.9631 | 579.6248 | 575.7706 | 572.2419 | 571.434 | 570.695 | 570.0188 | 569.3995 | 568.8318
F2_Commercial_OR - College_Existing_Space Heating_Natural Gas_Destratification Fans (HVLS)_A_Achievable Economic UCT Potential | F2 | Commercial | OR - College | Existing | Space Heating | Natural Gas | Destratification Fans (HVLS) | A | Integrated Unit Summer Peak Savings (kW) | Achievable Economic UCT Potential | 0 | 0 | 0 | 0 | 0 | 0 | 0 | 0 | 0 | 0 | 0 | 0 | 0 | 0 | 0 | 0 | 0 | 0 | 0 | 0 | 0 | 0 | 0 | 0 | 0 | 0 | 0
F3_Commercial_OR - College_Existing_Space Heating_Natural Gas_Destratification Fans (HVLS)_A_Achievable Economic UCT Potential | F3 | Commercial | OR - College | Existing | Space Heating | Natural Gas | Destratification Fans (HVLS) | A | Integrated Unit Winter Peak Savings (kW) | Achievable Economic UCT Potential | 0 | 0 | 0 | 0 | 0 | 0 | 0 | 0 | 0 | 0 | 0 | 0 | 0 | 0 | 0 | 0 | 0 | 0 | 0 | 0 | 0 | 0 | 0 | 0 | 0 | 0 | 0
F4_Commercial_OR - College_Existing_Space Heating_Natural Gas_Destratification Fans (HVLS)_A_Achievable Economic UCT Potential | F4 | Commercial | OR - College | Existing | Space Heating | Natural Gas | Destratification Fans (HVLS) | A | Incremental Energy Savings (MWh or mTherms) | Achievable Economic UCT Potential | 0 | 0 | 0.32908 | 0.66844 | 0.66081 | 0.6527 | 0.64396 | 0.63441 | 0.62403 | 0.61284 | 0.60092 | 0.58848 | 0.57611 | 0.56403 | 0.55245 | 0.54157 | 0.53177 | 0.2687 | 0 | 7.0786e-16 | 0 | 0 | 0 | 0 | 0 | 0 | 0
F5_Commercial_OR - College_Existing_Space Heating_Natural Gas_Destratification Fans (HVLS)_A_Achievable Economic UCT Potential | F5 | Commercial | OR - College | Existing | Space Heating | Natural Gas | Destratification Fans (HVLS) | A | Incremental Summer Peak Savings (MW) | Achievable Economic UCT Potential | 0 | 0 | 0 | 0 | 0 | 0 | 0 | 0 | 0 | 0 | 0 | 0 | 0 | 0 | 0 | 0 | 0 | 0 | 0 | 0 | 0 | 0 | 0 | 0 | 0 | 0 | 0
F6_Commercial_OR - College_Existing_Space Heating_Natural Gas_Destratification Fans (HVLS)_A_Achievable Economic UCT Potential | F6 | Commercial | OR - College | Existing | Space Heating | Natural Gas | Destratification Fans (HVLS) | A | Incremental Winter Peak Savings (MW) | Achievable Economic UCT Potential | 0 | 0 | 0 | 0 | 0 | 0 | 0 | 0 | 0 | 0 | 0 | 0 | 0 | 0 | 0 | 0 | 0 | 0 | 0 | 0 | 0 | 0 | 0 | 0 | 0 | 0 | 0
F7_Commercial_OR - College_Existing_Space Heating_Natural Gas_Destratification Fans (HVLS)_A_Achievable Economic UCT Potential | F7 | Commercial | OR - College | Existing | Space Heating | Natural Gas | Destratification Fans (HVLS) | A | Cumulative Energy Savings (MWh or mTherms) | Achievable Economic UCT Potential | 0 | 0 | 0.32908 | 0.99409 | 1.6436 | 2.2761 | 2.8895 | 3.4811 | 4.0482 | 4.5884 | 5.1001 | 5.583 | 6.0418 | 6.4791 | 6.8985 | 7.3043 | 7.7038 | 7.8594 | 7.7734 | 7.7024 | 7.6512 | 7.6043 | 7.5936 | 7.5838 | 7.5748 | 7.5665 | 7.559
F8_Commercial_OR - College_Existing_Space Heating_Natural Gas_Destratification Fans (HVLS)_A_Achievable Economic UCT Potential | F8 | Commercial | OR - College | Existing | Space Heating | Natural Gas | Destratification Fans (HVLS) | A | Cumulative Summer Peak Savings (MW) | Achievable Economic UCT Potential | 0 | 0 | 0 | 0 | 0 | 0 | 0 | 0 | 0 | 0 | 0 | 0 | 0 | 0 | 0 | 0 | 0 | 0 | 0 | 0 | 0 | 0 | 0 | 0 | 0 | 0 | 0
F9_Commercial_OR - College_Existing_Space Heating_Natural Gas_Destratification Fans (HVLS)_A_Achievable Economic UCT Potential | F9 | Commercial | OR - College | Existing | Space Heating | Natural Gas | Destratification Fans (HVLS) | A | Cumulative Winter Peak Savings (MW) | Achievable Economic UCT Potential | 0 | 0 | 0 | 0 | 0 | 0 | 0 | 0 | 0 | 0 | 0 | 0 | 0 | 0 | 0 | 0 | 0 | 0 | 0 | 0 | 0 | 0 | 0 | 0 | 0 | 0 | 0
F10_Commercial_OR - College_Existing_Space Heating_Natural Gas_Destratification Fans (HVLS)_A_Achievable Economic UCT Potential | F10 | Commercial | OR - College | Existing | Space Heating | Natural Gas | Destratification Fans (HVLS) | A | Purchases (Incremental) | Achievable Economic UCT Potential | 0 | 0 | 0.4316 | 0.88591 | 0.88591 | 0.88591 | 0.88591 | 0.88591 | 0.88591 | 0.88591 | 0.88591 | 0.88591 | 0.88591 | 0.88591 | 0.88591 | 0.88591 | 0.88591 | 0.45431 | 0 | 1.2212e-15 | 0 | 0 | 0 | 0 | 0 | 0 | 0
F11_Commercial_OR - College_Existing_Space Heating_Natural Gas_Destratification Fans (HVLS)_A_Achievable Economic UCT Potential | F11 | Commercial | OR - College | Existing | Space Heating | Natural Gas | Destratification Fans (HVLS) | A | Purchases (Cumulative) | Achievable Economic UCT Potential | 0 | 0 | 0.4316 | 1.3175 | 2.2034 | 3.0893 | 3.9752 | 4.8611 | 5.7471 | 6.633 | 7.5189 | 8.4048 | 9.2907 | 10.1766 | 11.0625 | 11.9484 | 12.8343 | 13.2886 | 13.2886 | 13.2886 | 13.2886 | 13.2886 | 13.2886 | 13.2886 | 13.2886 | 13.2886 | 13.2886
F1_Commercial_OR - College_Existing_Space Heating_Natural Gas_Gas Boiler - Maintenance_A_Achievable Economic UCT Potential | F1 | Commercial | OR - College | Existing | Space Heating | Natural Gas | Gas Boiler - Maintenance | A | Integrated Unit Energy Savings (kWh or therms) | Achievable Economic UCT Potential | 0 | 0 | 0.14873 | 0.14636 | 0.14382 | 0.14129 | 0.13874 | 0.13601 | 0.13305 | 0.12987 | 0.12651 | 0.12303 | 0.11954 | 0.11613 | 0.11285 | 0.10979 | 0.10706 | 0.1049 | 0.10333 | 0.10205 | 0.10113 | 0.1003 | 0.10017 | 0.10005 | 0.099949 | 0.099853 | 0.099764
F2_Commercial_OR - College_Existing_Space Heating_Natural Gas_Gas Boiler - Maintenance_A_Achievable Economic UCT Potential | F2 | Commercial | OR - College | Existing | Space Heating | Natural Gas | Gas Boiler - Maintenance | A | Integrated Unit Summer Peak Savings (kW) | Achievable Economic UCT Potential | 0 | 0 | 0 | 0 | 0 | 0 | 0 | 0 | 0 | 0 | 0 | 0 | 0 | 0 | 0 | 0 | 0 | 0 | 0 | 0 | 0 | 0 | 0 | 0 | 0 | 0 | 0
F3_Commercial_OR - College_Existing_Space Heating_Natural Gas_Gas Boiler - Maintenance_A_Achievable Economic UCT Potential | F3 | Commercial | OR - College | Existing | Space Heating | Natural Gas | Gas Boiler - Maintenance | A | Integrated Unit Winter Peak Savings (kW) | Achievable Economic UCT Potential | 0 | 0 | 0 | 0 | 0 | 0 | 0 | 0 | 0 | 0 | 0 | 0 | 0 | 0 | 0 | 0 | 0 | 0 | 0 | 0 | 0 | 0 | 0 | 0 | 0 | 0 | 0
F4_Commercial_OR - College_Existing_Space Heating_Natural Gas_Gas Boiler - Maintenance_A_Achievable Economic UCT Potential | F4 | Commercial | OR - College | Existing | Space Heating | Natural Gas | Gas Boiler - Maintenance | A | Incremental Energy Savings (MWh or mTherms) | Achievable Economic UCT Potential | 0 | 0 | 0 | 0 | 0 | 0 | 0 | 0 | 0 | 0 | 0 | 0 | 0 | 0 | 0 | 0 | 0 | 0 | 0 | 0 | 0 | 0 | 0 | 0 | 0 | 0 | 0
F5_Commercial_OR - College_Existing_Space Heating_Natural Gas_Gas Boiler - Maintenance_A_Achievable Economic UCT Potential | F5 | Commercial | OR - College | Existing | Space Heating | Natural Gas | Gas Boiler - Maintenance | A | Incremental Summer Peak Savings (MW) | Achievable Economic UCT Potential | 0 | 0 | 0 | 0 | 0 | 0 | 0 | 0 | 0 | 0 | 0 | 0 | 0 | 0 | 0 | 0 | 0 | 0 | 0 | 0 | 0 | 0 | 0 | 0 | 0 | 0 | 0
F6_Commercial_OR - College_Existing_Space Heating_Natural Gas_Gas Boiler - Maintenance_A_Achievable Economic UCT Potential | F6 | Commercial | OR - College | Existing | Space Heating | Natural Gas | Gas Boiler - Maintenance | A | Incremental Winter Peak Savings (MW) | Achievable Economic UCT Potential | 0 | 0 | 0 | 0 | 0 | 0 | 0 | 0 | 0 | 0 | 0 | 0 | 0 | 0 | 0 | 0 | 0 | 0 | 0 | 0 | 0 | 0 | 0 | 0 | 0 | 0 | 0
F7_Commercial_OR - College_Existing_Space Heating_Natural Gas_Gas Boiler - Maintenance_A_Achievable Economic UCT Potential | F7 | Commercial | OR - College | Existing | Space Heating | Natural Gas | Gas Boiler - Maintenance | A | Cumulative Energy Savings (MWh or mTherms) | Achievable Economic UCT Potential | 0 | 0 | 0 | 0 | 0 | 0 | 0 | 0 | 0 | 0 | 0 | 0 | 0 | 0 | 0 | 0 | 0 | 0 | 0 | 0 | 0 | 0 | 0 | 0 | 0 | 0 | 0
F8_Commercial_OR - College_Existing_Space Heating_Natural Gas_Gas Boiler - Maintenance_A_Achievable Economic UCT Potential | F8 | Commercial | OR - College | Existing | Space Heating | Natural Gas | Gas Boiler - Maintenance | A | Cumulative Summer Peak Savings (MW) | Achievable Economic UCT Potential | 0 | 0 | 0 | 0 | 0 | 0 | 0 | 0 | 0 | 0 | 0 | 0 | 0 | 0 | 0 | 0 | 0 | 0 | 0 | 0 | 0 | 0 | 0 | 0 | 0 | 0 | 0
F9_Commercial_OR - College_Existing_Space Heating_Natural Gas_Gas Boiler - Maintenance_A_Achievable Economic UCT Potential | F9 | Commercial | OR - College | Existing | Space Heating | Natural Gas | Gas Boiler - Maintenance | A | Cumulative Winter Peak Savings (MW) | Achievable Economic UCT Potential | 0 | 0 | 0 | 0 | 0 | 0 | 0 | 0 | 0 | 0 | 0 | 0 | 0 | 0 | 0 | 0 | 0 | 0 | 0 | 0 | 0 | 0 | 0 | 0 | 0 | 0 | 0
F10_Commercial_OR - College_Existing_Space Heating_Natural Gas_Gas Boiler - Maintenance_A_Achievable Economic UCT Potential | F10 | Commercial | OR - College | Existing | Space Heating | Natural Gas | Gas Boiler - Maintenance | A | Purchases (Incremental) | Achievable Economic UCT Potential | 0 | 0 | 0 | 0 | 0 | 0 | 0 | 0 | 0 | 0 | 0 | 0 | 0 | 0 | 0 | 0 | 0 | 0 | 0 | 0 | 0 | 0 | 0 | 0 | 0 | 0 | 0
F11_Commercial_OR - College_Existing_Space Heating_Natural Gas_Gas Boiler - Maintenance_A_Achievable Economic UCT Potential | F11 | Commercial | OR - College | Existing | Space Heating | Natural Gas | Gas Boiler - Maintenance | A | Purchases (Cumulative) | Achievable Economic UCT Potential | 0 | 0 | 0 | 0 | 0 | 0 | 0 | 0 | 0 | 0 | 0 | 0 | 0 | 0 | 0 | 0 | 0 | 0 | 0 | 0 | 0 | 0 | 0 | 0 | 0 | 0 | 0
F1_Commercial_OR - College_Existing_Space Heating_Natural Gas_Gas Furnace - Maintenance_A_Achievable Economic UCT Potential | F1 | Commercial | OR - College | Existing | Space Heating | Natural Gas | Gas Furnace - Maintenance | A | Integrated Unit Energy Savings (kWh or therms) | Achievable Economic UCT Potential | 0 | 0 | 0.067406 | 0.066375 | 0.065242 | 0.064094 | 0.062914 | 0.061634 | 0.060226 | 0.058698 | 0.057071 | 0.055379 | 0.053677 | 0.051996 | 0.050373 | 0.048846 | 0.04746 | 0.046328 | 0.045454 | 0.04472 | 0.044156 | 0.043642 | 0.043448 | 0.043269 | 0.043103 | 0.04295 | 0.042809
F2_Commercial_OR - College_Existing_Space Heating_Natural Gas_Gas Furnace - Maintenance_A_Achievable Economic UCT Potential | F2 | Commercial | OR - College | Existing | Space Heating | Natural Gas | Gas Furnace - Maintenance | A | Integrated Unit Summer Peak Savings (kW) | Achievable Economic UCT Potential | 0 | 0 | 0 | 0 | 0 | 0 | 0 | 0 | 0 | 0 | 0 | 0 | 0 | 0 | 0 | 0 | 0 | 0 | 0 | 0 | 0 | 0 | 0 | 0 | 0 | 0 | 0
F3_Commercial_OR - College_Existing_Space Heating_Natural Gas_Gas Furnace - Maintenance_A_Achievable Economic UCT Potential | F3 | Commercial | OR - College | Existing | Space Heating | Natural Gas | Gas Furnace - Maintenance | A | Integrated Unit Winter Peak Savings (kW) | Achievable Economic UCT Potential | 0 | 0 | 0 | 0 | 0 | 0 | 0 | 0 | 0 | 0 | 0 | 0 | 0 | 0 | 0 | 0 | 0 | 0 | 0 | 0 | 0 | 0 | 0 | 0 | 0 | 0 | 0
F4_Commercial_OR - College_Existing_Space Heating_Natural Gas_Gas Furnace - Maintenance_A_Achievable Economic UCT Potential | F4 | Commercial | OR - College | Existing | Space Heating | Natural Gas | Gas Furnace - Maintenance | A | Incremental Energy Savings (MWh or mTherms) | Achievable Economic UCT Potential | 0 | 0 | 0 | 0 | 0 | 0 | 0 | 0 | 0 | 0 | 0 | 0 | 0 | 0 | 0 | 0 | 0 | 0 | 0 | 0 | 0 | 0 | 0 | 0 | 0 | 0 | 0
F5_Commercial_OR - College_Existing_Space Heating_Natural Gas_Gas Furnace - Maintenance_A_Achievable Economic UCT Potential | F5 | Commercial | OR - College | Existing | Space Heating | Natural Gas | Gas Furnace - Maintenance | A | Incremental Summer Peak Savings (MW) | Achievable Economic UCT Potential | 0 | 0 | 0 | 0 | 0 | 0 | 0 | 0 | 0 | 0 | 0 | 0 | 0 | 0 | 0 | 0 | 0 | 0 | 0 | 0 | 0 | 0 | 0 | 0 | 0 | 0 | 0
F6_Commercial_OR - College_Existing_Space Heating_Natural Gas_Gas Furnace - Maintenance_A_Achievable Economic UCT Potential | F6 | Commercial | OR - College | Existing | Space Heating | Natural Gas | Gas Furnace - Maintenance | A | Incremental Winter Peak Savings (MW) | Achievable Economic UCT Potential | 0 | 0 | 0 | 0 | 0 | 0 | 0 | 0 | 0 | 0 | 0 | 0 | 0 | 0 | 0 | 0 | 0 | 0 | 0 | 0 | 0 | 0 | 0 | 0 | 0 | 0 | 0
F7_Commercial_OR - College_Existing_Space Heating_Natural Gas_Gas Furnace - Maintenance_A_Achievable Economic UCT Potential | F7 | Commercial | OR - College | Existing | Space Heating | Natural Gas | Gas Furnace - Maintenance | A | Cumulative Energy Savings (MWh or mTherms) | Achievable Economic UCT Potential | 0 | 0 | 0 | 0 | 0 | 0 | 0 | 0 | 0 | 0 | 0 | 0 | 0 | 0 | 0 | 0 | 0 | 0 | 0 | 0 | 0 | 0 | 0 | 0 | 0 | 0 | 0
F8_Commercial_OR - College_Existing_Space Heating_Natural Gas_Gas Furnace - Maintenance_A_Achievable Economic UCT Potential | F8 | Commercial | OR - College | Existing | Space Heating | Natural Gas | Gas Furnace - Maintenance | A | Cumulative Summer Peak Savings (MW) | Achievable Economic UCT Potential | 0 | 0 | 0 | 0 | 0 | 0 | 0 | 0 | 0 | 0 | 0 | 0 | 0 | 0 | 0 | 0 | 0 | 0 | 0 | 0 | 0 | 0 | 0 | 0 | 0 | 0 | 0
F9_Commercial_OR - College_Existing_Space Heating_Natural Gas_Gas Furnace - Maintenance_A_Achievable Economic UCT Potential | F9 | Commercial | OR - College | Existing | Space Heating | Natural Gas | Gas Furnace - Maintenance | A | Cumulative Winter Peak Savings (MW) | Achievable Economic UCT Potential | 0 | 0 | 0 | 0 | 0 | 0 | 0 | 0 | 0 | 0 | 0 | 0 | 0 | 0 | 0 | 0 | 0 | 0 | 0 | 0 | 0 | 0 | 0 | 0 | 0 | 0 | 0
F10_Commercial_OR - College_Existing_Space Heating_Natural Gas_Gas Furnace - Maintenance_A_Achievable Economic UCT Potential | F10 | Commercial | OR - College | Existing | Space Heating | Natural Gas | Gas Furnace - Maintenance | A | Purchases (Incremental) | Achievable Economic UCT Potential | 0 | 0 | 0 | 0 | 0 | 0 | 0 | 0 | 0 | 0 | 0 | 0 | 0 | 0 | 0 | 0 | 0 | 0 | 0 | 0 | 0 | 0 | 0 | 0 | 0 | 0 | 0
F11_Commercial_OR - College_Existing_Space Heating_Natural Gas_Gas Furnace - Maintenance_A_Achievable Economic UCT Potential | F11 | Commercial | OR - College | Existing | Space Heating | Natural Gas | Gas Furnace - Maintenance | A | Purchases (Cumulative) | Achievable Economic UCT Potential | 0 | 0 | 0 | 0 | 0 | 0 | 0 | 0 | 0 | 0 | 0 | 0 | 0 | 0 | 0 | 0 | 0 | 0 | 0 | 0 | 0 | 0 | 0 | 0 | 0 | 0 | 0
F1_Commercial_OR - College_Existing_Space Heating_Natural Gas_Gas Boiler - Hot Water Reset_A_Achievable Economic UCT Potential | F1 | Commercial | OR - College | Existing | Space Heating | Natural Gas | Gas Boiler - Hot Water Reset | A | Integrated Unit Energy Savings (kWh or therms) | Achievable Economic UCT Potential | 0 | 0 | 266.4188 | 265.6118 | 264.8156 | 264.0326 | 263.2628 | 262.5056 | 261.7605 | 261.0274 | 260.3066 | 259.5996 | 258.9135 | 258.2461 | 257.6103 | 257.0113 | 256.4563 | 255.9514 | 255.5001 | 255.0864 | 254.7056 | 254.358 | 254.0409 | 253.7515 | 253.4871 | 253.2454 | 253.0242
F2_Commercial_OR - College_Existing_Space Heating_Natural Gas_Gas Boiler - Hot Water Reset_A_Achievable Economic UCT Potential | F2 | Commercial | OR - College | Existing | Space Heating | Natural Gas | Gas Boiler - Hot Water Reset | A | Integrated Unit Summer Peak Savings (kW) | Achievable Economic UCT Potential | 0 | 0 | 0 | 0 | 0 | 0 | 0 | 0 | 0 | 0 | 0 | 0 | 0 | 0 | 0 | 0 | 0 | 0 | 0 | 0 | 0 | 0 | 0 | 0 | 0 | 0 | 0
F3_Commercial_OR - College_Existing_Space Heating_Natural Gas_Gas Boiler - Hot Water Reset_A_Achievable Economic UCT Potential | F3 | Commercial | OR - College | Existing | Space Heating | Natural Gas | Gas Boiler - Hot Water Reset | A | Integrated Unit Winter Peak Savings (kW) | Achievable Economic UCT Potential | 0 | 0 | 0 | 0 | 0 | 0 | 0 | 0 | 0 | 0 | 0 | 0 | 0 | 0 | 0 | 0 | 0 | 0 | 0 | 0 | 0 | 0 | 0 | 0 | 0 | 0 | 0
F4_Commercial_OR - College_Existing_Space Heating_Natural Gas_Gas Boiler - Hot Water Reset_A_Achievable Economic UCT Potential | F4 | Commercial | OR - College | Existing | Space Heating | Natural Gas | Gas Boiler - Hot Water Reset | A | Incremental Energy Savings (MWh or mTherms) | Achievable Economic UCT Potential | 0 | 0 | 0.21099 | 0.43177 | 0.43047 | 0.4292 | 0.42795 | 0.42672 | 0.42551 | 0.42432 | 0.42314 | 0.422 | 0.42088 | 0.4198 | 0.41876 | 0.41779 | 0.41689 | 0.41606 | 0.41533 | 0.41466 | 0.41404 | 0.41347 | 0 | 0 | 0 | 0 | 0
F5_Commercial_OR - College_Existing_Space Heating_Natural Gas_Gas Boiler - Hot Water Reset_A_Achievable Economic UCT Potential | F5 | Commercial | OR - College | Existing | Space Heating | Natural Gas | Gas Boiler - Hot Water Reset | A | Incremental Summer Peak Savings (MW) | Achievable Economic UCT Potential | 0 | 0 | 0 | 0 | 0 | 0 | 0 | 0 | 0 | 0 | 0 | 0 | 0 | 0 | 0 | 0 | 0 | 0 | 0 | 0 | 0 | 0 | 0 | 0 | 0 | 0 | 0
F6_Commercial_OR - College_Existing_Space Heating_Natural Gas_Gas Boiler - Hot Water Reset_A_Achievable Economic UCT Potential | F6 | Commercial | OR - College | Existing | Space Heating | Natural Gas | Gas Boiler - Hot Water Reset | A | Incremental Winter Peak Savings (MW) | Achievable Economic UCT Potential | 0 | 0 | 0 | 0 | 0 | 0 | 0 | 0 | 0 | 0 | 0 | 0 | 0 | 0 | 0 | 0 | 0 | 0 | 0 | 0 | 0 | 0 | 0 | 0 | 0 | 0 | 0
F7_Commercial_OR - College_Existing_Space Heating_Natural Gas_Gas Boiler - Hot Water Reset_A_Achievable Economic UCT Potential | F7 | Commercial | OR - College | Existing | Space Heating | Natural Gas | Gas Boiler - Hot Water Reset | A | Cumulative Energy Savings (MWh or mTherms) | Achievable Economic UCT Potential | 0 | 0 | 0.21099 | 0.64212 | 1.0707 | 1.4967 | 1.9203 | 2.3415 | 2.7603 | 3.1769 | 3.5913 | 4.0035 | 4.4138 | 4.8223 | 5.2292 | 5.6348 | 6.0395 | 6.4437 | 6.8476 | 7.2512 | 7.6544 | 8.0575 | 8.0474 | 8.0382 | 8.0299 | 8.0222 | 8.0152
F8_Commercial_OR - College_Existing_Space Heating_Natural Gas_Gas Boiler - Hot Water Reset_A_Achievable Economic UCT Potential | F8 | Commercial | OR - College | Existing | Space Heating | Natural Gas | Gas Boiler - Hot Water Reset | A | Cumulative Summer Peak Savings (MW) | Achievable Economic UCT Potential | 0 | 0 | 0 | 0 | 0 | 0 | 0 | 0 | 0 | 0 | 0 | 0 | 0 | 0 | 0 | 0 | 0 | 0 | 0 | 0 | 0 | 0 | 0 | 0 | 0 | 0 | 0
F9_Commercial_OR - College_Existing_Space Heating_Natural Gas_Gas Boiler - Hot Water Reset_A_Achievable Economic UCT Potential | F9 | Commercial | OR - College | Existing | Space Heating | Natural Gas | Gas Boiler - Hot Water Reset | A | Cumulative Winter Peak Savings (MW) | Achievable Economic UCT Potential | 0 | 0 | 0 | 0 | 0 | 0 | 0 | 0 | 0 | 0 | 0 | 0 | 0 | 0 | 0 | 0 | 0 | 0 | 0 | 0 | 0 | 0 | 0 | 0 | 0 | 0 | 0
F10_Commercial_OR - College_Existing_Space Heating_Natural Gas_Gas Boiler - Hot Water Reset_A_Achievable Economic UCT Potential | F10 | Commercial | OR - College | Existing | Space Heating | Natural Gas | Gas Boiler - Hot Water Reset | A | Purchases (Incremental) | Achievable Economic UCT Potential | 0 | 0 | 0.79194 | 1.6256 | 1.6256 | 1.6256 | 1.6256 | 1.6256 | 1.6256 | 1.6256 | 1.6256 | 1.6256 | 1.6256 | 1.6256 | 1.6256 | 1.6256 | 1.6256 | 1.6256 | 1.6256 | 1.6256 | 1.6256 | 1.6256 | 0 | 0 | 0 | 0 | 0
F11_Commercial_OR - College_Existing_Space Heating_Natural Gas_Gas Boiler - Hot Water Reset_A_Achievable Economic UCT Potential | F11 | Commercial | OR - College | Existing | Space Heating | Natural Gas | Gas Boiler - Hot Water Reset | A | Purchases (Cumulative) | Achievable Economic UCT Potential | 0 | 0 | 0.79194 | 2.4175 | 4.0431 | 5.6686 | 7.2942 | 8.9198 | 10.5453 | 12.1709 | 13.7964 | 15.422 | 17.0476 | 18.6731 | 20.2987 | 21.9243 | 23.5498 | 25.1754 | 26.8009 | 28.4265 | 30.0521 | 31.6776 | 31.6776 | 31.6776 | 31.6776 | 31.6776 | 31.6776
F1_Commercial_OR - College_Existing_Space Heating_Natural Gas_Gas Boiler - Steam Trap Replacement_A_Achievable Economic UCT Potential | F1 | Commercial | OR - College | Existing | Space Heating | Natural Gas | Gas Boiler - Steam Trap Replacement | A | Integrated Unit Energy Savings (kWh or therms) | Achievable Economic UCT Potential | 0 | 0 | 79.6124 | 79.3186 | 79.0284 | 78.7425 | 78.4607 | 78.183 | 77.9093 | 77.6393 | 77.3733 | 77.1117 | 76.8565 | 76.6071 | 76.3673 | 76.1387 | 75.9233 | 75.7229 | 75.5386 | 75.3655 | 75.2023 | 75.049 | 74.9553 | 74.8698 | 74.7916 | 74.7202 | 74.6548
F2_Commercial_OR - College_Existing_Space Heating_Natural Gas_Gas Boiler - Steam Trap Replacement_A_Achievable Economic UCT Potential | F2 | Commercial | OR - College | Existing | Space Heating | Natural Gas | Gas Boiler - Steam Trap Replacement | A | Integrated Unit Summer Peak Savings (kW) | Achievable Economic UCT Potential | 0 | 0 | 0 | 0 | 0 | 0 | 0 | 0 | 0 | 0 | 0 | 0 | 0 | 0 | 0 | 0 | 0 | 0 | 0 | 0 | 0 | 0 | 0 | 0 | 0 | 0 | 0
F3_Commercial_OR - College_Existing_Space Heating_Natural Gas_Gas Boiler - Steam Trap Replacement_A_Achievable Economic UCT Potential | F3 | Commercial | OR - College | Existing | Space Heating | Natural Gas | Gas Boiler - Steam Trap Replacement | A | Integrated Unit Winter Peak Savings (kW) | Achievable Economic UCT Potential | 0 | 0 | 0 | 0 | 0 | 0 | 0 | 0 | 0 | 0 | 0 | 0 | 0 | 0 | 0 | 0 | 0 | 0 | 0 | 0 | 0 | 0 | 0 | 0 | 0 | 0 | 0
F4_Commercial_OR - College_Existing_Space Heating_Natural Gas_Gas Boiler - Steam Trap Replacement_A_Achievable Economic UCT Potential | F4 | Commercial | OR - College | Existing | Space Heating | Natural Gas | Gas Boiler - Steam Trap Replacement | A | Incremental Energy Savings (MWh or mTherms) | Achievable Economic UCT Potential | 0 | 0 | 0.02627 | 0.053724 | 0.053527 | 0.053334 | 0.053143 | 0.052955 | 0.027061 | 0 | 0 | 0 | 1.7066e-17 | 0 | 1.6957e-17 | 1.0989e-16 | 0 | 1.177e-16 | 0 | 1.0041e-16 | 0 | 0 | 0 | 0 | 0 | 0 | 0
F5_Commercial_OR - College_Existing_Space Heating_Natural Gas_Gas Boiler - Steam Trap Replacement_A_Achievable Economic UCT Potential | F5 | Commercial | OR - College | Existing | Space Heating | Natural Gas | Gas Boiler - Steam Trap Replacement | A | Incremental Summer Peak Savings (MW) | Achievable Economic UCT Potential | 0 | 0 | 0 | 0 | 0 | 0 | 0 | 0 | 0 | 0 | 0 | 0 | 0 | 0 | 0 | 0 | 0 | 0 | 0 | 0 | 0 | 0 | 0 | 0 | 0 | 0 | 0
F6_Commercial_OR - College_Existing_Space Heating_Natural Gas_Gas Boiler - Steam Trap Replacement_A_Achievable Economic UCT Potential | F6 | Commercial | OR - College | Existing | Space Heating | Natural Gas | Gas Boiler - Steam Trap Replacement | A | Incremental Winter Peak Savings (MW) | Achievable Economic UCT Potential | 0 | 0 | 0 | 0 | 0 | 0 | 0 | 0 | 0 | 0 | 0 | 0 | 0 | 0 | 0 | 0 | 0 | 0 | 0 | 0 | 0 | 0 | 0 | 0 | 0 | 0 | 0
F7_Commercial_OR - College_Existing_Space Heating_Natural Gas_Gas Boiler - Steam Trap Replacement_A_Achievable Economic UCT Potential | F7 | Commercial | OR - College | Existing | Space Heating | Natural Gas | Gas Boiler - Steam Trap Replacement | A | Cumulative Energy Savings (MWh or mTherms) | Achievable Economic UCT Potential | 0 | 0 | 0.02627 | 0.079897 | 0.13313 | 0.18598 | 0.23846 | 0.29057 | 0.31662 | 0.31552 | 0.31444 | 0.31337 | 0.31234 | 0.31132 | 0.31035 | 0.30942 | 0.30855 | 0.30773 | 0.30698 | 0.30628 | 0.30562 | 0.30499 | 0.30461 | 0.30426 | 0.30395 | 0.30366 | 0.30339
F8_Commercial_OR - College_Existing_Space Heating_Natural Gas_Gas Boiler - Steam Trap Replacement_A_Achievable Economic UCT Potential | F8 | Commercial | OR - College | Existing | Space Heating | Natural Gas | Gas Boiler - Steam Trap Replacement | A | Cumulative Summer Peak Savings (MW) | Achievable Economic UCT Potential | 0 | 0 | 0 | 0 | 0 | 0 | 0 | 0 | 0 | 0 | 0 | 0 | 0 | 0 | 0 | 0 | 0 | 0 | 0 | 0 | 0 | 0 | 0 | 0 | 0 | 0 | 0
F9_Commercial_OR - College_Existing_Space Heating_Natural Gas_Gas Boiler - Steam Trap Replacement_A_Achievable Economic UCT Potential | F9 | Commercial | OR - College | Existing | Space Heating | Natural Gas | Gas Boiler - Steam Trap Replacement | A | Cumulative Winter Peak Savings (MW) | Achievable Economic UCT Potential | 0 | 0 | 0 | 0 | 0 | 0 | 0 | 0 | 0 | 0 | 0 | 0 | 0 | 0 | 0 | 0 | 0 | 0 | 0 | 0 | 0 | 0 | 0 | 0 | 0 | 0 | 0
F10_Commercial_OR - College_Existing_Space Heating_Natural Gas_Gas Boiler - Steam Trap Replacement_A_Achievable Economic UCT Potential | F10 | Commercial | OR - College | Existing | Space Heating | Natural Gas | Gas Boiler - Steam Trap Replacement | A | Purchases (Incremental) | Achievable Economic UCT Potential | 0 | 0 | 0.32998 | 0.67732 | 0.67732 | 0.67732 | 0.67732 | 0.67732 | 0.34734 | 0 | 0 | 0 | 2.2204e-16 | 0 | 2.2204e-16 | 1.4433e-15 | 0 | 1.5543e-15 | 0 | 1.3323e-15 | 0 | 0 | 0 | 0 | 0 | 0 | 0
F11_Commercial_OR - College_Existing_Space Heating_Natural Gas_Gas Boiler - Steam Trap Replacement_A_Achievable Economic UCT Potential | F11 | Commercial | OR - College | Existing | Space Heating | Natural Gas | Gas Boiler - Steam Trap Replacement | A | Purchases (Cumulative) | Achievable Economic UCT Potential | 0 | 0 | 0.32998 | 1.0073 | 1.6846 | 2.3619 | 3.0392 | 3.7166 | 4.0639 | 4.0639 | 4.0639 | 4.0639 | 4.0639 | 4.0639 | 4.0639 | 4.0639 | 4.0639 | 4.0639 | 4.0639 | 4.0639 | 4.0639 | 4.0639 | 4.0639 | 4.0639 | 4.0639 | 4.0639 | 4.0639
F1_Commercial_OR - College_Existing_Space Heating_Natural Gas_Gas Boiler - High Turndown Burner_A_Achievable Economic UCT Potential | F1 | Commercial | OR - College | Existing | Space Heating | Natural Gas | Gas Boiler - High Turndown Burner | A | Integrated Unit Energy Savings (kWh or therms) | Achievable Economic UCT Potential | 0 | 0 | 0.24881 | 0.24645 | 0.24389 | 0.24117 | 0.23825 | 0.23506 | 0.23158 | 0.22782 | 0.22378 | 0.21953 | 0.21528 | 0.21105 | 0.2069 | 0.20298 | 0.19944 | 0.19662 | 0.19456 | 0.19286 | 0.19163 | 0.1905 | 0.19026 | 0.19005 | 0.18985 | 0.18966 | 0.1895
F2_Commercial_OR - College_Existing_Space Heating_Natural Gas_Gas Boiler - High Turndown Burner_A_Achievable Economic UCT Potential | F2 | Commercial | OR - College | Existing | Space Heating | Natural Gas | Gas Boiler - High Turndown Burner | A | Integrated Unit Summer Peak Savings (kW) | Achievable Economic UCT Potential | 0 | 0 | 0 | 0 | 0 | 0 | 0 | 0 | 0 | 0 | 0 | 0 | 0 | 0 | 0 | 0 | 0 | 0 | 0 | 0 | 0 | 0 | 0 | 0 | 0 | 0 | 0
F3_Commercial_OR - College_Existing_Space Heating_Natural Gas_Gas Boiler - High Turndown Burner_A_Achievable Economic UCT Potential | F3 | Commercial | OR - College | Existing | Space Heating | Natural Gas | Gas Boiler - High Turndown Burner | A | Integrated Unit Winter Peak Savings (kW) | Achievable Economic UCT Potential | 0 | 0 | 0 | 0 | 0 | 0 | 0 | 0 | 0 | 0 | 0 | 0 | 0 | 0 | 0 | 0 | 0 | 0 | 0 | 0 | 0 | 0 | 0 | 0 | 0 | 0 | 0
F4_Commercial_OR - College_Existing_Space Heating_Natural Gas_Gas Boiler - High Turndown Burner_A_Achievable Economic UCT Potential | F4 | Commercial | OR - College | Existing | Space Heating | Natural Gas | Gas Boiler - High Turndown Burner | A | Incremental Energy Savings (MWh or mTherms) | Achievable Economic UCT Potential | 0 | 0 | 0.16946 | 0.20609 | 0.24958 | 0.28649 | 0.32282 | 0.37236 | 0.40245 | 0.40444 | 0.37438 | 0.3157 | 0.23958 | 0.16118 | 0.094555 | 0.043328 | 0 | 0 | 0 | 0 | 0 | 0 | 0 | 0 | 0 | 0 | 0
F5_Commercial_OR - College_Existing_Space Heating_Natural Gas_Gas Boiler - High Turndown Burner_A_Achievable Economic UCT Potential | F5 | Commercial | OR - College | Existing | Space Heating | Natural Gas | Gas Boiler - High Turndown Burner | A | Incremental Summer Peak Savings (MW) | Achievable Economic UCT Potential | 0 | 0 | 0 | 0 | 0 | 0 | 0 | 0 | 0 | 0 | 0 | 0 | 0 | 0 | 0 | 0 | 0 | 0 | 0 | 0 | 0 | 0 | 0 | 0 | 0 | 0 | 0
F6_Commercial_OR - College_Existing_Space Heating_Natural Gas_Gas Boiler - High Turndown Burner_A_Achievable Economic UCT Potential | F6 | Commercial | OR - College | Existing | Space Heating | Natural Gas | Gas Boiler - High Turndown Burner | A | Incremental Winter Peak Savings (MW) | Achievable Economic UCT Potential | 0 | 0 | 0 | 0 | 0 | 0 | 0 | 0 | 0 | 0 | 0 | 0 | 0 | 0 | 0 | 0 | 0 | 0 | 0 | 0 | 0 | 0 | 0 | 0 | 0 | 0 | 0
F7_Commercial_OR - College_Existing_Space Heating_Natural Gas_Gas Boiler - High Turndown Burner_A_Achievable Economic UCT Potential | F7 | Commercial | OR - College | Existing | Space Heating | Natural Gas | Gas Boiler - High Turndown Burner | A | Cumulative Energy Savings (MWh or mTherms) | Achievable Economic UCT Potential | 0 | 0 | 0.16946 | 0.37394 | 0.61963 | 0.89923 | 1.2112 | 1.5673 | 1.9466 | 2.3193 | 2.6526 | 2.918 | 3.1011 | 3.2012 | 3.2328 | 3.215 | 3.1588 | 3.1142 | 3.0816 | 3.0547 | 3.0352 | 3.0173 | 3.0136 | 3.0101 | 3.0069 | 3.0041 | 3.0014
F8_Commercial_OR - College_Existing_Space Heating_Natural Gas_Gas Boiler - High Turndown Burner_A_Achievable Economic UCT Potential | F8 | Commercial | OR - College | Existing | Space Heating | Natural Gas | Gas Boiler - High Turndown Burner | A | Cumulative Summer Peak Savings (MW) | Achievable Economic UCT Potential | 0 | 0 | 0 | 0 | 0 | 0 | 0 | 0 | 0 | 0 | 0 | 0 | 0 | 0 | 0 | 0 | 0 | 0 | 0 | 0 | 0 | 0 | 0 | 0 | 0 | 0 | 0
F9_Commercial_OR - College_Existing_Space Heating_Natural Gas_Gas Boiler - High Turndown Burner_A_Achievable Economic UCT Potential | F9 | Commercial | OR - College | Existing | Space Heating | Natural Gas | Gas Boiler - High Turndown Burner | A | Cumulative Winter Peak Savings (MW) | Achievable Economic UCT Potential | 0 | 0 | 0 | 0 | 0 | 0 | 0 | 0 | 0 | 0 | 0 | 0 | 0 | 0 | 0 | 0 | 0 | 0 | 0 | 0 | 0 | 0 | 0 | 0 | 0 | 0 | 0
F10_Commercial_OR - College_Existing_Space Heating_Natural Gas_Gas Boiler - High Turndown Burner_A_Achievable Economic UCT Potential | F10 | Commercial | OR - College | Existing | Space Heating | Natural Gas | Gas Boiler - High Turndown Burner | A | Purchases (Incremental) | Achievable Economic UCT Potential | 0 | 0 | 681.069 | 836.2442 | 1023.3181 | 1187.9111 | 1354.963 | 1584.1147 | 1737.7984 | 1775.2838 | 1672.9919 | 1438.0783 | 1112.8457 | 763.7217 | 457.0169 | 213.4579 | 0 | 0 | 0 | 0 | 0 | 0 | 0 | 0 | 0 | 0 | 0
F11_Commercial_OR - College_Existing_Space Heating_Natural Gas_Gas Boiler - High Turndown Burner_A_Achievable Economic UCT Potential | F11 | Commercial | OR - College | Existing | Space Heating | Natural Gas | Gas Boiler - High Turndown Burner | A | Purchases (Cumulative) | Achievable Economic UCT Potential | 0 | 0 | 681.069 | 1517.3132 | 2540.6313 | 3728.5424 | 5083.5055 | 6667.6201 | 8405.4185 | 10180.7023 | 11853.6943 | 13291.7725 | 14404.6182 | 15168.3399 | 15625.3568 | 15838.8147 | 15838.8147 | 15838.8147 | 15838.8147 | 15838.8147 | 15838.8147 | 15838.8147 | 15838.8147 | 15838.8147 | 15838.8147 | 15838.8147 | 15838.8147
F1_Commercial_OR - College_Existing_Space Heating_Natural Gas_Gas Boiler - Burner Control Optimization_A_Achievable Economic UCT Potential | F1 | Commercial | OR - College | Existing | Space Heating | Natural Gas | Gas Boiler - Burner Control Optimization | A | Integrated Unit Energy Savings (kWh or therms) | Achievable Economic UCT Potential | 0 | 0 | 0.072116 | 0.071362 | 0.07055 | 0.069689 | 0.068766 | 0.067762 | 0.066673 | 0.065503 | 0.064261 | 0.062966 | 0.061683 | 0.060432 | 0.059233 | 0.058107 | 0.057092 | 0.056285 | 0.055696 | 0.055209 | 0.054857 | 0.054534 | 0.054465 | 0.054403 | 0.054346 | 0.054293 | 0.054246
F2_Commercial_OR - College_Existing_Space Heating_Natural Gas_Gas Boiler - Burner Control Optimization_A_Achievable Economic UCT Potential | F2 | Commercial | OR - College | Existing | Space Heating | Natural Gas | Gas Boiler - Burner Control Optimization | A | Integrated Unit Summer Peak Savings (kW) | Achievable Economic UCT Potential | 0 | 0 | 0 | 0 | 0 | 0 | 0 | 0 | 0 | 0 | 0 | 0 | 0 | 0 | 0 | 0 | 0 | 0 | 0 | 0 | 0 | 0 | 0 | 0 | 0 | 0 | 0
F3_Commercial_OR - College_Existing_Space Heating_Natural Gas_Gas Boiler - Burner Control Optimization_A_Achievable Economic UCT Potential | F3 | Commercial | OR - College | Existing | Space Heating | Natural Gas | Gas Boiler - Burner Control Optimization | A | Integrated Unit Winter Peak Savings (kW) | Achievable Economic UCT Potential | 0 | 0 | 0 | 0 | 0 | 0 | 0 | 0 | 0 | 0 | 0 | 0 | 0 | 0 | 0 | 0 | 0 | 0 | 0 | 0 | 0 | 0 | 0 | 0 | 0 | 0 | 0
F4_Commercial_OR - College_Existing_Space Heating_Natural Gas_Gas Boiler - Burner Control Optimization_A_Achievable Economic UCT Potential | F4 | Commercial | OR - College | Existing | Space Heating | Natural Gas | Gas Boiler - Burner Control Optimization | A | Incremental Energy Savings (MWh or mTherms) | Achievable Economic UCT Potential | 0 | 0 | 0.018276 | 0.0097312 | 0.032545 | 0.052293 | 0.078322 | 0.11054 | 0.14794 | 0.18842 | 0.22863 | 0.26417 | 0.29035 | 0.30261 | 0.29784 | 0.27543 | 0.23793 | 0.19095 | 0.14123 | 0.10257 | 0.041706 | 0.036788 | 0 | 0 | 0 | 0 | 0
F5_Commercial_OR - College_Existing_Space Heating_Natural Gas_Gas Boiler - Burner Control Optimization_A_Achievable Economic UCT Potential | F5 | Commercial | OR - College | Existing | Space Heating | Natural Gas | Gas Boiler - Burner Control Optimization | A | Incremental Summer Peak Savings (MW) | Achievable Economic UCT Potential | 0 | 0 | 0 | 0 | 0 | 0 | 0 | 0 | 0 | 0 | 0 | 0 | 0 | 0 | 0 | 0 | 0 | 0 | 0 | 0 | 0 | 0 | 0 | 0 | 0 | 0 | 0
F6_Commercial_OR - College_Existing_Space Heating_Natural Gas_Gas Boiler - Burner Control Optimization_A_Achievable Economic UCT Potential | F6 | Commercial | OR - College | Existing | Space Heating | Natural Gas | Gas Boiler - Burner Control Optimization | A | Incremental Winter Peak Savings (MW) | Achievable Economic UCT Potential | 0 | 0 | 0 | 0 | 0 | 0 | 0 | 0 | 0 | 0 | 0 | 0 | 0 | 0 | 0 | 0 | 0 | 0 | 0 | 0 | 0 | 0 | 0 | 0 | 0 | 0 | 0
F7_Commercial_OR - College_Existing_Space Heating_Natural Gas_Gas Boiler - Burner Control Optimization_A_Achievable Economic UCT Potential | F7 | Commercial | OR - College | Existing | Space Heating | Natural Gas | Gas Boiler - Burner Control Optimization | A | Cumulative Energy Savings (MWh or mTherms) | Achievable Economic UCT Potential | 0 | 0 | 0.018276 | 0.027816 | 0.060044 | 0.11161 | 0.18845 | 0.29623 | 0.43942 | 0.62013 | 0.83699 | 1.0843 | 1.3526 | 1.6277 | 1.8933 | 2.1327 | 2.3334 | 2.4914 | 2.6065 | 2.6863 | 2.7109 | 2.7317 | 2.7283 | 2.7251 | 2.7223 | 2.7196 | 2.7172
F8_Commercial_OR - College_Existing_Space Heating_Natural Gas_Gas Boiler - Burner Control Optimization_A_Achievable Economic UCT Potential | F8 | Commercial | OR - College | Existing | Space Heating | Natural Gas | Gas Boiler - Burner Control Optimization | A | Cumulative Summer Peak Savings (MW) | Achievable Economic UCT Potential | 0 | 0 | 0 | 0 | 0 | 0 | 0 | 0 | 0 | 0 | 0 | 0 | 0 | 0 | 0 | 0 | 0 | 0 | 0 | 0 | 0 | 0 | 0 | 0 | 0 | 0 | 0
F9_Commercial_OR - College_Existing_Space Heating_Natural Gas_Gas Boiler - Burner Control Optimization_A_Achievable Economic UCT Potential | F9 | Commercial | OR - College | Existing | Space Heating | Natural Gas | Gas Boiler - Burner Control Optimization | A | Cumulative Winter Peak Savings (MW) | Achievable Economic UCT Potential | 0 | 0 | 0 | 0 | 0 | 0 | 0 | 0 | 0 | 0 | 0 | 0 | 0 | 0 | 0 | 0 | 0 | 0 | 0 | 0 | 0 | 0 | 0 | 0 | 0 | 0 | 0
F10_Commercial_OR - College_Existing_Space Heating_Natural Gas_Gas Boiler - Burner Control Optimization_A_Achievable Economic UCT Potential | F10 | Commercial | OR - College | Existing | Space Heating | Natural Gas | Gas Boiler - Burner Control Optimization | A | Purchases (Incremental) | Achievable Economic UCT Potential | 0 | 0 | 253.421 | 136.3638 | 461.3051 | 750.3759 | 1138.9658 | 1631.2425 | 2218.9377 | 2876.5447 | 3557.79 | 4195.4796 | 4707.0555 | 5007.4208 | 5028.3261 | 4740.0454 | 4167.56 | 3392.4747 | 2535.7088 | 1857.8214 | 760.2631 | 674.5836 | 0 | 0 | 0 | 0 | 0
F11_Commercial_OR - College_Existing_Space Heating_Natural Gas_Gas Boiler - Burner Control Optimization_A_Achievable Economic UCT Potential | F11 | Commercial | OR - College | Existing | Space Heating | Natural Gas | Gas Boiler - Burner Control Optimization | A | Purchases (Cumulative) | Achievable Economic UCT Potential | 0 | 0 | 253.421 | 389.7848 | 851.0899 | 1601.4658 | 2740.4316 | 4371.6741 | 6590.6118 | 9467.1565 | 13024.9465 | 17220.4262 | 21927.4816 | 26934.9024 | 31963.2285 | 36703.2739 | 40870.8339 | 44263.3086 | 46799.0174 | 48656.8388 | 49417.1019 | 50091.6855 | 50091.6855 | 50091.6855 | 50091.6855 | 50091.6855 | 50091.6855
F1_Commercial_OR - College_Existing_Space Heating_Natural Gas_Gas Boiler - Stack Economizer_A_Achievable Economic UCT Potential | F1 | Commercial | OR - College | Existing | Space Heating | Natural Gas | Gas Boiler - Stack Economizer | A | Integrated Unit Energy Savings (kWh or therms) | Achievable Economic UCT Potential | 0 | 0 | 0.23797 | 0.23418 | 0.23011 | 0.22606 | 0.22198 | 0.21762 | 0.21289 | 0.2078 | 0.20241 | 0.19684 | 0.19127 | 0.1858 | 0.18056 | 0.17567 | 0.17129 | 0.16784 | 0.16533 | 0.16328 | 0.16181 | 0.16047 | 0.16027 | 0.16009 | 0.15992 | 0.15976 | 0.15962
F2_Commercial_OR - College_Existing_Space Heating_Natural Gas_Gas Boiler - Stack Economizer_A_Achievable Economic UCT Potential | F2 | Commercial | OR - College | Existing | Space Heating | Natural Gas | Gas Boiler - Stack Economizer | A | Integrated Unit Summer Peak Savings (kW) | Achievable Economic UCT Potential | 0 | 0 | 0 | 0 | 0 | 0 | 0 | 0 | 0 | 0 | 0 | 0 | 0 | 0 | 0 | 0 | 0 | 0 | 0 | 0 | 0 | 0 | 0 | 0 | 0 | 0 | 0
F3_Commercial_OR - College_Existing_Space Heating_Natural Gas_Gas Boiler - Stack Economizer_A_Achievable Economic UCT Potential | F3 | Commercial | OR - College | Existing | Space Heating | Natural Gas | Gas Boiler - Stack Economizer | A | Integrated Unit Winter Peak Savings (kW) | Achievable Economic UCT Potential | 0 | 0 | 0 | 0 | 0 | 0 | 0 | 0 | 0 | 0 | 0 | 0 | 0 | 0 | 0 | 0 | 0 | 0 | 0 | 0 | 0 | 0 | 0 | 0 | 0 | 0 | 0
F4_Commercial_OR - College_Existing_Space Heating_Natural Gas_Gas Boiler - Stack Economizer_A_Achievable Economic UCT Potential | F4 | Commercial | OR - College | Existing | Space Heating | Natural Gas | Gas Boiler - Stack Economizer | A | Incremental Energy Savings (MWh or mTherms) | Achievable Economic UCT Potential | 0 | 0 | 0 | 0 | 0 | 0 | 0 | 0 | 0 | 0 | 0 | 0 | 0 | 0 | 0 | 0 | 0 | 0 | 0 | 0 | 0 | 0 | 0 | 0 | 0 | 0 | 0
F5_Commercial_OR - College_Existing_Space Heating_Natural Gas_Gas Boiler - Stack Economizer_A_Achievable Economic UCT Potential | F5 | Commercial | OR - College | Existing | Space Heating | Natural Gas | Gas Boiler - Stack Economizer | A | Incremental Summer Peak Savings (MW) | Achievable Economic UCT Potential | 0 | 0 | 0 | 0 | 0 | 0 | 0 | 0 | 0 | 0 | 0 | 0 | 0 | 0 | 0 | 0 | 0 | 0 | 0 | 0 | 0 | 0 | 0 | 0 | 0 | 0 | 0
F6_Commercial_OR - College_Existing_Space Heating_Natural Gas_Gas Boiler - Stack Economizer_A_Achievable Economic UCT Potential | F6 | Commercial | OR - College | Existing | Space Heating | Natural Gas | Gas Boiler - Stack Economizer | A | Incremental Winter Peak Savings (MW) | Achievable Economic UCT Potential | 0 | 0 | 0 | 0 | 0 | 0 | 0 | 0 | 0 | 0 | 0 | 0 | 0 | 0 | 0 | 0 | 0 | 0 | 0 | 0 | 0 | 0 | 0 | 0 | 0 | 0 | 0
F7_Commercial_OR - College_Existing_Space Heating_Natural Gas_Gas Boiler - Stack Economizer_A_Achievable Economic UCT Potential | F7 | Commercial | OR - College | Existing | Space Heating | Natural Gas | Gas Boiler - Stack Economizer | A | Cumulative Energy Savings (MWh or mTherms) | Achievable Economic UCT Potential | 0 | 0 | 0 | 0 | 0 | 0 | 0 | 0 | 0 | 0 | 0 | 0 | 0 | 0 | 0 | 0 | 0 | 0 | 0 | 0 | 0 | 0 | 0 | 0 | 0 | 0 | 0
F8_Commercial_OR - College_Existing_Space Heating_Natural Gas_Gas Boiler - Stack Economizer_A_Achievable Economic UCT Potential | F8 | Commercial | OR - College | Existing | Space Heating | Natural Gas | Gas Boiler - Stack Economizer | A | Cumulative Summer Peak Savings (MW) | Achievable Economic UCT Potential | 0 | 0 | 0 | 0 | 0 | 0 | 0 | 0 | 0 | 0 | 0 | 0 | 0 | 0 | 0 | 0 | 0 | 0 | 0 | 0 | 0 | 0 | 0 | 0 | 0 | 0 | 0
F9_Commercial_OR - College_Existing_Space Heating_Natural Gas_Gas Boiler - Stack Economizer_A_Achievable Economic UCT Potential | F9 | Commercial | OR - College | Existing | Space Heating | Natural Gas | Gas Boiler - Stack Economizer | A | Cumulative Winter Peak Savings (MW) | Achievable Economic UCT Potential | 0 | 0 | 0 | 0 | 0 | 0 | 0 | 0 | 0 | 0 | 0 | 0 | 0 | 0 | 0 | 0 | 0 | 0 | 0 | 0 | 0 | 0 | 0 | 0 | 0 | 0 | 0
F10_Commercial_OR - College_Existing_Space Heating_Natural Gas_Gas Boiler - Stack Economizer_A_Achievable Economic UCT Potential | F10 | Commercial | OR - College | Existing | Space Heating | Natural Gas | Gas Boiler - Stack Economizer | A | Purchases (Incremental) | Achievable Economic UCT Potential | 0 | 0 | 0 | 0 | 0 | 0 | 0 | 0 | 0 | 0 | 0 | 0 | 0 | 0 | 0 | 0 | 0 | 0 | 0 | 0 | 0 | 0 | 0 | 0 | 0 | 0 | 0
F11_Commercial_OR - College_Existing_Space Heating_Natural Gas_Gas Boiler - Stack Economizer_A_Achievable Economic UCT Potential | F11 | Commercial | OR - College | Existing | Space Heating | Natural Gas | Gas Boiler - Stack Economizer | A | Purchases (Cumulative) | Achievable Economic UCT Potential | 0 | 0 | 0 | 0 | 0 | 0 | 0 | 0 | 0 | 0 | 0 | 0 | 0 | 0 | 0 | 0 | 0 | 0 | 0 | 0 | 0 | 0 | 0 | 0 | 0 | 0 | 0
F1_Commercial_OR - College_Existing_Space Heating_Natural Gas_Gas Boiler - Thermostatic Radiator Valves_A_Achievable Economic UCT Potential | F1 | Commercial | OR - College | Existing | Space Heating | Natural Gas | Gas Boiler - Thermostatic Radiator Valves | A | Integrated Unit Energy Savings (kWh or therms) | Achievable Economic UCT Potential | 0 | 0 | 16.7505 | 16.6622 | 16.566 | 16.4631 | 16.3511 | 16.2271 | 16.0896 | 15.9369 | 15.7683 | 15.5851 | 15.3916 | 15.1933 | 14.9982 | 14.8143 | 14.6489 | 14.5161 | 14.4179 | 14.339 | 14.2863 | 14.239 | 14.2212 | 14.205 | 14.1901 | 14.1765 | 14.1641
F2_Commercial_OR - College_Existing_Space Heating_Natural Gas_Gas Boiler - Thermostatic Radiator Valves_A_Achievable Economic UCT Potential | F2 | Commercial | OR - College | Existing | Space Heating | Natural Gas | Gas Boiler - Thermostatic Radiator Valves | A | Integrated Unit Summer Peak Savings (kW) | Achievable Economic UCT Potential | 0 | 0 | 0 | 0 | 0 | 0 | 0 | 0 | 0 | 0 | 0 | 0 | 0 | 0 | 0 | 0 | 0 | 0 | 0 | 0 | 0 | 0 | 0 | 0 | 0 | 0 | 0
F3_Commercial_OR - College_Existing_Space Heating_Natural Gas_Gas Boiler - Thermostatic Radiator Valves_A_Achievable Economic UCT Potential | F3 | Commercial | OR - College | Existing | Space Heating | Natural Gas | Gas Boiler - Thermostatic Radiator Valves | A | Integrated Unit Winter Peak Savings (kW) | Achievable Economic UCT Potential | 0 | 0 | 0 | 0 | 0 | 0 | 0 | 0 | 0 | 0 | 0 | 0 | 0 | 0 | 0 | 0 | 0 | 0 | 0 | 0 | 0 | 0 | 0 | 0 | 0 | 0 | 0
F4_Commercial_OR - College_Existing_Space Heating_Natural Gas_Gas Boiler - Thermostatic Radiator Valves_A_Achievable Economic UCT Potential | F4 | Commercial | OR - College | Existing | Space Heating | Natural Gas | Gas Boiler - Thermostatic Radiator Valves | A | Incremental Energy Savings (MWh or mTherms) | Achievable Economic UCT Potential | 0 | 0 | 0.49381 | 1.0083 | 1.0024 | 0.99622 | 0.98944 | 0.98194 | 0.97362 | 0.96438 | 0.95417 | 0.94309 | 0.93138 | 0.91938 | 0.90757 | 0.89644 | 0.88643 | 0.45046 | 0 | 1.3245e-15 | 0 | 0 | 0 | 0 | 0 | 0 | 0
F5_Commercial_OR - College_Existing_Space Heating_Natural Gas_Gas Boiler - Thermostatic Radiator Valves_A_Achievable Economic UCT Potential | F5 | Commercial | OR - College | Existing | Space Heating | Natural Gas | Gas Boiler - Thermostatic Radiator Valves | A | Incremental Summer Peak Savings (MW) | Achievable Economic UCT Potential | 0 | 0 | 0 | 0 | 0 | 0 | 0 | 0 | 0 | 0 | 0 | 0 | 0 | 0 | 0 | 0 | 0 | 0 | 0 | 0 | 0 | 0 | 0 | 0 | 0 | 0 | 0
F6_Commercial_OR - College_Existing_Space Heating_Natural Gas_Gas Boiler - Thermostatic Radiator Valves_A_Achievable Economic UCT Potential | F6 | Commercial | OR - College | Existing | Space Heating | Natural Gas | Gas Boiler - Thermostatic Radiator Valves | A | Incremental Winter Peak Savings (MW) | Achievable Economic UCT Potential | 0 | 0 | 0 | 0 | 0 | 0 | 0 | 0 | 0 | 0 | 0 | 0 | 0 | 0 | 0 | 0 | 0 | 0 | 0 | 0 | 0 | 0 | 0 | 0 | 0 | 0 | 0
F7_Commercial_OR - College_Existing_Space Heating_Natural Gas_Gas Boiler - Thermostatic Radiator Valves_A_Achievable Economic UCT Potential | F7 | Commercial | OR - College | Existing | Space Heating | Natural Gas | Gas Boiler - Thermostatic Radiator Valves | A | Cumulative Energy Savings (MWh or mTherms) | Achievable Economic UCT Potential | 0 | 0 | 0.49381 | 1.4995 | 2.4933 | 3.474 | 4.4398 | 5.3881 | 6.316 | 7.2205 | 8.0982 | 8.9473 | 9.7676 | 10.5611 | 11.333 | 12.0905 | 12.8419 | 13.176 | 13.0869 | 13.0153 | 12.9674 | 12.9245 | 12.9084 | 12.8936 | 12.8801 | 12.8678 | 12.8565
F8_Commercial_OR - College_Existing_Space Heating_Natural Gas_Gas Boiler - Thermostatic Radiator Valves_A_Achievable Economic UCT Potential | F8 | Commercial | OR - College | Existing | Space Heating | Natural Gas | Gas Boiler - Thermostatic Radiator Valves | A | Cumulative Summer Peak Savings (MW) | Achievable Economic UCT Potential | 0 | 0 | 0 | 0 | 0 | 0 | 0 | 0 | 0 | 0 | 0 | 0 | 0 | 0 | 0 | 0 | 0 | 0 | 0 | 0 | 0 | 0 | 0 | 0 | 0 | 0 | 0
F9_Commercial_OR - College_Existing_Space Heating_Natural Gas_Gas Boiler - Thermostatic Radiator Valves_A_Achievable Economic UCT Potential | F9 | Commercial | OR - College | Existing | Space Heating | Natural Gas | Gas Boiler - Thermostatic Radiator Valves | A | Cumulative Winter Peak Savings (MW) | Achievable Economic UCT Potential | 0 | 0 | 0 | 0 | 0 | 0 | 0 | 0 | 0 | 0 | 0 | 0 | 0 | 0 | 0 | 0 | 0 | 0 | 0 | 0 | 0 | 0 | 0 | 0 | 0 | 0 | 0
F10_Commercial_OR - College_Existing_Space Heating_Natural Gas_Gas Boiler - Thermostatic Radiator Valves_A_Achievable Economic UCT Potential | F10 | Commercial | OR - College | Existing | Space Heating | Natural Gas | Gas Boiler - Thermostatic Radiator Valves | A | Purchases (Incremental) | Achievable Economic UCT Potential | 0 | 0 | 29.4803 | 60.5122 | 60.5122 | 60.5122 | 60.5122 | 60.5122 | 60.5122 | 60.5122 | 60.5122 | 60.5122 | 60.5122 | 60.5122 | 60.5122 | 60.5122 | 60.5122 | 31.0319 | 0 | 9.2371e-14 | 0 | 0 | 0 | 0 | 0 | 0 | 0
F11_Commercial_OR - College_Existing_Space Heating_Natural Gas_Gas Boiler - Thermostatic Radiator Valves_A_Achievable Economic UCT Potential | F11 | Commercial | OR - College | Existing | Space Heating | Natural Gas | Gas Boiler - Thermostatic Radiator Valves | A | Purchases (Cumulative) | Achievable Economic UCT Potential | 0 | 0 | 29.4803 | 89.9925 | 150.5047 | 211.0169 | 271.5291 | 332.0412 | 392.5534 | 453.0656 | 513.5778 | 574.09 | 634.6022 | 695.1144 | 755.6266 | 816.1387 | 876.6509 | 907.6828 | 907.6828 | 907.6828 | 907.6828 | 907.6828 | 907.6828 | 907.6828 | 907.6828 | 907.6828 | 907.6828
F1_Commercial_OR - College_Existing_Space Heating_Natural Gas_HVAC - Shut Off Damper_A_Achievable Economic UCT Potential | F1 | Commercial | OR - College | Existing | Space Heating | Natural Gas | HVAC - Shut Off Damper | A | Integrated Unit Energy Savings (kWh or therms) | Achievable Economic UCT Potential | 0 | 0 | 31.1555 | 30.66 | 30.1269 | 29.5971 | 29.0621 | 28.4907 | 27.8691 | 27.201 | 26.4937 | 25.7619 | 25.0295 | 24.3101 | 23.6203 | 22.9768 | 22.4006 | 21.945 | 21.6127 | 21.3407 | 21.145 | 20.967 | 20.9373 | 20.9101 | 20.8853 | 20.8625 | 20.8417
F2_Commercial_OR - College_Existing_Space Heating_Natural Gas_HVAC - Shut Off Damper_A_Achievable Economic UCT Potential | F2 | Commercial | OR - College | Existing | Space Heating | Natural Gas | HVAC - Shut Off Damper | A | Integrated Unit Summer Peak Savings (kW) | Achievable Economic UCT Potential | 0 | 0 | 0 | 0 | 0 | 0 | 0 | 0 | 0 | 0 | 0 | 0 | 0 | 0 | 0 | 0 | 0 | 0 | 0 | 0 | 0 | 0 | 0 | 0 | 0 | 0 | 0
F3_Commercial_OR - College_Existing_Space Heating_Natural Gas_HVAC - Shut Off Damper_A_Achievable Economic UCT Potential | F3 | Commercial | OR - College | Existing | Space Heating | Natural Gas | HVAC - Shut Off Damper | A | Integrated Unit Winter Peak Savings (kW) | Achievable Economic UCT Potential | 0 | 0 | 0 | 0 | 0 | 0 | 0 | 0 | 0 | 0 | 0 | 0 | 0 | 0 | 0 | 0 | 0 | 0 | 0 | 0 | 0 | 0 | 0 | 0 | 0 | 0 | 0
F4_Commercial_OR - College_Existing_Space Heating_Natural Gas_HVAC - Shut Off Damper_A_Achievable Economic UCT Potential | F4 | Commercial | OR - College | Existing | Space Heating | Natural Gas | HVAC - Shut Off Damper | A | Incremental Energy Savings (MWh or mTherms) | Achievable Economic UCT Potential | 0 | 0 | 0 | 0 | 0 | 0 | 0 | 0 | 0 | 0 | 0 | 0 | 0 | 0 | 0 | 0 | 0 | 0 | 0 | 0 | 0 | 0 | 0 | 0 | 0 | 0 | 0
F5_Commercial_OR - College_Existing_Space Heating_Natural Gas_HVAC - Shut Off Damper_A_Achievable Economic UCT Potential | F5 | Commercial | OR - College | Existing | Space Heating | Natural Gas | HVAC - Shut Off Damper | A | Incremental Summer Peak Savings (MW) | Achievable Economic UCT Potential | 0 | 0 | 0 | 0 | 0 | 0 | 0 | 0 | 0 | 0 | 0 | 0 | 0 | 0 | 0 | 0 | 0 | 0 | 0 | 0 | 0 | 0 | 0 | 0 | 0 | 0 | 0
F6_Commercial_OR - College_Existing_Space Heating_Natural Gas_HVAC - Shut Off Damper_A_Achievable Economic UCT Potential | F6 | Commercial | OR - College | Existing | Space Heating | Natural Gas | HVAC - Shut Off Damper | A | Incremental Winter Peak Savings (MW) | Achievable Economic UCT Potential | 0 | 0 | 0 | 0 | 0 | 0 | 0 | 0 | 0 | 0 | 0 | 0 | 0 | 0 | 0 | 0 | 0 | 0 | 0 | 0 | 0 | 0 | 0 | 0 | 0 | 0 | 0
F7_Commercial_OR - College_Existing_Space Heating_Natural Gas_HVAC - Shut Off Damper_A_Achievable Economic UCT Potential | F7 | Commercial | OR - College | Existing | Space Heating | Natural Gas | HVAC - Shut Off Damper | A | Cumulative Energy Savings (MWh or mTherms) | Achievable Economic UCT Potential | 0 | 0 | 0 | 0 | 0 | 0 | 0 | 0 | 0 | 0 | 0 | 0 | 0 | 0 | 0 | 0 | 0 | 0 | 0 | 0 | 0 | 0 | 0 | 0 | 0 | 0 | 0
F8_Commercial_OR - College_Existing_Space Heating_Natural Gas_HVAC - Shut Off Damper_A_Achievable Economic UCT Potential | F8 | Commercial | OR - College | Existing | Space Heating | Natural Gas | HVAC - Shut Off Damper | A | Cumulative Summer Peak Savings (MW) | Achievable Economic UCT Potential | 0 | 0 | 0 | 0 | 0 | 0 | 0 | 0 | 0 | 0 | 0 | 0 | 0 | 0 | 0 | 0 | 0 | 0 | 0 | 0 | 0 | 0 | 0 | 0 | 0 | 0 | 0
F9_Commercial_OR - College_Existing_Space Heating_Natural Gas_HVAC - Shut Off Damper_A_Achievable Economic UCT Potential | F9 | Commercial | OR - College | Existing | Space Heating | Natural Gas | HVAC - Shut Off Damper | A | Cumulative Winter Peak Savings (MW) | Achievable Economic UCT Potential | 0 | 0 | 0 | 0 | 0 | 0 | 0 | 0 | 0 | 0 | 0 | 0 | 0 | 0 | 0 | 0 | 0 | 0 | 0 | 0 | 0 | 0 | 0 | 0 | 0 | 0 | 0
F10_Commercial_OR - College_Existing_Space Heating_Natural Gas_HVAC - Shut Off Damper_A_Achievable Economic UCT Potential | F10 | Commercial | OR - College | Existing | Space Heating | Natural Gas | HVAC - Shut Off Damper | A | Purchases (Incremental) | Achievable Economic UCT Potential | 0 | 0 | 0 | 0 | 0 | 0 | 0 | 0 | 0 | 0 | 0 | 0 | 0 | 0 | 0 | 0 | 0 | 0 | 0 | 0 | 0 | 0 | 0 | 0 | 0 | 0 | 0
F11_Commercial_OR - College_Existing_Space Heating_Natural Gas_HVAC - Shut Off Damper_A_Achievable Economic UCT Potential | F11 | Commercial | OR - College | Existing | Space Heating | Natural Gas | HVAC - Shut Off Damper | A | Purchases (Cumulative) | Achievable Economic UCT Potential | 0 | 0 | 0 | 0 | 0 | 0 | 0 | 0 | 0 | 0 | 0 | 0 | 0 | 0 | 0 | 0 | 0 | 0 | 0 | 0 | 0 | 0 | 0 | 0 | 0 | 0 | 0
F1_Commercial_OR - College_Existing_Space Heating_Natural Gas_Gas Furnace - Tube Inserts_A_Achievable Economic UCT Potential | F1 | Commercial | OR - College | Existing | Space Heating | Natural Gas | Gas Furnace - Tube Inserts | A | Integrated Unit Energy Savings (kWh or therms) | Achievable Economic UCT Potential | 0 | 0 | 0 | 0 | 0 | 0 | 0 | 0 | 0 | 0 | 0 | 0 | 0 | 0 | 0 | 0 | 0 | 0 | 0 | 0 | 0 | 0 | 0 | 0 | 0 | 0 | 0
F2_Commercial_OR - College_Existing_Space Heating_Natural Gas_Gas Furnace - Tube Inserts_A_Achievable Economic UCT Potential | F2 | Commercial | OR - College | Existing | Space Heating | Natural Gas | Gas Furnace - Tube Inserts | A | Integrated Unit Summer Peak Savings (kW) | Achievable Economic UCT Potential | 0 | 0 | 0 | 0 | 0 | 0 | 0 | 0 | 0 | 0 | 0 | 0 | 0 | 0 | 0 | 0 | 0 | 0 | 0 | 0 | 0 | 0 | 0 | 0 | 0 | 0 | 0
F3_Commercial_OR - College_Existing_Space Heating_Natural Gas_Gas Furnace - Tube Inserts_A_Achievable Economic UCT Potential | F3 | Commercial | OR - College | Existing | Space Heating | Natural Gas | Gas Furnace - Tube Inserts | A | Integrated Unit Winter Peak Savings (kW) | Achievable Economic UCT Potential | 0 | 0 | 0 | 0 | 0 | 0 | 0 | 0 | 0 | 0 | 0 | 0 | 0 | 0 | 0 | 0 | 0 | 0 | 0 | 0 | 0 | 0 | 0 | 0 | 0 | 0 | 0
F4_Commercial_OR - College_Existing_Space Heating_Natural Gas_Gas Furnace - Tube Inserts_A_Achievable Economic UCT Potential | F4 | Commercial | OR - College | Existing | Space Heating | Natural Gas | Gas Furnace - Tube Inserts | A | Incremental Energy Savings (MWh or mTherms) | Achievable Economic UCT Potential | 0 | 0 | 0 | 0 | 0 | 0 | 0 | 0 | 0 | 0 | 0 | 0 | 0 | 0 | 0 | 0 | 0 | 0 | 0 | 0 | 0 | 0 | 0 | 0 | 0 | 0 | 0
F5_Commercial_OR - College_Existing_Space Heating_Natural Gas_Gas Furnace - Tube Inserts_A_Achievable Economic UCT Potential | F5 | Commercial | OR - College | Existing | Space Heating | Natural Gas | Gas Furnace - Tube Inserts | A | Incremental Summer Peak Savings (MW) | Achievable Economic UCT Potential | 0 | 0 | 0 | 0 | 0 | 0 | 0 | 0 | 0 | 0 | 0 | 0 | 0 | 0 | 0 | 0 | 0 | 0 | 0 | 0 | 0 | 0 | 0 | 0 | 0 | 0 | 0
F6_Commercial_OR - College_Existing_Space Heating_Natural Gas_Gas Furnace - Tube Inserts_A_Achievable Economic UCT Potential | F6 | Commercial | OR - College | Existing | Space Heating | Natural Gas | Gas Furnace - Tube Inserts | A | Incremental Winter Peak Savings (MW) | Achievable Economic UCT Potential | 0 | 0 | 0 | 0 | 0 | 0 | 0 | 0 | 0 | 0 | 0 | 0 | 0 | 0 | 0 | 0 | 0 | 0 | 0 | 0 | 0 | 0 | 0 | 0 | 0 | 0 | 0
F7_Commercial_OR - College_Existing_Space Heating_Natural Gas_Gas Furnace - Tube Inserts_A_Achievable Economic UCT Potential | F7 | Commercial | OR - College | Existing | Space Heating | Natural Gas | Gas Furnace - Tube Inserts | A | Cumulative Energy Savings (MWh or mTherms) | Achievable Economic UCT Potential | 0 | 0 | 0 | 0 | 0 | 0 | 0 | 0 | 0 | 0 | 0 | 0 | 0 | 0 | 0 | 0 | 0 | 0 | 0 | 0 | 0 | 0 | 0 | 0 | 0 | 0 | 0
F8_Commercial_OR - College_Existing_Space Heating_Natural Gas_Gas Furnace - Tube Inserts_A_Achievable Economic UCT Potential | F8 | Commercial | OR - College | Existing | Space Heating | Natural Gas | Gas Furnace - Tube Inserts | A | Cumulative Summer Peak Savings (MW) | Achievable Economic UCT Potential | 0 | 0 | 0 | 0 | 0 | 0 | 0 | 0 | 0 | 0 | 0 | 0 | 0 | 0 | 0 | 0 | 0 | 0 | 0 | 0 | 0 | 0 | 0 | 0 | 0 | 0 | 0
F9_Commercial_OR - College_Existing_Space Heating_Natural Gas_Gas Furnace - Tube Inserts_A_Achievable Economic UCT Potential | F9 | Commercial | OR - College | Existing | Space Heating | Natural Gas | Gas Furnace - Tube Inserts | A | Cumulative Winter Peak Savings (MW) | Achievable Economic UCT Potential | 0 | 0 | 0 | 0 | 0 | 0 | 0 | 0 | 0 | 0 | 0 | 0 | 0 | 0 | 0 | 0 | 0 | 0 | 0 | 0 | 0 | 0 | 0 | 0 | 0 | 0 | 0
F10_Commercial_OR - College_Existing_Space Heating_Natural Gas_Gas Furnace - Tube Inserts_A_Achievable Economic UCT Potential | F10 | Commercial | OR - College | Existing | Space Heating | Natural Gas | Gas Furnace - Tube Inserts | A | Purchases (Incremental) | Achievable Economic UCT Potential | 0 | 0 | 0 | 0 | 0 | 0 | 0 | 0 | 0 | 0 | 0 | 0 | 0 | 0 | 0 | 0 | 0 | 0 | 0 | 0 | 0 | 0 | 0 | 0 | 0 | 0 | 0
F11_Commercial_OR - College_Existing_Space Heating_Natural Gas_Gas Furnace - Tube Inserts_A_Achievable Economic UCT Potential | F11 | Commercial | OR - College | Existing | Space Heating | Natural Gas | Gas Furnace - Tube Inserts | A | Purchases (Cumulative) | Achievable Economic UCT Potential | 0 | 0 | 0 | 0 | 0 | 0 | 0 | 0 | 0 | 0 | 0 | 0 | 0 | 0 | 0 | 0 | 0 | 0 | 0 | 0 | 0 | 0 | 0 | 0 | 0 | 0 | 0
F1_Commercial_OR - College_Existing_Space Heating_Natural Gas_Gas Boiler - Insulate Steam Lines/Condensate Tank_A_Achievable Economic UCT Potential | F1 | Commercial | OR - College | Existing | Space Heating | Natural Gas | Gas Boiler - Insulate Steam Lines/Condensate Tank | A | Integrated Unit Energy Savings (kWh or therms) | Achievable Economic UCT Potential | 0 | 0 | 4.2798 | 4.2612 | 4.2405 | 4.2181 | 4.1933 | 4.1654 | 4.134 | 4.0986 | 4.0591 | 4.0157 | 3.9696 | 3.9221 | 3.8754 | 3.8315 | 3.7923 | 3.7597 | 3.7343 | 3.7139 | 3.7003 | 3.688 | 3.6834 | 3.6792 | 3.6754 | 3.6719 | 3.6686
F2_Commercial_OR - College_Existing_Space Heating_Natural Gas_Gas Boiler - Insulate Steam Lines/Condensate Tank_A_Achievable Economic UCT Potential | F2 | Commercial | OR - College | Existing | Space Heating | Natural Gas | Gas Boiler - Insulate Steam Lines/Condensate Tank | A | Integrated Unit Summer Peak Savings (kW) | Achievable Economic UCT Potential | 0 | 0 | 0 | 0 | 0 | 0 | 0 | 0 | 0 | 0 | 0 | 0 | 0 | 0 | 0 | 0 | 0 | 0 | 0 | 0 | 0 | 0 | 0 | 0 | 0 | 0 | 0
F3_Commercial_OR - College_Existing_Space Heating_Natural Gas_Gas Boiler - Insulate Steam Lines/Condensate Tank_A_Achievable Economic UCT Potential | F3 | Commercial | OR - College | Existing | Space Heating | Natural Gas | Gas Boiler - Insulate Steam Lines/Condensate Tank | A | Integrated Unit Winter Peak Savings (kW) | Achievable Economic UCT Potential | 0 | 0 | 0 | 0 | 0 | 0 | 0 | 0 | 0 | 0 | 0 | 0 | 0 | 0 | 0 | 0 | 0 | 0 | 0 | 0 | 0 | 0 | 0 | 0 | 0 | 0 | 0
F4_Commercial_OR - College_Existing_Space Heating_Natural Gas_Gas Boiler - Insulate Steam Lines/Condensate Tank_A_Achievable Economic UCT Potential | F4 | Commercial | OR - College | Existing | Space Heating | Natural Gas | Gas Boiler - Insulate Steam Lines/Condensate Tank | A | Incremental Energy Savings (MWh or mTherms) | Achievable Economic UCT Potential | 0 | 0 | 0.29588 | 0.60469 | 0.60176 | 0.59858 | 0.59506 | 0.59111 | 0.58664 | 0.58162 | 0.57601 | 0.56985 | 0.56331 | 0.55657 | 0.54994 | 0.54371 | 0.53815 | 0.27361 | 0 | 8.4444e-16 | 0 | 0 | 0 | 0 | 0 | 0 | 0
F5_Commercial_OR - College_Existing_Space Heating_Natural Gas_Gas Boiler - Insulate Steam Lines/Condensate Tank_A_Achievable Economic UCT Potential | F5 | Commercial | OR - College | Existing | Space Heating | Natural Gas | Gas Boiler - Insulate Steam Lines/Condensate Tank | A | Incremental Summer Peak Savings (MW) | Achievable Economic UCT Potential | 0 | 0 | 0 | 0 | 0 | 0 | 0 | 0 | 0 | 0 | 0 | 0 | 0 | 0 | 0 | 0 | 0 | 0 | 0 | 0 | 0 | 0 | 0 | 0 | 0 | 0 | 0
F6_Commercial_OR - College_Existing_Space Heating_Natural Gas_Gas Boiler - Insulate Steam Lines/Condensate Tank_A_Achievable Economic UCT Potential | F6 | Commercial | OR - College | Existing | Space Heating | Natural Gas | Gas Boiler - Insulate Steam Lines/Condensate Tank | A | Incremental Winter Peak Savings (MW) | Achievable Economic UCT Potential | 0 | 0 | 0 | 0 | 0 | 0 | 0 | 0 | 0 | 0 | 0 | 0 | 0 | 0 | 0 | 0 | 0 | 0 | 0 | 0 | 0 | 0 | 0 | 0 | 0 | 0 | 0
F7_Commercial_OR - College_Existing_Space Heating_Natural Gas_Gas Boiler - Insulate Steam Lines/Condensate Tank_A_Achievable Economic UCT Potential | F7 | Commercial | OR - College | Existing | Space Heating | Natural Gas | Gas Boiler - Insulate Steam Lines/Condensate Tank | A | Cumulative Energy Savings (MWh or mTherms) | Achievable Economic UCT Potential | 0 | 0 | 0.29588 | 0.89929 | 1.4967 | 2.0874 | 2.6702 | 3.2435 | 3.8057 | 4.3547 | 4.8887 | 5.4063 | 5.9075 | 6.3934 | 6.8672 | 7.3332 | 7.7963 | 8.003 | 7.9489 | 7.9054 | 7.8764 | 7.8503 | 7.8405 | 7.8316 | 7.8234 | 7.8159 | 7.8091
F8_Commercial_OR - College_Existing_Space Heating_Natural Gas_Gas Boiler - Insulate Steam Lines/Condensate Tank_A_Achievable Economic UCT Potential | F8 | Commercial | OR - College | Existing | Space Heating | Natural Gas | Gas Boiler - Insulate Steam Lines/Condensate Tank | A | Cumulative Summer Peak Savings (MW) | Achievable Economic UCT Potential | 0 | 0 | 0 | 0 | 0 | 0 | 0 | 0 | 0 | 0 | 0 | 0 | 0 | 0 | 0 | 0 | 0 | 0 | 0 | 0 | 0 | 0 | 0 | 0 | 0 | 0 | 0
F9_Commercial_OR - College_Existing_Space Heating_Natural Gas_Gas Boiler - Insulate Steam Lines/Condensate Tank_A_Achievable Economic UCT Potential | F9 | Commercial | OR - College | Existing | Space Heating | Natural Gas | Gas Boiler - Insulate Steam Lines/Condensate Tank | A | Cumulative Winter Peak Savings (MW) | Achievable Economic UCT Potential | 0 | 0 | 0 | 0 | 0 | 0 | 0 | 0 | 0 | 0 | 0 | 0 | 0 | 0 | 0 | 0 | 0 | 0 | 0 | 0 | 0 | 0 | 0 | 0 | 0 | 0 | 0
F10_Commercial_OR - College_Existing_Space Heating_Natural Gas_Gas Boiler - Insulate Steam Lines/Condensate Tank_A_Achievable Economic UCT Potential | F10 | Commercial | OR - College | Existing | Space Heating | Natural Gas | Gas Boiler - Insulate Steam Lines/Condensate Tank | A | Purchases (Incremental) | Achievable Economic UCT Potential | 0 | 0 | 69.1342 | 141.907 | 141.907 | 141.907 | 141.907 | 141.907 | 141.907 | 141.907 | 141.907 | 141.907 | 141.907 | 141.907 | 141.907 | 141.907 | 141.907 | 72.7728 | 0 | 2.2737e-13 | 0 | 0 | 0 | 0 | 0 | 0 | 0
F11_Commercial_OR - College_Existing_Space Heating_Natural Gas_Gas Boiler - Insulate Steam Lines/Condensate Tank_A_Achievable Economic UCT Potential | F11 | Commercial | OR - College | Existing | Space Heating | Natural Gas | Gas Boiler - Insulate Steam Lines/Condensate Tank | A | Purchases (Cumulative) | Achievable Economic UCT Potential | 0 | 0 | 69.1342 | 211.0411 | 352.9481 | 494.855 | 636.762 | 778.6689 | 920.5759 | 1062.4828 | 1204.3898 | 1346.2967 | 1488.2037 | 1630.1106 | 1772.0176 | 1913.9245 | 2055.8315 | 2128.6043 | 2128.6043 | 2128.6043 | 2128.6043 | 2128.6043 | 2128.6043 | 2128.6043 | 2128.6043 | 2128.6043 | 2128.6043
F1_Commercial_OR - College_Existing_Space Heating_Natural Gas_Gas Boiler - Insulate Hot Water Lines_A_Achievable Economic UCT Potential | F1 | Commercial | OR - College | Existing | Space Heating | Natural Gas | Gas Boiler - Insulate Hot Water Lines | A | Integrated Unit Energy Savings (kWh or therms) | Achievable Economic UCT Potential | 0 | 0 | 2.8561 | 2.8281 | 2.7976 | 2.7652 | 2.7303 | 2.6921 | 2.6505 | 2.6056 | 2.5578 | 2.5078 | 2.4583 | 2.4092 | 2.3614 | 2.3165 | 2.276 | 2.2439 | 2.2204 | 2.201 | 2.187 | 2.1741 | 2.1713 | 2.1689 | 2.1666 | 2.1645 | 2.1626
F2_Commercial_OR - College_Existing_Space Heating_Natural Gas_Gas Boiler - Insulate Hot Water Lines_A_Achievable Economic UCT Potential | F2 | Commercial | OR - College | Existing | Space Heating | Natural Gas | Gas Boiler - Insulate Hot Water Lines | A | Integrated Unit Summer Peak Savings (kW) | Achievable Economic UCT Potential | 0 | 0 | 0 | 0 | 0 | 0 | 0 | 0 | 0 | 0 | 0 | 0 | 0 | 0 | 0 | 0 | 0 | 0 | 0 | 0 | 0 | 0 | 0 | 0 | 0 | 0 | 0
F3_Commercial_OR - College_Existing_Space Heating_Natural Gas_Gas Boiler - Insulate Hot Water Lines_A_Achievable Economic UCT Potential | F3 | Commercial | OR - College | Existing | Space Heating | Natural Gas | Gas Boiler - Insulate Hot Water Lines | A | Integrated Unit Winter Peak Savings (kW) | Achievable Economic UCT Potential | 0 | 0 | 0 | 0 | 0 | 0 | 0 | 0 | 0 | 0 | 0 | 0 | 0 | 0 | 0 | 0 | 0 | 0 | 0 | 0 | 0 | 0 | 0 | 0 | 0 | 0 | 0
F4_Commercial_OR - College_Existing_Space Heating_Natural Gas_Gas Boiler - Insulate Hot Water Lines_A_Achievable Economic UCT Potential | F4 | Commercial | OR - College | Existing | Space Heating | Natural Gas | Gas Boiler - Insulate Hot Water Lines | A | Incremental Energy Savings (MWh or mTherms) | Achievable Economic UCT Potential | 0 | 0 | 0.19746 | 0.40132 | 0.397 | 0.3924 | 0.38745 | 0.38202 | 0.37612 | 0.36975 | 0.36297 | 0.35588 | 0.34885 | 0.17532 | 0 | 5.2671e-16 | 0 | 7.653e-16 | 0 | 6.8812e-16 | 0 | 0 | 0 | 0 | 0 | 0 | 0
F5_Commercial_OR - College_Existing_Space Heating_Natural Gas_Gas Boiler - Insulate Hot Water Lines_A_Achievable Economic UCT Potential | F5 | Commercial | OR - College | Existing | Space Heating | Natural Gas | Gas Boiler - Insulate Hot Water Lines | A | Incremental Summer Peak Savings (MW) | Achievable Economic UCT Potential | 0 | 0 | 0 | 0 | 0 | 0 | 0 | 0 | 0 | 0 | 0 | 0 | 0 | 0 | 0 | 0 | 0 | 0 | 0 | 0 | 0 | 0 | 0 | 0 | 0 | 0 | 0
F6_Commercial_OR - College_Existing_Space Heating_Natural Gas_Gas Boiler - Insulate Hot Water Lines_A_Achievable Economic UCT Potential | F6 | Commercial | OR - College | Existing | Space Heating | Natural Gas | Gas Boiler - Insulate Hot Water Lines | A | Incremental Winter Peak Savings (MW) | Achievable Economic UCT Potential | 0 | 0 | 0 | 0 | 0 | 0 | 0 | 0 | 0 | 0 | 0 | 0 | 0 | 0 | 0 | 0 | 0 | 0 | 0 | 0 | 0 | 0 | 0 | 0 | 0 | 0 | 0
F7_Commercial_OR - College_Existing_Space Heating_Natural Gas_Gas Boiler - Insulate Hot Water Lines_A_Achievable Economic UCT Potential | F7 | Commercial | OR - College | Existing | Space Heating | Natural Gas | Gas Boiler - Insulate Hot Water Lines | A | Cumulative Energy Savings (MWh or mTherms) | Achievable Economic UCT Potential | 0 | 0 | 0.19746 | 0.59684 | 0.98741 | 1.3684 | 1.7385 | 2.0962 | 2.44 | 2.7684 | 3.0806 | 3.3763 | 3.6584 | 3.7607 | 3.6861 | 3.616 | 3.5528 | 3.5026 | 3.466 | 3.4357 | 3.4138 | 3.3937 | 3.3894 | 3.3855 | 3.382 | 3.3787 | 3.3758
F8_Commercial_OR - College_Existing_Space Heating_Natural Gas_Gas Boiler - Insulate Hot Water Lines_A_Achievable Economic UCT Potential | F8 | Commercial | OR - College | Existing | Space Heating | Natural Gas | Gas Boiler - Insulate Hot Water Lines | A | Cumulative Summer Peak Savings (MW) | Achievable Economic UCT Potential | 0 | 0 | 0 | 0 | 0 | 0 | 0 | 0 | 0 | 0 | 0 | 0 | 0 | 0 | 0 | 0 | 0 | 0 | 0 | 0 | 0 | 0 | 0 | 0 | 0 | 0 | 0
F9_Commercial_OR - College_Existing_Space Heating_Natural Gas_Gas Boiler - Insulate Hot Water Lines_A_Achievable Economic UCT Potential | F9 | Commercial | OR - College | Existing | Space Heating | Natural Gas | Gas Boiler - Insulate Hot Water Lines | A | Cumulative Winter Peak Savings (MW) | Achievable Economic UCT Potential | 0 | 0 | 0 | 0 | 0 | 0 | 0 | 0 | 0 | 0 | 0 | 0 | 0 | 0 | 0 | 0 | 0 | 0 | 0 | 0 | 0 | 0 | 0 | 0 | 0 | 0 | 0
F10_Commercial_OR - College_Existing_Space Heating_Natural Gas_Gas Boiler - Insulate Hot Water Lines_A_Achievable Economic UCT Potential | F10 | Commercial | OR - College | Existing | Space Heating | Natural Gas | Gas Boiler - Insulate Hot Water Lines | A | Purchases (Incremental) | Achievable Economic UCT Potential | 0 | 0 | 69.1342 | 141.907 | 141.907 | 141.907 | 141.907 | 141.907 | 141.907 | 141.907 | 141.907 | 141.907 | 141.907 | 72.7728 | 0 | 2.2737e-13 | 0 | 3.4106e-13 | 0 | 3.1264e-13 | 0 | 0 | 0 | 0 | 0 | 0 | 0
F11_Commercial_OR - College_Existing_Space Heating_Natural Gas_Gas Boiler - Insulate Hot Water Lines_A_Achievable Economic UCT Potential | F11 | Commercial | OR - College | Existing | Space Heating | Natural Gas | Gas Boiler - Insulate Hot Water Lines | A | Purchases (Cumulative) | Achievable Economic UCT Potential | 0 | 0 | 69.1342 | 211.0411 | 352.9481 | 494.855 | 636.762 | 778.6689 | 920.5759 | 1062.4828 | 1204.3898 | 1346.2967 | 1488.2037 | 1560.9765 | 1560.9765 | 1560.9765 | 1560.9765 | 1560.9765 | 1560.9765 | 1560.9765 | 1560.9765 | 1560.9765 | 1560.9765 | 1560.9765 | 1560.9765 | 1560.9765 | 1560.9765
F1_Commercial_OR - College_Existing_Space Heating_Natural Gas_Condensing RTU_A_Achievable Economic UCT Potential | F1 | Commercial | OR - College | Existing | Space Heating | Natural Gas | Condensing RTU | A | Integrated Unit Energy Savings (kWh or therms) | Achievable Economic UCT Potential | 0 | 0 | 0.028248 | 0.027817 | 0.027342 | 0.026861 | 0.026366 | 0.02583 | 0.025239 | 0.024599 | 0.023917 | 0.023208 | 0.022495 | 0.02179 | 0.02111 | 0.02047 | 0.01989 | 0.019415 | 0.019049 | 0.018741 | 0.018505 | 0.018289 | 0.018208 | 0.018133 | 0.018064 | 0.018 | 0.01794
F2_Commercial_OR - College_Existing_Space Heating_Natural Gas_Condensing RTU_A_Achievable Economic UCT Potential | F2 | Commercial | OR - College | Existing | Space Heating | Natural Gas | Condensing RTU | A | Integrated Unit Summer Peak Savings (kW) | Achievable Economic UCT Potential | 0 | 0 | 0 | 0 | 0 | 0 | 0 | 0 | 0 | 0 | 0 | 0 | 0 | 0 | 0 | 0 | 0 | 0 | 0 | 0 | 0 | 0 | 0 | 0 | 0 | 0 | 0
F3_Commercial_OR - College_Existing_Space Heating_Natural Gas_Condensing RTU_A_Achievable Economic UCT Potential | F3 | Commercial | OR - College | Existing | Space Heating | Natural Gas | Condensing RTU | A | Integrated Unit Winter Peak Savings (kW) | Achievable Economic UCT Potential | 0 | 0 | 0 | 0 | 0 | 0 | 0 | 0 | 0 | 0 | 0 | 0 | 0 | 0 | 0 | 0 | 0 | 0 | 0 | 0 | 0 | 0 | 0 | 0 | 0 | 0 | 0
F4_Commercial_OR - College_Existing_Space Heating_Natural Gas_Condensing RTU_A_Achievable Economic UCT Potential | F4 | Commercial | OR - College | Existing | Space Heating | Natural Gas | Condensing RTU | A | Incremental Energy Savings (MWh or mTherms) | Achievable Economic UCT Potential | 0 | 0 | 0 | 0 | 0 | 0 | 0 | 0 | 0 | 0 | 0 | 0 | 0 | 0 | 0 | 0 | 0 | 0 | 0 | 0 | 0 | 0 | 0 | 0 | 0 | 0 | 0
F5_Commercial_OR - College_Existing_Space Heating_Natural Gas_Condensing RTU_A_Achievable Economic UCT Potential | F5 | Commercial | OR - College | Existing | Space Heating | Natural Gas | Condensing RTU | A | Incremental Summer Peak Savings (MW) | Achievable Economic UCT Potential | 0 | 0 | 0 | 0 | 0 | 0 | 0 | 0 | 0 | 0 | 0 | 0 | 0 | 0 | 0 | 0 | 0 | 0 | 0 | 0 | 0 | 0 | 0 | 0 | 0 | 0 | 0
F6_Commercial_OR - College_Existing_Space Heating_Natural Gas_Condensing RTU_A_Achievable Economic UCT Potential | F6 | Commercial | OR - College | Existing | Space Heating | Natural Gas | Condensing RTU | A | Incremental Winter Peak Savings (MW) | Achievable Economic UCT Potential | 0 | 0 | 0 | 0 | 0 | 0 | 0 | 0 | 0 | 0 | 0 | 0 | 0 | 0 | 0 | 0 | 0 | 0 | 0 | 0 | 0 | 0 | 0 | 0 | 0 | 0 | 0
F7_Commercial_OR - College_Existing_Space Heating_Natural Gas_Condensing RTU_A_Achievable Economic UCT Potential | F7 | Commercial | OR - College | Existing | Space Heating | Natural Gas | Condensing RTU | A | Cumulative Energy Savings (MWh or mTherms) | Achievable Economic UCT Potential | 0 | 0 | 0 | 0 | 0 | 0 | 0 | 0 | 0 | 0 | 0 | 0 | 0 | 0 | 0 | 0 | 0 | 0 | 0 | 0 | 0 | 0 | 0 | 0 | 0 | 0 | 0
F8_Commercial_OR - College_Existing_Space Heating_Natural Gas_Condensing RTU_A_Achievable Economic UCT Potential | F8 | Commercial | OR - College | Existing | Space Heating | Natural Gas | Condensing RTU | A | Cumulative Summer Peak Savings (MW) | Achievable Economic UCT Potential | 0 | 0 | 0 | 0 | 0 | 0 | 0 | 0 | 0 | 0 | 0 | 0 | 0 | 0 | 0 | 0 | 0 | 0 | 0 | 0 | 0 | 0 | 0 | 0 | 0 | 0 | 0
F9_Commercial_OR - College_Existing_Space Heating_Natural Gas_Condensing RTU_A_Achievable Economic UCT Potential | F9 | Commercial | OR - College | Existing | Space Heating | Natural Gas | Condensing RTU | A | Cumulative Winter Peak Savings (MW) | Achievable Economic UCT Potential | 0 | 0 | 0 | 0 | 0 | 0 | 0 | 0 | 0 | 0 | 0 | 0 | 0 | 0 | 0 | 0 | 0 | 0 | 0 | 0 | 0 | 0 | 0 | 0 | 0 | 0 | 0
F10_Commercial_OR - College_Existing_Space Heating_Natural Gas_Condensing RTU_A_Achievable Economic UCT Potential | F10 | Commercial | OR - College | Existing | Space Heating | Natural Gas | Condensing RTU | A | Purchases (Incremental) | Achievable Economic UCT Potential | 0 | 0 | 0 | 0 | 0 | 0 | 0 | 0 | 0 | 0 | 0 | 0 | 0 | 0 | 0 | 0 | 0 | 0 | 0 | 0 | 0 | 0 | 0 | 0 | 0 | 0 | 0
F11_Commercial_OR - College_Existing_Space Heating_Natural Gas_Condensing RTU_A_Achievable Economic UCT Potential | F11 | Commercial | OR - College | Existing | Space Heating | Natural Gas | Condensing RTU | A | Purchases (Cumulative) | Achievable Economic UCT Potential | 0 | 0 | 0 | 0 | 0 | 0 | 0 | 0 | 0 | 0 | 0 | 0 | 0 | 0 | 0 | 0 | 0 | 0 | 0 | 0 | 0 | 0 | 0 | 0 | 0 | 0 | 0
F1_Commercial_OR - College_Existing_Space Heating_Natural Gas_Hydronic Heating Radiator Replacement_A_Achievable Economic UCT Potential | F1 | Commercial | OR - College | Existing | Space Heating | Natural Gas | Hydronic Heating Radiator Replacement | A | Integrated Unit Energy Savings (kWh or therms) | Achievable Economic UCT Potential | 0 | 0 | 36.023 | 35.6038 | 35.1427 | 34.6468 | 34.1058 | 33.5071 | 32.847 | 32.1257 | 31.3486 | 30.5296 | 29.7058 | 28.8955 | 28.1182 | 27.3942 | 26.7486 | 26.2455 | 25.8887 | 25.603 | 25.4078 | 25.2329 | 25.2012 | 25.1722 | 25.1458 | 25.1216 | 25.0994
F2_Commercial_OR - College_Existing_Space Heating_Natural Gas_Hydronic Heating Radiator Replacement_A_Achievable Economic UCT Potential | F2 | Commercial | OR - College | Existing | Space Heating | Natural Gas | Hydronic Heating Radiator Replacement | A | Integrated Unit Summer Peak Savings (kW) | Achievable Economic UCT Potential | 0 | 0 | 0 | 0 | 0 | 0 | 0 | 0 | 0 | 0 | 0 | 0 | 0 | 0 | 0 | 0 | 0 | 0 | 0 | 0 | 0 | 0 | 0 | 0 | 0 | 0 | 0
F3_Commercial_OR - College_Existing_Space Heating_Natural Gas_Hydronic Heating Radiator Replacement_A_Achievable Economic UCT Potential | F3 | Commercial | OR - College | Existing | Space Heating | Natural Gas | Hydronic Heating Radiator Replacement | A | Integrated Unit Winter Peak Savings (kW) | Achievable Economic UCT Potential | 0 | 0 | 0 | 0 | 0 | 0 | 0 | 0 | 0 | 0 | 0 | 0 | 0 | 0 | 0 | 0 | 0 | 0 | 0 | 0 | 0 | 0 | 0 | 0 | 0 | 0 | 0
F4_Commercial_OR - College_Existing_Space Heating_Natural Gas_Hydronic Heating Radiator Replacement_A_Achievable Economic UCT Potential | F4 | Commercial | OR - College | Existing | Space Heating | Natural Gas | Hydronic Heating Radiator Replacement | A | Incremental Energy Savings (MWh or mTherms) | Achievable Economic UCT Potential | 0 | 0 | 0.42479 | 0.86179 | 0.85062 | 0.83862 | 0.82553 | 0.81103 | 0.79506 | 0.7776 | 0.75879 | 0.73897 | 0.71903 | 0.69941 | 0.6806 | 0.66307 | 0.64745 | 0.63527 | 0.62663 | 0.61972 | 0.61499 | 0.61076 | 0 | 0 | 0 | 0 | 0
F5_Commercial_OR - College_Existing_Space Heating_Natural Gas_Hydronic Heating Radiator Replacement_A_Achievable Economic UCT Potential | F5 | Commercial | OR - College | Existing | Space Heating | Natural Gas | Hydronic Heating Radiator Replacement | A | Incremental Summer Peak Savings (MW) | Achievable Economic UCT Potential | 0 | 0 | 0 | 0 | 0 | 0 | 0 | 0 | 0 | 0 | 0 | 0 | 0 | 0 | 0 | 0 | 0 | 0 | 0 | 0 | 0 | 0 | 0 | 0 | 0 | 0 | 0
F6_Commercial_OR - College_Existing_Space Heating_Natural Gas_Hydronic Heating Radiator Replacement_A_Achievable Economic UCT Potential | F6 | Commercial | OR - College | Existing | Space Heating | Natural Gas | Hydronic Heating Radiator Replacement | A | Incremental Winter Peak Savings (MW) | Achievable Economic UCT Potential | 0 | 0 | 0 | 0 | 0 | 0 | 0 | 0 | 0 | 0 | 0 | 0 | 0 | 0 | 0 | 0 | 0 | 0 | 0 | 0 | 0 | 0 | 0 | 0 | 0 | 0 | 0
F7_Commercial_OR - College_Existing_Space Heating_Natural Gas_Hydronic Heating Radiator Replacement_A_Achievable Economic UCT Potential | F7 | Commercial | OR - College | Existing | Space Heating | Natural Gas | Hydronic Heating Radiator Replacement | A | Cumulative Energy Savings (MWh or mTherms) | Achievable Economic UCT Potential | 0 | 0 | 0.42479 | 1.2816 | 2.1157 | 2.9244 | 3.7043 | 4.4503 | 5.1577 | 5.822 | 6.44 | 7.0107 | 7.5405 | 8.0343 | 8.4988 | 8.943 | 9.3797 | 9.8385 | 10.3314 | 10.8371 | 11.3695 | 11.902 | 11.887 | 11.8734 | 11.8609 | 11.8495 | 11.839
F8_Commercial_OR - College_Existing_Space Heating_Natural Gas_Hydronic Heating Radiator Replacement_A_Achievable Economic UCT Potential | F8 | Commercial | OR - College | Existing | Space Heating | Natural Gas | Hydronic Heating Radiator Replacement | A | Cumulative Summer Peak Savings (MW) | Achievable Economic UCT Potential | 0 | 0 | 0 | 0 | 0 | 0 | 0 | 0 | 0 | 0 | 0 | 0 | 0 | 0 | 0 | 0 | 0 | 0 | 0 | 0 | 0 | 0 | 0 | 0 | 0 | 0 | 0
F9_Commercial_OR - College_Existing_Space Heating_Natural Gas_Hydronic Heating Radiator Replacement_A_Achievable Economic UCT Potential | F9 | Commercial | OR - College | Existing | Space Heating | Natural Gas | Hydronic Heating Radiator Replacement | A | Cumulative Winter Peak Savings (MW) | Achievable Economic UCT Potential | 0 | 0 | 0 | 0 | 0 | 0 | 0 | 0 | 0 | 0 | 0 | 0 | 0 | 0 | 0 | 0 | 0 | 0 | 0 | 0 | 0 | 0 | 0 | 0 | 0 | 0 | 0
F10_Commercial_OR - College_Existing_Space Heating_Natural Gas_Hydronic Heating Radiator Replacement_A_Achievable Economic UCT Potential | F10 | Commercial | OR - College | Existing | Space Heating | Natural Gas | Hydronic Heating Radiator Replacement | A | Purchases (Incremental) | Achievable Economic UCT Potential | 0 | 0 | 11.7921 | 24.2049 | 24.2049 | 24.2049 | 24.2049 | 24.2049 | 24.2049 | 24.2049 | 24.2049 | 24.2049 | 24.2049 | 24.2049 | 24.2049 | 24.2049 | 24.2049 | 24.2049 | 24.2049 | 24.2049 | 24.2049 | 24.2049 | 0 | 0 | 0 | 0 | 0
F11_Commercial_OR - College_Existing_Space Heating_Natural Gas_Hydronic Heating Radiator Replacement_A_Achievable Economic UCT Potential | F11 | Commercial | OR - College | Existing | Space Heating | Natural Gas | Hydronic Heating Radiator Replacement | A | Purchases (Cumulative) | Achievable Economic UCT Potential | 0 | 0 | 11.7921 | 35.997 | 60.2019 | 84.4067 | 108.6116 | 132.8165 | 157.0214 | 181.2262 | 205.4311 | 229.636 | 253.8409 | 278.0457 | 302.2506 | 326.4555 | 350.6604 | 374.8652 | 399.0701 | 423.275 | 447.4799 | 471.6848 | 471.6848 | 471.6848 | 471.6848 | 471.6848 | 471.6848
F1_Commercial_OR - College_Existing_Space Heating_Natural Gas_Thermostat - Connected_A_Achievable Economic UCT Potential | F1 | Commercial | OR - College | Existing | Space Heating | Natural Gas | Thermostat - Connected | A | Integrated Unit Energy Savings (kWh or therms) | Achievable Economic UCT Potential | 0 | 0 | 33.7067 | 33.271 | 32.7965 | 32.2902 | 31.7425 | 31.1421 | 30.4856 | 29.7736 | 29.0113 | 28.2119 | 27.4098 | 26.622 | 25.8666 | 25.1619 | 24.531 | 24.032 | 23.668 | 23.3702 | 23.156 | 22.9609 | 22.9284 | 22.8987 | 22.8715 | 22.8466 | 22.8237
F2_Commercial_OR - College_Existing_Space Heating_Natural Gas_Thermostat - Connected_A_Achievable Economic UCT Potential | F2 | Commercial | OR - College | Existing | Space Heating | Natural Gas | Thermostat - Connected | A | Integrated Unit Summer Peak Savings (kW) | Achievable Economic UCT Potential | 0 | 0 | 0 | 0 | 0 | 0 | 0 | 0 | 0 | 0 | 0 | 0 | 0 | 0 | 0 | 0 | 0 | 0 | 0 | 0 | 0 | 0 | 0 | 0 | 0 | 0 | 0
F3_Commercial_OR - College_Existing_Space Heating_Natural Gas_Thermostat - Connected_A_Achievable Economic UCT Potential | F3 | Commercial | OR - College | Existing | Space Heating | Natural Gas | Thermostat - Connected | A | Integrated Unit Winter Peak Savings (kW) | Achievable Economic UCT Potential | 0 | 0 | 0 | 0 | 0 | 0 | 0 | 0 | 0 | 0 | 0 | 0 | 0 | 0 | 0 | 0 | 0 | 0 | 0 | 0 | 0 | 0 | 0 | 0 | 0 | 0 | 0
F4_Commercial_OR - College_Existing_Space Heating_Natural Gas_Thermostat - Connected_A_Achievable Economic UCT Potential | F4 | Commercial | OR - College | Existing | Space Heating | Natural Gas | Thermostat - Connected | A | Incremental Energy Savings (MWh or mTherms) | Achievable Economic UCT Potential | 0 | 0 | 0.36942 | 0.44772 | 0.54007 | 0.61725 | 0.69211 | 0.45255 | 0.44228 | 0.36028 | 0.22646 | 0.037733 | 0 | 0 | 0 | 0 | 0 | 0 | 0 | 0 | 0 | 0 | 0 | 0 | 0 | 0 | 0
F5_Commercial_OR - College_Existing_Space Heating_Natural Gas_Thermostat - Connected_A_Achievable Economic UCT Potential | F5 | Commercial | OR - College | Existing | Space Heating | Natural Gas | Thermostat - Connected | A | Incremental Summer Peak Savings (MW) | Achievable Economic UCT Potential | 0 | 0 | 0 | 0 | 0 | 0 | 0 | 0 | 0 | 0 | 0 | 0 | 0 | 0 | 0 | 0 | 0 | 0 | 0 | 0 | 0 | 0 | 0 | 0 | 0 | 0 | 0
F6_Commercial_OR - College_Existing_Space Heating_Natural Gas_Thermostat - Connected_A_Achievable Economic UCT Potential | F6 | Commercial | OR - College | Existing | Space Heating | Natural Gas | Thermostat - Connected | A | Incremental Winter Peak Savings (MW) | Achievable Economic UCT Potential | 0 | 0 | 0 | 0 | 0 | 0 | 0 | 0 | 0 | 0 | 0 | 0 | 0 | 0 | 0 | 0 | 0 | 0 | 0 | 0 | 0 | 0 | 0 | 0 | 0 | 0 | 0
F7_Commercial_OR - College_Existing_Space Heating_Natural Gas_Thermostat - Connected_A_Achievable Economic UCT Potential | F7 | Commercial | OR - College | Existing | Space Heating | Natural Gas | Thermostat - Connected | A | Cumulative Energy Savings (MWh or mTherms) | Achievable Economic UCT Potential | 0 | 0 | 0.36942 | 0.81236 | 1.3408 | 1.9374 | 2.5967 | 3.0001 | 3.3791 | 3.6605 | 3.7932 | 3.7264 | 3.6205 | 3.5164 | 3.4166 | 3.3236 | 3.2402 | 3.1743 | 3.1262 | 3.0869 | 3.0586 | 3.0328 | 3.0285 | 3.0246 | 3.021 | 3.0177 | 3.0147
F8_Commercial_OR - College_Existing_Space Heating_Natural Gas_Thermostat - Connected_A_Achievable Economic UCT Potential | F8 | Commercial | OR - College | Existing | Space Heating | Natural Gas | Thermostat - Connected | A | Cumulative Summer Peak Savings (MW) | Achievable Economic UCT Potential | 0 | 0 | 0 | 0 | 0 | 0 | 0 | 0 | 0 | 0 | 0 | 0 | 0 | 0 | 0 | 0 | 0 | 0 | 0 | 0 | 0 | 0 | 0 | 0 | 0 | 0 | 0
F9_Commercial_OR - College_Existing_Space Heating_Natural Gas_Thermostat - Connected_A_Achievable Economic UCT Potential | F9 | Commercial | OR - College | Existing | Space Heating | Natural Gas | Thermostat - Connected | A | Cumulative Winter Peak Savings (MW) | Achievable Economic UCT Potential | 0 | 0 | 0 | 0 | 0 | 0 | 0 | 0 | 0 | 0 | 0 | 0 | 0 | 0 | 0 | 0 | 0 | 0 | 0 | 0 | 0 | 0 | 0 | 0 | 0 | 0 | 0
F10_Commercial_OR - College_Existing_Space Heating_Natural Gas_Thermostat - Connected_A_Achievable Economic UCT Potential | F10 | Commercial | OR - College | Existing | Space Heating | Natural Gas | Thermostat - Connected | A | Purchases (Incremental) | Achievable Economic UCT Potential | 0 | 0 | 10.9597 | 13.4568 | 16.4672 | 19.1158 | 21.804 | 14.5318 | 14.5078 | 12.1006 | 7.8059 | 1.3375 | 0 | 0 | 0 | 0 | 0 | 0 | 0 | 0 | 0 | 0 | 0 | 0 | 0 | 0 | 0
F11_Commercial_OR - College_Existing_Space Heating_Natural Gas_Thermostat - Connected_A_Achievable Economic UCT Potential | F11 | Commercial | OR - College | Existing | Space Heating | Natural Gas | Thermostat - Connected | A | Purchases (Cumulative) | Achievable Economic UCT Potential | 0 | 0 | 10.9597 | 24.4165 | 40.8837 | 59.9995 | 81.8035 | 96.3353 | 110.8431 | 122.9437 | 130.7496 | 132.0871 | 132.0871 | 132.0871 | 132.0871 | 132.0871 | 132.0871 | 132.0871 | 132.0871 | 132.0871 | 132.0871 | 132.0871 | 132.0871 | 132.0871 | 132.0871 | 132.0871 | 132.0871
F1_Commercial_OR - College_Existing_Water Heating_Natural Gas_Water Heater - Thermostatic Shower Restriction Valve_A_Achievable Economic UCT Potential | F1 | Commercial | OR - College | Existing | Water Heating | Natural Gas | Water Heater - Thermostatic Shower Restriction Valve | A | Integrated Unit Energy Savings (kWh or therms) | Achievable Economic UCT Potential | 0 | 0 | 3.7839 | 3.7041 | 3.6304 | 3.5602 | 3.4933 | 3.4284 | 3.3687 | 3.3138 | 3.2634 | 3.2188 | 3.1826 | 3.1545 | 3.1364 | 3.1182 | 3.1049 | 3.0944 | 3.0861 | 3.0794 | 3.0747 | 3.0713 | 3.069 | 3.0673 | 3.065 | 3.0644 | 3.0639
F2_Commercial_OR - College_Existing_Water Heating_Natural Gas_Water Heater - Thermostatic Shower Restriction Valve_A_Achievable Economic UCT Potential | F2 | Commercial | OR - College | Existing | Water Heating | Natural Gas | Water Heater - Thermostatic Shower Restriction Valve | A | Integrated Unit Summer Peak Savings (kW) | Achievable Economic UCT Potential | 0 | 0 | 0 | 0 | 0 | 0 | 0 | 0 | 0 | 0 | 0 | 0 | 0 | 0 | 0 | 0 | 0 | 0 | 0 | 0 | 0 | 0 | 0 | 0 | 0 | 0 | 0
F3_Commercial_OR - College_Existing_Water Heating_Natural Gas_Water Heater - Thermostatic Shower Restriction Valve_A_Achievable Economic UCT Potential | F3 | Commercial | OR - College | Existing | Water Heating | Natural Gas | Water Heater - Thermostatic Shower Restriction Valve | A | Integrated Unit Winter Peak Savings (kW) | Achievable Economic UCT Potential | 0 | 0 | 0 | 0 | 0 | 0 | 0 | 0 | 0 | 0 | 0 | 0 | 0 | 0 | 0 | 0 | 0 | 0 | 0 | 0 | 0 | 0 | 0 | 0 | 0 | 0 | 0
F4_Commercial_OR - College_Existing_Water Heating_Natural Gas_Water Heater - Thermostatic Shower Restriction Valve_A_Achievable Economic UCT Potential | F4 | Commercial | OR - College | Existing | Water Heating | Natural Gas | Water Heater - Thermostatic Shower Restriction Valve | A | Incremental Energy Savings (MWh or mTherms) | Achievable Economic UCT Potential | 0 | 0 | 0 | 0 | 0 | 0 | 0 | 0 | 0 | 0 | 0 | 0 | 0 | 0 | 0 | 0 | 0 | 0 | 0 | 0 | 0 | 0 | 0 | 0 | 0 | 0 | 0
F5_Commercial_OR - College_Existing_Water Heating_Natural Gas_Water Heater - Thermostatic Shower Restriction Valve_A_Achievable Economic UCT Potential | F5 | Commercial | OR - College | Existing | Water Heating | Natural Gas | Water Heater - Thermostatic Shower Restriction Valve | A | Incremental Summer Peak Savings (MW) | Achievable Economic UCT Potential | 0 | 0 | 0 | 0 | 0 | 0 | 0 | 0 | 0 | 0 | 0 | 0 | 0 | 0 | 0 | 0 | 0 | 0 | 0 | 0 | 0 | 0 | 0 | 0 | 0 | 0 | 0
F6_Commercial_OR - College_Existing_Water Heating_Natural Gas_Water Heater - Thermostatic Shower Restriction Valve_A_Achievable Economic UCT Potential | F6 | Commercial | OR - College | Existing | Water Heating | Natural Gas | Water Heater - Thermostatic Shower Restriction Valve | A | Incremental Winter Peak Savings (MW) | Achievable Economic UCT Potential | 0 | 0 | 0 | 0 | 0 | 0 | 0 | 0 | 0 | 0 | 0 | 0 | 0 | 0 | 0 | 0 | 0 | 0 | 0 | 0 | 0 | 0 | 0 | 0 | 0 | 0 | 0
F7_Commercial_OR - College_Existing_Water Heating_Natural Gas_Water Heater - Thermostatic Shower Restriction Valve_A_Achievable Economic UCT Potential | F7 | Commercial | OR - College | Existing | Water Heating | Natural Gas | Water Heater - Thermostatic Shower Restriction Valve | A | Cumulative Energy Savings (MWh or mTherms) | Achievable Economic UCT Potential | 0 | 0 | 0 | 0 | 0 | 0 | 0 | 0 | 0 | 0 | 0 | 0 | 0 | 0 | 0 | 0 | 0 | 0 | 0 | 0 | 0 | 0 | 0 | 0 | 0 | 0 | 0
F8_Commercial_OR - College_Existing_Water Heating_Natural Gas_Water Heater - Thermostatic Shower Restriction Valve_A_Achievable Economic UCT Potential | F8 | Commercial | OR - College | Existing | Water Heating | Natural Gas | Water Heater - Thermostatic Shower Restriction Valve | A | Cumulative Summer Peak Savings (MW) | Achievable Economic UCT Potential | 0 | 0 | 0 | 0 | 0 | 0 | 0 | 0 | 0 | 0 | 0 | 0 | 0 | 0 | 0 | 0 | 0 | 0 | 0 | 0 | 0 | 0 | 0 | 0 | 0 | 0 | 0
F9_Commercial_OR - College_Existing_Water Heating_Natural Gas_Water Heater - Thermostatic Shower Restriction Valve_A_Achievable Economic UCT Potential | F9 | Commercial | OR - College | Existing | Water Heating | Natural Gas | Water Heater - Thermostatic Shower Restriction Valve | A | Cumulative Winter Peak Savings (MW) | Achievable Economic UCT Potential | 0 | 0 | 0 | 0 | 0 | 0 | 0 | 0 | 0 | 0 | 0 | 0 | 0 | 0 | 0 | 0 | 0 | 0 | 0 | 0 | 0 | 0 | 0 | 0 | 0 | 0 | 0
F10_Commercial_OR - College_Existing_Water Heating_Natural Gas_Water Heater - Thermostatic Shower Restriction Valve_A_Achievable Economic UCT Potential | F10 | Commercial | OR - College | Existing | Water Heating | Natural Gas | Water Heater - Thermostatic Shower Restriction Valve | A | Purchases (Incremental) | Achievable Economic UCT Potential | 0 | 0 | 0 | 0 | 0 | 0 | 0 | 0 | 0 | 0 | 0 | 0 | 0 | 0 | 0 | 0 | 0 | 0 | 0 | 0 | 0 | 0 | 0 | 0 | 0 | 0 | 0
F11_Commercial_OR - College_Existing_Water Heating_Natural Gas_Water Heater - Thermostatic Shower Restriction Valve_A_Achievable Economic UCT Potential | F11 | Commercial | OR - College | Existing | Water Heating | Natural Gas | Water Heater - Thermostatic Shower Restriction Valve | A | Purchases (Cumulative) | Achievable Economic UCT Potential | 0 | 0 | 0 | 0 | 0 | 0 | 0 | 0 | 0 | 0 | 0 | 0 | 0 | 0 | 0 | 0 | 0 | 0 | 0 | 0 | 0 | 0 | 0 | 0 | 0 | 0 | 0
F1_Commercial_OR - College_Existing_Water Heating_Natural Gas_Water Heater - Pre-Rinse Spray Valve_A_Achievable Economic UCT Potential | F1 | Commercial | OR - College | Existing | Water Heating | Natural Gas | Water Heater - Pre-Rinse Spray Valve | A | Integrated Unit Energy Savings (kWh or therms) | Achievable Economic UCT Potential | 0 | 0 | 16.1105 | 15.7339 | 15.3851 | 15.0698 | 14.7868 | 14.512 | 14.2592 | 14.0267 | 13.8133 | 13.6249 | 13.4717 | 13.3526 | 13.276 | 13.199 | 13.1427 | 13.098 | 13.063 | 13.0348 | 13.0147 | 13.0005 | 12.9904 | 12.9832 | 12.9735 | 12.9711 | 12.9691
F2_Commercial_OR - College_Existing_Water Heating_Natural Gas_Water Heater - Pre-Rinse Spray Valve_A_Achievable Economic UCT Potential | F2 | Commercial | OR - College | Existing | Water Heating | Natural Gas | Water Heater - Pre-Rinse Spray Valve | A | Integrated Unit Summer Peak Savings (kW) | Achievable Economic UCT Potential | 0 | 0 | 0 | 0 | 0 | 0 | 0 | 0 | 0 | 0 | 0 | 0 | 0 | 0 | 0 | 0 | 0 | 0 | 0 | 0 | 0 | 0 | 0 | 0 | 0 | 0 | 0
F3_Commercial_OR - College_Existing_Water Heating_Natural Gas_Water Heater - Pre-Rinse Spray Valve_A_Achievable Economic UCT Potential | F3 | Commercial | OR - College | Existing | Water Heating | Natural Gas | Water Heater - Pre-Rinse Spray Valve | A | Integrated Unit Winter Peak Savings (kW) | Achievable Economic UCT Potential | 0 | 0 | 0 | 0 | 0 | 0 | 0 | 0 | 0 | 0 | 0 | 0 | 0 | 0 | 0 | 0 | 0 | 0 | 0 | 0 | 0 | 0 | 0 | 0 | 0 | 0 | 0
F4_Commercial_OR - College_Existing_Water Heating_Natural Gas_Water Heater - Pre-Rinse Spray Valve_A_Achievable Economic UCT Potential | F4 | Commercial | OR - College | Existing | Water Heating | Natural Gas | Water Heater - Pre-Rinse Spray Valve | A | Incremental Energy Savings (MWh or mTherms) | Achievable Economic UCT Potential | 0 | 0 | 0 | 0 | 0 | 0 | 0 | 0 | 0 | 0 | 0 | 0 | 0 | 0 | 0 | 0 | 0 | 0 | 0 | 0 | 0 | 0 | 0 | 0 | 0 | 0 | 0
F5_Commercial_OR - College_Existing_Water Heating_Natural Gas_Water Heater - Pre-Rinse Spray Valve_A_Achievable Economic UCT Potential | F5 | Commercial | OR - College | Existing | Water Heating | Natural Gas | Water Heater - Pre-Rinse Spray Valve | A | Incremental Summer Peak Savings (MW) | Achievable Economic UCT Potential | 0 | 0 | 0 | 0 | 0 | 0 | 0 | 0 | 0 | 0 | 0 | 0 | 0 | 0 | 0 | 0 | 0 | 0 | 0 | 0 | 0 | 0 | 0 | 0 | 0 | 0 | 0
F6_Commercial_OR - College_Existing_Water Heating_Natural Gas_Water Heater - Pre-Rinse Spray Valve_A_Achievable Economic UCT Potential | F6 | Commercial | OR - College | Existing | Water Heating | Natural Gas | Water Heater - Pre-Rinse Spray Valve | A | Incremental Winter Peak Savings (MW) | Achievable Economic UCT Potential | 0 | 0 | 0 | 0 | 0 | 0 | 0 | 0 | 0 | 0 | 0 | 0 | 0 | 0 | 0 | 0 | 0 | 0 | 0 | 0 | 0 | 0 | 0 | 0 | 0 | 0 | 0
F7_Commercial_OR - College_Existing_Water Heating_Natural Gas_Water Heater - Pre-Rinse Spray Valve_A_Achievable Economic UCT Potential | F7 | Commercial | OR - College | Existing | Water Heating | Natural Gas | Water Heater - Pre-Rinse Spray Valve | A | Cumulative Energy Savings (MWh or mTherms) | Achievable Economic UCT Potential | 0 | 0 | 0 | 0 | 0 | 0 | 0 | 0 | 0 | 0 | 0 | 0 | 0 | 0 | 0 | 0 | 0 | 0 | 0 | 0 | 0 | 0 | 0 | 0 | 0 | 0 | 0
F8_Commercial_OR - College_Existing_Water Heating_Natural Gas_Water Heater - Pre-Rinse Spray Valve_A_Achievable Economic UCT Potential | F8 | Commercial | OR - College | Existing | Water Heating | Natural Gas | Water Heater - Pre-Rinse Spray Valve | A | Cumulative Summer Peak Savings (MW) | Achievable Economic UCT Potential | 0 | 0 | 0 | 0 | 0 | 0 | 0 | 0 | 0 | 0 | 0 | 0 | 0 | 0 | 0 | 0 | 0 | 0 | 0 | 0 | 0 | 0 | 0 | 0 | 0 | 0 | 0
F9_Commercial_OR - College_Existing_Water Heating_Natural Gas_Water Heater - Pre-Rinse Spray Valve_A_Achievable Economic UCT Potential | F9 | Commercial | OR - College | Existing | Water Heating | Natural Gas | Water Heater - Pre-Rinse Spray Valve | A | Cumulative Winter Peak Savings (MW) | Achievable Economic UCT Potential | 0 | 0 | 0 | 0 | 0 | 0 | 0 | 0 | 0 | 0 | 0 | 0 | 0 | 0 | 0 | 0 | 0 | 0 | 0 | 0 | 0 | 0 | 0 | 0 | 0 | 0 | 0
F10_Commercial_OR - College_Existing_Water Heating_Natural Gas_Water Heater - Pre-Rinse Spray Valve_A_Achievable Economic UCT Potential | F10 | Commercial | OR - College | Existing | Water Heating | Natural Gas | Water Heater - Pre-Rinse Spray Valve | A | Purchases (Incremental) | Achievable Economic UCT Potential | 0 | 0 | 0 | 0 | 0 | 0 | 0 | 0 | 0 | 0 | 0 | 0 | 0 | 0 | 0 | 0 | 0 | 0 | 0 | 0 | 0 | 0 | 0 | 0 | 0 | 0 | 0
F11_Commercial_OR - College_Existing_Water Heating_Natural Gas_Water Heater - Pre-Rinse Spray Valve_A_Achievable Economic UCT Potential | F11 | Commercial | OR - College | Existing | Water Heating | Natural Gas | Water Heater - Pre-Rinse Spray Valve | A | Purchases (Cumulative) | Achievable Economic UCT Potential | 0 | 0 | 0 | 0 | 0 | 0 | 0 | 0 | 0 | 0 | 0 | 0 | 0 | 0 | 0 | 0 | 0 | 0 | 0 | 0 | 0 | 0 | 0 | 0 | 0 | 0 | 0
F1_Commercial_OR - College_Existing_Water Heating_Natural Gas_Water Heater - Temperature Setback_A_Achievable Economic UCT Potential | F1 | Commercial | OR - College | Existing | Water Heating | Natural Gas | Water Heater - Temperature Setback | A | Integrated Unit Energy Savings (kWh or therms) | Achievable Economic UCT Potential | 0 | 0 | 100.0384 | 98.3184 | 96.7389 | 95.2903 | 93.963 | 92.7484 | 91.6523 | 90.6826 | 89.8029 | 89.0088 | 88.3413 | 87.7883 | 87.3361 | 86.8591 | 86.4887 | 86.1945 | 85.9638 | 85.7782 | 85.6463 | 85.5528 | 85.4865 | 85.4391 | 85.3752 | 85.3591 | 85.3462
F2_Commercial_OR - College_Existing_Water Heating_Natural Gas_Water Heater - Temperature Setback_A_Achievable Economic UCT Potential | F2 | Commercial | OR - College | Existing | Water Heating | Natural Gas | Water Heater - Temperature Setback | A | Integrated Unit Summer Peak Savings (kW) | Achievable Economic UCT Potential | 0 | 0 | 0 | 0 | 0 | 0 | 0 | 0 | 0 | 0 | 0 | 0 | 0 | 0 | 0 | 0 | 0 | 0 | 0 | 0 | 0 | 0 | 0 | 0 | 0 | 0 | 0
F3_Commercial_OR - College_Existing_Water Heating_Natural Gas_Water Heater - Temperature Setback_A_Achievable Economic UCT Potential | F3 | Commercial | OR - College | Existing | Water Heating | Natural Gas | Water Heater - Temperature Setback | A | Integrated Unit Winter Peak Savings (kW) | Achievable Economic UCT Potential | 0 | 0 | 0 | 0 | 0 | 0 | 0 | 0 | 0 | 0 | 0 | 0 | 0 | 0 | 0 | 0 | 0 | 0 | 0 | 0 | 0 | 0 | 0 | 0 | 0 | 0 | 0
F4_Commercial_OR - College_Existing_Water Heating_Natural Gas_Water Heater - Temperature Setback_A_Achievable Economic UCT Potential | F4 | Commercial | OR - College | Existing | Water Heating | Natural Gas | Water Heater - Temperature Setback | A | Incremental Energy Savings (MWh or mTherms) | Achievable Economic UCT Potential | 0 | 0 | 0.29066 | 0.35075 | 0.14124 | 0.14296 | 0.13294 | 0.15677 | 0 | 0 | 0 | 0 | 0 | 0 | 0 | 0 | 0 | 0 | 0 | 0 | 0 | 0 | 0 | 0 | 0 | 0 | 0
F5_Commercial_OR - College_Existing_Water Heating_Natural Gas_Water Heater - Temperature Setback_A_Achievable Economic UCT Potential | F5 | Commercial | OR - College | Existing | Water Heating | Natural Gas | Water Heater - Temperature Setback | A | Incremental Summer Peak Savings (MW) | Achievable Economic UCT Potential | 0 | 0 | 0 | 0 | 0 | 0 | 0 | 0 | 0 | 0 | 0 | 0 | 0 | 0 | 0 | 0 | 0 | 0 | 0 | 0 | 0 | 0 | 0 | 0 | 0 | 0 | 0
F6_Commercial_OR - College_Existing_Water Heating_Natural Gas_Water Heater - Temperature Setback_A_Achievable Economic UCT Potential | F6 | Commercial | OR - College | Existing | Water Heating | Natural Gas | Water Heater - Temperature Setback | A | Incremental Winter Peak Savings (MW) | Achievable Economic UCT Potential | 0 | 0 | 0 | 0 | 0 | 0 | 0 | 0 | 0 | 0 | 0 | 0 | 0 | 0 | 0 | 0 | 0 | 0 | 0 | 0 | 0 | 0 | 0 | 0 | 0 | 0 | 0
F7_Commercial_OR - College_Existing_Water Heating_Natural Gas_Water Heater - Temperature Setback_A_Achievable Economic UCT Potential | F7 | Commercial | OR - College | Existing | Water Heating | Natural Gas | Water Heater - Temperature Setback | A | Cumulative Energy Savings (MWh or mTherms) | Achievable Economic UCT Potential | 0 | 0 | 0.29066 | 0.63641 | 0.76743 | 0.89889 | 1.0193 | 1.1629 | 1.1492 | 1.137 | 1.126 | 1.116 | 1.1076 | 1.1007 | 1.095 | 1.0891 | 1.0844 | 1.0807 | 1.0778 | 1.0755 | 1.0739 | 1.0727 | 1.0718 | 1.0713 | 1.0705 | 1.0703 | 1.0701
F8_Commercial_OR - College_Existing_Water Heating_Natural Gas_Water Heater - Temperature Setback_A_Achievable Economic UCT Potential | F8 | Commercial | OR - College | Existing | Water Heating | Natural Gas | Water Heater - Temperature Setback | A | Cumulative Summer Peak Savings (MW) | Achievable Economic UCT Potential | 0 | 0 | 0 | 0 | 0 | 0 | 0 | 0 | 0 | 0 | 0 | 0 | 0 | 0 | 0 | 0 | 0 | 0 | 0 | 0 | 0 | 0 | 0 | 0 | 0 | 0 | 0
F9_Commercial_OR - College_Existing_Water Heating_Natural Gas_Water Heater - Temperature Setback_A_Achievable Economic UCT Potential | F9 | Commercial | OR - College | Existing | Water Heating | Natural Gas | Water Heater - Temperature Setback | A | Cumulative Winter Peak Savings (MW) | Achievable Economic UCT Potential | 0 | 0 | 0 | 0 | 0 | 0 | 0 | 0 | 0 | 0 | 0 | 0 | 0 | 0 | 0 | 0 | 0 | 0 | 0 | 0 | 0 | 0 | 0 | 0 | 0 | 0 | 0
F10_Commercial_OR - College_Existing_Water Heating_Natural Gas_Water Heater - Temperature Setback_A_Achievable Economic UCT Potential | F10 | Commercial | OR - College | Existing | Water Heating | Natural Gas | Water Heater - Temperature Setback | A | Purchases (Incremental) | Achievable Economic UCT Potential | 0 | 0 | 2.9055 | 3.5675 | 1.46 | 1.5002 | 1.4148 | 1.6902 | 0 | 0 | 0 | 0 | 0 | 0 | 0 | 0 | 0 | 0 | 0 | 0 | 0 | 0 | 0 | 0 | 0 | 0 | 0
F11_Commercial_OR - College_Existing_Water Heating_Natural Gas_Water Heater - Temperature Setback_A_Achievable Economic UCT Potential | F11 | Commercial | OR - College | Existing | Water Heating | Natural Gas | Water Heater - Temperature Setback | A | Purchases (Cumulative) | Achievable Economic UCT Potential | 0 | 0 | 2.9055 | 6.4729 | 7.933 | 9.4332 | 10.848 | 12.5382 | 12.5382 | 12.5382 | 12.5382 | 12.5382 | 12.5382 | 12.5382 | 12.5382 | 12.5382 | 12.5382 | 12.5382 | 12.5382 | 12.5382 | 12.5382 | 12.5382 | 12.5382 | 12.5382 | 12.5382 | 12.5382 | 12.5382
F1_Commercial_OR - College_Existing_Water Heating_Natural Gas_Water Heater - Faucet Aerators_A_Achievable Economic UCT Potential | F1 | Commercial | OR - College | Existing | Water Heating | Natural Gas | Water Heater - Faucet Aerators | A | Integrated Unit Energy Savings (kWh or therms) | Achievable Economic UCT Potential | 0 | 0 | 12.8618 | 12.626 | 12.4173 | 12.2253 | 12.0495 | 11.8872 | 11.7467 | 11.6224 | 11.5097 | 11.4079 | 11.3224 | 11.2515 | 11.1935 | 11.1324 | 11.0849 | 11.0472 | 11.0176 | 10.9939 | 10.9769 | 10.965 | 10.9565 | 10.9504 | 10.9422 | 10.9401 | 10.9385
F2_Commercial_OR - College_Existing_Water Heating_Natural Gas_Water Heater - Faucet Aerators_A_Achievable Economic UCT Potential | F2 | Commercial | OR - College | Existing | Water Heating | Natural Gas | Water Heater - Faucet Aerators | A | Integrated Unit Summer Peak Savings (kW) | Achievable Economic UCT Potential | 0 | 0 | 0 | 0 | 0 | 0 | 0 | 0 | 0 | 0 | 0 | 0 | 0 | 0 | 0 | 0 | 0 | 0 | 0 | 0 | 0 | 0 | 0 | 0 | 0 | 0 | 0
F3_Commercial_OR - College_Existing_Water Heating_Natural Gas_Water Heater - Faucet Aerators_A_Achievable Economic UCT Potential | F3 | Commercial | OR - College | Existing | Water Heating | Natural Gas | Water Heater - Faucet Aerators | A | Integrated Unit Winter Peak Savings (kW) | Achievable Economic UCT Potential | 0 | 0 | 0 | 0 | 0 | 0 | 0 | 0 | 0 | 0 | 0 | 0 | 0 | 0 | 0 | 0 | 0 | 0 | 0 | 0 | 0 | 0 | 0 | 0 | 0 | 0 | 0
F4_Commercial_OR - College_Existing_Water Heating_Natural Gas_Water Heater - Faucet Aerators_A_Achievable Economic UCT Potential | F4 | Commercial | OR - College | Existing | Water Heating | Natural Gas | Water Heater - Faucet Aerators | A | Incremental Energy Savings (MWh or mTherms) | Achievable Economic UCT Potential | 0 | 0 | 0 | 0 | 0 | 0 | 0 | 0 | 0 | 0 | 0 | 0 | 0 | 0 | 0 | 0 | 0 | 0 | 0 | 0 | 0 | 0 | 0 | 0 | 0 | 0 | 0
F5_Commercial_OR - College_Existing_Water Heating_Natural Gas_Water Heater - Faucet Aerators_A_Achievable Economic UCT Potential | F5 | Commercial | OR - College | Existing | Water Heating | Natural Gas | Water Heater - Faucet Aerators | A | Incremental Summer Peak Savings (MW) | Achievable Economic UCT Potential | 0 | 0 | 0 | 0 | 0 | 0 | 0 | 0 | 0 | 0 | 0 | 0 | 0 | 0 | 0 | 0 | 0 | 0 | 0 | 0 | 0 | 0 | 0 | 0 | 0 | 0 | 0
F6_Commercial_OR - College_Existing_Water Heating_Natural Gas_Water Heater - Faucet Aerators_A_Achievable Economic UCT Potential | F6 | Commercial | OR - College | Existing | Water Heating | Natural Gas | Water Heater - Faucet Aerators | A | Incremental Winter Peak Savings (MW) | Achievable Economic UCT Potential | 0 | 0 | 0 | 0 | 0 | 0 | 0 | 0 | 0 | 0 | 0 | 0 | 0 | 0 | 0 | 0 | 0 | 0 | 0 | 0 | 0 | 0 | 0 | 0 | 0 | 0 | 0
F7_Commercial_OR - College_Existing_Water Heating_Natural Gas_Water Heater - Faucet Aerators_A_Achievable Economic UCT Potential | F7 | Commercial | OR - College | Existing | Water Heating | Natural Gas | Water Heater - Faucet Aerators | A | Cumulative Energy Savings (MWh or mTherms) | Achievable Economic UCT Potential | 0 | 0 | 0 | 0 | 0 | 0 | 0 | 0 | 0 | 0 | 0 | 0 | 0 | 0 | 0 | 0 | 0 | 0 | 0 | 0 | 0 | 0 | 0 | 0 | 0 | 0 | 0
F8_Commercial_OR - College_Existing_Water Heating_Natural Gas_Water Heater - Faucet Aerators_A_Achievable Economic UCT Potential | F8 | Commercial | OR - College | Existing | Water Heating | Natural Gas | Water Heater - Faucet Aerators | A | Cumulative Summer Peak Savings (MW) | Achievable Economic UCT Potential | 0 | 0 | 0 | 0 | 0 | 0 | 0 | 0 | 0 | 0 | 0 | 0 | 0 | 0 | 0 | 0 | 0 | 0 | 0 | 0 | 0 | 0 | 0 | 0 | 0 | 0 | 0
F9_Commercial_OR - College_Existing_Water Heating_Natural Gas_Water Heater - Faucet Aerators_A_Achievable Economic UCT Potential | F9 | Commercial | OR - College | Existing | Water Heating | Natural Gas | Water Heater - Faucet Aerators | A | Cumulative Winter Peak Savings (MW) | Achievable Economic UCT Potential | 0 | 0 | 0 | 0 | 0 | 0 | 0 | 0 | 0 | 0 | 0 | 0 | 0 | 0 | 0 | 0 | 0 | 0 | 0 | 0 | 0 | 0 | 0 | 0 | 0 | 0 | 0
F10_Commercial_OR - College_Existing_Water Heating_Natural Gas_Water Heater - Faucet Aerators_A_Achievable Economic UCT Potential | F10 | Commercial | OR - College | Existing | Water Heating | Natural Gas | Water Heater - Faucet Aerators | A | Purchases (Incremental) | Achievable Economic UCT Potential | 0 | 0 | 0 | 0 | 0 | 0 | 0 | 0 | 0 | 0 | 0 | 0 | 0 | 0 | 0 | 0 | 0 | 0 | 0 | 0 | 0 | 0 | 0 | 0 | 0 | 0 | 0
F11_Commercial_OR - College_Existing_Water Heating_Natural Gas_Water Heater - Faucet Aerators_A_Achievable Economic UCT Potential | F11 | Commercial | OR - College | Existing | Water Heating | Natural Gas | Water Heater - Faucet Aerators | A | Purchases (Cumulative) | Achievable Economic UCT Potential | 0 | 0 | 0 | 0 | 0 | 0 | 0 | 0 | 0 | 0 | 0 | 0 | 0 | 0 | 0 | 0 | 0 | 0 | 0 | 0 | 0 | 0 | 0 | 0 | 0 | 0 | 0
F1_Commercial_OR - College_Existing_Water Heating_Natural Gas_Water Heater - Low-Flow Showerheads_A_Achievable Economic UCT Potential | F1 | Commercial | OR - College | Existing | Water Heating | Natural Gas | Water Heater - Low-Flow Showerheads | A | Integrated Unit Energy Savings (kWh or therms) | Achievable Economic UCT Potential | 0 | 0 | 11.4438 | 11.2146 | 11.006 | 10.8093 | 10.6239 | 10.4464 | 10.2855 | 10.1389 | 10.0053 | 9.8868 | 9.7896 | 9.7126 | 9.6626 | 9.6098 | 9.5688 | 9.5363 | 9.5107 | 9.4902 | 9.4756 | 9.4653 | 9.4579 | 9.4527 | 9.4456 | 9.4438 | 9.4424
F2_Commercial_OR - College_Existing_Water Heating_Natural Gas_Water Heater - Low-Flow Showerheads_A_Achievable Economic UCT Potential | F2 | Commercial | OR - College | Existing | Water Heating | Natural Gas | Water Heater - Low-Flow Showerheads | A | Integrated Unit Summer Peak Savings (kW) | Achievable Economic UCT Potential | 0 | 0 | 0 | 0 | 0 | 0 | 0 | 0 | 0 | 0 | 0 | 0 | 0 | 0 | 0 | 0 | 0 | 0 | 0 | 0 | 0 | 0 | 0 | 0 | 0 | 0 | 0
F3_Commercial_OR - College_Existing_Water Heating_Natural Gas_Water Heater - Low-Flow Showerheads_A_Achievable Economic UCT Potential | F3 | Commercial | OR - College | Existing | Water Heating | Natural Gas | Water Heater - Low-Flow Showerheads | A | Integrated Unit Winter Peak Savings (kW) | Achievable Economic UCT Potential | 0 | 0 | 0 | 0 | 0 | 0 | 0 | 0 | 0 | 0 | 0 | 0 | 0 | 0 | 0 | 0 | 0 | 0 | 0 | 0 | 0 | 0 | 0 | 0 | 0 | 0 | 0
F4_Commercial_OR - College_Existing_Water Heating_Natural Gas_Water Heater - Low-Flow Showerheads_A_Achievable Economic UCT Potential | F4 | Commercial | OR - College | Existing | Water Heating | Natural Gas | Water Heater - Low-Flow Showerheads | A | Incremental Energy Savings (MWh or mTherms) | Achievable Economic UCT Potential | 0 | 0 | 0 | 0 | 0 | 0 | 0 | 0 | 0 | 0 | 0 | 0 | 0 | 0 | 0 | 0 | 0 | 0 | 0 | 0 | 0 | 0 | 0 | 0 | 0 | 0 | 0
F5_Commercial_OR - College_Existing_Water Heating_Natural Gas_Water Heater - Low-Flow Showerheads_A_Achievable Economic UCT Potential | F5 | Commercial | OR - College | Existing | Water Heating | Natural Gas | Water Heater - Low-Flow Showerheads | A | Incremental Summer Peak Savings (MW) | Achievable Economic UCT Potential | 0 | 0 | 0 | 0 | 0 | 0 | 0 | 0 | 0 | 0 | 0 | 0 | 0 | 0 | 0 | 0 | 0 | 0 | 0 | 0 | 0 | 0 | 0 | 0 | 0 | 0 | 0
F6_Commercial_OR - College_Existing_Water Heating_Natural Gas_Water Heater - Low-Flow Showerheads_A_Achievable Economic UCT Potential | F6 | Commercial | OR - College | Existing | Water Heating | Natural Gas | Water Heater - Low-Flow Showerheads | A | Incremental Winter Peak Savings (MW) | Achievable Economic UCT Potential | 0 | 0 | 0 | 0 | 0 | 0 | 0 | 0 | 0 | 0 | 0 | 0 | 0 | 0 | 0 | 0 | 0 | 0 | 0 | 0 | 0 | 0 | 0 | 0 | 0 | 0 | 0
F7_Commercial_OR - College_Existing_Water Heating_Natural Gas_Water Heater - Low-Flow Showerheads_A_Achievable Economic UCT Potential | F7 | Commercial | OR - College | Existing | Water Heating | Natural Gas | Water Heater - Low-Flow Showerheads | A | Cumulative Energy Savings (MWh or mTherms) | Achievable Economic UCT Potential | 0 | 0 | 0 | 0 | 0 | 0 | 0 | 0 | 0 | 0 | 0 | 0 | 0 | 0 | 0 | 0 | 0 | 0 | 0 | 0 | 0 | 0 | 0 | 0 | 0 | 0 | 0
F8_Commercial_OR - College_Existing_Water Heating_Natural Gas_Water Heater - Low-Flow Showerheads_A_Achievable Economic UCT Potential | F8 | Commercial | OR - College | Existing | Water Heating | Natural Gas | Water Heater - Low-Flow Showerheads | A | Cumulative Summer Peak Savings (MW) | Achievable Economic UCT Potential | 0 | 0 | 0 | 0 | 0 | 0 | 0 | 0 | 0 | 0 | 0 | 0 | 0 | 0 | 0 | 0 | 0 | 0 | 0 | 0 | 0 | 0 | 0 | 0 | 0 | 0 | 0
F9_Commercial_OR - College_Existing_Water Heating_Natural Gas_Water Heater - Low-Flow Showerheads_A_Achievable Economic UCT Potential | F9 | Commercial | OR - College | Existing | Water Heating | Natural Gas | Water Heater - Low-Flow Showerheads | A | Cumulative Winter Peak Savings (MW) | Achievable Economic UCT Potential | 0 | 0 | 0 | 0 | 0 | 0 | 0 | 0 | 0 | 0 | 0 | 0 | 0 | 0 | 0 | 0 | 0 | 0 | 0 | 0 | 0 | 0 | 0 | 0 | 0 | 0 | 0
F10_Commercial_OR - College_Existing_Water Heating_Natural Gas_Water Heater - Low-Flow Showerheads_A_Achievable Economic UCT Potential | F10 | Commercial | OR - College | Existing | Water Heating | Natural Gas | Water Heater - Low-Flow Showerheads | A | Purchases (Incremental) | Achievable Economic UCT Potential | 0 | 0 | 0 | 0 | 0 | 0 | 0 | 0 | 0 | 0 | 0 | 0 | 0 | 0 | 0 | 0 | 0 | 0 | 0 | 0 | 0 | 0 | 0 | 0 | 0 | 0 | 0
F11_Commercial_OR - College_Existing_Water Heating_Natural Gas_Water Heater - Low-Flow Showerheads_A_Achievable Economic UCT Potential | F11 | Commercial | OR - College | Existing | Water Heating | Natural Gas | Water Heater - Low-Flow Showerheads | A | Purchases (Cumulative) | Achievable Economic UCT Potential | 0 | 0 | 0 | 0 | 0 | 0 | 0 | 0 | 0 | 0 | 0 | 0 | 0 | 0 | 0 | 0 | 0 | 0 | 0 | 0 | 0 | 0 | 0 | 0 | 0 | 0 | 0
F1_Commercial_OR - College_Existing_Water Heating_Natural Gas_Water Heater - Tank Blanket/Insulation_A_Achievable Economic UCT Potential | F1 | Commercial | OR - College | Existing | Water Heating | Natural Gas | Water Heater - Tank Blanket/Insulation | A | Integrated Unit Energy Savings (kWh or therms) | Achievable Economic UCT Potential | 0 | 0 | 193.3769 | 190.1773 | 187.2731 | 184.6418 | 182.2648 | 180.1343 | 178.2505 | 176.6129 | 175.132 | 173.782 | 172.6315 | 171.6552 | 170.833 | 169.929 | 169.2043 | 168.6287 | 168.1774 | 167.8144 | 167.5563 | 167.3734 | 167.2436 | 167.1509 | 167.0259 | 166.9943 | 166.9691
F2_Commercial_OR - College_Existing_Water Heating_Natural Gas_Water Heater - Tank Blanket/Insulation_A_Achievable Economic UCT Potential | F2 | Commercial | OR - College | Existing | Water Heating | Natural Gas | Water Heater - Tank Blanket/Insulation | A | Integrated Unit Summer Peak Savings (kW) | Achievable Economic UCT Potential | 0 | 0 | 0 | 0 | 0 | 0 | 0 | 0 | 0 | 0 | 0 | 0 | 0 | 0 | 0 | 0 | 0 | 0 | 0 | 0 | 0 | 0 | 0 | 0 | 0 | 0 | 0
F3_Commercial_OR - College_Existing_Water Heating_Natural Gas_Water Heater - Tank Blanket/Insulation_A_Achievable Economic UCT Potential | F3 | Commercial | OR - College | Existing | Water Heating | Natural Gas | Water Heater - Tank Blanket/Insulation | A | Integrated Unit Winter Peak Savings (kW) | Achievable Economic UCT Potential | 0 | 0 | 0 | 0 | 0 | 0 | 0 | 0 | 0 | 0 | 0 | 0 | 0 | 0 | 0 | 0 | 0 | 0 | 0 | 0 | 0 | 0 | 0 | 0 | 0 | 0 | 0
F4_Commercial_OR - College_Existing_Water Heating_Natural Gas_Water Heater - Tank Blanket/Insulation_A_Achievable Economic UCT Potential | F4 | Commercial | OR - College | Existing | Water Heating | Natural Gas | Water Heater - Tank Blanket/Insulation | A | Incremental Energy Savings (MWh or mTherms) | Achievable Economic UCT Potential | 0 | 0 | 0.16525 | 0.19954 | 0.24045 | 0.27521 | 0.30987 | 0.35804 | 0.38867 | 0.3934 | 0.36763 | 0.31357 | 0.24105 | 0.16449 | 0.09796 | 0.045512 | 0 | 0 | 0 | 0 | 0 | 0 | 0 | 0 | 0 | 0 | 0
F5_Commercial_OR - College_Existing_Water Heating_Natural Gas_Water Heater - Tank Blanket/Insulation_A_Achievable Economic UCT Potential | F5 | Commercial | OR - College | Existing | Water Heating | Natural Gas | Water Heater - Tank Blanket/Insulation | A | Incremental Summer Peak Savings (MW) | Achievable Economic UCT Potential | 0 | 0 | 0 | 0 | 0 | 0 | 0 | 0 | 0 | 0 | 0 | 0 | 0 | 0 | 0 | 0 | 0 | 0 | 0 | 0 | 0 | 0 | 0 | 0 | 0 | 0 | 0
F6_Commercial_OR - College_Existing_Water Heating_Natural Gas_Water Heater - Tank Blanket/Insulation_A_Achievable Economic UCT Potential | F6 | Commercial | OR - College | Existing | Water Heating | Natural Gas | Water Heater - Tank Blanket/Insulation | A | Incremental Winter Peak Savings (MW) | Achievable Economic UCT Potential | 0 | 0 | 0 | 0 | 0 | 0 | 0 | 0 | 0 | 0 | 0 | 0 | 0 | 0 | 0 | 0 | 0 | 0 | 0 | 0 | 0 | 0 | 0 | 0 | 0 | 0 | 0
F7_Commercial_OR - College_Existing_Water Heating_Natural Gas_Water Heater - Tank Blanket/Insulation_A_Achievable Economic UCT Potential | F7 | Commercial | OR - College | Existing | Water Heating | Natural Gas | Water Heater - Tank Blanket/Insulation | A | Cumulative Energy Savings (MWh or mTherms) | Achievable Economic UCT Potential | 0 | 0 | 0.16525 | 0.36206 | 0.59698 | 0.8638 | 1.1626 | 1.507 | 1.8799 | 2.256 | 2.6047 | 2.8982 | 3.1201 | 3.2669 | 3.3493 | 3.377 | 3.3626 | 3.3512 | 3.3422 | 3.335 | 3.3299 | 3.3263 | 3.3237 | 3.3218 | 3.3193 | 3.3187 | 3.3182
F8_Commercial_OR - College_Existing_Water Heating_Natural Gas_Water Heater - Tank Blanket/Insulation_A_Achievable Economic UCT Potential | F8 | Commercial | OR - College | Existing | Water Heating | Natural Gas | Water Heater - Tank Blanket/Insulation | A | Cumulative Summer Peak Savings (MW) | Achievable Economic UCT Potential | 0 | 0 | 0 | 0 | 0 | 0 | 0 | 0 | 0 | 0 | 0 | 0 | 0 | 0 | 0 | 0 | 0 | 0 | 0 | 0 | 0 | 0 | 0 | 0 | 0 | 0 | 0
F9_Commercial_OR - College_Existing_Water Heating_Natural Gas_Water Heater - Tank Blanket/Insulation_A_Achievable Economic UCT Potential | F9 | Commercial | OR - College | Existing | Water Heating | Natural Gas | Water Heater - Tank Blanket/Insulation | A | Cumulative Winter Peak Savings (MW) | Achievable Economic UCT Potential | 0 | 0 | 0 | 0 | 0 | 0 | 0 | 0 | 0 | 0 | 0 | 0 | 0 | 0 | 0 | 0 | 0 | 0 | 0 | 0 | 0 | 0 | 0 | 0 | 0 | 0 | 0
F10_Commercial_OR - College_Existing_Water Heating_Natural Gas_Water Heater - Tank Blanket/Insulation_A_Achievable Economic UCT Potential | F10 | Commercial | OR - College | Existing | Water Heating | Natural Gas | Water Heater - Tank Blanket/Insulation | A | Purchases (Incremental) | Achievable Economic UCT Potential | 0 | 0 | 0.85455 | 1.0493 | 1.284 | 1.4905 | 1.7001 | 1.9876 | 2.1804 | 2.2275 | 2.0991 | 1.8044 | 1.3963 | 0.95826 | 0.57343 | 0.26783 | 0 | 0 | 0 | 0 | 0 | 0 | 0 | 0 | 0 | 0 | 0
F11_Commercial_OR - College_Existing_Water Heating_Natural Gas_Water Heater - Tank Blanket/Insulation_A_Achievable Economic UCT Potential | F11 | Commercial | OR - College | Existing | Water Heating | Natural Gas | Water Heater - Tank Blanket/Insulation | A | Purchases (Cumulative) | Achievable Economic UCT Potential | 0 | 0 | 0.85455 | 1.9038 | 3.1878 | 4.6783 | 6.3784 | 8.366 | 10.5464 | 12.7739 | 14.873 | 16.6774 | 18.0737 | 19.032 | 19.6054 | 19.8733 | 19.8733 | 19.8733 | 19.8733 | 19.8733 | 19.8733 | 19.8733 | 19.8733 | 19.8733 | 19.8733 | 19.8733 | 19.8733
F1_Commercial_OR - College_Existing_Water Heating_Natural Gas_Water Heater - Drainwater Heat Recovery_A_Achievable Economic UCT Potential | F1 | Commercial | OR - College | Existing | Water Heating | Natural Gas | Water Heater - Drainwater Heat Recovery | A | Integrated Unit Energy Savings (kWh or therms) | Achievable Economic UCT Potential | 0 | 0 | 26.522 | 25.9621 | 25.4456 | 24.9538 | 24.4852 | 24.0301 | 23.6114 | 23.2265 | 22.8732 | 22.5611 | 22.3075 | 22.1102 | 21.9834 | 21.856 | 21.7628 | 21.6887 | 21.6307 | 21.584 | 21.5508 | 21.5273 | 21.5106 | 21.4987 | 21.4826 | 21.4785 | 21.4753
F2_Commercial_OR - College_Existing_Water Heating_Natural Gas_Water Heater - Drainwater Heat Recovery_A_Achievable Economic UCT Potential | F2 | Commercial | OR - College | Existing | Water Heating | Natural Gas | Water Heater - Drainwater Heat Recovery | A | Integrated Unit Summer Peak Savings (kW) | Achievable Economic UCT Potential | 0 | 0 | 0 | 0 | 0 | 0 | 0 | 0 | 0 | 0 | 0 | 0 | 0 | 0 | 0 | 0 | 0 | 0 | 0 | 0 | 0 | 0 | 0 | 0 | 0 | 0 | 0
F3_Commercial_OR - College_Existing_Water Heating_Natural Gas_Water Heater - Drainwater Heat Recovery_A_Achievable Economic UCT Potential | F3 | Commercial | OR - College | Existing | Water Heating | Natural Gas | Water Heater - Drainwater Heat Recovery | A | Integrated Unit Winter Peak Savings (kW) | Achievable Economic UCT Potential | 0 | 0 | 0 | 0 | 0 | 0 | 0 | 0 | 0 | 0 | 0 | 0 | 0 | 0 | 0 | 0 | 0 | 0 | 0 | 0 | 0 | 0 | 0 | 0 | 0 | 0 | 0
F4_Commercial_OR - College_Existing_Water Heating_Natural Gas_Water Heater - Drainwater Heat Recovery_A_Achievable Economic UCT Potential | F4 | Commercial | OR - College | Existing | Water Heating | Natural Gas | Water Heater - Drainwater Heat Recovery | A | Incremental Energy Savings (MWh or mTherms) | Achievable Economic UCT Potential | 0 | 0 | 0 | 0 | 0 | 0 | 0 | 0 | 0 | 0 | 0 | 0 | 0 | 0 | 0 | 0 | 0 | 0 | 0 | 0 | 0 | 0 | 0 | 0 | 0 | 0 | 0
F5_Commercial_OR - College_Existing_Water Heating_Natural Gas_Water Heater - Drainwater Heat Recovery_A_Achievable Economic UCT Potential | F5 | Commercial | OR - College | Existing | Water Heating | Natural Gas | Water Heater - Drainwater Heat Recovery | A | Incremental Summer Peak Savings (MW) | Achievable Economic UCT Potential | 0 | 0 | 0 | 0 | 0 | 0 | 0 | 0 | 0 | 0 | 0 | 0 | 0 | 0 | 0 | 0 | 0 | 0 | 0 | 0 | 0 | 0 | 0 | 0 | 0 | 0 | 0
F6_Commercial_OR - College_Existing_Water Heating_Natural Gas_Water Heater - Drainwater Heat Recovery_A_Achievable Economic UCT Potential | F6 | Commercial | OR - College | Existing | Water Heating | Natural Gas | Water Heater - Drainwater Heat Recovery | A | Incremental Winter Peak Savings (MW) | Achievable Economic UCT Potential | 0 | 0 | 0 | 0 | 0 | 0 | 0 | 0 | 0 | 0 | 0 | 0 | 0 | 0 | 0 | 0 | 0 | 0 | 0 | 0 | 0 | 0 | 0 | 0 | 0 | 0 | 0
F7_Commercial_OR - College_Existing_Water Heating_Natural Gas_Water Heater - Drainwater Heat Recovery_A_Achievable Economic UCT Potential | F7 | Commercial | OR - College | Existing | Water Heating | Natural Gas | Water Heater - Drainwater Heat Recovery | A | Cumulative Energy Savings (MWh or mTherms) | Achievable Economic UCT Potential | 0 | 0 | 0 | 0 | 0 | 0 | 0 | 0 | 0 | 0 | 0 | 0 | 0 | 0 | 0 | 0 | 0 | 0 | 0 | 0 | 0 | 0 | 0 | 0 | 0 | 0 | 0
F8_Commercial_OR - College_Existing_Water Heating_Natural Gas_Water Heater - Drainwater Heat Recovery_A_Achievable Economic UCT Potential | F8 | Commercial | OR - College | Existing | Water Heating | Natural Gas | Water Heater - Drainwater Heat Recovery | A | Cumulative Summer Peak Savings (MW) | Achievable Economic UCT Potential | 0 | 0 | 0 | 0 | 0 | 0 | 0 | 0 | 0 | 0 | 0 | 0 | 0 | 0 | 0 | 0 | 0 | 0 | 0 | 0 | 0 | 0 | 0 | 0 | 0 | 0 | 0
F9_Commercial_OR - College_Existing_Water Heating_Natural Gas_Water Heater - Drainwater Heat Recovery_A_Achievable Economic UCT Potential | F9 | Commercial | OR - College | Existing | Water Heating | Natural Gas | Water Heater - Drainwater Heat Recovery | A | Cumulative Winter Peak Savings (MW) | Achievable Economic UCT Potential | 0 | 0 | 0 | 0 | 0 | 0 | 0 | 0 | 0 | 0 | 0 | 0 | 0 | 0 | 0 | 0 | 0 | 0 | 0 | 0 | 0 | 0 | 0 | 0 | 0 | 0 | 0
F10_Commercial_OR - College_Existing_Water Heating_Natural Gas_Water Heater - Drainwater Heat Recovery_A_Achievable Economic UCT Potential | F10 | Commercial | OR - College | Existing | Water Heating | Natural Gas | Water Heater - Drainwater Heat Recovery | A | Purchases (Incremental) | Achievable Economic UCT Potential | 0 | 0 | 0 | 0 | 0 | 0 | 0 | 0 | 0 | 0 | 0 | 0 | 0 | 0 | 0 | 0 | 0 | 0 | 0 | 0 | 0 | 0 | 0 | 0 | 0 | 0 | 0
F11_Commercial_OR - College_Existing_Water Heating_Natural Gas_Water Heater - Drainwater Heat Recovery_A_Achievable Economic UCT Potential | F11 | Commercial | OR - College | Existing | Water Heating | Natural Gas | Water Heater - Drainwater Heat Recovery | A | Purchases (Cumulative) | Achievable Economic UCT Potential | 0 | 0 | 0 | 0 | 0 | 0 | 0 | 0 | 0 | 0 | 0 | 0 | 0 | 0 | 0 | 0 | 0 | 0 | 0 | 0 | 0 | 0 | 0 | 0 | 0 | 0 | 0
F1_Commercial_OR - College_Existing_Water Heating_Natural Gas_Water Heater - Circulation Pump Controls_A_Achievable Economic UCT Potential | F1 | Commercial | OR - College | Existing | Water Heating | Natural Gas | Water Heater - Circulation Pump Controls | A | Integrated Unit Energy Savings (kWh or therms) | Achievable Economic UCT Potential | 0 | 0 | 1395.8373 | 1370.248 | 1347.5946 | 1326.7672 | 1307.6836 | 1290.0695 | 1274.8237 | 1261.3355 | 1249.0987 | 1238.0542 | 1228.7695 | 1221.0777 | 1214.7869 | 1208.1529 | 1203.0007 | 1198.9082 | 1195.6997 | 1193.1183 | 1191.2836 | 1189.9836 | 1189.0607 | 1188.4012 | 1187.5123 | 1187.2881 | 1187.1087
F2_Commercial_OR - College_Existing_Water Heating_Natural Gas_Water Heater - Circulation Pump Controls_A_Achievable Economic UCT Potential | F2 | Commercial | OR - College | Existing | Water Heating | Natural Gas | Water Heater - Circulation Pump Controls | A | Integrated Unit Summer Peak Savings (kW) | Achievable Economic UCT Potential | 0 | 0 | 0 | 0 | 0 | 0 | 0 | 0 | 0 | 0 | 0 | 0 | 0 | 0 | 0 | 0 | 0 | 0 | 0 | 0 | 0 | 0 | 0 | 0 | 0 | 0 | 0
F3_Commercial_OR - College_Existing_Water Heating_Natural Gas_Water Heater - Circulation Pump Controls_A_Achievable Economic UCT Potential | F3 | Commercial | OR - College | Existing | Water Heating | Natural Gas | Water Heater - Circulation Pump Controls | A | Integrated Unit Winter Peak Savings (kW) | Achievable Economic UCT Potential | 0 | 0 | 0 | 0 | 0 | 0 | 0 | 0 | 0 | 0 | 0 | 0 | 0 | 0 | 0 | 0 | 0 | 0 | 0 | 0 | 0 | 0 | 0 | 0 | 0 | 0 | 0
F4_Commercial_OR - College_Existing_Water Heating_Natural Gas_Water Heater - Circulation Pump Controls_A_Achievable Economic UCT Potential | F4 | Commercial | OR - College | Existing | Water Heating | Natural Gas | Water Heater - Circulation Pump Controls | A | Incremental Energy Savings (MWh or mTherms) | Achievable Economic UCT Potential | 0 | 0 | 0.43082 | 0.51928 | 0.62494 | 0.71424 | 0.80296 | 0.92612 | 1.004 | 1.0148 | 0.94701 | 0.80684 | 0.61969 | 0.42261 | 0 | 0 | 0 | 0 | 0 | 0 | 0 | 0 | 0 | 0 | 0 | 0 | 0
F5_Commercial_OR - College_Existing_Water Heating_Natural Gas_Water Heater - Circulation Pump Controls_A_Achievable Economic UCT Potential | F5 | Commercial | OR - College | Existing | Water Heating | Natural Gas | Water Heater - Circulation Pump Controls | A | Incremental Summer Peak Savings (MW) | Achievable Economic UCT Potential | 0 | 0 | 0 | 0 | 0 | 0 | 0 | 0 | 0 | 0 | 0 | 0 | 0 | 0 | 0 | 0 | 0 | 0 | 0 | 0 | 0 | 0 | 0 | 0 | 0 | 0 | 0
F6_Commercial_OR - College_Existing_Water Heating_Natural Gas_Water Heater - Circulation Pump Controls_A_Achievable Economic UCT Potential | F6 | Commercial | OR - College | Existing | Water Heating | Natural Gas | Water Heater - Circulation Pump Controls | A | Incremental Winter Peak Savings (MW) | Achievable Economic UCT Potential | 0 | 0 | 0 | 0 | 0 | 0 | 0 | 0 | 0 | 0 | 0 | 0 | 0 | 0 | 0 | 0 | 0 | 0 | 0 | 0 | 0 | 0 | 0 | 0 | 0 | 0 | 0
F7_Commercial_OR - College_Existing_Water Heating_Natural Gas_Water Heater - Circulation Pump Controls_A_Achievable Economic UCT Potential | F7 | Commercial | OR - College | Existing | Water Heating | Natural Gas | Water Heater - Circulation Pump Controls | A | Cumulative Energy Savings (MWh or mTherms) | Achievable Economic UCT Potential | 0 | 0 | 0.43082 | 0.94219 | 1.5516 | 2.2418 | 3.0125 | 3.8981 | 4.856 | 5.8193 | 6.7099 | 7.4574 | 8.0212 | 8.3936 | 8.3503 | 8.3047 | 8.2693 | 8.2412 | 8.2191 | 8.2014 | 8.1888 | 8.1798 | 8.1735 | 8.169 | 8.1629 | 8.1613 | 8.1601
F8_Commercial_OR - College_Existing_Water Heating_Natural Gas_Water Heater - Circulation Pump Controls_A_Achievable Economic UCT Potential | F8 | Commercial | OR - College | Existing | Water Heating | Natural Gas | Water Heater - Circulation Pump Controls | A | Cumulative Summer Peak Savings (MW) | Achievable Economic UCT Potential | 0 | 0 | 0 | 0 | 0 | 0 | 0 | 0 | 0 | 0 | 0 | 0 | 0 | 0 | 0 | 0 | 0 | 0 | 0 | 0 | 0 | 0 | 0 | 0 | 0 | 0 | 0
F9_Commercial_OR - College_Existing_Water Heating_Natural Gas_Water Heater - Circulation Pump Controls_A_Achievable Economic UCT Potential | F9 | Commercial | OR - College | Existing | Water Heating | Natural Gas | Water Heater - Circulation Pump Controls | A | Cumulative Winter Peak Savings (MW) | Achievable Economic UCT Potential | 0 | 0 | 0 | 0 | 0 | 0 | 0 | 0 | 0 | 0 | 0 | 0 | 0 | 0 | 0 | 0 | 0 | 0 | 0 | 0 | 0 | 0 | 0 | 0 | 0 | 0 | 0
F10_Commercial_OR - College_Existing_Water Heating_Natural Gas_Water Heater - Circulation Pump Controls_A_Achievable Economic UCT Potential | F10 | Commercial | OR - College | Existing | Water Heating | Natural Gas | Water Heater - Circulation Pump Controls | A | Purchases (Incremental) | Achievable Economic UCT Potential | 0 | 0 | 0.30864 | 0.37897 | 0.46374 | 0.53833 | 0.61404 | 0.71788 | 0.78753 | 0.80451 | 0.75816 | 0.6517 | 0.50431 | 0.3461 | 0 | 0 | 0 | 0 | 0 | 0 | 0 | 0 | 0 | 0 | 0 | 0 | 0
F11_Commercial_OR - College_Existing_Water Heating_Natural Gas_Water Heater - Circulation Pump Controls_A_Achievable Economic UCT Potential | F11 | Commercial | OR - College | Existing | Water Heating | Natural Gas | Water Heater - Circulation Pump Controls | A | Purchases (Cumulative) | Achievable Economic UCT Potential | 0 | 0 | 0.30864 | 0.68761 | 1.1514 | 1.6897 | 2.3037 | 3.0216 | 3.8091 | 4.6136 | 5.3718 | 6.0235 | 6.5278 | 6.8739 | 6.8739 | 6.8739 | 6.8739 | 6.8739 | 6.8739 | 6.8739 | 6.8739 | 6.8739 | 6.8739 | 6.8739 | 6.8739 | 6.8739 | 6.8739
F1_Commercial_OR - College_Existing_Water Heating_Natural Gas_Water Heater - Pipe Insulation_A_Achievable Economic UCT Potential | F1 | Commercial | OR - College | Existing | Water Heating | Natural Gas | Water Heater - Pipe Insulation | A | Integrated Unit Energy Savings (kWh or therms) | Achievable Economic UCT Potential | 0 | 0 | 4.8211 | 4.7245 | 4.6366 | 4.5538 | 4.4757 | 4.4009 | 4.3331 | 4.2714 | 4.2151 | 4.1652 | 4.1242 | 4.0918 | 4.0707 | 4.0484 | 4.0312 | 4.0175 | 4.0067 | 3.9981 | 3.9919 | 3.9876 | 3.9845 | 3.9823 | 3.9793 | 3.9785 | 3.9779
F2_Commercial_OR - College_Existing_Water Heating_Natural Gas_Water Heater - Pipe Insulation_A_Achievable Economic UCT Potential | F2 | Commercial | OR - College | Existing | Water Heating | Natural Gas | Water Heater - Pipe Insulation | A | Integrated Unit Summer Peak Savings (kW) | Achievable Economic UCT Potential | 0 | 0 | 0 | 0 | 0 | 0 | 0 | 0 | 0 | 0 | 0 | 0 | 0 | 0 | 0 | 0 | 0 | 0 | 0 | 0 | 0 | 0 | 0 | 0 | 0 | 0 | 0
F3_Commercial_OR - College_Existing_Water Heating_Natural Gas_Water Heater - Pipe Insulation_A_Achievable Economic UCT Potential | F3 | Commercial | OR - College | Existing | Water Heating | Natural Gas | Water Heater - Pipe Insulation | A | Integrated Unit Winter Peak Savings (kW) | Achievable Economic UCT Potential | 0 | 0 | 0 | 0 | 0 | 0 | 0 | 0 | 0 | 0 | 0 | 0 | 0 | 0 | 0 | 0 | 0 | 0 | 0 | 0 | 0 | 0 | 0 | 0 | 0 | 0 | 0
F4_Commercial_OR - College_Existing_Water Heating_Natural Gas_Water Heater - Pipe Insulation_A_Achievable Economic UCT Potential | F4 | Commercial | OR - College | Existing | Water Heating | Natural Gas | Water Heater - Pipe Insulation | A | Incremental Energy Savings (MWh or mTherms) | Achievable Economic UCT Potential | 0 | 0 | 0.053696 | 0.06461 | 0.077592 | 0.088463 | 0.099172 | 0.11401 | 0.12314 | 0.124 | 0.11532 | 0.097953 | 0.075055 | 0.051103 | 0.030423 | 0.014132 | 0 | 0 | 0 | 0 | 0 | 0 | 0 | 0 | 0 | 0 | 0
F5_Commercial_OR - College_Existing_Water Heating_Natural Gas_Water Heater - Pipe Insulation_A_Achievable Economic UCT Potential | F5 | Commercial | OR - College | Existing | Water Heating | Natural Gas | Water Heater - Pipe Insulation | A | Incremental Summer Peak Savings (MW) | Achievable Economic UCT Potential | 0 | 0 | 0 | 0 | 0 | 0 | 0 | 0 | 0 | 0 | 0 | 0 | 0 | 0 | 0 | 0 | 0 | 0 | 0 | 0 | 0 | 0 | 0 | 0 | 0 | 0 | 0
F6_Commercial_OR - College_Existing_Water Heating_Natural Gas_Water Heater - Pipe Insulation_A_Achievable Economic UCT Potential | F6 | Commercial | OR - College | Existing | Water Heating | Natural Gas | Water Heater - Pipe Insulation | A | Incremental Winter Peak Savings (MW) | Achievable Economic UCT Potential | 0 | 0 | 0 | 0 | 0 | 0 | 0 | 0 | 0 | 0 | 0 | 0 | 0 | 0 | 0 | 0 | 0 | 0 | 0 | 0 | 0 | 0 | 0 | 0 | 0 | 0 | 0
F7_Commercial_OR - College_Existing_Water Heating_Natural Gas_Water Heater - Pipe Insulation_A_Achievable Economic UCT Potential | F7 | Commercial | OR - College | Existing | Water Heating | Natural Gas | Water Heater - Pipe Insulation | A | Cumulative Energy Savings (MWh or mTherms) | Achievable Economic UCT Potential | 0 | 0 | 0.053696 | 0.11723 | 0.19264 | 0.27766 | 0.37207 | 0.47986 | 0.59561 | 0.71113 | 0.81708 | 0.90535 | 0.97151 | 1.015 | 1.0402 | 1.0486 | 1.0441 | 1.0406 | 1.0378 | 1.0356 | 1.034 | 1.0328 | 1.032 | 1.0315 | 1.0307 | 1.0305 | 1.0303
F8_Commercial_OR - College_Existing_Water Heating_Natural Gas_Water Heater - Pipe Insulation_A_Achievable Economic UCT Potential | F8 | Commercial | OR - College | Existing | Water Heating | Natural Gas | Water Heater - Pipe Insulation | A | Cumulative Summer Peak Savings (MW) | Achievable Economic UCT Potential | 0 | 0 | 0 | 0 | 0 | 0 | 0 | 0 | 0 | 0 | 0 | 0 | 0 | 0 | 0 | 0 | 0 | 0 | 0 | 0 | 0 | 0 | 0 | 0 | 0 | 0 | 0
F9_Commercial_OR - College_Existing_Water Heating_Natural Gas_Water Heater - Pipe Insulation_A_Achievable Economic UCT Potential | F9 | Commercial | OR - College | Existing | Water Heating | Natural Gas | Water Heater - Pipe Insulation | A | Cumulative Winter Peak Savings (MW) | Achievable Economic UCT Potential | 0 | 0 | 0 | 0 | 0 | 0 | 0 | 0 | 0 | 0 | 0 | 0 | 0 | 0 | 0 | 0 | 0 | 0 | 0 | 0 | 0 | 0 | 0 | 0 | 0 | 0 | 0
F10_Commercial_OR - College_Existing_Water Heating_Natural Gas_Water Heater - Pipe Insulation_A_Achievable Economic UCT Potential | F10 | Commercial | OR - College | Existing | Water Heating | Natural Gas | Water Heater - Pipe Insulation | A | Purchases (Incremental) | Achievable Economic UCT Potential | 0 | 0 | 11.1377 | 13.6753 | 16.7346 | 19.4262 | 22.158 | 25.9054 | 28.4186 | 29.0316 | 27.3588 | 23.5172 | 18.1986 | 12.4893 | 7.4737 | 3.4907 | 0 | 0 | 0 | 0 | 0 | 0 | 0 | 0 | 0 | 0 | 0
F11_Commercial_OR - College_Existing_Water Heating_Natural Gas_Water Heater - Pipe Insulation_A_Achievable Economic UCT Potential | F11 | Commercial | OR - College | Existing | Water Heating | Natural Gas | Water Heater - Pipe Insulation | A | Purchases (Cumulative) | Achievable Economic UCT Potential | 0 | 0 | 11.1377 | 24.813 | 41.5475 | 60.9737 | 83.1317 | 109.0371 | 137.4557 | 166.4873 | 193.8461 | 217.3633 | 235.5619 | 248.0513 | 255.525 | 259.0157 | 259.0157 | 259.0157 | 259.0157 | 259.0157 | 259.0157 | 259.0157 | 259.0157 | 259.0157 | 259.0157 | 259.0157 | 259.0157
F1_Commercial_OR - College_Existing_Water Heating_Natural Gas_Water Heater - Motion Control Faucet_A_Achievable Economic UCT Potential | F1 | Commercial | OR - College | Existing | Water Heating | Natural Gas | Water Heater - Motion Control Faucet | A | Integrated Unit Energy Savings (kWh or therms) | Achievable Economic UCT Potential | 0 | 0 | 0 | 0 | 0 | 0 | 0 | 0 | 0 | 0 | 0 | 0 | 0 | 0 | 0 | 0 | 0 | 0 | 0 | 0 | 0 | 0 | 0 | 0 | 0 | 0 | 0
F2_Commercial_OR - College_Existing_Water Heating_Natural Gas_Water Heater - Motion Control Faucet_A_Achievable Economic UCT Potential | F2 | Commercial | OR - College | Existing | Water Heating | Natural Gas | Water Heater - Motion Control Faucet | A | Integrated Unit Summer Peak Savings (kW) | Achievable Economic UCT Potential | 0 | 0 | 0 | 0 | 0 | 0 | 0 | 0 | 0 | 0 | 0 | 0 | 0 | 0 | 0 | 0 | 0 | 0 | 0 | 0 | 0 | 0 | 0 | 0 | 0 | 0 | 0
F3_Commercial_OR - College_Existing_Water Heating_Natural Gas_Water Heater - Motion Control Faucet_A_Achievable Economic UCT Potential | F3 | Commercial | OR - College | Existing | Water Heating | Natural Gas | Water Heater - Motion Control Faucet | A | Integrated Unit Winter Peak Savings (kW) | Achievable Economic UCT Potential | 0 | 0 | 0 | 0 | 0 | 0 | 0 | 0 | 0 | 0 | 0 | 0 | 0 | 0 | 0 | 0 | 0 | 0 | 0 | 0 | 0 | 0 | 0 | 0 | 0 | 0 | 0
F4_Commercial_OR - College_Existing_Water Heating_Natural Gas_Water Heater - Motion Control Faucet_A_Achievable Economic UCT Potential | F4 | Commercial | OR - College | Existing | Water Heating | Natural Gas | Water Heater - Motion Control Faucet | A | Incremental Energy Savings (MWh or mTherms) | Achievable Economic UCT Potential | 0 | 0 | 0 | 0 | 0 | 0 | 0 | 0 | 0 | 0 | 0 | 0 | 0 | 0 | 0 | 0 | 0 | 0 | 0 | 0 | 0 | 0 | 0 | 0 | 0 | 0 | 0
F5_Commercial_OR - College_Existing_Water Heating_Natural Gas_Water Heater - Motion Control Faucet_A_Achievable Economic UCT Potential | F5 | Commercial | OR - College | Existing | Water Heating | Natural Gas | Water Heater - Motion Control Faucet | A | Incremental Summer Peak Savings (MW) | Achievable Economic UCT Potential | 0 | 0 | 0 | 0 | 0 | 0 | 0 | 0 | 0 | 0 | 0 | 0 | 0 | 0 | 0 | 0 | 0 | 0 | 0 | 0 | 0 | 0 | 0 | 0 | 0 | 0 | 0
F6_Commercial_OR - College_Existing_Water Heating_Natural Gas_Water Heater - Motion Control Faucet_A_Achievable Economic UCT Potential | F6 | Commercial | OR - College | Existing | Water Heating | Natural Gas | Water Heater - Motion Control Faucet | A | Incremental Winter Peak Savings (MW) | Achievable Economic UCT Potential | 0 | 0 | 0 | 0 | 0 | 0 | 0 | 0 | 0 | 0 | 0 | 0 | 0 | 0 | 0 | 0 | 0 | 0 | 0 | 0 | 0 | 0 | 0 | 0 | 0 | 0 | 0
F7_Commercial_OR - College_Existing_Water Heating_Natural Gas_Water Heater - Motion Control Faucet_A_Achievable Economic UCT Potential | F7 | Commercial | OR - College | Existing | Water Heating | Natural Gas | Water Heater - Motion Control Faucet | A | Cumulative Energy Savings (MWh or mTherms) | Achievable Economic UCT Potential | 0 | 0 | 0 | 0 | 0 | 0 | 0 | 0 | 0 | 0 | 0 | 0 | 0 | 0 | 0 | 0 | 0 | 0 | 0 | 0 | 0 | 0 | 0 | 0 | 0 | 0 | 0
F8_Commercial_OR - College_Existing_Water Heating_Natural Gas_Water Heater - Motion Control Faucet_A_Achievable Economic UCT Potential | F8 | Commercial | OR - College | Existing | Water Heating | Natural Gas | Water Heater - Motion Control Faucet | A | Cumulative Summer Peak Savings (MW) | Achievable Economic UCT Potential | 0 | 0 | 0 | 0 | 0 | 0 | 0 | 0 | 0 | 0 | 0 | 0 | 0 | 0 | 0 | 0 | 0 | 0 | 0 | 0 | 0 | 0 | 0 | 0 | 0 | 0 | 0
F9_Commercial_OR - College_Existing_Water Heating_Natural Gas_Water Heater - Motion Control Faucet_A_Achievable Economic UCT Potential | F9 | Commercial | OR - College | Existing | Water Heating | Natural Gas | Water Heater - Motion Control Faucet | A | Cumulative Winter Peak Savings (MW) | Achievable Economic UCT Potential | 0 | 0 | 0 | 0 | 0 | 0 | 0 | 0 | 0 | 0 | 0 | 0 | 0 | 0 | 0 | 0 | 0 | 0 | 0 | 0 | 0 | 0 | 0 | 0 | 0 | 0 | 0
F10_Commercial_OR - College_Existing_Water Heating_Natural Gas_Water Heater - Motion Control Faucet_A_Achievable Economic UCT Potential | F10 | Commercial | OR - College | Existing | Water Heating | Natural Gas | Water Heater - Motion Control Faucet | A | Purchases (Incremental) | Achievable Economic UCT Potential | 0 | 0 | 0 | 0 | 0 | 0 | 0 | 0 | 0 | 0 | 0 | 0 | 0 | 0 | 0 | 0 | 0 | 0 | 0 | 0 | 0 | 0 | 0 | 0 | 0 | 0 | 0
F11_Commercial_OR - College_Existing_Water Heating_Natural Gas_Water Heater - Motion Control Faucet_A_Achievable Economic UCT Potential | F11 | Commercial | OR - College | Existing | Water Heating | Natural Gas | Water Heater - Motion Control Faucet | A | Purchases (Cumulative) | Achievable Economic UCT Potential | 0 | 0 | 0 | 0 | 0 | 0 | 0 | 0 | 0 | 0 | 0 | 0 | 0 | 0 | 0 | 0 | 0 | 0 | 0 | 0 | 0 | 0 | 0 | 0 | 0 | 0 | 0