F3_Commercial_OR - College_New_Space Heating_Natural Gas_Destratification Fans (HVLS)_A_Achievable Technical Potential | F3 | Commercial | OR - College | New | Space Heating | Natural Gas | Destratification Fans (HVLS) | A | Integrated Unit Winter Peak Savings (kW) | Achievable Technical Potential | 0 | 0 | 0 | 0 | 0 | 0 | 0 | 0 | 0 | 0 | 0 | 0 | 0 | 0 | 0 | 0 | 0 | 0 | 0 | 0 | 0 | 0 | 0 | 0 | 0 | 0 | 0
F4_Commercial_OR - College_New_Space Heating_Natural Gas_Destratification Fans (HVLS)_A_Achievable Technical Potential | F4 | Commercial | OR - College | New | Space Heating | Natural Gas | Destratification Fans (HVLS) | A | Incremental Energy Savings (MWh or mTherms) | Achievable Technical Potential | 0 | 0 | 0 | 0 | 0 | 0 | 0 | 0 | 0 | 0 | 0 | 0 | 0 | 0 | 0 | 0 | 0 | 0 | 0 | 0 | 0 | 0 | 0 | 0 | 0 | 0 | 0
F5_Commercial_OR - College_New_Space Heating_Natural Gas_Destratification Fans (HVLS)_A_Achievable Technical Potential | F5 | Commercial | OR - College | New | Space Heating | Natural Gas | Destratification Fans (HVLS) | A | Incremental Summer Peak Savings (MW) | Achievable Technical Potential | 0 | 0 | 0 | 0 | 0 | 0 | 0 | 0 | 0 | 0 | 0 | 0 | 0 | 0 | 0 | 0 | 0 | 0 | 0 | 0 | 0 | 0 | 0 | 0 | 0 | 0 | 0
F6_Commercial_OR - College_New_Space Heating_Natural Gas_Destratification Fans (HVLS)_A_Achievable Technical Potential | F6 | Commercial | OR - College | New | Space Heating | Natural Gas | Destratification Fans (HVLS) | A | Incremental Winter Peak Savings (MW) | Achievable Technical Potential | 0 | 0 | 0 | 0 | 0 | 0 | 0 | 0 | 0 | 0 | 0 | 0 | 0 | 0 | 0 | 0 | 0 | 0 | 0 | 0 | 0 | 0 | 0 | 0 | 0 | 0 | 0
F7_Commercial_OR - College_New_Space Heating_Natural Gas_Destratification Fans (HVLS)_A_Achievable Technical Potential | F7 | Commercial | OR - College | New | Space Heating | Natural Gas | Destratification Fans (HVLS) | A | Cumulative Energy Savings (MWh or mTherms) | Achievable Technical Potential | 0 | 0 | 0 | 0 | 0 | 0 | 0 | 0 | 0 | 0 | 0 | 0 | 0 | 0 | 0 | 0 | 0 | 0 | 0 | 0 | 0 | 0 | 0 | 0 | 0 | 0 | 0
F8_Commercial_OR - College_New_Space Heating_Natural Gas_Destratification Fans (HVLS)_A_Achievable Technical Potential | F8 | Commercial | OR - College | New | Space Heating | Natural Gas | Destratification Fans (HVLS) | A | Cumulative Summer Peak Savings (MW) | Achievable Technical Potential | 0 | 0 | 0 | 0 | 0 | 0 | 0 | 0 | 0 | 0 | 0 | 0 | 0 | 0 | 0 | 0 | 0 | 0 | 0 | 0 | 0 | 0 | 0 | 0 | 0 | 0 | 0
F9_Commercial_OR - College_New_Space Heating_Natural Gas_Destratification Fans (HVLS)_A_Achievable Technical Potential | F9 | Commercial | OR - College | New | Space Heating | Natural Gas | Destratification Fans (HVLS) | A | Cumulative Winter Peak Savings (MW) | Achievable Technical Potential | 0 | 0 | 0 | 0 | 0 | 0 | 0 | 0 | 0 | 0 | 0 | 0 | 0 | 0 | 0 | 0 | 0 | 0 | 0 | 0 | 0 | 0 | 0 | 0 | 0 | 0 | 0
F10_Commercial_OR - College_New_Space Heating_Natural Gas_Destratification Fans (HVLS)_A_Achievable Technical Potential | F10 | Commercial | OR - College | New | Space Heating | Natural Gas | Destratification Fans (HVLS) | A | Purchases (Incremental) | Achievable Technical Potential | 0 | 0 | 0 | 0 | 0 | 0 | 0 | 0 | 0 | 0 | 0 | 0 | 0 | 0 | 0 | 0 | 0 | 0 | 0 | 0 | 0 | 0 | 0 | 0 | 0 | 0 | 0
F11_Commercial_OR - College_New_Space Heating_Natural Gas_Destratification Fans (HVLS)_A_Achievable Technical Potential | F11 | Commercial | OR - College | New | Space Heating | Natural Gas | Destratification Fans (HVLS) | A | Purchases (Cumulative) | Achievable Technical Potential | 0 | 0 | 0 | 0 | 0 | 0 | 0 | 0 | 0 | 0 | 0 | 0 | 0 | 0 | 0 | 0 | 0 | 0 | 0 | 0 | 0 | 0 | 0 | 0 | 0 | 0 | 0
F1_Commercial_OR - College_New_Space Heating_Natural Gas_Gas Boiler - Maintenance_A_Achievable Technical Potential | F1 | Commercial | OR - College | New | Space Heating | Natural Gas | Gas Boiler - Maintenance | A | Integrated Unit Energy Savings (kWh or therms) | Achievable Technical Potential | 0 | 0 | 0 | 0 | 0 | 0 | 0 | 0 | 0 | 0 | 0 | 0 | 0 | 0 | 0 | 0 | 0 | 0 | 0 | 0 | 0 | 0 | 0 | 0 | 0 | 0 | 0
F2_Commercial_OR - College_New_Space Heating_Natural Gas_Gas Boiler - Maintenance_A_Achievable Technical Potential | F2 | Commercial | OR - College | New | Space Heating | Natural Gas | Gas Boiler - Maintenance | A | Integrated Unit Summer Peak Savings (kW) | Achievable Technical Potential | 0 | 0 | 0 | 0 | 0 | 0 | 0 | 0 | 0 | 0 | 0 | 0 | 0 | 0 | 0 | 0 | 0 | 0 | 0 | 0 | 0 | 0 | 0 | 0 | 0 | 0 | 0
F3_Commercial_OR - College_New_Space Heating_Natural Gas_Gas Boiler - Maintenance_A_Achievable Technical Potential | F3 | Commercial | OR - College | New | Space Heating | Natural Gas | Gas Boiler - Maintenance | A | Integrated Unit Winter Peak Savings (kW) | Achievable Technical Potential | 0 | 0 | 0 | 0 | 0 | 0 | 0 | 0 | 0 | 0 | 0 | 0 | 0 | 0 | 0 | 0 | 0 | 0 | 0 | 0 | 0 | 0 | 0 | 0 | 0 | 0 | 0
F4_Commercial_OR - College_New_Space Heating_Natural Gas_Gas Boiler - Maintenance_A_Achievable Technical Potential | F4 | Commercial | OR - College | New | Space Heating | Natural Gas | Gas Boiler - Maintenance | A | Incremental Energy Savings (MWh or mTherms) | Achievable Technical Potential | 0 | 0 | 0 | 0 | 0 | 0 | 0 | 0 | 0 | 0 | 0 | 0 | 0 | 0 | 0 | 0 | 0 | 0 | 0 | 0 | 0 | 0 | 0 | 0 | 0 | 0 | 0
F5_Commercial_OR - College_New_Space Heating_Natural Gas_Gas Boiler - Maintenance_A_Achievable Technical Potential | F5 | Commercial | OR - College | New | Space Heating | Natural Gas | Gas Boiler - Maintenance | A | Incremental Summer Peak Savings (MW) | Achievable Technical Potential | 0 | 0 | 0 | 0 | 0 | 0 | 0 | 0 | 0 | 0 | 0 | 0 | 0 | 0 | 0 | 0 | 0 | 0 | 0 | 0 | 0 | 0 | 0 | 0 | 0 | 0 | 0
F6_Commercial_OR - College_New_Space Heating_Natural Gas_Gas Boiler - Maintenance_A_Achievable Technical Potential | F6 | Commercial | OR - College | New | Space Heating | Natural Gas | Gas Boiler - Maintenance | A | Incremental Winter Peak Savings (MW) | Achievable Technical Potential | 0 | 0 | 0 | 0 | 0 | 0 | 0 | 0 | 0 | 0 | 0 | 0 | 0 | 0 | 0 | 0 | 0 | 0 | 0 | 0 | 0 | 0 | 0 | 0 | 0 | 0 | 0
F7_Commercial_OR - College_New_Space Heating_Natural Gas_Gas Boiler - Maintenance_A_Achievable Technical Potential | F7 | Commercial | OR - College | New | Space Heating | Natural Gas | Gas Boiler - Maintenance | A | Cumulative Energy Savings (MWh or mTherms) | Achievable Technical Potential | 0 | 0 | 0 | 0 | 0 | 0 | 0 | 0 | 0 | 0 | 0 | 0 | 0 | 0 | 0 | 0 | 0 | 0 | 0 | 0 | 0 | 0 | 0 | 0 | 0 | 0 | 0
F8_Commercial_OR - College_New_Space Heating_Natural Gas_Gas Boiler - Maintenance_A_Achievable Technical Potential | F8 | Commercial | OR - College | New | Space Heating | Natural Gas | Gas Boiler - Maintenance | A | Cumulative Summer Peak Savings (MW) | Achievable Technical Potential | 0 | 0 | 0 | 0 | 0 | 0 | 0 | 0 | 0 | 0 | 0 | 0 | 0 | 0 | 0 | 0 | 0 | 0 | 0 | 0 | 0 | 0 | 0 | 0 | 0 | 0 | 0
F9_Commercial_OR - College_New_Space Heating_Natural Gas_Gas Boiler - Maintenance_A_Achievable Technical Potential | F9 | Commercial | OR - College | New | Space Heating | Natural Gas | Gas Boiler - Maintenance | A | Cumulative Winter Peak Savings (MW) | Achievable Technical Potential | 0 | 0 | 0 | 0 | 0 | 0 | 0 | 0 | 0 | 0 | 0 | 0 | 0 | 0 | 0 | 0 | 0 | 0 | 0 | 0 | 0 | 0 | 0 | 0 | 0 | 0 | 0
F10_Commercial_OR - College_New_Space Heating_Natural Gas_Gas Boiler - Maintenance_A_Achievable Technical Potential | F10 | Commercial | OR - College | New | Space Heating | Natural Gas | Gas Boiler - Maintenance | A | Purchases (Incremental) | Achievable Technical Potential | 0 | 0 | 0 | 0 | 0 | 0 | 0 | 0 | 0 | 0 | 0 | 0 | 0 | 0 | 0 | 0 | 0 | 0 | 0 | 0 | 0 | 0 | 0 | 0 | 0 | 0 | 0
F11_Commercial_OR - College_New_Space Heating_Natural Gas_Gas Boiler - Maintenance_A_Achievable Technical Potential | F11 | Commercial | OR - College | New | Space Heating | Natural Gas | Gas Boiler - Maintenance | A | Purchases (Cumulative) | Achievable Technical Potential | 0 | 0 | 0 | 0 | 0 | 0 | 0 | 0 | 0 | 0 | 0 | 0 | 0 | 0 | 0 | 0 | 0 | 0 | 0 | 0 | 0 | 0 | 0 | 0 | 0 | 0 | 0
F1_Commercial_OR - College_New_Space Heating_Natural Gas_Gas Furnace - Maintenance_A_Achievable Technical Potential | F1 | Commercial | OR - College | New | Space Heating | Natural Gas | Gas Furnace - Maintenance | A | Integrated Unit Energy Savings (kWh or therms) | Achievable Technical Potential | 0 | 0 | 0 | 0 | 0 | 0 | 0 | 0 | 0 | 0 | 0 | 0 | 0 | 0 | 0 | 0 | 0 | 0 | 0 | 0 | 0 | 0 | 0 | 0 | 0 | 0 | 0
F2_Commercial_OR - College_New_Space Heating_Natural Gas_Gas Furnace - Maintenance_A_Achievable Technical Potential | F2 | Commercial | OR - College | New | Space Heating | Natural Gas | Gas Furnace - Maintenance | A | Integrated Unit Summer Peak Savings (kW) | Achievable Technical Potential | 0 | 0 | 0 | 0 | 0 | 0 | 0 | 0 | 0 | 0 | 0 | 0 | 0 | 0 | 0 | 0 | 0 | 0 | 0 | 0 | 0 | 0 | 0 | 0 | 0 | 0 | 0
F3_Commercial_OR - College_New_Space Heating_Natural Gas_Gas Furnace - Maintenance_A_Achievable Technical Potential | F3 | Commercial | OR - College | New | Space Heating | Natural Gas | Gas Furnace - Maintenance | A | Integrated Unit Winter Peak Savings (kW) | Achievable Technical Potential | 0 | 0 | 0 | 0 | 0 | 0 | 0 | 0 | 0 | 0 | 0 | 0 | 0 | 0 | 0 | 0 | 0 | 0 | 0 | 0 | 0 | 0 | 0 | 0 | 0 | 0 | 0
F4_Commercial_OR - College_New_Space Heating_Natural Gas_Gas Furnace - Maintenance_A_Achievable Technical Potential | F4 | Commercial | OR - College | New | Space Heating | Natural Gas | Gas Furnace - Maintenance | A | Incremental Energy Savings (MWh or mTherms) | Achievable Technical Potential | 0 | 0 | 0 | 0 | 0 | 0 | 0 | 0 | 0 | 0 | 0 | 0 | 0 | 0 | 0 | 0 | 0 | 0 | 0 | 0 | 0 | 0 | 0 | 0 | 0 | 0 | 0
F5_Commercial_OR - College_New_Space Heating_Natural Gas_Gas Furnace - Maintenance_A_Achievable Technical Potential | F5 | Commercial | OR - College | New | Space Heating | Natural Gas | Gas Furnace - Maintenance | A | Incremental Summer Peak Savings (MW) | Achievable Technical Potential | 0 | 0 | 0 | 0 | 0 | 0 | 0 | 0 | 0 | 0 | 0 | 0 | 0 | 0 | 0 | 0 | 0 | 0 | 0 | 0 | 0 | 0 | 0 | 0 | 0 | 0 | 0
F6_Commercial_OR - College_New_Space Heating_Natural Gas_Gas Furnace - Maintenance_A_Achievable Technical Potential | F6 | Commercial | OR - College | New | Space Heating | Natural Gas | Gas Furnace - Maintenance | A | Incremental Winter Peak Savings (MW) | Achievable Technical Potential | 0 | 0 | 0 | 0 | 0 | 0 | 0 | 0 | 0 | 0 | 0 | 0 | 0 | 0 | 0 | 0 | 0 | 0 | 0 | 0 | 0 | 0 | 0 | 0 | 0 | 0 | 0
F7_Commercial_OR - College_New_Space Heating_Natural Gas_Gas Furnace - Maintenance_A_Achievable Technical Potential | F7 | Commercial | OR - College | New | Space Heating | Natural Gas | Gas Furnace - Maintenance | A | Cumulative Energy Savings (MWh or mTherms) | Achievable Technical Potential | 0 | 0 | 0 | 0 | 0 | 0 | 0 | 0 | 0 | 0 | 0 | 0 | 0 | 0 | 0 | 0 | 0 | 0 | 0 | 0 | 0 | 0 | 0 | 0 | 0 | 0 | 0
F8_Commercial_OR - College_New_Space Heating_Natural Gas_Gas Furnace - Maintenance_A_Achievable Technical Potential | F8 | Commercial | OR - College | New | Space Heating | Natural Gas | Gas Furnace - Maintenance | A | Cumulative Summer Peak Savings (MW) | Achievable Technical Potential | 0 | 0 | 0 | 0 | 0 | 0 | 0 | 0 | 0 | 0 | 0 | 0 | 0 | 0 | 0 | 0 | 0 | 0 | 0 | 0 | 0 | 0 | 0 | 0 | 0 | 0 | 0
F9_Commercial_OR - College_New_Space Heating_Natural Gas_Gas Furnace - Maintenance_A_Achievable Technical Potential | F9 | Commercial | OR - College | New | Space Heating | Natural Gas | Gas Furnace - Maintenance | A | Cumulative Winter Peak Savings (MW) | Achievable Technical Potential | 0 | 0 | 0 | 0 | 0 | 0 | 0 | 0 | 0 | 0 | 0 | 0 | 0 | 0 | 0 | 0 | 0 | 0 | 0 | 0 | 0 | 0 | 0 | 0 | 0 | 0 | 0
F10_Commercial_OR - College_New_Space Heating_Natural Gas_Gas Furnace - Maintenance_A_Achievable Technical Potential | F10 | Commercial | OR - College | New | Space Heating | Natural Gas | Gas Furnace - Maintenance | A | Purchases (Incremental) | Achievable Technical Potential | 0 | 0 | 0 | 0 | 0 | 0 | 0 | 0 | 0 | 0 | 0 | 0 | 0 | 0 | 0 | 0 | 0 | 0 | 0 | 0 | 0 | 0 | 0 | 0 | 0 | 0 | 0
F11_Commercial_OR - College_New_Space Heating_Natural Gas_Gas Furnace - Maintenance_A_Achievable Technical Potential | F11 | Commercial | OR - College | New | Space Heating | Natural Gas | Gas Furnace - Maintenance | A | Purchases (Cumulative) | Achievable Technical Potential | 0 | 0 | 0 | 0 | 0 | 0 | 0 | 0 | 0 | 0 | 0 | 0 | 0 | 0 | 0 | 0 | 0 | 0 | 0 | 0 | 0 | 0 | 0 | 0 | 0 | 0 | 0
F1_Commercial_OR - College_New_Space Heating_Natural Gas_Gas Boiler - Hot Water Reset_A_Achievable Technical Potential | F1 | Commercial | OR - College | New | Space Heating | Natural Gas | Gas Boiler - Hot Water Reset | A | Integrated Unit Energy Savings (kWh or therms) | Achievable Technical Potential | 0 | 0 | 0 | 0 | 0 | 0 | 0 | 0 | 0 | 0 | 0 | 0 | 0 | 0 | 0 | 0 | 0 | 0 | 0 | 0 | 0 | 0 | 0 | 0 | 0 | 0 | 0
F2_Commercial_OR - College_New_Space Heating_Natural Gas_Gas Boiler - Hot Water Reset_A_Achievable Technical Potential | F2 | Commercial | OR - College | New | Space Heating | Natural Gas | Gas Boiler - Hot Water Reset | A | Integrated Unit Summer Peak Savings (kW) | Achievable Technical Potential | 0 | 0 | 0 | 0 | 0 | 0 | 0 | 0 | 0 | 0 | 0 | 0 | 0 | 0 | 0 | 0 | 0 | 0 | 0 | 0 | 0 | 0 | 0 | 0 | 0 | 0 | 0
F3_Commercial_OR - College_New_Space Heating_Natural Gas_Gas Boiler - Hot Water Reset_A_Achievable Technical Potential | F3 | Commercial | OR - College | New | Space Heating | Natural Gas | Gas Boiler - Hot Water Reset | A | Integrated Unit Winter Peak Savings (kW) | Achievable Technical Potential | 0 | 0 | 0 | 0 | 0 | 0 | 0 | 0 | 0 | 0 | 0 | 0 | 0 | 0 | 0 | 0 | 0 | 0 | 0 | 0 | 0 | 0 | 0 | 0 | 0 | 0 | 0
F4_Commercial_OR - College_New_Space Heating_Natural Gas_Gas Boiler - Hot Water Reset_A_Achievable Technical Potential | F4 | Commercial | OR - College | New | Space Heating | Natural Gas | Gas Boiler - Hot Water Reset | A | Incremental Energy Savings (MWh or mTherms) | Achievable Technical Potential | 0 | 0 | 0 | 0 | 0 | 0 | 0 | 0 | 0 | 0 | 0 | 0 | 0 | 0 | 0 | 0 | 0 | 0 | 0 | 0 | 0 | 0 | 0 | 0 | 0 | 0 | 0
F5_Commercial_OR - College_New_Space Heating_Natural Gas_Gas Boiler - Hot Water Reset_A_Achievable Technical Potential | F5 | Commercial | OR - College | New | Space Heating | Natural Gas | Gas Boiler - Hot Water Reset | A | Incremental Summer Peak Savings (MW) | Achievable Technical Potential | 0 | 0 | 0 | 0 | 0 | 0 | 0 | 0 | 0 | 0 | 0 | 0 | 0 | 0 | 0 | 0 | 0 | 0 | 0 | 0 | 0 | 0 | 0 | 0 | 0 | 0 | 0
F6_Commercial_OR - College_New_Space Heating_Natural Gas_Gas Boiler - Hot Water Reset_A_Achievable Technical Potential | F6 | Commercial | OR - College | New | Space Heating | Natural Gas | Gas Boiler - Hot Water Reset | A | Incremental Winter Peak Savings (MW) | Achievable Technical Potential | 0 | 0 | 0 | 0 | 0 | 0 | 0 | 0 | 0 | 0 | 0 | 0 | 0 | 0 | 0 | 0 | 0 | 0 | 0 | 0 | 0 | 0 | 0 | 0 | 0 | 0 | 0
F7_Commercial_OR - College_New_Space Heating_Natural Gas_Gas Boiler - Hot Water Reset_A_Achievable Technical Potential | F7 | Commercial | OR - College | New | Space Heating | Natural Gas | Gas Boiler - Hot Water Reset | A | Cumulative Energy Savings (MWh or mTherms) | Achievable Technical Potential | 0 | 0 | 0 | 0 | 0 | 0 | 0 | 0 | 0 | 0 | 0 | 0 | 0 | 0 | 0 | 0 | 0 | 0 | 0 | 0 | 0 | 0 | 0 | 0 | 0 | 0 | 0
F8_Commercial_OR - College_New_Space Heating_Natural Gas_Gas Boiler - Hot Water Reset_A_Achievable Technical Potential | F8 | Commercial | OR - College | New | Space Heating | Natural Gas | Gas Boiler - Hot Water Reset | A | Cumulative Summer Peak Savings (MW) | Achievable Technical Potential | 0 | 0 | 0 | 0 | 0 | 0 | 0 | 0 | 0 | 0 | 0 | 0 | 0 | 0 | 0 | 0 | 0 | 0 | 0 | 0 | 0 | 0 | 0 | 0 | 0 | 0 | 0
F9_Commercial_OR - College_New_Space Heating_Natural Gas_Gas Boiler - Hot Water Reset_A_Achievable Technical Potential | F9 | Commercial | OR - College | New | Space Heating | Natural Gas | Gas Boiler - Hot Water Reset | A | Cumulative Winter Peak Savings (MW) | Achievable Technical Potential | 0 | 0 | 0 | 0 | 0 | 0 | 0 | 0 | 0 | 0 | 0 | 0 | 0 | 0 | 0 | 0 | 0 | 0 | 0 | 0 | 0 | 0 | 0 | 0 | 0 | 0 | 0
F10_Commercial_OR - College_New_Space Heating_Natural Gas_Gas Boiler - Hot Water Reset_A_Achievable Technical Potential | F10 | Commercial | OR - College | New | Space Heating | Natural Gas | Gas Boiler - Hot Water Reset | A | Purchases (Incremental) | Achievable Technical Potential | 0 | 0 | 0 | 0 | 0 | 0 | 0 | 0 | 0 | 0 | 0 | 0 | 0 | 0 | 0 | 0 | 0 | 0 | 0 | 0 | 0 | 0 | 0 | 0 | 0 | 0 | 0
F11_Commercial_OR - College_New_Space Heating_Natural Gas_Gas Boiler - Hot Water Reset_A_Achievable Technical Potential | F11 | Commercial | OR - College | New | Space Heating | Natural Gas | Gas Boiler - Hot Water Reset | A | Purchases (Cumulative) | Achievable Technical Potential | 0 | 0 | 0 | 0 | 0 | 0 | 0 | 0 | 0 | 0 | 0 | 0 | 0 | 0 | 0 | 0 | 0 | 0 | 0 | 0 | 0 | 0 | 0 | 0 | 0 | 0 | 0
F1_Commercial_OR - College_New_Space Heating_Natural Gas_Gas Boiler - Steam Trap Replacement_A_Achievable Technical Potential | F1 | Commercial | OR - College | New | Space Heating | Natural Gas | Gas Boiler - Steam Trap Replacement | A | Integrated Unit Energy Savings (kWh or therms) | Achievable Technical Potential | 0 | 0 | 0 | 0 | 0 | 0 | 0 | 0 | 0 | 0 | 0 | 0 | 0 | 0 | 0 | 0 | 0 | 0 | 0 | 0 | 0 | 0 | 0 | 0 | 0 | 0 | 0
F2_Commercial_OR - College_New_Space Heating_Natural Gas_Gas Boiler - Steam Trap Replacement_A_Achievable Technical Potential | F2 | Commercial | OR - College | New | Space Heating | Natural Gas | Gas Boiler - Steam Trap Replacement | A | Integrated Unit Summer Peak Savings (kW) | Achievable Technical Potential | 0 | 0 | 0 | 0 | 0 | 0 | 0 | 0 | 0 | 0 | 0 | 0 | 0 | 0 | 0 | 0 | 0 | 0 | 0 | 0 | 0 | 0 | 0 | 0 | 0 | 0 | 0
F3_Commercial_OR - College_New_Space Heating_Natural Gas_Gas Boiler - Steam Trap Replacement_A_Achievable Technical Potential | F3 | Commercial | OR - College | New | Space Heating | Natural Gas | Gas Boiler - Steam Trap Replacement | A | Integrated Unit Winter Peak Savings (kW) | Achievable Technical Potential | 0 | 0 | 0 | 0 | 0 | 0 | 0 | 0 | 0 | 0 | 0 | 0 | 0 | 0 | 0 | 0 | 0 | 0 | 0 | 0 | 0 | 0 | 0 | 0 | 0 | 0 | 0
F4_Commercial_OR - College_New_Space Heating_Natural Gas_Gas Boiler - Steam Trap Replacement_A_Achievable Technical Potential | F4 | Commercial | OR - College | New | Space Heating | Natural Gas | Gas Boiler - Steam Trap Replacement | A | Incremental Energy Savings (MWh or mTherms) | Achievable Technical Potential | 0 | 0 | 0 | 0 | 0 | 0 | 0 | 0 | 0 | 0 | 0 | 0 | 0 | 0 | 0 | 0 | 0 | 0 | 0 | 0 | 0 | 0 | 0 | 0 | 0 | 0 | 0
F5_Commercial_OR - College_New_Space Heating_Natural Gas_Gas Boiler - Steam Trap Replacement_A_Achievable Technical Potential | F5 | Commercial | OR - College | New | Space Heating | Natural Gas | Gas Boiler - Steam Trap Replacement | A | Incremental Summer Peak Savings (MW) | Achievable Technical Potential | 0 | 0 | 0 | 0 | 0 | 0 | 0 | 0 | 0 | 0 | 0 | 0 | 0 | 0 | 0 | 0 | 0 | 0 | 0 | 0 | 0 | 0 | 0 | 0 | 0 | 0 | 0
F6_Commercial_OR - College_New_Space Heating_Natural Gas_Gas Boiler - Steam Trap Replacement_A_Achievable Technical Potential | F6 | Commercial | OR - College | New | Space Heating | Natural Gas | Gas Boiler - Steam Trap Replacement | A | Incremental Winter Peak Savings (MW) | Achievable Technical Potential | 0 | 0 | 0 | 0 | 0 | 0 | 0 | 0 | 0 | 0 | 0 | 0 | 0 | 0 | 0 | 0 | 0 | 0 | 0 | 0 | 0 | 0 | 0 | 0 | 0 | 0 | 0
F7_Commercial_OR - College_New_Space Heating_Natural Gas_Gas Boiler - Steam Trap Replacement_A_Achievable Technical Potential | F7 | Commercial | OR - College | New | Space Heating | Natural Gas | Gas Boiler - Steam Trap Replacement | A | Cumulative Energy Savings (MWh or mTherms) | Achievable Technical Potential | 0 | 0 | 0 | 0 | 0 | 0 | 0 | 0 | 0 | 0 | 0 | 0 | 0 | 0 | 0 | 0 | 0 | 0 | 0 | 0 | 0 | 0 | 0 | 0 | 0 | 0 | 0
F8_Commercial_OR - College_New_Space Heating_Natural Gas_Gas Boiler - Steam Trap Replacement_A_Achievable Technical Potential | F8 | Commercial | OR - College | New | Space Heating | Natural Gas | Gas Boiler - Steam Trap Replacement | A | Cumulative Summer Peak Savings (MW) | Achievable Technical Potential | 0 | 0 | 0 | 0 | 0 | 0 | 0 | 0 | 0 | 0 | 0 | 0 | 0 | 0 | 0 | 0 | 0 | 0 | 0 | 0 | 0 | 0 | 0 | 0 | 0 | 0 | 0
F9_Commercial_OR - College_New_Space Heating_Natural Gas_Gas Boiler - Steam Trap Replacement_A_Achievable Technical Potential | F9 | Commercial | OR - College | New | Space Heating | Natural Gas | Gas Boiler - Steam Trap Replacement | A | Cumulative Winter Peak Savings (MW) | Achievable Technical Potential | 0 | 0 | 0 | 0 | 0 | 0 | 0 | 0 | 0 | 0 | 0 | 0 | 0 | 0 | 0 | 0 | 0 | 0 | 0 | 0 | 0 | 0 | 0 | 0 | 0 | 0 | 0
F10_Commercial_OR - College_New_Space Heating_Natural Gas_Gas Boiler - Steam Trap Replacement_A_Achievable Technical Potential | F10 | Commercial | OR - College | New | Space Heating | Natural Gas | Gas Boiler - Steam Trap Replacement | A | Purchases (Incremental) | Achievable Technical Potential | 0 | 0 | 0 | 0 | 0 | 0 | 0 | 0 | 0 | 0 | 0 | 0 | 0 | 0 | 0 | 0 | 0 | 0 | 0 | 0 | 0 | 0 | 0 | 0 | 0 | 0 | 0
F11_Commercial_OR - College_New_Space Heating_Natural Gas_Gas Boiler - Steam Trap Replacement_A_Achievable Technical Potential | F11 | Commercial | OR - College | New | Space Heating | Natural Gas | Gas Boiler - Steam Trap Replacement | A | Purchases (Cumulative) | Achievable Technical Potential | 0 | 0 | 0 | 0 | 0 | 0 | 0 | 0 | 0 | 0 | 0 | 0 | 0 | 0 | 0 | 0 | 0 | 0 | 0 | 0 | 0 | 0 | 0 | 0 | 0 | 0 | 0
F1_Commercial_OR - College_New_Space Heating_Natural Gas_Gas Boiler - High Turndown Burner_A_Achievable Technical Potential | F1 | Commercial | OR - College | New | Space Heating | Natural Gas | Gas Boiler - High Turndown Burner | A | Integrated Unit Energy Savings (kWh or therms) | Achievable Technical Potential | 0 | 0 | 0 | 0 | 0 | 0 | 0 | 0 | 0 | 0 | 0 | 0 | 0 | 0 | 0 | 0 | 0 | 0 | 0 | 0 | 0 | 0 | 0 | 0 | 0 | 0 | 0
F2_Commercial_OR - College_New_Space Heating_Natural Gas_Gas Boiler - High Turndown Burner_A_Achievable Technical Potential | F2 | Commercial | OR - College | New | Space Heating | Natural Gas | Gas Boiler - High Turndown Burner | A | Integrated Unit Summer Peak Savings (kW) | Achievable Technical Potential | 0 | 0 | 0 | 0 | 0 | 0 | 0 | 0 | 0 | 0 | 0 | 0 | 0 | 0 | 0 | 0 | 0 | 0 | 0 | 0 | 0 | 0 | 0 | 0 | 0 | 0 | 0
F3_Commercial_OR - College_New_Space Heating_Natural Gas_Gas Boiler - High Turndown Burner_A_Achievable Technical Potential | F3 | Commercial | OR - College | New | Space Heating | Natural Gas | Gas Boiler - High Turndown Burner | A | Integrated Unit Winter Peak Savings (kW) | Achievable Technical Potential | 0 | 0 | 0 | 0 | 0 | 0 | 0 | 0 | 0 | 0 | 0 | 0 | 0 | 0 | 0 | 0 | 0 | 0 | 0 | 0 | 0 | 0 | 0 | 0 | 0 | 0 | 0
F4_Commercial_OR - College_New_Space Heating_Natural Gas_Gas Boiler - High Turndown Burner_A_Achievable Technical Potential | F4 | Commercial | OR - College | New | Space Heating | Natural Gas | Gas Boiler - High Turndown Burner | A | Incremental Energy Savings (MWh or mTherms) | Achievable Technical Potential | 0 | 0 | 0 | 0 | 0 | 0 | 0 | 0 | 0 | 0 | 0 | 0 | 0 | 0 | 0 | 0 | 0 | 0 | 0 | 0 | 0 | 0 | 0 | 0 | 0 | 0 | 0
F5_Commercial_OR - College_New_Space Heating_Natural Gas_Gas Boiler - High Turndown Burner_A_Achievable Technical Potential | F5 | Commercial | OR - College | New | Space Heating | Natural Gas | Gas Boiler - High Turndown Burner | A | Incremental Summer Peak Savings (MW) | Achievable Technical Potential | 0 | 0 | 0 | 0 | 0 | 0 | 0 | 0 | 0 | 0 | 0 | 0 | 0 | 0 | 0 | 0 | 0 | 0 | 0 | 0 | 0 | 0 | 0 | 0 | 0 | 0 | 0
F6_Commercial_OR - College_New_Space Heating_Natural Gas_Gas Boiler - High Turndown Burner_A_Achievable Technical Potential | F6 | Commercial | OR - College | New | Space Heating | Natural Gas | Gas Boiler - High Turndown Burner | A | Incremental Winter Peak Savings (MW) | Achievable Technical Potential | 0 | 0 | 0 | 0 | 0 | 0 | 0 | 0 | 0 | 0 | 0 | 0 | 0 | 0 | 0 | 0 | 0 | 0 | 0 | 0 | 0 | 0 | 0 | 0 | 0 | 0 | 0
F7_Commercial_OR - College_New_Space Heating_Natural Gas_Gas Boiler - High Turndown Burner_A_Achievable Technical Potential | F7 | Commercial | OR - College | New | Space Heating | Natural Gas | Gas Boiler - High Turndown Burner | A | Cumulative Energy Savings (MWh or mTherms) | Achievable Technical Potential | 0 | 0 | 0 | 0 | 0 | 0 | 0 | 0 | 0 | 0 | 0 | 0 | 0 | 0 | 0 | 0 | 0 | 0 | 0 | 0 | 0 | 0 | 0 | 0 | 0 | 0 | 0
F8_Commercial_OR - College_New_Space Heating_Natural Gas_Gas Boiler - High Turndown Burner_A_Achievable Technical Potential | F8 | Commercial | OR - College | New | Space Heating | Natural Gas | Gas Boiler - High Turndown Burner | A | Cumulative Summer Peak Savings (MW) | Achievable Technical Potential | 0 | 0 | 0 | 0 | 0 | 0 | 0 | 0 | 0 | 0 | 0 | 0 | 0 | 0 | 0 | 0 | 0 | 0 | 0 | 0 | 0 | 0 | 0 | 0 | 0 | 0 | 0
F9_Commercial_OR - College_New_Space Heating_Natural Gas_Gas Boiler - High Turndown Burner_A_Achievable Technical Potential | F9 | Commercial | OR - College | New | Space Heating | Natural Gas | Gas Boiler - High Turndown Burner | A | Cumulative Winter Peak Savings (MW) | Achievable Technical Potential | 0 | 0 | 0 | 0 | 0 | 0 | 0 | 0 | 0 | 0 | 0 | 0 | 0 | 0 | 0 | 0 | 0 | 0 | 0 | 0 | 0 | 0 | 0 | 0 | 0 | 0 | 0
F10_Commercial_OR - College_New_Space Heating_Natural Gas_Gas Boiler - High Turndown Burner_A_Achievable Technical Potential | F10 | Commercial | OR - College | New | Space Heating | Natural Gas | Gas Boiler - High Turndown Burner | A | Purchases (Incremental) | Achievable Technical Potential | 0 | 0 | 0 | 0 | 0 | 0 | 0 | 0 | 0 | 0 | 0 | 0 | 0 | 0 | 0 | 0 | 0 | 0 | 0 | 0 | 0 | 0 | 0 | 0 | 0 | 0 | 0
F11_Commercial_OR - College_New_Space Heating_Natural Gas_Gas Boiler - High Turndown Burner_A_Achievable Technical Potential | F11 | Commercial | OR - College | New | Space Heating | Natural Gas | Gas Boiler - High Turndown Burner | A | Purchases (Cumulative) | Achievable Technical Potential | 0 | 0 | 0 | 0 | 0 | 0 | 0 | 0 | 0 | 0 | 0 | 0 | 0 | 0 | 0 | 0 | 0 | 0 | 0 | 0 | 0 | 0 | 0 | 0 | 0 | 0 | 0
F1_Commercial_OR - College_New_Space Heating_Natural Gas_Gas Boiler - Burner Control Optimization_A_Achievable Technical Potential | F1 | Commercial | OR - College | New | Space Heating | Natural Gas | Gas Boiler - Burner Control Optimization | A | Integrated Unit Energy Savings (kWh or therms) | Achievable Technical Potential | 0 | 0 | 0 | 0 | 0 | 0 | 0 | 0 | 0 | 0 | 0 | 0 | 0 | 0 | 0 | 0 | 0 | 0 | 0 | 0 | 0 | 0 | 0 | 0 | 0 | 0 | 0
F2_Commercial_OR - College_New_Space Heating_Natural Gas_Gas Boiler - Burner Control Optimization_A_Achievable Technical Potential | F2 | Commercial | OR - College | New | Space Heating | Natural Gas | Gas Boiler - Burner Control Optimization | A | Integrated Unit Summer Peak Savings (kW) | Achievable Technical Potential | 0 | 0 | 0 | 0 | 0 | 0 | 0 | 0 | 0 | 0 | 0 | 0 | 0 | 0 | 0 | 0 | 0 | 0 | 0 | 0 | 0 | 0 | 0 | 0 | 0 | 0 | 0
F3_Commercial_OR - College_New_Space Heating_Natural Gas_Gas Boiler - Burner Control Optimization_A_Achievable Technical Potential | F3 | Commercial | OR - College | New | Space Heating | Natural Gas | Gas Boiler - Burner Control Optimization | A | Integrated Unit Winter Peak Savings (kW) | Achievable Technical Potential | 0 | 0 | 0 | 0 | 0 | 0 | 0 | 0 | 0 | 0 | 0 | 0 | 0 | 0 | 0 | 0 | 0 | 0 | 0 | 0 | 0 | 0 | 0 | 0 | 0 | 0 | 0
F4_Commercial_OR - College_New_Space Heating_Natural Gas_Gas Boiler - Burner Control Optimization_A_Achievable Technical Potential | F4 | Commercial | OR - College | New | Space Heating | Natural Gas | Gas Boiler - Burner Control Optimization | A | Incremental Energy Savings (MWh or mTherms) | Achievable Technical Potential | 0 | 0 | 0 | 0 | 0 | 0 | 0 | 0 | 0 | 0 | 0 | 0 | 0 | 0 | 0 | 0 | 0 | 0 | 0 | 0 | 0 | 0 | 0 | 0 | 0 | 0 | 0
F5_Commercial_OR - College_New_Space Heating_Natural Gas_Gas Boiler - Burner Control Optimization_A_Achievable Technical Potential | F5 | Commercial | OR - College | New | Space Heating | Natural Gas | Gas Boiler - Burner Control Optimization | A | Incremental Summer Peak Savings (MW) | Achievable Technical Potential | 0 | 0 | 0 | 0 | 0 | 0 | 0 | 0 | 0 | 0 | 0 | 0 | 0 | 0 | 0 | 0 | 0 | 0 | 0 | 0 | 0 | 0 | 0 | 0 | 0 | 0 | 0
F6_Commercial_OR - College_New_Space Heating_Natural Gas_Gas Boiler - Burner Control Optimization_A_Achievable Technical Potential | F6 | Commercial | OR - College | New | Space Heating | Natural Gas | Gas Boiler - Burner Control Optimization | A | Incremental Winter Peak Savings (MW) | Achievable Technical Potential | 0 | 0 | 0 | 0 | 0 | 0 | 0 | 0 | 0 | 0 | 0 | 0 | 0 | 0 | 0 | 0 | 0 | 0 | 0 | 0 | 0 | 0 | 0 | 0 | 0 | 0 | 0
F7_Commercial_OR - College_New_Space Heating_Natural Gas_Gas Boiler - Burner Control Optimization_A_Achievable Technical Potential | F7 | Commercial | OR - College | New | Space Heating | Natural Gas | Gas Boiler - Burner Control Optimization | A | Cumulative Energy Savings (MWh or mTherms) | Achievable Technical Potential | 0 | 0 | 0 | 0 | 0 | 0 | 0 | 0 | 0 | 0 | 0 | 0 | 0 | 0 | 0 | 0 | 0 | 0 | 0 | 0 | 0 | 0 | 0 | 0 | 0 | 0 | 0
F8_Commercial_OR - College_New_Space Heating_Natural Gas_Gas Boiler - Burner Control Optimization_A_Achievable Technical Potential | F8 | Commercial | OR - College | New | Space Heating | Natural Gas | Gas Boiler - Burner Control Optimization | A | Cumulative Summer Peak Savings (MW) | Achievable Technical Potential | 0 | 0 | 0 | 0 | 0 | 0 | 0 | 0 | 0 | 0 | 0 | 0 | 0 | 0 | 0 | 0 | 0 | 0 | 0 | 0 | 0 | 0 | 0 | 0 | 0 | 0 | 0
F9_Commercial_OR - College_New_Space Heating_Natural Gas_Gas Boiler - Burner Control Optimization_A_Achievable Technical Potential | F9 | Commercial | OR - College | New | Space Heating | Natural Gas | Gas Boiler - Burner Control Optimization | A | Cumulative Winter Peak Savings (MW) | Achievable Technical Potential | 0 | 0 | 0 | 0 | 0 | 0 | 0 | 0 | 0 | 0 | 0 | 0 | 0 | 0 | 0 | 0 | 0 | 0 | 0 | 0 | 0 | 0 | 0 | 0 | 0 | 0 | 0
F10_Commercial_OR - College_New_Space Heating_Natural Gas_Gas Boiler - Burner Control Optimization_A_Achievable Technical Potential | F10 | Commercial | OR - College | New | Space Heating | Natural Gas | Gas Boiler - Burner Control Optimization | A | Purchases (Incremental) | Achievable Technical Potential | 0 | 0 | 0 | 0 | 0 | 0 | 0 | 0 | 0 | 0 | 0 | 0 | 0 | 0 | 0 | 0 | 0 | 0 | 0 | 0 | 0 | 0 | 0 | 0 | 0 | 0 | 0
F11_Commercial_OR - College_New_Space Heating_Natural Gas_Gas Boiler - Burner Control Optimization_A_Achievable Technical Potential | F11 | Commercial | OR - College | New | Space Heating | Natural Gas | Gas Boiler - Burner Control Optimization | A | Purchases (Cumulative) | Achievable Technical Potential | 0 | 0 | 0 | 0 | 0 | 0 | 0 | 0 | 0 | 0 | 0 | 0 | 0 | 0 | 0 | 0 | 0 | 0 | 0 | 0 | 0 | 0 | 0 | 0 | 0 | 0 | 0
F1_Commercial_OR - College_New_Space Heating_Natural Gas_Gas Boiler - Stack Economizer_A_Achievable Technical Potential | F1 | Commercial | OR - College | New | Space Heating | Natural Gas | Gas Boiler - Stack Economizer | A | Integrated Unit Energy Savings (kWh or therms) | Achievable Technical Potential | 0 | 0 | 0 | 0 | 0 | 0 | 0 | 0 | 0 | 0 | 0 | 0 | 0 | 0 | 0 | 0 | 0 | 0 | 0 | 0 | 0 | 0 | 0 | 0 | 0 | 0 | 0
F2_Commercial_OR - College_New_Space Heating_Natural Gas_Gas Boiler - Stack Economizer_A_Achievable Technical Potential | F2 | Commercial | OR - College | New | Space Heating | Natural Gas | Gas Boiler - Stack Economizer | A | Integrated Unit Summer Peak Savings (kW) | Achievable Technical Potential | 0 | 0 | 0 | 0 | 0 | 0 | 0 | 0 | 0 | 0 | 0 | 0 | 0 | 0 | 0 | 0 | 0 | 0 | 0 | 0 | 0 | 0 | 0 | 0 | 0 | 0 | 0
F3_Commercial_OR - College_New_Space Heating_Natural Gas_Gas Boiler - Stack Economizer_A_Achievable Technical Potential | F3 | Commercial | OR - College | New | Space Heating | Natural Gas | Gas Boiler - Stack Economizer | A | Integrated Unit Winter Peak Savings (kW) | Achievable Technical Potential | 0 | 0 | 0 | 0 | 0 | 0 | 0 | 0 | 0 | 0 | 0 | 0 | 0 | 0 | 0 | 0 | 0 | 0 | 0 | 0 | 0 | 0 | 0 | 0 | 0 | 0 | 0
F4_Commercial_OR - College_New_Space Heating_Natural Gas_Gas Boiler - Stack Economizer_A_Achievable Technical Potential | F4 | Commercial | OR - College | New | Space Heating | Natural Gas | Gas Boiler - Stack Economizer | A | Incremental Energy Savings (MWh or mTherms) | Achievable Technical Potential | 0 | 0 | 0 | 0 | 0 | 0 | 0 | 0 | 0 | 0 | 0 | 0 | 0 | 0 | 0 | 0 | 0 | 0 | 0 | 0 | 0 | 0 | 0 | 0 | 0 | 0 | 0
F5_Commercial_OR - College_New_Space Heating_Natural Gas_Gas Boiler - Stack Economizer_A_Achievable Technical Potential | F5 | Commercial | OR - College | New | Space Heating | Natural Gas | Gas Boiler - Stack Economizer | A | Incremental Summer Peak Savings (MW) | Achievable Technical Potential | 0 | 0 | 0 | 0 | 0 | 0 | 0 | 0 | 0 | 0 | 0 | 0 | 0 | 0 | 0 | 0 | 0 | 0 | 0 | 0 | 0 | 0 | 0 | 0 | 0 | 0 | 0
F6_Commercial_OR - College_New_Space Heating_Natural Gas_Gas Boiler - Stack Economizer_A_Achievable Technical Potential | F6 | Commercial | OR - College | New | Space Heating | Natural Gas | Gas Boiler - Stack Economizer | A | Incremental Winter Peak Savings (MW) | Achievable Technical Potential | 0 | 0 | 0 | 0 | 0 | 0 | 0 | 0 | 0 | 0 | 0 | 0 | 0 | 0 | 0 | 0 | 0 | 0 | 0 | 0 | 0 | 0 | 0 | 0 | 0 | 0 | 0
F7_Commercial_OR - College_New_Space Heating_Natural Gas_Gas Boiler - Stack Economizer_A_Achievable Technical Potential | F7 | Commercial | OR - College | New | Space Heating | Natural Gas | Gas Boiler - Stack Economizer | A | Cumulative Energy Savings (MWh or mTherms) | Achievable Technical Potential | 0 | 0 | 0 | 0 | 0 | 0 | 0 | 0 | 0 | 0 | 0 | 0 | 0 | 0 | 0 | 0 | 0 | 0 | 0 | 0 | 0 | 0 | 0 | 0 | 0 | 0 | 0
F8_Commercial_OR - College_New_Space Heating_Natural Gas_Gas Boiler - Stack Economizer_A_Achievable Technical Potential | F8 | Commercial | OR - College | New | Space Heating | Natural Gas | Gas Boiler - Stack Economizer | A | Cumulative Summer Peak Savings (MW) | Achievable Technical Potential | 0 | 0 | 0 | 0 | 0 | 0 | 0 | 0 | 0 | 0 | 0 | 0 | 0 | 0 | 0 | 0 | 0 | 0 | 0 | 0 | 0 | 0 | 0 | 0 | 0 | 0 | 0
F9_Commercial_OR - College_New_Space Heating_Natural Gas_Gas Boiler - Stack Economizer_A_Achievable Technical Potential | F9 | Commercial | OR - College | New | Space Heating | Natural Gas | Gas Boiler - Stack Economizer | A | Cumulative Winter Peak Savings (MW) | Achievable Technical Potential | 0 | 0 | 0 | 0 | 0 | 0 | 0 | 0 | 0 | 0 | 0 | 0 | 0 | 0 | 0 | 0 | 0 | 0 | 0 | 0 | 0 | 0 | 0 | 0 | 0 | 0 | 0
F10_Commercial_OR - College_New_Space Heating_Natural Gas_Gas Boiler - Stack Economizer_A_Achievable Technical Potential | F10 | Commercial | OR - College | New | Space Heating | Natural Gas | Gas Boiler - Stack Economizer | A | Purchases (Incremental) | Achievable Technical Potential | 0 | 0 | 0 | 0 | 0 | 0 | 0 | 0 | 0 | 0 | 0 | 0 | 0 | 0 | 0 | 0 | 0 | 0 | 0 | 0 | 0 | 0 | 0 | 0 | 0 | 0 | 0
F11_Commercial_OR - College_New_Space Heating_Natural Gas_Gas Boiler - Stack Economizer_A_Achievable Technical Potential | F11 | Commercial | OR - College | New | Space Heating | Natural Gas | Gas Boiler - Stack Economizer | A | Purchases (Cumulative) | Achievable Technical Potential | 0 | 0 | 0 | 0 | 0 | 0 | 0 | 0 | 0 | 0 | 0 | 0 | 0 | 0 | 0 | 0 | 0 | 0 | 0 | 0 | 0 | 0 | 0 | 0 | 0 | 0 | 0
F1_Commercial_OR - College_New_Space Heating_Natural Gas_Gas Boiler - Thermostatic Radiator Valves_A_Achievable Technical Potential | F1 | Commercial | OR - College | New | Space Heating | Natural Gas | Gas Boiler - Thermostatic Radiator Valves | A | Integrated Unit Energy Savings (kWh or therms) | Achievable Technical Potential | 0 | 0 | 0 | 0 | 0 | 0 | 0 | 0 | 0 | 0 | 0 | 0 | 0 | 0 | 0 | 0 | 0 | 0 | 0 | 0 | 0 | 0 | 0 | 0 | 0 | 0 | 0
F2_Commercial_OR - College_New_Space Heating_Natural Gas_Gas Boiler - Thermostatic Radiator Valves_A_Achievable Technical Potential | F2 | Commercial | OR - College | New | Space Heating | Natural Gas | Gas Boiler - Thermostatic Radiator Valves | A | Integrated Unit Summer Peak Savings (kW) | Achievable Technical Potential | 0 | 0 | 0 | 0 | 0 | 0 | 0 | 0 | 0 | 0 | 0 | 0 | 0 | 0 | 0 | 0 | 0 | 0 | 0 | 0 | 0 | 0 | 0 | 0 | 0 | 0 | 0
F3_Commercial_OR - College_New_Space Heating_Natural Gas_Gas Boiler - Thermostatic Radiator Valves_A_Achievable Technical Potential | F3 | Commercial | OR - College | New | Space Heating | Natural Gas | Gas Boiler - Thermostatic Radiator Valves | A | Integrated Unit Winter Peak Savings (kW) | Achievable Technical Potential | 0 | 0 | 0 | 0 | 0 | 0 | 0 | 0 | 0 | 0 | 0 | 0 | 0 | 0 | 0 | 0 | 0 | 0 | 0 | 0 | 0 | 0 | 0 | 0 | 0 | 0 | 0
F4_Commercial_OR - College_New_Space Heating_Natural Gas_Gas Boiler - Thermostatic Radiator Valves_A_Achievable Technical Potential | F4 | Commercial | OR - College | New | Space Heating | Natural Gas | Gas Boiler - Thermostatic Radiator Valves | A | Incremental Energy Savings (MWh or mTherms) | Achievable Technical Potential | 0 | 0 | 0 | 0 | 0 | 0 | 0 | 0 | 0 | 0 | 0 | 0 | 0 | 0 | 0 | 0 | 0 | 0 | 0 | 0 | 0 | 0 | 0 | 0 | 0 | 0 | 0
F5_Commercial_OR - College_New_Space Heating_Natural Gas_Gas Boiler - Thermostatic Radiator Valves_A_Achievable Technical Potential | F5 | Commercial | OR - College | New | Space Heating | Natural Gas | Gas Boiler - Thermostatic Radiator Valves | A | Incremental Summer Peak Savings (MW) | Achievable Technical Potential | 0 | 0 | 0 | 0 | 0 | 0 | 0 | 0 | 0 | 0 | 0 | 0 | 0 | 0 | 0 | 0 | 0 | 0 | 0 | 0 | 0 | 0 | 0 | 0 | 0 | 0 | 0
F6_Commercial_OR - College_New_Space Heating_Natural Gas_Gas Boiler - Thermostatic Radiator Valves_A_Achievable Technical Potential | F6 | Commercial | OR - College | New | Space Heating | Natural Gas | Gas Boiler - Thermostatic Radiator Valves | A | Incremental Winter Peak Savings (MW) | Achievable Technical Potential | 0 | 0 | 0 | 0 | 0 | 0 | 0 | 0 | 0 | 0 | 0 | 0 | 0 | 0 | 0 | 0 | 0 | 0 | 0 | 0 | 0 | 0 | 0 | 0 | 0 | 0 | 0
F7_Commercial_OR - College_New_Space Heating_Natural Gas_Gas Boiler - Thermostatic Radiator Valves_A_Achievable Technical Potential | F7 | Commercial | OR - College | New | Space Heating | Natural Gas | Gas Boiler - Thermostatic Radiator Valves | A | Cumulative Energy Savings (MWh or mTherms) | Achievable Technical Potential | 0 | 0 | 0 | 0 | 0 | 0 | 0 | 0 | 0 | 0 | 0 | 0 | 0 | 0 | 0 | 0 | 0 | 0 | 0 | 0 | 0 | 0 | 0 | 0 | 0 | 0 | 0
F8_Commercial_OR - College_New_Space Heating_Natural Gas_Gas Boiler - Thermostatic Radiator Valves_A_Achievable Technical Potential | F8 | Commercial | OR - College | New | Space Heating | Natural Gas | Gas Boiler - Thermostatic Radiator Valves | A | Cumulative Summer Peak Savings (MW) | Achievable Technical Potential | 0 | 0 | 0 | 0 | 0 | 0 | 0 | 0 | 0 | 0 | 0 | 0 | 0 | 0 | 0 | 0 | 0 | 0 | 0 | 0 | 0 | 0 | 0 | 0 | 0 | 0 | 0
F9_Commercial_OR - College_New_Space Heating_Natural Gas_Gas Boiler - Thermostatic Radiator Valves_A_Achievable Technical Potential | F9 | Commercial | OR - College | New | Space Heating | Natural Gas | Gas Boiler - Thermostatic Radiator Valves | A | Cumulative Winter Peak Savings (MW) | Achievable Technical Potential | 0 | 0 | 0 | 0 | 0 | 0 | 0 | 0 | 0 | 0 | 0 | 0 | 0 | 0 | 0 | 0 | 0 | 0 | 0 | 0 | 0 | 0 | 0 | 0 | 0 | 0 | 0
F10_Commercial_OR - College_New_Space Heating_Natural Gas_Gas Boiler - Thermostatic Radiator Valves_A_Achievable Technical Potential | F10 | Commercial | OR - College | New | Space Heating | Natural Gas | Gas Boiler - Thermostatic Radiator Valves | A | Purchases (Incremental) | Achievable Technical Potential | 0 | 0 | 0 | 0 | 0 | 0 | 0 | 0 | 0 | 0 | 0 | 0 | 0 | 0 | 0 | 0 | 0 | 0 | 0 | 0 | 0 | 0 | 0 | 0 | 0 | 0 | 0
F11_Commercial_OR - College_New_Space Heating_Natural Gas_Gas Boiler - Thermostatic Radiator Valves_A_Achievable Technical Potential | F11 | Commercial | OR - College | New | Space Heating | Natural Gas | Gas Boiler - Thermostatic Radiator Valves | A | Purchases (Cumulative) | Achievable Technical Potential | 0 | 0 | 0 | 0 | 0 | 0 | 0 | 0 | 0 | 0 | 0 | 0 | 0 | 0 | 0 | 0 | 0 | 0 | 0 | 0 | 0 | 0 | 0 | 0 | 0 | 0 | 0
F1_Commercial_OR - College_New_Space Heating_Natural Gas_HVAC - Shut Off Damper_A_Achievable Technical Potential | F1 | Commercial | OR - College | New | Space Heating | Natural Gas | HVAC - Shut Off Damper | A | Integrated Unit Energy Savings (kWh or therms) | Achievable Technical Potential | 0 | 0 | 0 | 0 | 0 | 0 | 0 | 0 | 0 | 0 | 0 | 0 | 0 | 0 | 0 | 0 | 0 | 0 | 0 | 0 | 0 | 0 | 0 | 0 | 0 | 0 | 0
F2_Commercial_OR - College_New_Space Heating_Natural Gas_HVAC - Shut Off Damper_A_Achievable Technical Potential | F2 | Commercial | OR - College | New | Space Heating | Natural Gas | HVAC - Shut Off Damper | A | Integrated Unit Summer Peak Savings (kW) | Achievable Technical Potential | 0 | 0 | 0 | 0 | 0 | 0 | 0 | 0 | 0 | 0 | 0 | 0 | 0 | 0 | 0 | 0 | 0 | 0 | 0 | 0 | 0 | 0 | 0 | 0 | 0 | 0 | 0
F3_Commercial_OR - College_New_Space Heating_Natural Gas_HVAC - Shut Off Damper_A_Achievable Technical Potential | F3 | Commercial | OR - College | New | Space Heating | Natural Gas | HVAC - Shut Off Damper | A | Integrated Unit Winter Peak Savings (kW) | Achievable Technical Potential | 0 | 0 | 0 | 0 | 0 | 0 | 0 | 0 | 0 | 0 | 0 | 0 | 0 | 0 | 0 | 0 | 0 | 0 | 0 | 0 | 0 | 0 | 0 | 0 | 0 | 0 | 0
F4_Commercial_OR - College_New_Space Heating_Natural Gas_HVAC - Shut Off Damper_A_Achievable Technical Potential | F4 | Commercial | OR - College | New | Space Heating | Natural Gas | HVAC - Shut Off Damper | A | Incremental Energy Savings (MWh or mTherms) | Achievable Technical Potential | 0 | 0 | 0 | 0 | 0 | 0 | 0 | 0 | 0 | 0 | 0 | 0 | 0 | 0 | 0 | 0 | 0 | 0 | 0 | 0 | 0 | 0 | 0 | 0 | 0 | 0 | 0
F5_Commercial_OR - College_New_Space Heating_Natural Gas_HVAC - Shut Off Damper_A_Achievable Technical Potential | F5 | Commercial | OR - College | New | Space Heating | Natural Gas | HVAC - Shut Off Damper | A | Incremental Summer Peak Savings (MW) | Achievable Technical Potential | 0 | 0 | 0 | 0 | 0 | 0 | 0 | 0 | 0 | 0 | 0 | 0 | 0 | 0 | 0 | 0 | 0 | 0 | 0 | 0 | 0 | 0 | 0 | 0 | 0 | 0 | 0
F6_Commercial_OR - College_New_Space Heating_Natural Gas_HVAC - Shut Off Damper_A_Achievable Technical Potential | F6 | Commercial | OR - College | New | Space Heating | Natural Gas | HVAC - Shut Off Damper | A | Incremental Winter Peak Savings (MW) | Achievable Technical Potential | 0 | 0 | 0 | 0 | 0 | 0 | 0 | 0 | 0 | 0 | 0 | 0 | 0 | 0 | 0 | 0 | 0 | 0 | 0 | 0 | 0 | 0 | 0 | 0 | 0 | 0 | 0
F7_Commercial_OR - College_New_Space Heating_Natural Gas_HVAC - Shut Off Damper_A_Achievable Technical Potential | F7 | Commercial | OR - College | New | Space Heating | Natural Gas | HVAC - Shut Off Damper | A | Cumulative Energy Savings (MWh or mTherms) | Achievable Technical Potential | 0 | 0 | 0 | 0 | 0 | 0 | 0 | 0 | 0 | 0 | 0 | 0 | 0 | 0 | 0 | 0 | 0 | 0 | 0 | 0 | 0 | 0 | 0 | 0 | 0 | 0 | 0
F8_Commercial_OR - College_New_Space Heating_Natural Gas_HVAC - Shut Off Damper_A_Achievable Technical Potential | F8 | Commercial | OR - College | New | Space Heating | Natural Gas | HVAC - Shut Off Damper | A | Cumulative Summer Peak Savings (MW) | Achievable Technical Potential | 0 | 0 | 0 | 0 | 0 | 0 | 0 | 0 | 0 | 0 | 0 | 0 | 0 | 0 | 0 | 0 | 0 | 0 | 0 | 0 | 0 | 0 | 0 | 0 | 0 | 0 | 0
F9_Commercial_OR - College_New_Space Heating_Natural Gas_HVAC - Shut Off Damper_A_Achievable Technical Potential | F9 | Commercial | OR - College | New | Space Heating | Natural Gas | HVAC - Shut Off Damper | A | Cumulative Winter Peak Savings (MW) | Achievable Technical Potential | 0 | 0 | 0 | 0 | 0 | 0 | 0 | 0 | 0 | 0 | 0 | 0 | 0 | 0 | 0 | 0 | 0 | 0 | 0 | 0 | 0 | 0 | 0 | 0 | 0 | 0 | 0
F10_Commercial_OR - College_New_Space Heating_Natural Gas_HVAC - Shut Off Damper_A_Achievable Technical Potential | F10 | Commercial | OR - College | New | Space Heating | Natural Gas | HVAC - Shut Off Damper | A | Purchases (Incremental) | Achievable Technical Potential | 0 | 0 | 0 | 0 | 0 | 0 | 0 | 0 | 0 | 0 | 0 | 0 | 0 | 0 | 0 | 0 | 0 | 0 | 0 | 0 | 0 | 0 | 0 | 0 | 0 | 0 | 0
F11_Commercial_OR - College_New_Space Heating_Natural Gas_HVAC - Shut Off Damper_A_Achievable Technical Potential | F11 | Commercial | OR - College | New | Space Heating | Natural Gas | HVAC - Shut Off Damper | A | Purchases (Cumulative) | Achievable Technical Potential | 0 | 0 | 0 | 0 | 0 | 0 | 0 | 0 | 0 | 0 | 0 | 0 | 0 | 0 | 0 | 0 | 0 | 0 | 0 | 0 | 0 | 0 | 0 | 0 | 0 | 0 | 0
F1_Commercial_OR - College_New_Space Heating_Natural Gas_Gas Furnace - Tube Inserts_A_Achievable Technical Potential | F1 | Commercial | OR - College | New | Space Heating | Natural Gas | Gas Furnace - Tube Inserts | A | Integrated Unit Energy Savings (kWh or therms) | Achievable Technical Potential | 0 | 0 | 0 | 0 | 0 | 0 | 0 | 0 | 0 | 0 | 0 | 0 | 0 | 0 | 0 | 0 | 0 | 0 | 0 | 0 | 0 | 0 | 0 | 0 | 0 | 0 | 0
F2_Commercial_OR - College_New_Space Heating_Natural Gas_Gas Furnace - Tube Inserts_A_Achievable Technical Potential | F2 | Commercial | OR - College | New | Space Heating | Natural Gas | Gas Furnace - Tube Inserts | A | Integrated Unit Summer Peak Savings (kW) | Achievable Technical Potential | 0 | 0 | 0 | 0 | 0 | 0 | 0 | 0 | 0 | 0 | 0 | 0 | 0 | 0 | 0 | 0 | 0 | 0 | 0 | 0 | 0 | 0 | 0 | 0 | 0 | 0 | 0
F3_Commercial_OR - College_New_Space Heating_Natural Gas_Gas Furnace - Tube Inserts_A_Achievable Technical Potential | F3 | Commercial | OR - College | New | Space Heating | Natural Gas | Gas Furnace - Tube Inserts | A | Integrated Unit Winter Peak Savings (kW) | Achievable Technical Potential | 0 | 0 | 0 | 0 | 0 | 0 | 0 | 0 | 0 | 0 | 0 | 0 | 0 | 0 | 0 | 0 | 0 | 0 | 0 | 0 | 0 | 0 | 0 | 0 | 0 | 0 | 0
F4_Commercial_OR - College_New_Space Heating_Natural Gas_Gas Furnace - Tube Inserts_A_Achievable Technical Potential | F4 | Commercial | OR - College | New | Space Heating | Natural Gas | Gas Furnace - Tube Inserts | A | Incremental Energy Savings (MWh or mTherms) | Achievable Technical Potential | 0 | 0 | 0 | 0 | 0 | 0 | 0 | 0 | 0 | 0 | 0 | 0 | 0 | 0 | 0 | 0 | 0 | 0 | 0 | 0 | 0 | 0 | 0 | 0 | 0 | 0 | 0
F5_Commercial_OR - College_New_Space Heating_Natural Gas_Gas Furnace - Tube Inserts_A_Achievable Technical Potential | F5 | Commercial | OR - College | New | Space Heating | Natural Gas | Gas Furnace - Tube Inserts | A | Incremental Summer Peak Savings (MW) | Achievable Technical Potential | 0 | 0 | 0 | 0 | 0 | 0 | 0 | 0 | 0 | 0 | 0 | 0 | 0 | 0 | 0 | 0 | 0 | 0 | 0 | 0 | 0 | 0 | 0 | 0 | 0 | 0 | 0
F6_Commercial_OR - College_New_Space Heating_Natural Gas_Gas Furnace - Tube Inserts_A_Achievable Technical Potential | F6 | Commercial | OR - College | New | Space Heating | Natural Gas | Gas Furnace - Tube Inserts | A | Incremental Winter Peak Savings (MW) | Achievable Technical Potential | 0 | 0 | 0 | 0 | 0 | 0 | 0 | 0 | 0 | 0 | 0 | 0 | 0 | 0 | 0 | 0 | 0 | 0 | 0 | 0 | 0 | 0 | 0 | 0 | 0 | 0 | 0
F7_Commercial_OR - College_New_Space Heating_Natural Gas_Gas Furnace - Tube Inserts_A_Achievable Technical Potential | F7 | Commercial | OR - College | New | Space Heating | Natural Gas | Gas Furnace - Tube Inserts | A | Cumulative Energy Savings (MWh or mTherms) | Achievable Technical Potential | 0 | 0 | 0 | 0 | 0 | 0 | 0 | 0 | 0 | 0 | 0 | 0 | 0 | 0 | 0 | 0 | 0 | 0 | 0 | 0 | 0 | 0 | 0 | 0 | 0 | 0 | 0
F8_Commercial_OR - College_New_Space Heating_Natural Gas_Gas Furnace - Tube Inserts_A_Achievable Technical Potential | F8 | Commercial | OR - College | New | Space Heating | Natural Gas | Gas Furnace - Tube Inserts | A | Cumulative Summer Peak Savings (MW) | Achievable Technical Potential | 0 | 0 | 0 | 0 | 0 | 0 | 0 | 0 | 0 | 0 | 0 | 0 | 0 | 0 | 0 | 0 | 0 | 0 | 0 | 0 | 0 | 0 | 0 | 0 | 0 | 0 | 0
F9_Commercial_OR - College_New_Space Heating_Natural Gas_Gas Furnace - Tube Inserts_A_Achievable Technical Potential | F9 | Commercial | OR - College | New | Space Heating | Natural Gas | Gas Furnace - Tube Inserts | A | Cumulative Winter Peak Savings (MW) | Achievable Technical Potential | 0 | 0 | 0 | 0 | 0 | 0 | 0 | 0 | 0 | 0 | 0 | 0 | 0 | 0 | 0 | 0 | 0 | 0 | 0 | 0 | 0 | 0 | 0 | 0 | 0 | 0 | 0
F10_Commercial_OR - College_New_Space Heating_Natural Gas_Gas Furnace - Tube Inserts_A_Achievable Technical Potential | F10 | Commercial | OR - College | New | Space Heating | Natural Gas | Gas Furnace - Tube Inserts | A | Purchases (Incremental) | Achievable Technical Potential | 0 | 0 | 0 | 0 | 0 | 0 | 0 | 0 | 0 | 0 | 0 | 0 | 0 | 0 | 0 | 0 | 0 | 0 | 0 | 0 | 0 | 0 | 0 | 0 | 0 | 0 | 0
F11_Commercial_OR - College_New_Space Heating_Natural Gas_Gas Furnace - Tube Inserts_A_Achievable Technical Potential | F11 | Commercial | OR - College | New | Space Heating | Natural Gas | Gas Furnace - Tube Inserts | A | Purchases (Cumulative) | Achievable Technical Potential | 0 | 0 | 0 | 0 | 0 | 0 | 0 | 0 | 0 | 0 | 0 | 0 | 0 | 0 | 0 | 0 | 0 | 0 | 0 | 0 | 0 | 0 | 0 | 0 | 0 | 0 | 0
F1_Commercial_OR - College_New_Space Heating_Natural Gas_Gas Boiler - Insulate Steam Lines/Condensate Tank_A_Achievable Technical Potential | F1 | Commercial | OR - College | New | Space Heating | Natural Gas | Gas Boiler - Insulate Steam Lines/Condensate Tank | A | Integrated Unit Energy Savings (kWh or therms) | Achievable Technical Potential | 0 | 0 | 0 | 0 | 0 | 0 | 0 | 0 | 0 | 0 | 0 | 0 | 0 | 0 | 0 | 0 | 0 | 0 | 0 | 0 | 0 | 0 | 0 | 0 | 0 | 0 | 0
F2_Commercial_OR - College_New_Space Heating_Natural Gas_Gas Boiler - Insulate Steam Lines/Condensate Tank_A_Achievable Technical Potential | F2 | Commercial | OR - College | New | Space Heating | Natural Gas | Gas Boiler - Insulate Steam Lines/Condensate Tank | A | Integrated Unit Summer Peak Savings (kW) | Achievable Technical Potential | 0 | 0 | 0 | 0 | 0 | 0 | 0 | 0 | 0 | 0 | 0 | 0 | 0 | 0 | 0 | 0 | 0 | 0 | 0 | 0 | 0 | 0 | 0 | 0 | 0 | 0 | 0
F3_Commercial_OR - College_New_Space Heating_Natural Gas_Gas Boiler - Insulate Steam Lines/Condensate Tank_A_Achievable Technical Potential | F3 | Commercial | OR - College | New | Space Heating | Natural Gas | Gas Boiler - Insulate Steam Lines/Condensate Tank | A | Integrated Unit Winter Peak Savings (kW) | Achievable Technical Potential | 0 | 0 | 0 | 0 | 0 | 0 | 0 | 0 | 0 | 0 | 0 | 0 | 0 | 0 | 0 | 0 | 0 | 0 | 0 | 0 | 0 | 0 | 0 | 0 | 0 | 0 | 0
F4_Commercial_OR - College_New_Space Heating_Natural Gas_Gas Boiler - Insulate Steam Lines/Condensate Tank_A_Achievable Technical Potential | F4 | Commercial | OR - College | New | Space Heating | Natural Gas | Gas Boiler - Insulate Steam Lines/Condensate Tank | A | Incremental Energy Savings (MWh or mTherms) | Achievable Technical Potential | 0 | 0 | 0 | 0 | 0 | 0 | 0 | 0 | 0 | 0 | 0 | 0 | 0 | 0 | 0 | 0 | 0 | 0 | 0 | 0 | 0 | 0 | 0 | 0 | 0 | 0 | 0
F5_Commercial_OR - College_New_Space Heating_Natural Gas_Gas Boiler - Insulate Steam Lines/Condensate Tank_A_Achievable Technical Potential | F5 | Commercial | OR - College | New | Space Heating | Natural Gas | Gas Boiler - Insulate Steam Lines/Condensate Tank | A | Incremental Summer Peak Savings (MW) | Achievable Technical Potential | 0 | 0 | 0 | 0 | 0 | 0 | 0 | 0 | 0 | 0 | 0 | 0 | 0 | 0 | 0 | 0 | 0 | 0 | 0 | 0 | 0 | 0 | 0 | 0 | 0 | 0 | 0
F6_Commercial_OR - College_New_Space Heating_Natural Gas_Gas Boiler - Insulate Steam Lines/Condensate Tank_A_Achievable Technical Potential | F6 | Commercial | OR - College | New | Space Heating | Natural Gas | Gas Boiler - Insulate Steam Lines/Condensate Tank | A | Incremental Winter Peak Savings (MW) | Achievable Technical Potential | 0 | 0 | 0 | 0 | 0 | 0 | 0 | 0 | 0 | 0 | 0 | 0 | 0 | 0 | 0 | 0 | 0 | 0 | 0 | 0 | 0 | 0 | 0 | 0 | 0 | 0 | 0
F7_Commercial_OR - College_New_Space Heating_Natural Gas_Gas Boiler - Insulate Steam Lines/Condensate Tank_A_Achievable Technical Potential | F7 | Commercial | OR - College | New | Space Heating | Natural Gas | Gas Boiler - Insulate Steam Lines/Condensate Tank | A | Cumulative Energy Savings (MWh or mTherms) | Achievable Technical Potential | 0 | 0 | 0 | 0 | 0 | 0 | 0 | 0 | 0 | 0 | 0 | 0 | 0 | 0 | 0 | 0 | 0 | 0 | 0 | 0 | 0 | 0 | 0 | 0 | 0 | 0 | 0
F8_Commercial_OR - College_New_Space Heating_Natural Gas_Gas Boiler - Insulate Steam Lines/Condensate Tank_A_Achievable Technical Potential | F8 | Commercial | OR - College | New | Space Heating | Natural Gas | Gas Boiler - Insulate Steam Lines/Condensate Tank | A | Cumulative Summer Peak Savings (MW) | Achievable Technical Potential | 0 | 0 | 0 | 0 | 0 | 0 | 0 | 0 | 0 | 0 | 0 | 0 | 0 | 0 | 0 | 0 | 0 | 0 | 0 | 0 | 0 | 0 | 0 | 0 | 0 | 0 | 0
F9_Commercial_OR - College_New_Space Heating_Natural Gas_Gas Boiler - Insulate Steam Lines/Condensate Tank_A_Achievable Technical Potential | F9 | Commercial | OR - College | New | Space Heating | Natural Gas | Gas Boiler - Insulate Steam Lines/Condensate Tank | A | Cumulative Winter Peak Savings (MW) | Achievable Technical Potential | 0 | 0 | 0 | 0 | 0 | 0 | 0 | 0 | 0 | 0 | 0 | 0 | 0 | 0 | 0 | 0 | 0 | 0 | 0 | 0 | 0 | 0 | 0 | 0 | 0 | 0 | 0
F10_Commercial_OR - College_New_Space Heating_Natural Gas_Gas Boiler - Insulate Steam Lines/Condensate Tank_A_Achievable Technical Potential | F10 | Commercial | OR - College | New | Space Heating | Natural Gas | Gas Boiler - Insulate Steam Lines/Condensate Tank | A | Purchases (Incremental) | Achievable Technical Potential | 0 | 0 | 0 | 0 | 0 | 0 | 0 | 0 | 0 | 0 | 0 | 0 | 0 | 0 | 0 | 0 | 0 | 0 | 0 | 0 | 0 | 0 | 0 | 0 | 0 | 0 | 0
F11_Commercial_OR - College_New_Space Heating_Natural Gas_Gas Boiler - Insulate Steam Lines/Condensate Tank_A_Achievable Technical Potential | F11 | Commercial | OR - College | New | Space Heating | Natural Gas | Gas Boiler - Insulate Steam Lines/Condensate Tank | A | Purchases (Cumulative) | Achievable Technical Potential | 0 | 0 | 0 | 0 | 0 | 0 | 0 | 0 | 0 | 0 | 0 | 0 | 0 | 0 | 0 | 0 | 0 | 0 | 0 | 0 | 0 | 0 | 0 | 0 | 0 | 0 | 0
F1_Commercial_OR - College_New_Space Heating_Natural Gas_Gas Boiler - Insulate Hot Water Lines_A_Achievable Technical Potential | F1 | Commercial | OR - College | New | Space Heating | Natural Gas | Gas Boiler - Insulate Hot Water Lines | A | Integrated Unit Energy Savings (kWh or therms) | Achievable Technical Potential | 0 | 0 | 0 | 0 | 0 | 0 | 0 | 0 | 0 | 0 | 0 | 0 | 0 | 0 | 0 | 0 | 0 | 0 | 0 | 0 | 0 | 0 | 0 | 0 | 0 | 0 | 0
F2_Commercial_OR - College_New_Space Heating_Natural Gas_Gas Boiler - Insulate Hot Water Lines_A_Achievable Technical Potential | F2 | Commercial | OR - College | New | Space Heating | Natural Gas | Gas Boiler - Insulate Hot Water Lines | A | Integrated Unit Summer Peak Savings (kW) | Achievable Technical Potential | 0 | 0 | 0 | 0 | 0 | 0 | 0 | 0 | 0 | 0 | 0 | 0 | 0 | 0 | 0 | 0 | 0 | 0 | 0 | 0 | 0 | 0 | 0 | 0 | 0 | 0 | 0
F3_Commercial_OR - College_New_Space Heating_Natural Gas_Gas Boiler - Insulate Hot Water Lines_A_Achievable Technical Potential | F3 | Commercial | OR - College | New | Space Heating | Natural Gas | Gas Boiler - Insulate Hot Water Lines | A | Integrated Unit Winter Peak Savings (kW) | Achievable Technical Potential | 0 | 0 | 0 | 0 | 0 | 0 | 0 | 0 | 0 | 0 | 0 | 0 | 0 | 0 | 0 | 0 | 0 | 0 | 0 | 0 | 0 | 0 | 0 | 0 | 0 | 0 | 0
F4_Commercial_OR - College_New_Space Heating_Natural Gas_Gas Boiler - Insulate Hot Water Lines_A_Achievable Technical Potential | F4 | Commercial | OR - College | New | Space Heating | Natural Gas | Gas Boiler - Insulate Hot Water Lines | A | Incremental Energy Savings (MWh or mTherms) | Achievable Technical Potential | 0 | 0 | 0 | 0 | 0 | 0 | 0 | 0 | 0 | 0 | 0 | 0 | 0 | 0 | 0 | 0 | 0 | 0 | 0 | 0 | 0 | 0 | 0 | 0 | 0 | 0 | 0
F5_Commercial_OR - College_New_Space Heating_Natural Gas_Gas Boiler - Insulate Hot Water Lines_A_Achievable Technical Potential | F5 | Commercial | OR - College | New | Space Heating | Natural Gas | Gas Boiler - Insulate Hot Water Lines | A | Incremental Summer Peak Savings (MW) | Achievable Technical Potential | 0 | 0 | 0 | 0 | 0 | 0 | 0 | 0 | 0 | 0 | 0 | 0 | 0 | 0 | 0 | 0 | 0 | 0 | 0 | 0 | 0 | 0 | 0 | 0 | 0 | 0 | 0
F6_Commercial_OR - College_New_Space Heating_Natural Gas_Gas Boiler - Insulate Hot Water Lines_A_Achievable Technical Potential | F6 | Commercial | OR - College | New | Space Heating | Natural Gas | Gas Boiler - Insulate Hot Water Lines | A | Incremental Winter Peak Savings (MW) | Achievable Technical Potential | 0 | 0 | 0 | 0 | 0 | 0 | 0 | 0 | 0 | 0 | 0 | 0 | 0 | 0 | 0 | 0 | 0 | 0 | 0 | 0 | 0 | 0 | 0 | 0 | 0 | 0 | 0
F7_Commercial_OR - College_New_Space Heating_Natural Gas_Gas Boiler - Insulate Hot Water Lines_A_Achievable Technical Potential | F7 | Commercial | OR - College | New | Space Heating | Natural Gas | Gas Boiler - Insulate Hot Water Lines | A | Cumulative Energy Savings (MWh or mTherms) | Achievable Technical Potential | 0 | 0 | 0 | 0 | 0 | 0 | 0 | 0 | 0 | 0 | 0 | 0 | 0 | 0 | 0 | 0 | 0 | 0 | 0 | 0 | 0 | 0 | 0 | 0 | 0 | 0 | 0
F8_Commercial_OR - College_New_Space Heating_Natural Gas_Gas Boiler - Insulate Hot Water Lines_A_Achievable Technical Potential | F8 | Commercial | OR - College | New | Space Heating | Natural Gas | Gas Boiler - Insulate Hot Water Lines | A | Cumulative Summer Peak Savings (MW) | Achievable Technical Potential | 0 | 0 | 0 | 0 | 0 | 0 | 0 | 0 | 0 | 0 | 0 | 0 | 0 | 0 | 0 | 0 | 0 | 0 | 0 | 0 | 0 | 0 | 0 | 0 | 0 | 0 | 0
F9_Commercial_OR - College_New_Space Heating_Natural Gas_Gas Boiler - Insulate Hot Water Lines_A_Achievable Technical Potential | F9 | Commercial | OR - College | New | Space Heating | Natural Gas | Gas Boiler - Insulate Hot Water Lines | A | Cumulative Winter Peak Savings (MW) | Achievable Technical Potential | 0 | 0 | 0 | 0 | 0 | 0 | 0 | 0 | 0 | 0 | 0 | 0 | 0 | 0 | 0 | 0 | 0 | 0 | 0 | 0 | 0 | 0 | 0 | 0 | 0 | 0 | 0
F10_Commercial_OR - College_New_Space Heating_Natural Gas_Gas Boiler - Insulate Hot Water Lines_A_Achievable Technical Potential | F10 | Commercial | OR - College | New | Space Heating | Natural Gas | Gas Boiler - Insulate Hot Water Lines | A | Purchases (Incremental) | Achievable Technical Potential | 0 | 0 | 0 | 0 | 0 | 0 | 0 | 0 | 0 | 0 | 0 | 0 | 0 | 0 | 0 | 0 | 0 | 0 | 0 | 0 | 0 | 0 | 0 | 0 | 0 | 0 | 0
F11_Commercial_OR - College_New_Space Heating_Natural Gas_Gas Boiler - Insulate Hot Water Lines_A_Achievable Technical Potential | F11 | Commercial | OR - College | New | Space Heating | Natural Gas | Gas Boiler - Insulate Hot Water Lines | A | Purchases (Cumulative) | Achievable Technical Potential | 0 | 0 | 0 | 0 | 0 | 0 | 0 | 0 | 0 | 0 | 0 | 0 | 0 | 0 | 0 | 0 | 0 | 0 | 0 | 0 | 0 | 0 | 0 | 0 | 0 | 0 | 0
F1_Commercial_OR - College_New_Space Heating_Natural Gas_Condensing RTU_A_Achievable Technical Potential | F1 | Commercial | OR - College | New | Space Heating | Natural Gas | Condensing RTU | A | Integrated Unit Energy Savings (kWh or therms) | Achievable Technical Potential | 0 | 0 | 0 | 0 | 0 | 0 | 0 | 0 | 0 | 0 | 0 | 0 | 0 | 0 | 0 | 0 | 0 | 0 | 0 | 0 | 0 | 0 | 0 | 0 | 0 | 0 | 0
F2_Commercial_OR - College_New_Space Heating_Natural Gas_Condensing RTU_A_Achievable Technical Potential | F2 | Commercial | OR - College | New | Space Heating | Natural Gas | Condensing RTU | A | Integrated Unit Summer Peak Savings (kW) | Achievable Technical Potential | 0 | 0 | 0 | 0 | 0 | 0 | 0 | 0 | 0 | 0 | 0 | 0 | 0 | 0 | 0 | 0 | 0 | 0 | 0 | 0 | 0 | 0 | 0 | 0 | 0 | 0 | 0
F3_Commercial_OR - College_New_Space Heating_Natural Gas_Condensing RTU_A_Achievable Technical Potential | F3 | Commercial | OR - College | New | Space Heating | Natural Gas | Condensing RTU | A | Integrated Unit Winter Peak Savings (kW) | Achievable Technical Potential | 0 | 0 | 0 | 0 | 0 | 0 | 0 | 0 | 0 | 0 | 0 | 0 | 0 | 0 | 0 | 0 | 0 | 0 | 0 | 0 | 0 | 0 | 0 | 0 | 0 | 0 | 0
F4_Commercial_OR - College_New_Space Heating_Natural Gas_Condensing RTU_A_Achievable Technical Potential | F4 | Commercial | OR - College | New | Space Heating | Natural Gas | Condensing RTU | A | Incremental Energy Savings (MWh or mTherms) | Achievable Technical Potential | 0 | 0 | 0 | 0 | 0 | 0 | 0 | 0 | 0 | 0 | 0 | 0 | 0 | 0 | 0 | 0 | 0 | 0 | 0 | 0 | 0 | 0 | 0 | 0 | 0 | 0 | 0
F5_Commercial_OR - College_New_Space Heating_Natural Gas_Condensing RTU_A_Achievable Technical Potential | F5 | Commercial | OR - College | New | Space Heating | Natural Gas | Condensing RTU | A | Incremental Summer Peak Savings (MW) | Achievable Technical Potential | 0 | 0 | 0 | 0 | 0 | 0 | 0 | 0 | 0 | 0 | 0 | 0 | 0 | 0 | 0 | 0 | 0 | 0 | 0 | 0 | 0 | 0 | 0 | 0 | 0 | 0 | 0
F6_Commercial_OR - College_New_Space Heating_Natural Gas_Condensing RTU_A_Achievable Technical Potential | F6 | Commercial | OR - College | New | Space Heating | Natural Gas | Condensing RTU | A | Incremental Winter Peak Savings (MW) | Achievable Technical Potential | 0 | 0 | 0 | 0 | 0 | 0 | 0 | 0 | 0 | 0 | 0 | 0 | 0 | 0 | 0 | 0 | 0 | 0 | 0 | 0 | 0 | 0 | 0 | 0 | 0 | 0 | 0
F7_Commercial_OR - College_New_Space Heating_Natural Gas_Condensing RTU_A_Achievable Technical Potential | F7 | Commercial | OR - College | New | Space Heating | Natural Gas | Condensing RTU | A | Cumulative Energy Savings (MWh or mTherms) | Achievable Technical Potential | 0 | 0 | 0 | 0 | 0 | 0 | 0 | 0 | 0 | 0 | 0 | 0 | 0 | 0 | 0 | 0 | 0 | 0 | 0 | 0 | 0 | 0 | 0 | 0 | 0 | 0 | 0
F8_Commercial_OR - College_New_Space Heating_Natural Gas_Condensing RTU_A_Achievable Technical Potential | F8 | Commercial | OR - College | New | Space Heating | Natural Gas | Condensing RTU | A | Cumulative Summer Peak Savings (MW) | Achievable Technical Potential | 0 | 0 | 0 | 0 | 0 | 0 | 0 | 0 | 0 | 0 | 0 | 0 | 0 | 0 | 0 | 0 | 0 | 0 | 0 | 0 | 0 | 0 | 0 | 0 | 0 | 0 | 0
F9_Commercial_OR - College_New_Space Heating_Natural Gas_Condensing RTU_A_Achievable Technical Potential | F9 | Commercial | OR - College | New | Space Heating | Natural Gas | Condensing RTU | A | Cumulative Winter Peak Savings (MW) | Achievable Technical Potential | 0 | 0 | 0 | 0 | 0 | 0 | 0 | 0 | 0 | 0 | 0 | 0 | 0 | 0 | 0 | 0 | 0 | 0 | 0 | 0 | 0 | 0 | 0 | 0 | 0 | 0 | 0
F10_Commercial_OR - College_New_Space Heating_Natural Gas_Condensing RTU_A_Achievable Technical Potential | F10 | Commercial | OR - College | New | Space Heating | Natural Gas | Condensing RTU | A | Purchases (Incremental) | Achievable Technical Potential | 0 | 0 | 0 | 0 | 0 | 0 | 0 | 0 | 0 | 0 | 0 | 0 | 0 | 0 | 0 | 0 | 0 | 0 | 0 | 0 | 0 | 0 | 0 | 0 | 0 | 0 | 0
F11_Commercial_OR - College_New_Space Heating_Natural Gas_Condensing RTU_A_Achievable Technical Potential | F11 | Commercial | OR - College | New | Space Heating | Natural Gas | Condensing RTU | A | Purchases (Cumulative) | Achievable Technical Potential | 0 | 0 | 0 | 0 | 0 | 0 | 0 | 0 | 0 | 0 | 0 | 0 | 0 | 0 | 0 | 0 | 0 | 0 | 0 | 0 | 0 | 0 | 0 | 0 | 0 | 0 | 0
F1_Commercial_OR - College_New_Space Heating_Natural Gas_Hydronic Heating Radiator Replacement_A_Achievable Technical Potential | F1 | Commercial | OR - College | New | Space Heating | Natural Gas | Hydronic Heating Radiator Replacement | A | Integrated Unit Energy Savings (kWh or therms) | Achievable Technical Potential | 0 | 0 | 0 | 0 | 0 | 0 | 0 | 0 | 0 | 0 | 0 | 0 | 0 | 0 | 0 | 0 | 0 | 0 | 0 | 0 | 0 | 0 | 0 | 0 | 0 | 0 | 0
F2_Commercial_OR - College_New_Space Heating_Natural Gas_Hydronic Heating Radiator Replacement_A_Achievable Technical Potential | F2 | Commercial | OR - College | New | Space Heating | Natural Gas | Hydronic Heating Radiator Replacement | A | Integrated Unit Summer Peak Savings (kW) | Achievable Technical Potential | 0 | 0 | 0 | 0 | 0 | 0 | 0 | 0 | 0 | 0 | 0 | 0 | 0 | 0 | 0 | 0 | 0 | 0 | 0 | 0 | 0 | 0 | 0 | 0 | 0 | 0 | 0
F3_Commercial_OR - College_New_Space Heating_Natural Gas_Hydronic Heating Radiator Replacement_A_Achievable Technical Potential | F3 | Commercial | OR - College | New | Space Heating | Natural Gas | Hydronic Heating Radiator Replacement | A | Integrated Unit Winter Peak Savings (kW) | Achievable Technical Potential | 0 | 0 | 0 | 0 | 0 | 0 | 0 | 0 | 0 | 0 | 0 | 0 | 0 | 0 | 0 | 0 | 0 | 0 | 0 | 0 | 0 | 0 | 0 | 0 | 0 | 0 | 0
F4_Commercial_OR - College_New_Space Heating_Natural Gas_Hydronic Heating Radiator Replacement_A_Achievable Technical Potential | F4 | Commercial | OR - College | New | Space Heating | Natural Gas | Hydronic Heating Radiator Replacement | A | Incremental Energy Savings (MWh or mTherms) | Achievable Technical Potential | 0 | 0 | 0 | 0 | 0 | 0 | 0 | 0 | 0 | 0 | 0 | 0 | 0 | 0 | 0 | 0 | 0 | 0 | 0 | 0 | 0 | 0 | 0 | 0 | 0 | 0 | 0
F5_Commercial_OR - College_New_Space Heating_Natural Gas_Hydronic Heating Radiator Replacement_A_Achievable Technical Potential | F5 | Commercial | OR - College | New | Space Heating | Natural Gas | Hydronic Heating Radiator Replacement | A | Incremental Summer Peak Savings (MW) | Achievable Technical Potential | 0 | 0 | 0 | 0 | 0 | 0 | 0 | 0 | 0 | 0 | 0 | 0 | 0 | 0 | 0 | 0 | 0 | 0 | 0 | 0 | 0 | 0 | 0 | 0 | 0 | 0 | 0
F6_Commercial_OR - College_New_Space Heating_Natural Gas_Hydronic Heating Radiator Replacement_A_Achievable Technical Potential | F6 | Commercial | OR - College | New | Space Heating | Natural Gas | Hydronic Heating Radiator Replacement | A | Incremental Winter Peak Savings (MW) | Achievable Technical Potential | 0 | 0 | 0 | 0 | 0 | 0 | 0 | 0 | 0 | 0 | 0 | 0 | 0 | 0 | 0 | 0 | 0 | 0 | 0 | 0 | 0 | 0 | 0 | 0 | 0 | 0 | 0
F7_Commercial_OR - College_New_Space Heating_Natural Gas_Hydronic Heating Radiator Replacement_A_Achievable Technical Potential | F7 | Commercial | OR - College | New | Space Heating | Natural Gas | Hydronic Heating Radiator Replacement | A | Cumulative Energy Savings (MWh or mTherms) | Achievable Technical Potential | 0 | 0 | 0 | 0 | 0 | 0 | 0 | 0 | 0 | 0 | 0 | 0 | 0 | 0 | 0 | 0 | 0 | 0 | 0 | 0 | 0 | 0 | 0 | 0 | 0 | 0 | 0
F8_Commercial_OR - College_New_Space Heating_Natural Gas_Hydronic Heating Radiator Replacement_A_Achievable Technical Potential | F8 | Commercial | OR - College | New | Space Heating | Natural Gas | Hydronic Heating Radiator Replacement | A | Cumulative Summer Peak Savings (MW) | Achievable Technical Potential | 0 | 0 | 0 | 0 | 0 | 0 | 0 | 0 | 0 | 0 | 0 | 0 | 0 | 0 | 0 | 0 | 0 | 0 | 0 | 0 | 0 | 0 | 0 | 0 | 0 | 0 | 0
F9_Commercial_OR - College_New_Space Heating_Natural Gas_Hydronic Heating Radiator Replacement_A_Achievable Technical Potential | F9 | Commercial | OR - College | New | Space Heating | Natural Gas | Hydronic Heating Radiator Replacement | A | Cumulative Winter Peak Savings (MW) | Achievable Technical Potential | 0 | 0 | 0 | 0 | 0 | 0 | 0 | 0 | 0 | 0 | 0 | 0 | 0 | 0 | 0 | 0 | 0 | 0 | 0 | 0 | 0 | 0 | 0 | 0 | 0 | 0 | 0
F10_Commercial_OR - College_New_Space Heating_Natural Gas_Hydronic Heating Radiator Replacement_A_Achievable Technical Potential | F10 | Commercial | OR - College | New | Space Heating | Natural Gas | Hydronic Heating Radiator Replacement | A | Purchases (Incremental) | Achievable Technical Potential | 0 | 0 | 0 | 0 | 0 | 0 | 0 | 0 | 0 | 0 | 0 | 0 | 0 | 0 | 0 | 0 | 0 | 0 | 0 | 0 | 0 | 0 | 0 | 0 | 0 | 0 | 0
F11_Commercial_OR - College_New_Space Heating_Natural Gas_Hydronic Heating Radiator Replacement_A_Achievable Technical Potential | F11 | Commercial | OR - College | New | Space Heating | Natural Gas | Hydronic Heating Radiator Replacement | A | Purchases (Cumulative) | Achievable Technical Potential | 0 | 0 | 0 | 0 | 0 | 0 | 0 | 0 | 0 | 0 | 0 | 0 | 0 | 0 | 0 | 0 | 0 | 0 | 0 | 0 | 0 | 0 | 0 | 0 | 0 | 0 | 0
F1_Commercial_OR - College_New_Space Heating_Natural Gas_Thermostat - Connected_A_Achievable Technical Potential | F1 | Commercial | OR - College | New | Space Heating | Natural Gas | Thermostat - Connected | A | Integrated Unit Energy Savings (kWh or therms) | Achievable Technical Potential | 0 | 0 | 0 | 0 | 0 | 0 | 0 | 0 | 0 | 0 | 0 | 0 | 0 | 0 | 0 | 0 | 0 | 0 | 0 | 0 | 0 | 0 | 0 | 0 | 0 | 0 | 0
F2_Commercial_OR - College_New_Space Heating_Natural Gas_Thermostat - Connected_A_Achievable Technical Potential | F2 | Commercial | OR - College | New | Space Heating | Natural Gas | Thermostat - Connected | A | Integrated Unit Summer Peak Savings (kW) | Achievable Technical Potential | 0 | 0 | 0 | 0 | 0 | 0 | 0 | 0 | 0 | 0 | 0 | 0 | 0 | 0 | 0 | 0 | 0 | 0 | 0 | 0 | 0 | 0 | 0 | 0 | 0 | 0 | 0
F3_Commercial_OR - College_New_Space Heating_Natural Gas_Thermostat - Connected_A_Achievable Technical Potential | F3 | Commercial | OR - College | New | Space Heating | Natural Gas | Thermostat - Connected | A | Integrated Unit Winter Peak Savings (kW) | Achievable Technical Potential | 0 | 0 | 0 | 0 | 0 | 0 | 0 | 0 | 0 | 0 | 0 | 0 | 0 | 0 | 0 | 0 | 0 | 0 | 0 | 0 | 0 | 0 | 0 | 0 | 0 | 0 | 0
F4_Commercial_OR - College_New_Space Heating_Natural Gas_Thermostat - Connected_A_Achievable Technical Potential | F4 | Commercial | OR - College | New | Space Heating | Natural Gas | Thermostat - Connected | A | Incremental Energy Savings (MWh or mTherms) | Achievable Technical Potential | 0 | 0 | 0 | 0 | 0 | 0 | 0 | 0 | 0 | 0 | 0 | 0 | 0 | 0 | 0 | 0 | 0 | 0 | 0 | 0 | 0 | 0 | 0 | 0 | 0 | 0 | 0
F5_Commercial_OR - College_New_Space Heating_Natural Gas_Thermostat - Connected_A_Achievable Technical Potential | F5 | Commercial | OR - College | New | Space Heating | Natural Gas | Thermostat - Connected | A | Incremental Summer Peak Savings (MW) | Achievable Technical Potential | 0 | 0 | 0 | 0 | 0 | 0 | 0 | 0 | 0 | 0 | 0 | 0 | 0 | 0 | 0 | 0 | 0 | 0 | 0 | 0 | 0 | 0 | 0 | 0 | 0 | 0 | 0
F6_Commercial_OR - College_New_Space Heating_Natural Gas_Thermostat - Connected_A_Achievable Technical Potential | F6 | Commercial | OR - College | New | Space Heating | Natural Gas | Thermostat - Connected | A | Incremental Winter Peak Savings (MW) | Achievable Technical Potential | 0 | 0 | 0 | 0 | 0 | 0 | 0 | 0 | 0 | 0 | 0 | 0 | 0 | 0 | 0 | 0 | 0 | 0 | 0 | 0 | 0 | 0 | 0 | 0 | 0 | 0 | 0
F7_Commercial_OR - College_New_Space Heating_Natural Gas_Thermostat - Connected_A_Achievable Technical Potential | F7 | Commercial | OR - College | New | Space Heating | Natural Gas | Thermostat - Connected | A | Cumulative Energy Savings (MWh or mTherms) | Achievable Technical Potential | 0 | 0 | 0 | 0 | 0 | 0 | 0 | 0 | 0 | 0 | 0 | 0 | 0 | 0 | 0 | 0 | 0 | 0 | 0 | 0 | 0 | 0 | 0 | 0 | 0 | 0 | 0
F8_Commercial_OR - College_New_Space Heating_Natural Gas_Thermostat - Connected_A_Achievable Technical Potential | F8 | Commercial | OR - College | New | Space Heating | Natural Gas | Thermostat - Connected | A | Cumulative Summer Peak Savings (MW) | Achievable Technical Potential | 0 | 0 | 0 | 0 | 0 | 0 | 0 | 0 | 0 | 0 | 0 | 0 | 0 | 0 | 0 | 0 | 0 | 0 | 0 | 0 | 0 | 0 | 0 | 0 | 0 | 0 | 0
F9_Commercial_OR - College_New_Space Heating_Natural Gas_Thermostat - Connected_A_Achievable Technical Potential | F9 | Commercial | OR - College | New | Space Heating | Natural Gas | Thermostat - Connected | A | Cumulative Winter Peak Savings (MW) | Achievable Technical Potential | 0 | 0 | 0 | 0 | 0 | 0 | 0 | 0 | 0 | 0 | 0 | 0 | 0 | 0 | 0 | 0 | 0 | 0 | 0 | 0 | 0 | 0 | 0 | 0 | 0 | 0 | 0
F10_Commercial_OR - College_New_Space Heating_Natural Gas_Thermostat - Connected_A_Achievable Technical Potential | F10 | Commercial | OR - College | New | Space Heating | Natural Gas | Thermostat - Connected | A | Purchases (Incremental) | Achievable Technical Potential | 0 | 0 | 0 | 0 | 0 | 0 | 0 | 0 | 0 | 0 | 0 | 0 | 0 | 0 | 0 | 0 | 0 | 0 | 0 | 0 | 0 | 0 | 0 | 0 | 0 | 0 | 0
F11_Commercial_OR - College_New_Space Heating_Natural Gas_Thermostat - Connected_A_Achievable Technical Potential | F11 | Commercial | OR - College | New | Space Heating | Natural Gas | Thermostat - Connected | A | Purchases (Cumulative) | Achievable Technical Potential | 0 | 0 | 0 | 0 | 0 | 0 | 0 | 0 | 0 | 0 | 0 | 0 | 0 | 0 | 0 | 0 | 0 | 0 | 0 | 0 | 0 | 0 | 0 | 0 | 0 | 0 | 0
F1_Commercial_OR - College_New_Water Heating_Natural Gas_Water Heater - Thermostatic Shower Restriction Valve_A_Achievable Technical Potential | F1 | Commercial | OR - College | New | Water Heating | Natural Gas | Water Heater - Thermostatic Shower Restriction Valve | A | Integrated Unit Energy Savings (kWh or therms) | Achievable Technical Potential | 0 | 0 | 0 | 0 | 0 | 0 | 0 | 0 | 0 | 0 | 0 | 0 | 0 | 0 | 0 | 0 | 0 | 0 | 0 | 0 | 0 | 0 | 0 | 0 | 0 | 0 | 0
F2_Commercial_OR - College_New_Water Heating_Natural Gas_Water Heater - Thermostatic Shower Restriction Valve_A_Achievable Technical Potential | F2 | Commercial | OR - College | New | Water Heating | Natural Gas | Water Heater - Thermostatic Shower Restriction Valve | A | Integrated Unit Summer Peak Savings (kW) | Achievable Technical Potential | 0 | 0 | 0 | 0 | 0 | 0 | 0 | 0 | 0 | 0 | 0 | 0 | 0 | 0 | 0 | 0 | 0 | 0 | 0 | 0 | 0 | 0 | 0 | 0 | 0 | 0 | 0
F3_Commercial_OR - College_New_Water Heating_Natural Gas_Water Heater - Thermostatic Shower Restriction Valve_A_Achievable Technical Potential | F3 | Commercial | OR - College | New | Water Heating | Natural Gas | Water Heater - Thermostatic Shower Restriction Valve | A | Integrated Unit Winter Peak Savings (kW) | Achievable Technical Potential | 0 | 0 | 0 | 0 | 0 | 0 | 0 | 0 | 0 | 0 | 0 | 0 | 0 | 0 | 0 | 0 | 0 | 0 | 0 | 0 | 0 | 0 | 0 | 0 | 0 | 0 | 0
F4_Commercial_OR - College_New_Water Heating_Natural Gas_Water Heater - Thermostatic Shower Restriction Valve_A_Achievable Technical Potential | F4 | Commercial | OR - College | New | Water Heating | Natural Gas | Water Heater - Thermostatic Shower Restriction Valve | A | Incremental Energy Savings (MWh or mTherms) | Achievable Technical Potential | 0 | 0 | 0 | 0 | 0 | 0 | 0 | 0 | 0 | 0 | 0 | 0 | 0 | 0 | 0 | 0 | 0 | 0 | 0 | 0 | 0 | 0 | 0 | 0 | 0 | 0 | 0
F5_Commercial_OR - College_New_Water Heating_Natural Gas_Water Heater - Thermostatic Shower Restriction Valve_A_Achievable Technical Potential | F5 | Commercial | OR - College | New | Water Heating | Natural Gas | Water Heater - Thermostatic Shower Restriction Valve | A | Incremental Summer Peak Savings (MW) | Achievable Technical Potential | 0 | 0 | 0 | 0 | 0 | 0 | 0 | 0 | 0 | 0 | 0 | 0 | 0 | 0 | 0 | 0 | 0 | 0 | 0 | 0 | 0 | 0 | 0 | 0 | 0 | 0 | 0
F6_Commercial_OR - College_New_Water Heating_Natural Gas_Water Heater - Thermostatic Shower Restriction Valve_A_Achievable Technical Potential | F6 | Commercial | OR - College | New | Water Heating | Natural Gas | Water Heater - Thermostatic Shower Restriction Valve | A | Incremental Winter Peak Savings (MW) | Achievable Technical Potential | 0 | 0 | 0 | 0 | 0 | 0 | 0 | 0 | 0 | 0 | 0 | 0 | 0 | 0 | 0 | 0 | 0 | 0 | 0 | 0 | 0 | 0 | 0 | 0 | 0 | 0 | 0
F7_Commercial_OR - College_New_Water Heating_Natural Gas_Water Heater - Thermostatic Shower Restriction Valve_A_Achievable Technical Potential | F7 | Commercial | OR - College | New | Water Heating | Natural Gas | Water Heater - Thermostatic Shower Restriction Valve | A | Cumulative Energy Savings (MWh or mTherms) | Achievable Technical Potential | 0 | 0 | 0 | 0 | 0 | 0 | 0 | 0 | 0 | 0 | 0 | 0 | 0 | 0 | 0 | 0 | 0 | 0 | 0 | 0 | 0 | 0 | 0 | 0 | 0 | 0 | 0
F8_Commercial_OR - College_New_Water Heating_Natural Gas_Water Heater - Thermostatic Shower Restriction Valve_A_Achievable Technical Potential | F8 | Commercial | OR - College | New | Water Heating | Natural Gas | Water Heater - Thermostatic Shower Restriction Valve | A | Cumulative Summer Peak Savings (MW) | Achievable Technical Potential | 0 | 0 | 0 | 0 | 0 | 0 | 0 | 0 | 0 | 0 | 0 | 0 | 0 | 0 | 0 | 0 | 0 | 0 | 0 | 0 | 0 | 0 | 0 | 0 | 0 | 0 | 0
F9_Commercial_OR - College_New_Water Heating_Natural Gas_Water Heater - Thermostatic Shower Restriction Valve_A_Achievable Technical Potential | F9 | Commercial | OR - College | New | Water Heating | Natural Gas | Water Heater - Thermostatic Shower Restriction Valve | A | Cumulative Winter Peak Savings (MW) | Achievable Technical Potential | 0 | 0 | 0 | 0 | 0 | 0 | 0 | 0 | 0 | 0 | 0 | 0 | 0 | 0 | 0 | 0 | 0 | 0 | 0 | 0 | 0 | 0 | 0 | 0 | 0 | 0 | 0
F10_Commercial_OR - College_New_Water Heating_Natural Gas_Water Heater - Thermostatic Shower Restriction Valve_A_Achievable Technical Potential | F10 | Commercial | OR - College | New | Water Heating | Natural Gas | Water Heater - Thermostatic Shower Restriction Valve | A | Purchases (Incremental) | Achievable Technical Potential | 0 | 0 | 0 | 0 | 0 | 0 | 0 | 0 | 0 | 0 | 0 | 0 | 0 | 0 | 0 | 0 | 0 | 0 | 0 | 0 | 0 | 0 | 0 | 0 | 0 | 0 | 0
F11_Commercial_OR - College_New_Water Heating_Natural Gas_Water Heater - Thermostatic Shower Restriction Valve_A_Achievable Technical Potential | F11 | Commercial | OR - College | New | Water Heating | Natural Gas | Water Heater - Thermostatic Shower Restriction Valve | A | Purchases (Cumulative) | Achievable Technical Potential | 0 | 0 | 0 | 0 | 0 | 0 | 0 | 0 | 0 | 0 | 0 | 0 | 0 | 0 | 0 | 0 | 0 | 0 | 0 | 0 | 0 | 0 | 0 | 0 | 0 | 0 | 0
F1_Commercial_OR - College_New_Water Heating_Natural Gas_Water Heater - Pre-Rinse Spray Valve_A_Achievable Technical Potential | F1 | Commercial | OR - College | New | Water Heating | Natural Gas | Water Heater - Pre-Rinse Spray Valve | A | Integrated Unit Energy Savings (kWh or therms) | Achievable Technical Potential | 0 | 0 | 0 | 0 | 0 | 0 | 0 | 0 | 0 | 0 | 0 | 0 | 0 | 0 | 0 | 0 | 0 | 0 | 0 | 0 | 0 | 0 | 0 | 0 | 0 | 0 | 0
F2_Commercial_OR - College_New_Water Heating_Natural Gas_Water Heater - Pre-Rinse Spray Valve_A_Achievable Technical Potential | F2 | Commercial | OR - College | New | Water Heating | Natural Gas | Water Heater - Pre-Rinse Spray Valve | A | Integrated Unit Summer Peak Savings (kW) | Achievable Technical Potential | 0 | 0 | 0 | 0 | 0 | 0 | 0 | 0 | 0 | 0 | 0 | 0 | 0 | 0 | 0 | 0 | 0 | 0 | 0 | 0 | 0 | 0 | 0 | 0 | 0 | 0 | 0
F3_Commercial_OR - College_New_Water Heating_Natural Gas_Water Heater - Pre-Rinse Spray Valve_A_Achievable Technical Potential | F3 | Commercial | OR - College | New | Water Heating | Natural Gas | Water Heater - Pre-Rinse Spray Valve | A | Integrated Unit Winter Peak Savings (kW) | Achievable Technical Potential | 0 | 0 | 0 | 0 | 0 | 0 | 0 | 0 | 0 | 0 | 0 | 0 | 0 | 0 | 0 | 0 | 0 | 0 | 0 | 0 | 0 | 0 | 0 | 0 | 0 | 0 | 0
F4_Commercial_OR - College_New_Water Heating_Natural Gas_Water Heater - Pre-Rinse Spray Valve_A_Achievable Technical Potential | F4 | Commercial | OR - College | New | Water Heating | Natural Gas | Water Heater - Pre-Rinse Spray Valve | A | Incremental Energy Savings (MWh or mTherms) | Achievable Technical Potential | 0 | 0 | 0 | 0 | 0 | 0 | 0 | 0 | 0 | 0 | 0 | 0 | 0 | 0 | 0 | 0 | 0 | 0 | 0 | 0 | 0 | 0 | 0 | 0 | 0 | 0 | 0
F5_Commercial_OR - College_New_Water Heating_Natural Gas_Water Heater - Pre-Rinse Spray Valve_A_Achievable Technical Potential | F5 | Commercial | OR - College | New | Water Heating | Natural Gas | Water Heater - Pre-Rinse Spray Valve | A | Incremental Summer Peak Savings (MW) | Achievable Technical Potential | 0 | 0 | 0 | 0 | 0 | 0 | 0 | 0 | 0 | 0 | 0 | 0 | 0 | 0 | 0 | 0 | 0 | 0 | 0 | 0 | 0 | 0 | 0 | 0 | 0 | 0 | 0
F6_Commercial_OR - College_New_Water Heating_Natural Gas_Water Heater - Pre-Rinse Spray Valve_A_Achievable Technical Potential | F6 | Commercial | OR - College | New | Water Heating | Natural Gas | Water Heater - Pre-Rinse Spray Valve | A | Incremental Winter Peak Savings (MW) | Achievable Technical Potential | 0 | 0 | 0 | 0 | 0 | 0 | 0 | 0 | 0 | 0 | 0 | 0 | 0 | 0 | 0 | 0 | 0 | 0 | 0 | 0 | 0 | 0 | 0 | 0 | 0 | 0 | 0
F7_Commercial_OR - College_New_Water Heating_Natural Gas_Water Heater - Pre-Rinse Spray Valve_A_Achievable Technical Potential | F7 | Commercial | OR - College | New | Water Heating | Natural Gas | Water Heater - Pre-Rinse Spray Valve | A | Cumulative Energy Savings (MWh or mTherms) | Achievable Technical Potential | 0 | 0 | 0 | 0 | 0 | 0 | 0 | 0 | 0 | 0 | 0 | 0 | 0 | 0 | 0 | 0 | 0 | 0 | 0 | 0 | 0 | 0 | 0 | 0 | 0 | 0 | 0
F8_Commercial_OR - College_New_Water Heating_Natural Gas_Water Heater - Pre-Rinse Spray Valve_A_Achievable Technical Potential | F8 | Commercial | OR - College | New | Water Heating | Natural Gas | Water Heater - Pre-Rinse Spray Valve | A | Cumulative Summer Peak Savings (MW) | Achievable Technical Potential | 0 | 0 | 0 | 0 | 0 | 0 | 0 | 0 | 0 | 0 | 0 | 0 | 0 | 0 | 0 | 0 | 0 | 0 | 0 | 0 | 0 | 0 | 0 | 0 | 0 | 0 | 0
F9_Commercial_OR - College_New_Water Heating_Natural Gas_Water Heater - Pre-Rinse Spray Valve_A_Achievable Technical Potential | F9 | Commercial | OR - College | New | Water Heating | Natural Gas | Water Heater - Pre-Rinse Spray Valve | A | Cumulative Winter Peak Savings (MW) | Achievable Technical Potential | 0 | 0 | 0 | 0 | 0 | 0 | 0 | 0 | 0 | 0 | 0 | 0 | 0 | 0 | 0 | 0 | 0 | 0 | 0 | 0 | 0 | 0 | 0 | 0 | 0 | 0 | 0
F10_Commercial_OR - College_New_Water Heating_Natural Gas_Water Heater - Pre-Rinse Spray Valve_A_Achievable Technical Potential | F10 | Commercial | OR - College | New | Water Heating | Natural Gas | Water Heater - Pre-Rinse Spray Valve | A | Purchases (Incremental) | Achievable Technical Potential | 0 | 0 | 0 | 0 | 0 | 0 | 0 | 0 | 0 | 0 | 0 | 0 | 0 | 0 | 0 | 0 | 0 | 0 | 0 | 0 | 0 | 0 | 0 | 0 | 0 | 0 | 0
F11_Commercial_OR - College_New_Water Heating_Natural Gas_Water Heater - Pre-Rinse Spray Valve_A_Achievable Technical Potential | F11 | Commercial | OR - College | New | Water Heating | Natural Gas | Water Heater - Pre-Rinse Spray Valve | A | Purchases (Cumulative) | Achievable Technical Potential | 0 | 0 | 0 | 0 | 0 | 0 | 0 | 0 | 0 | 0 | 0 | 0 | 0 | 0 | 0 | 0 | 0 | 0 | 0 | 0 | 0 | 0 | 0 | 0 | 0 | 0 | 0
F1_Commercial_OR - College_New_Water Heating_Natural Gas_Water Heater - Temperature Setback_A_Achievable Technical Potential | F1 | Commercial | OR - College | New | Water Heating | Natural Gas | Water Heater - Temperature Setback | A | Integrated Unit Energy Savings (kWh or therms) | Achievable Technical Potential | 0 | 0 | 0 | 0 | 0 | 0 | 0 | 0 | 0 | 0 | 0 | 0 | 0 | 0 | 0 | 0 | 0 | 0 | 0 | 0 | 0 | 0 | 0 | 0 | 0 | 0 | 0
F2_Commercial_OR - College_New_Water Heating_Natural Gas_Water Heater - Temperature Setback_A_Achievable Technical Potential | F2 | Commercial | OR - College | New | Water Heating | Natural Gas | Water Heater - Temperature Setback | A | Integrated Unit Summer Peak Savings (kW) | Achievable Technical Potential | 0 | 0 | 0 | 0 | 0 | 0 | 0 | 0 | 0 | 0 | 0 | 0 | 0 | 0 | 0 | 0 | 0 | 0 | 0 | 0 | 0 | 0 | 0 | 0 | 0 | 0 | 0
F3_Commercial_OR - College_New_Water Heating_Natural Gas_Water Heater - Temperature Setback_A_Achievable Technical Potential | F3 | Commercial | OR - College | New | Water Heating | Natural Gas | Water Heater - Temperature Setback | A | Integrated Unit Winter Peak Savings (kW) | Achievable Technical Potential | 0 | 0 | 0 | 0 | 0 | 0 | 0 | 0 | 0 | 0 | 0 | 0 | 0 | 0 | 0 | 0 | 0 | 0 | 0 | 0 | 0 | 0 | 0 | 0 | 0 | 0 | 0
F4_Commercial_OR - College_New_Water Heating_Natural Gas_Water Heater - Temperature Setback_A_Achievable Technical Potential | F4 | Commercial | OR - College | New | Water Heating | Natural Gas | Water Heater - Temperature Setback | A | Incremental Energy Savings (MWh or mTherms) | Achievable Technical Potential | 0 | 0 | 0 | 0 | 0 | 0 | 0 | 0 | 0 | 0 | 0 | 0 | 0 | 0 | 0 | 0 | 0 | 0 | 0 | 0 | 0 | 0 | 0 | 0 | 0 | 0 | 0
F5_Commercial_OR - College_New_Water Heating_Natural Gas_Water Heater - Temperature Setback_A_Achievable Technical Potential | F5 | Commercial | OR - College | New | Water Heating | Natural Gas | Water Heater - Temperature Setback | A | Incremental Summer Peak Savings (MW) | Achievable Technical Potential | 0 | 0 | 0 | 0 | 0 | 0 | 0 | 0 | 0 | 0 | 0 | 0 | 0 | 0 | 0 | 0 | 0 | 0 | 0 | 0 | 0 | 0 | 0 | 0 | 0 | 0 | 0
F6_Commercial_OR - College_New_Water Heating_Natural Gas_Water Heater - Temperature Setback_A_Achievable Technical Potential | F6 | Commercial | OR - College | New | Water Heating | Natural Gas | Water Heater - Temperature Setback | A | Incremental Winter Peak Savings (MW) | Achievable Technical Potential | 0 | 0 | 0 | 0 | 0 | 0 | 0 | 0 | 0 | 0 | 0 | 0 | 0 | 0 | 0 | 0 | 0 | 0 | 0 | 0 | 0 | 0 | 0 | 0 | 0 | 0 | 0
F7_Commercial_OR - College_New_Water Heating_Natural Gas_Water Heater - Temperature Setback_A_Achievable Technical Potential | F7 | Commercial | OR - College | New | Water Heating | Natural Gas | Water Heater - Temperature Setback | A | Cumulative Energy Savings (MWh or mTherms) | Achievable Technical Potential | 0 | 0 | 0 | 0 | 0 | 0 | 0 | 0 | 0 | 0 | 0 | 0 | 0 | 0 | 0 | 0 | 0 | 0 | 0 | 0 | 0 | 0 | 0 | 0 | 0 | 0 | 0
F8_Commercial_OR - College_New_Water Heating_Natural Gas_Water Heater - Temperature Setback_A_Achievable Technical Potential | F8 | Commercial | OR - College | New | Water Heating | Natural Gas | Water Heater - Temperature Setback | A | Cumulative Summer Peak Savings (MW) | Achievable Technical Potential | 0 | 0 | 0 | 0 | 0 | 0 | 0 | 0 | 0 | 0 | 0 | 0 | 0 | 0 | 0 | 0 | 0 | 0 | 0 | 0 | 0 | 0 | 0 | 0 | 0 | 0 | 0
F9_Commercial_OR - College_New_Water Heating_Natural Gas_Water Heater - Temperature Setback_A_Achievable Technical Potential | F9 | Commercial | OR - College | New | Water Heating | Natural Gas | Water Heater - Temperature Setback | A | Cumulative Winter Peak Savings (MW) | Achievable Technical Potential | 0 | 0 | 0 | 0 | 0 | 0 | 0 | 0 | 0 | 0 | 0 | 0 | 0 | 0 | 0 | 0 | 0 | 0 | 0 | 0 | 0 | 0 | 0 | 0 | 0 | 0 | 0
F10_Commercial_OR - College_New_Water Heating_Natural Gas_Water Heater - Temperature Setback_A_Achievable Technical Potential | F10 | Commercial | OR - College | New | Water Heating | Natural Gas | Water Heater - Temperature Setback | A | Purchases (Incremental) | Achievable Technical Potential | 0 | 0 | 0 | 0 | 0 | 0 | 0 | 0 | 0 | 0 | 0 | 0 | 0 | 0 | 0 | 0 | 0 | 0 | 0 | 0 | 0 | 0 | 0 | 0 | 0 | 0 | 0
F11_Commercial_OR - College_New_Water Heating_Natural Gas_Water Heater - Temperature Setback_A_Achievable Technical Potential | F11 | Commercial | OR - College | New | Water Heating | Natural Gas | Water Heater - Temperature Setback | A | Purchases (Cumulative) | Achievable Technical Potential | 0 | 0 | 0 | 0 | 0 | 0 | 0 | 0 | 0 | 0 | 0 | 0 | 0 | 0 | 0 | 0 | 0 | 0 | 0 | 0 | 0 | 0 | 0 | 0 | 0 | 0 | 0
F1_Commercial_OR - College_New_Water Heating_Natural Gas_Water Heater - Faucet Aerators_A_Achievable Technical Potential | F1 | Commercial | OR - College | New | Water Heating | Natural Gas | Water Heater - Faucet Aerators | A | Integrated Unit Energy Savings (kWh or therms) | Achievable Technical Potential | 0 | 0 | 0 | 0 | 0 | 0 | 0 | 0 | 0 | 0 | 0 | 0 | 0 | 0 | 0 | 0 | 0 | 0 | 0 | 0 | 0 | 0 | 0 | 0 | 0 | 0 | 0
F2_Commercial_OR - College_New_Water Heating_Natural Gas_Water Heater - Faucet Aerators_A_Achievable Technical Potential | F2 | Commercial | OR - College | New | Water Heating | Natural Gas | Water Heater - Faucet Aerators | A | Integrated Unit Summer Peak Savings (kW) | Achievable Technical Potential | 0 | 0 | 0 | 0 | 0 | 0 | 0 | 0 | 0 | 0 | 0 | 0 | 0 | 0 | 0 | 0 | 0 | 0 | 0 | 0 | 0 | 0 | 0 | 0 | 0 | 0 | 0
F3_Commercial_OR - College_New_Water Heating_Natural Gas_Water Heater - Faucet Aerators_A_Achievable Technical Potential | F3 | Commercial | OR - College | New | Water Heating | Natural Gas | Water Heater - Faucet Aerators | A | Integrated Unit Winter Peak Savings (kW) | Achievable Technical Potential | 0 | 0 | 0 | 0 | 0 | 0 | 0 | 0 | 0 | 0 | 0 | 0 | 0 | 0 | 0 | 0 | 0 | 0 | 0 | 0 | 0 | 0 | 0 | 0 | 0 | 0 | 0
F4_Commercial_OR - College_New_Water Heating_Natural Gas_Water Heater - Faucet Aerators_A_Achievable Technical Potential | F4 | Commercial | OR - College | New | Water Heating | Natural Gas | Water Heater - Faucet Aerators | A | Incremental Energy Savings (MWh or mTherms) | Achievable Technical Potential | 0 | 0 | 0 | 0 | 0 | 0 | 0 | 0 | 0 | 0 | 0 | 0 | 0 | 0 | 0 | 0 | 0 | 0 | 0 | 0 | 0 | 0 | 0 | 0 | 0 | 0 | 0
F5_Commercial_OR - College_New_Water Heating_Natural Gas_Water Heater - Faucet Aerators_A_Achievable Technical Potential | F5 | Commercial | OR - College | New | Water Heating | Natural Gas | Water Heater - Faucet Aerators | A | Incremental Summer Peak Savings (MW) | Achievable Technical Potential | 0 | 0 | 0 | 0 | 0 | 0 | 0 | 0 | 0 | 0 | 0 | 0 | 0 | 0 | 0 | 0 | 0 | 0 | 0 | 0 | 0 | 0 | 0 | 0 | 0 | 0 | 0
F6_Commercial_OR - College_New_Water Heating_Natural Gas_Water Heater - Faucet Aerators_A_Achievable Technical Potential | F6 | Commercial | OR - College | New | Water Heating | Natural Gas | Water Heater - Faucet Aerators | A | Incremental Winter Peak Savings (MW) | Achievable Technical Potential | 0 | 0 | 0 | 0 | 0 | 0 | 0 | 0 | 0 | 0 | 0 | 0 | 0 | 0 | 0 | 0 | 0 | 0 | 0 | 0 | 0 | 0 | 0 | 0 | 0 | 0 | 0
F7_Commercial_OR - College_New_Water Heating_Natural Gas_Water Heater - Faucet Aerators_A_Achievable Technical Potential | F7 | Commercial | OR - College | New | Water Heating | Natural Gas | Water Heater - Faucet Aerators | A | Cumulative Energy Savings (MWh or mTherms) | Achievable Technical Potential | 0 | 0 | 0 | 0 | 0 | 0 | 0 | 0 | 0 | 0 | 0 | 0 | 0 | 0 | 0 | 0 | 0 | 0 | 0 | 0 | 0 | 0 | 0 | 0 | 0 | 0 | 0
F8_Commercial_OR - College_New_Water Heating_Natural Gas_Water Heater - Faucet Aerators_A_Achievable Technical Potential | F8 | Commercial | OR - College | New | Water Heating | Natural Gas | Water Heater - Faucet Aerators | A | Cumulative Summer Peak Savings (MW) | Achievable Technical Potential | 0 | 0 | 0 | 0 | 0 | 0 | 0 | 0 | 0 | 0 | 0 | 0 | 0 | 0 | 0 | 0 | 0 | 0 | 0 | 0 | 0 | 0 | 0 | 0 | 0 | 0 | 0
F9_Commercial_OR - College_New_Water Heating_Natural Gas_Water Heater - Faucet Aerators_A_Achievable Technical Potential | F9 | Commercial | OR - College | New | Water Heating | Natural Gas | Water Heater - Faucet Aerators | A | Cumulative Winter Peak Savings (MW) | Achievable Technical Potential | 0 | 0 | 0 | 0 | 0 | 0 | 0 | 0 | 0 | 0 | 0 | 0 | 0 | 0 | 0 | 0 | 0 | 0 | 0 | 0 | 0 | 0 | 0 | 0 | 0 | 0 | 0
F10_Commercial_OR - College_New_Water Heating_Natural Gas_Water Heater - Faucet Aerators_A_Achievable Technical Potential | F10 | Commercial | OR - College | New | Water Heating | Natural Gas | Water Heater - Faucet Aerators | A | Purchases (Incremental) | Achievable Technical Potential | 0 | 0 | 0 | 0 | 0 | 0 | 0 | 0 | 0 | 0 | 0 | 0 | 0 | 0 | 0 | 0 | 0 | 0 | 0 | 0 | 0 | 0 | 0 | 0 | 0 | 0 | 0
F11_Commercial_OR - College_New_Water Heating_Natural Gas_Water Heater - Faucet Aerators_A_Achievable Technical Potential | F11 | Commercial | OR - College | New | Water Heating | Natural Gas | Water Heater - Faucet Aerators | A | Purchases (Cumulative) | Achievable Technical Potential | 0 | 0 | 0 | 0 | 0 | 0 | 0 | 0 | 0 | 0 | 0 | 0 | 0 | 0 | 0 | 0 | 0 | 0 | 0 | 0 | 0 | 0 | 0 | 0 | 0 | 0 | 0
F1_Commercial_OR - College_New_Water Heating_Natural Gas_Water Heater - Low-Flow Showerheads_A_Achievable Technical Potential | F1 | Commercial | OR - College | New | Water Heating | Natural Gas | Water Heater - Low-Flow Showerheads | A | Integrated Unit Energy Savings (kWh or therms) | Achievable Technical Potential | 0 | 0 | 0 | 0 | 0 | 0 | 0 | 0 | 0 | 0 | 0 | 0 | 0 | 0 | 0 | 0 | 0 | 0 | 0 | 0 | 0 | 0 | 0 | 0 | 0 | 0 | 0
F2_Commercial_OR - College_New_Water Heating_Natural Gas_Water Heater - Low-Flow Showerheads_A_Achievable Technical Potential | F2 | Commercial | OR - College | New | Water Heating | Natural Gas | Water Heater - Low-Flow Showerheads | A | Integrated Unit Summer Peak Savings (kW) | Achievable Technical Potential | 0 | 0 | 0 | 0 | 0 | 0 | 0 | 0 | 0 | 0 | 0 | 0 | 0 | 0 | 0 | 0 | 0 | 0 | 0 | 0 | 0 | 0 | 0 | 0 | 0 | 0 | 0
F3_Commercial_OR - College_New_Water Heating_Natural Gas_Water Heater - Low-Flow Showerheads_A_Achievable Technical Potential | F3 | Commercial | OR - College | New | Water Heating | Natural Gas | Water Heater - Low-Flow Showerheads | A | Integrated Unit Winter Peak Savings (kW) | Achievable Technical Potential | 0 | 0 | 0 | 0 | 0 | 0 | 0 | 0 | 0 | 0 | 0 | 0 | 0 | 0 | 0 | 0 | 0 | 0 | 0 | 0 | 0 | 0 | 0 | 0 | 0 | 0 | 0
F4_Commercial_OR - College_New_Water Heating_Natural Gas_Water Heater - Low-Flow Showerheads_A_Achievable Technical Potential | F4 | Commercial | OR - College | New | Water Heating | Natural Gas | Water Heater - Low-Flow Showerheads | A | Incremental Energy Savings (MWh or mTherms) | Achievable Technical Potential | 0 | 0 | 0 | 0 | 0 | 0 | 0 | 0 | 0 | 0 | 0 | 0 | 0 | 0 | 0 | 0 | 0 | 0 | 0 | 0 | 0 | 0 | 0 | 0 | 0 | 0 | 0
F5_Commercial_OR - College_New_Water Heating_Natural Gas_Water Heater - Low-Flow Showerheads_A_Achievable Technical Potential | F5 | Commercial | OR - College | New | Water Heating | Natural Gas | Water Heater - Low-Flow Showerheads | A | Incremental Summer Peak Savings (MW) | Achievable Technical Potential | 0 | 0 | 0 | 0 | 0 | 0 | 0 | 0 | 0 | 0 | 0 | 0 | 0 | 0 | 0 | 0 | 0 | 0 | 0 | 0 | 0 | 0 | 0 | 0 | 0 | 0 | 0
F6_Commercial_OR - College_New_Water Heating_Natural Gas_Water Heater - Low-Flow Showerheads_A_Achievable Technical Potential | F6 | Commercial | OR - College | New | Water Heating | Natural Gas | Water Heater - Low-Flow Showerheads | A | Incremental Winter Peak Savings (MW) | Achievable Technical Potential | 0 | 0 | 0 | 0 | 0 | 0 | 0 | 0 | 0 | 0 | 0 | 0 | 0 | 0 | 0 | 0 | 0 | 0 | 0 | 0 | 0 | 0 | 0 | 0 | 0 | 0 | 0
F7_Commercial_OR - College_New_Water Heating_Natural Gas_Water Heater - Low-Flow Showerheads_A_Achievable Technical Potential | F7 | Commercial | OR - College | New | Water Heating | Natural Gas | Water Heater - Low-Flow Showerheads | A | Cumulative Energy Savings (MWh or mTherms) | Achievable Technical Potential | 0 | 0 | 0 | 0 | 0 | 0 | 0 | 0 | 0 | 0 | 0 | 0 | 0 | 0 | 0 | 0 | 0 | 0 | 0 | 0 | 0 | 0 | 0 | 0 | 0 | 0 | 0
F8_Commercial_OR - College_New_Water Heating_Natural Gas_Water Heater - Low-Flow Showerheads_A_Achievable Technical Potential | F8 | Commercial | OR - College | New | Water Heating | Natural Gas | Water Heater - Low-Flow Showerheads | A | Cumulative Summer Peak Savings (MW) | Achievable Technical Potential | 0 | 0 | 0 | 0 | 0 | 0 | 0 | 0 | 0 | 0 | 0 | 0 | 0 | 0 | 0 | 0 | 0 | 0 | 0 | 0 | 0 | 0 | 0 | 0 | 0 | 0 | 0
F9_Commercial_OR - College_New_Water Heating_Natural Gas_Water Heater - Low-Flow Showerheads_A_Achievable Technical Potential | F9 | Commercial | OR - College | New | Water Heating | Natural Gas | Water Heater - Low-Flow Showerheads | A | Cumulative Winter Peak Savings (MW) | Achievable Technical Potential | 0 | 0 | 0 | 0 | 0 | 0 | 0 | 0 | 0 | 0 | 0 | 0 | 0 | 0 | 0 | 0 | 0 | 0 | 0 | 0 | 0 | 0 | 0 | 0 | 0 | 0 | 0
F10_Commercial_OR - College_New_Water Heating_Natural Gas_Water Heater - Low-Flow Showerheads_A_Achievable Technical Potential | F10 | Commercial | OR - College | New | Water Heating | Natural Gas | Water Heater - Low-Flow Showerheads | A | Purchases (Incremental) | Achievable Technical Potential | 0 | 0 | 0 | 0 | 0 | 0 | 0 | 0 | 0 | 0 | 0 | 0 | 0 | 0 | 0 | 0 | 0 | 0 | 0 | 0 | 0 | 0 | 0 | 0 | 0 | 0 | 0
F11_Commercial_OR - College_New_Water Heating_Natural Gas_Water Heater - Low-Flow Showerheads_A_Achievable Technical Potential | F11 | Commercial | OR - College | New | Water Heating | Natural Gas | Water Heater - Low-Flow Showerheads | A | Purchases (Cumulative) | Achievable Technical Potential | 0 | 0 | 0 | 0 | 0 | 0 | 0 | 0 | 0 | 0 | 0 | 0 | 0 | 0 | 0 | 0 | 0 | 0 | 0 | 0 | 0 | 0 | 0 | 0 | 0 | 0 | 0
F1_Commercial_OR - College_New_Water Heating_Natural Gas_Water Heater - Tank Blanket/Insulation_A_Achievable Technical Potential | F1 | Commercial | OR - College | New | Water Heating | Natural Gas | Water Heater - Tank Blanket/Insulation | A | Integrated Unit Energy Savings (kWh or therms) | Achievable Technical Potential | 0 | 0 | 0 | 0 | 0 | 0 | 0 | 0 | 0 | 0 | 0 | 0 | 0 | 0 | 0 | 0 | 0 | 0 | 0 | 0 | 0 | 0 | 0 | 0 | 0 | 0 | 0
F2_Commercial_OR - College_New_Water Heating_Natural Gas_Water Heater - Tank Blanket/Insulation_A_Achievable Technical Potential | F2 | Commercial | OR - College | New | Water Heating | Natural Gas | Water Heater - Tank Blanket/Insulation | A | Integrated Unit Summer Peak Savings (kW) | Achievable Technical Potential | 0 | 0 | 0 | 0 | 0 | 0 | 0 | 0 | 0 | 0 | 0 | 0 | 0 | 0 | 0 | 0 | 0 | 0 | 0 | 0 | 0 | 0 | 0 | 0 | 0 | 0 | 0
F3_Commercial_OR - College_New_Water Heating_Natural Gas_Water Heater - Tank Blanket/Insulation_A_Achievable Technical Potential | F3 | Commercial | OR - College | New | Water Heating | Natural Gas | Water Heater - Tank Blanket/Insulation | A | Integrated Unit Winter Peak Savings (kW) | Achievable Technical Potential | 0 | 0 | 0 | 0 | 0 | 0 | 0 | 0 | 0 | 0 | 0 | 0 | 0 | 0 | 0 | 0 | 0 | 0 | 0 | 0 | 0 | 0 | 0 | 0 | 0 | 0 | 0
F4_Commercial_OR - College_New_Water Heating_Natural Gas_Water Heater - Tank Blanket/Insulation_A_Achievable Technical Potential | F4 | Commercial | OR - College | New | Water Heating | Natural Gas | Water Heater - Tank Blanket/Insulation | A | Incremental Energy Savings (MWh or mTherms) | Achievable Technical Potential | 0 | 0 | 0 | 0 | 0 | 0 | 0 | 0 | 0 | 0 | 0 | 0 | 0 | 0 | 0 | 0 | 0 | 0 | 0 | 0 | 0 | 0 | 0 | 0 | 0 | 0 | 0
F5_Commercial_OR - College_New_Water Heating_Natural Gas_Water Heater - Tank Blanket/Insulation_A_Achievable Technical Potential | F5 | Commercial | OR - College | New | Water Heating | Natural Gas | Water Heater - Tank Blanket/Insulation | A | Incremental Summer Peak Savings (MW) | Achievable Technical Potential | 0 | 0 | 0 | 0 | 0 | 0 | 0 | 0 | 0 | 0 | 0 | 0 | 0 | 0 | 0 | 0 | 0 | 0 | 0 | 0 | 0 | 0 | 0 | 0 | 0 | 0 | 0
F6_Commercial_OR - College_New_Water Heating_Natural Gas_Water Heater - Tank Blanket/Insulation_A_Achievable Technical Potential | F6 | Commercial | OR - College | New | Water Heating | Natural Gas | Water Heater - Tank Blanket/Insulation | A | Incremental Winter Peak Savings (MW) | Achievable Technical Potential | 0 | 0 | 0 | 0 | 0 | 0 | 0 | 0 | 0 | 0 | 0 | 0 | 0 | 0 | 0 | 0 | 0 | 0 | 0 | 0 | 0 | 0 | 0 | 0 | 0 | 0 | 0
F7_Commercial_OR - College_New_Water Heating_Natural Gas_Water Heater - Tank Blanket/Insulation_A_Achievable Technical Potential | F7 | Commercial | OR - College | New | Water Heating | Natural Gas | Water Heater - Tank Blanket/Insulation | A | Cumulative Energy Savings (MWh or mTherms) | Achievable Technical Potential | 0 | 0 | 0 | 0 | 0 | 0 | 0 | 0 | 0 | 0 | 0 | 0 | 0 | 0 | 0 | 0 | 0 | 0 | 0 | 0 | 0 | 0 | 0 | 0 | 0 | 0 | 0
F8_Commercial_OR - College_New_Water Heating_Natural Gas_Water Heater - Tank Blanket/Insulation_A_Achievable Technical Potential | F8 | Commercial | OR - College | New | Water Heating | Natural Gas | Water Heater - Tank Blanket/Insulation | A | Cumulative Summer Peak Savings (MW) | Achievable Technical Potential | 0 | 0 | 0 | 0 | 0 | 0 | 0 | 0 | 0 | 0 | 0 | 0 | 0 | 0 | 0 | 0 | 0 | 0 | 0 | 0 | 0 | 0 | 0 | 0 | 0 | 0 | 0
F9_Commercial_OR - College_New_Water Heating_Natural Gas_Water Heater - Tank Blanket/Insulation_A_Achievable Technical Potential | F9 | Commercial | OR - College | New | Water Heating | Natural Gas | Water Heater - Tank Blanket/Insulation | A | Cumulative Winter Peak Savings (MW) | Achievable Technical Potential | 0 | 0 | 0 | 0 | 0 | 0 | 0 | 0 | 0 | 0 | 0 | 0 | 0 | 0 | 0 | 0 | 0 | 0 | 0 | 0 | 0 | 0 | 0 | 0 | 0 | 0 | 0
F10_Commercial_OR - College_New_Water Heating_Natural Gas_Water Heater - Tank Blanket/Insulation_A_Achievable Technical Potential | F10 | Commercial | OR - College | New | Water Heating | Natural Gas | Water Heater - Tank Blanket/Insulation | A | Purchases (Incremental) | Achievable Technical Potential | 0 | 0 | 0 | 0 | 0 | 0 | 0 | 0 | 0 | 0 | 0 | 0 | 0 | 0 | 0 | 0 | 0 | 0 | 0 | 0 | 0 | 0 | 0 | 0 | 0 | 0 | 0
F11_Commercial_OR - College_New_Water Heating_Natural Gas_Water Heater - Tank Blanket/Insulation_A_Achievable Technical Potential | F11 | Commercial | OR - College | New | Water Heating | Natural Gas | Water Heater - Tank Blanket/Insulation | A | Purchases (Cumulative) | Achievable Technical Potential | 0 | 0 | 0 | 0 | 0 | 0 | 0 | 0 | 0 | 0 | 0 | 0 | 0 | 0 | 0 | 0 | 0 | 0 | 0 | 0 | 0 | 0 | 0 | 0 | 0 | 0 | 0
F1_Commercial_OR - College_New_Water Heating_Natural Gas_Water Heater - Drainwater Heat Recovery_A_Achievable Technical Potential | F1 | Commercial | OR - College | New | Water Heating | Natural Gas | Water Heater - Drainwater Heat Recovery | A | Integrated Unit Energy Savings (kWh or therms) | Achievable Technical Potential | 0 | 0 | 0 | 0 | 0 | 0 | 0 | 0 | 0 | 0 | 0 | 0 | 0 | 0 | 0 | 0 | 0 | 0 | 0 | 0 | 0 | 0 | 0 | 0 | 0 | 0 | 0
F2_Commercial_OR - College_New_Water Heating_Natural Gas_Water Heater - Drainwater Heat Recovery_A_Achievable Technical Potential | F2 | Commercial | OR - College | New | Water Heating | Natural Gas | Water Heater - Drainwater Heat Recovery | A | Integrated Unit Summer Peak Savings (kW) | Achievable Technical Potential | 0 | 0 | 0 | 0 | 0 | 0 | 0 | 0 | 0 | 0 | 0 | 0 | 0 | 0 | 0 | 0 | 0 | 0 | 0 | 0 | 0 | 0 | 0 | 0 | 0 | 0 | 0
F3_Commercial_OR - College_New_Water Heating_Natural Gas_Water Heater - Drainwater Heat Recovery_A_Achievable Technical Potential | F3 | Commercial | OR - College | New | Water Heating | Natural Gas | Water Heater - Drainwater Heat Recovery | A | Integrated Unit Winter Peak Savings (kW) | Achievable Technical Potential | 0 | 0 | 0 | 0 | 0 | 0 | 0 | 0 | 0 | 0 | 0 | 0 | 0 | 0 | 0 | 0 | 0 | 0 | 0 | 0 | 0 | 0 | 0 | 0 | 0 | 0 | 0
F4_Commercial_OR - College_New_Water Heating_Natural Gas_Water Heater - Drainwater Heat Recovery_A_Achievable Technical Potential | F4 | Commercial | OR - College | New | Water Heating | Natural Gas | Water Heater - Drainwater Heat Recovery | A | Incremental Energy Savings (MWh or mTherms) | Achievable Technical Potential | 0 | 0 | 0 | 0 | 0 | 0 | 0 | 0 | 0 | 0 | 0 | 0 | 0 | 0 | 0 | 0 | 0 | 0 | 0 | 0 | 0 | 0 | 0 | 0 | 0 | 0 | 0
F5_Commercial_OR - College_New_Water Heating_Natural Gas_Water Heater - Drainwater Heat Recovery_A_Achievable Technical Potential | F5 | Commercial | OR - College | New | Water Heating | Natural Gas | Water Heater - Drainwater Heat Recovery | A | Incremental Summer Peak Savings (MW) | Achievable Technical Potential | 0 | 0 | 0 | 0 | 0 | 0 | 0 | 0 | 0 | 0 | 0 | 0 | 0 | 0 | 0 | 0 | 0 | 0 | 0 | 0 | 0 | 0 | 0 | 0 | 0 | 0 | 0
F6_Commercial_OR - College_New_Water Heating_Natural Gas_Water Heater - Drainwater Heat Recovery_A_Achievable Technical Potential | F6 | Commercial | OR - College | New | Water Heating | Natural Gas | Water Heater - Drainwater Heat Recovery | A | Incremental Winter Peak Savings (MW) | Achievable Technical Potential | 0 | 0 | 0 | 0 | 0 | 0 | 0 | 0 | 0 | 0 | 0 | 0 | 0 | 0 | 0 | 0 | 0 | 0 | 0 | 0 | 0 | 0 | 0 | 0 | 0 | 0 | 0
F7_Commercial_OR - College_New_Water Heating_Natural Gas_Water Heater - Drainwater Heat Recovery_A_Achievable Technical Potential | F7 | Commercial | OR - College | New | Water Heating | Natural Gas | Water Heater - Drainwater Heat Recovery | A | Cumulative Energy Savings (MWh or mTherms) | Achievable Technical Potential | 0 | 0 | 0 | 0 | 0 | 0 | 0 | 0 | 0 | 0 | 0 | 0 | 0 | 0 | 0 | 0 | 0 | 0 | 0 | 0 | 0 | 0 | 0 | 0 | 0 | 0 | 0
F8_Commercial_OR - College_New_Water Heating_Natural Gas_Water Heater - Drainwater Heat Recovery_A_Achievable Technical Potential | F8 | Commercial | OR - College | New | Water Heating | Natural Gas | Water Heater - Drainwater Heat Recovery | A | Cumulative Summer Peak Savings (MW) | Achievable Technical Potential | 0 | 0 | 0 | 0 | 0 | 0 | 0 | 0 | 0 | 0 | 0 | 0 | 0 | 0 | 0 | 0 | 0 | 0 | 0 | 0 | 0 | 0 | 0 | 0 | 0 | 0 | 0
F9_Commercial_OR - College_New_Water Heating_Natural Gas_Water Heater - Drainwater Heat Recovery_A_Achievable Technical Potential | F9 | Commercial | OR - College | New | Water Heating | Natural Gas | Water Heater - Drainwater Heat Recovery | A | Cumulative Winter Peak Savings (MW) | Achievable Technical Potential | 0 | 0 | 0 | 0 | 0 | 0 | 0 | 0 | 0 | 0 | 0 | 0 | 0 | 0 | 0 | 0 | 0 | 0 | 0 | 0 | 0 | 0 | 0 | 0 | 0 | 0 | 0
F10_Commercial_OR - College_New_Water Heating_Natural Gas_Water Heater - Drainwater Heat Recovery_A_Achievable Technical Potential | F10 | Commercial | OR - College | New | Water Heating | Natural Gas | Water Heater - Drainwater Heat Recovery | A | Purchases (Incremental) | Achievable Technical Potential | 0 | 0 | 0 | 0 | 0 | 0 | 0 | 0 | 0 | 0 | 0 | 0 | 0 | 0 | 0 | 0 | 0 | 0 | 0 | 0 | 0 | 0 | 0 | 0 | 0 | 0 | 0
F11_Commercial_OR - College_New_Water Heating_Natural Gas_Water Heater - Drainwater Heat Recovery_A_Achievable Technical Potential | F11 | Commercial | OR - College | New | Water Heating | Natural Gas | Water Heater - Drainwater Heat Recovery | A | Purchases (Cumulative) | Achievable Technical Potential | 0 | 0 | 0 | 0 | 0 | 0 | 0 | 0 | 0 | 0 | 0 | 0 | 0 | 0 | 0 | 0 | 0 | 0 | 0 | 0 | 0 | 0 | 0 | 0 | 0 | 0 | 0
F1_Commercial_OR - College_New_Water Heating_Natural Gas_Water Heater - Circulation Pump Controls_A_Achievable Technical Potential | F1 | Commercial | OR - College | New | Water Heating | Natural Gas | Water Heater - Circulation Pump Controls | A | Integrated Unit Energy Savings (kWh or therms) | Achievable Technical Potential | 0 | 0 | 0 | 0 | 0 | 0 | 0 | 0 | 0 | 0 | 0 | 0 | 0 | 0 | 0 | 0 | 0 | 0 | 0 | 0 | 0 | 0 | 0 | 0 | 0 | 0 | 0
F2_Commercial_OR - College_New_Water Heating_Natural Gas_Water Heater - Circulation Pump Controls_A_Achievable Technical Potential | F2 | Commercial | OR - College | New | Water Heating | Natural Gas | Water Heater - Circulation Pump Controls | A | Integrated Unit Summer Peak Savings (kW) | Achievable Technical Potential | 0 | 0 | 0 | 0 | 0 | 0 | 0 | 0 | 0 | 0 | 0 | 0 | 0 | 0 | 0 | 0 | 0 | 0 | 0 | 0 | 0 | 0 | 0 | 0 | 0 | 0 | 0
F3_Commercial_OR - College_New_Water Heating_Natural Gas_Water Heater - Circulation Pump Controls_A_Achievable Technical Potential | F3 | Commercial | OR - College | New | Water Heating | Natural Gas | Water Heater - Circulation Pump Controls | A | Integrated Unit Winter Peak Savings (kW) | Achievable Technical Potential | 0 | 0 | 0 | 0 | 0 | 0 | 0 | 0 | 0 | 0 | 0 | 0 | 0 | 0 | 0 | 0 | 0 | 0 | 0 | 0 | 0 | 0 | 0 | 0 | 0 | 0 | 0
F4_Commercial_OR - College_New_Water Heating_Natural Gas_Water Heater - Circulation Pump Controls_A_Achievable Technical Potential | F4 | Commercial | OR - College | New | Water Heating | Natural Gas | Water Heater - Circulation Pump Controls | A | Incremental Energy Savings (MWh or mTherms) | Achievable Technical Potential | 0 | 0 | 0 | 0 | 0 | 0 | 0 | 0 | 0 | 0 | 0 | 0 | 0 | 0 | 0 | 0 | 0 | 0 | 0 | 0 | 0 | 0 | 0 | 0 | 0 | 0 | 0
F5_Commercial_OR - College_New_Water Heating_Natural Gas_Water Heater - Circulation Pump Controls_A_Achievable Technical Potential | F5 | Commercial | OR - College | New | Water Heating | Natural Gas | Water Heater - Circulation Pump Controls | A | Incremental Summer Peak Savings (MW) | Achievable Technical Potential | 0 | 0 | 0 | 0 | 0 | 0 | 0 | 0 | 0 | 0 | 0 | 0 | 0 | 0 | 0 | 0 | 0 | 0 | 0 | 0 | 0 | 0 | 0 | 0 | 0 | 0 | 0
F6_Commercial_OR - College_New_Water Heating_Natural Gas_Water Heater - Circulation Pump Controls_A_Achievable Technical Potential | F6 | Commercial | OR - College | New | Water Heating | Natural Gas | Water Heater - Circulation Pump Controls | A | Incremental Winter Peak Savings (MW) | Achievable Technical Potential | 0 | 0 | 0 | 0 | 0 | 0 | 0 | 0 | 0 | 0 | 0 | 0 | 0 | 0 | 0 | 0 | 0 | 0 | 0 | 0 | 0 | 0 | 0 | 0 | 0 | 0 | 0
F7_Commercial_OR - College_New_Water Heating_Natural Gas_Water Heater - Circulation Pump Controls_A_Achievable Technical Potential | F7 | Commercial | OR - College | New | Water Heating | Natural Gas | Water Heater - Circulation Pump Controls | A | Cumulative Energy Savings (MWh or mTherms) | Achievable Technical Potential | 0 | 0 | 0 | 0 | 0 | 0 | 0 | 0 | 0 | 0 | 0 | 0 | 0 | 0 | 0 | 0 | 0 | 0 | 0 | 0 | 0 | 0 | 0 | 0 | 0 | 0 | 0
F8_Commercial_OR - College_New_Water Heating_Natural Gas_Water Heater - Circulation Pump Controls_A_Achievable Technical Potential | F8 | Commercial | OR - College | New | Water Heating | Natural Gas | Water Heater - Circulation Pump Controls | A | Cumulative Summer Peak Savings (MW) | Achievable Technical Potential | 0 | 0 | 0 | 0 | 0 | 0 | 0 | 0 | 0 | 0 | 0 | 0 | 0 | 0 | 0 | 0 | 0 | 0 | 0 | 0 | 0 | 0 | 0 | 0 | 0 | 0 | 0
F9_Commercial_OR - College_New_Water Heating_Natural Gas_Water Heater - Circulation Pump Controls_A_Achievable Technical Potential | F9 | Commercial | OR - College | New | Water Heating | Natural Gas | Water Heater - Circulation Pump Controls | A | Cumulative Winter Peak Savings (MW) | Achievable Technical Potential | 0 | 0 | 0 | 0 | 0 | 0 | 0 | 0 | 0 | 0 | 0 | 0 | 0 | 0 | 0 | 0 | 0 | 0 | 0 | 0 | 0 | 0 | 0 | 0 | 0 | 0 | 0
F10_Commercial_OR - College_New_Water Heating_Natural Gas_Water Heater - Circulation Pump Controls_A_Achievable Technical Potential | F10 | Commercial | OR - College | New | Water Heating | Natural Gas | Water Heater - Circulation Pump Controls | A | Purchases (Incremental) | Achievable Technical Potential | 0 | 0 | 0 | 0 | 0 | 0 | 0 | 0 | 0 | 0 | 0 | 0 | 0 | 0 | 0 | 0 | 0 | 0 | 0 | 0 | 0 | 0 | 0 | 0 | 0 | 0 | 0
F11_Commercial_OR - College_New_Water Heating_Natural Gas_Water Heater - Circulation Pump Controls_A_Achievable Technical Potential | F11 | Commercial | OR - College | New | Water Heating | Natural Gas | Water Heater - Circulation Pump Controls | A | Purchases (Cumulative) | Achievable Technical Potential | 0 | 0 | 0 | 0 | 0 | 0 | 0 | 0 | 0 | 0 | 0 | 0 | 0 | 0 | 0 | 0 | 0 | 0 | 0 | 0 | 0 | 0 | 0 | 0 | 0 | 0 | 0
F1_Commercial_OR - College_New_Water Heating_Natural Gas_Water Heater - Pipe Insulation_A_Achievable Technical Potential | F1 | Commercial | OR - College | New | Water Heating | Natural Gas | Water Heater - Pipe Insulation | A | Integrated Unit Energy Savings (kWh or therms) | Achievable Technical Potential | 0 | 0 | 0 | 0 | 0 | 0 | 0 | 0 | 0 | 0 | 0 | 0 | 0 | 0 | 0 | 0 | 0 | 0 | 0 | 0 | 0 | 0 | 0 | 0 | 0 | 0 | 0
F2_Commercial_OR - College_New_Water Heating_Natural Gas_Water Heater - Pipe Insulation_A_Achievable Technical Potential | F2 | Commercial | OR - College | New | Water Heating | Natural Gas | Water Heater - Pipe Insulation | A | Integrated Unit Summer Peak Savings (kW) | Achievable Technical Potential | 0 | 0 | 0 | 0 | 0 | 0 | 0 | 0 | 0 | 0 | 0 | 0 | 0 | 0 | 0 | 0 | 0 | 0 | 0 | 0 | 0 | 0 | 0 | 0 | 0 | 0 | 0
F3_Commercial_OR - College_New_Water Heating_Natural Gas_Water Heater - Pipe Insulation_A_Achievable Technical Potential | F3 | Commercial | OR - College | New | Water Heating | Natural Gas | Water Heater - Pipe Insulation | A | Integrated Unit Winter Peak Savings (kW) | Achievable Technical Potential | 0 | 0 | 0 | 0 | 0 | 0 | 0 | 0 | 0 | 0 | 0 | 0 | 0 | 0 | 0 | 0 | 0 | 0 | 0 | 0 | 0 | 0 | 0 | 0 | 0 | 0 | 0
F4_Commercial_OR - College_New_Water Heating_Natural Gas_Water Heater - Pipe Insulation_A_Achievable Technical Potential | F4 | Commercial | OR - College | New | Water Heating | Natural Gas | Water Heater - Pipe Insulation | A | Incremental Energy Savings (MWh or mTherms) | Achievable Technical Potential | 0 | 0 | 0 | 0 | 0 | 0 | 0 | 0 | 0 | 0 | 0 | 0 | 0 | 0 | 0 | 0 | 0 | 0 | 0 | 0 | 0 | 0 | 0 | 0 | 0 | 0 | 0
F5_Commercial_OR - College_New_Water Heating_Natural Gas_Water Heater - Pipe Insulation_A_Achievable Technical Potential | F5 | Commercial | OR - College | New | Water Heating | Natural Gas | Water Heater - Pipe Insulation | A | Incremental Summer Peak Savings (MW) | Achievable Technical Potential | 0 | 0 | 0 | 0 | 0 | 0 | 0 | 0 | 0 | 0 | 0 | 0 | 0 | 0 | 0 | 0 | 0 | 0 | 0 | 0 | 0 | 0 | 0 | 0 | 0 | 0 | 0
F6_Commercial_OR - College_New_Water Heating_Natural Gas_Water Heater - Pipe Insulation_A_Achievable Technical Potential | F6 | Commercial | OR - College | New | Water Heating | Natural Gas | Water Heater - Pipe Insulation | A | Incremental Winter Peak Savings (MW) | Achievable Technical Potential | 0 | 0 | 0 | 0 | 0 | 0 | 0 | 0 | 0 | 0 | 0 | 0 | 0 | 0 | 0 | 0 | 0 | 0 | 0 | 0 | 0 | 0 | 0 | 0 | 0 | 0 | 0
F7_Commercial_OR - College_New_Water Heating_Natural Gas_Water Heater - Pipe Insulation_A_Achievable Technical Potential | F7 | Commercial | OR - College | New | Water Heating | Natural Gas | Water Heater - Pipe Insulation | A | Cumulative Energy Savings (MWh or mTherms) | Achievable Technical Potential | 0 | 0 | 0 | 0 | 0 | 0 | 0 | 0 | 0 | 0 | 0 | 0 | 0 | 0 | 0 | 0 | 0 | 0 | 0 | 0 | 0 | 0 | 0 | 0 | 0 | 0 | 0
F8_Commercial_OR - College_New_Water Heating_Natural Gas_Water Heater - Pipe Insulation_A_Achievable Technical Potential | F8 | Commercial | OR - College | New | Water Heating | Natural Gas | Water Heater - Pipe Insulation | A | Cumulative Summer Peak Savings (MW) | Achievable Technical Potential | 0 | 0 | 0 | 0 | 0 | 0 | 0 | 0 | 0 | 0 | 0 | 0 | 0 | 0 | 0 | 0 | 0 | 0 | 0 | 0 | 0 | 0 | 0 | 0 | 0 | 0 | 0
F9_Commercial_OR - College_New_Water Heating_Natural Gas_Water Heater - Pipe Insulation_A_Achievable Technical Potential | F9 | Commercial | OR - College | New | Water Heating | Natural Gas | Water Heater - Pipe Insulation | A | Cumulative Winter Peak Savings (MW) | Achievable Technical Potential | 0 | 0 | 0 | 0 | 0 | 0 | 0 | 0 | 0 | 0 | 0 | 0 | 0 | 0 | 0 | 0 | 0 | 0 | 0 | 0 | 0 | 0 | 0 | 0 | 0 | 0 | 0
F10_Commercial_OR - College_New_Water Heating_Natural Gas_Water Heater - Pipe Insulation_A_Achievable Technical Potential | F10 | Commercial | OR - College | New | Water Heating | Natural Gas | Water Heater - Pipe Insulation | A | Purchases (Incremental) | Achievable Technical Potential | 0 | 0 | 0 | 0 | 0 | 0 | 0 | 0 | 0 | 0 | 0 | 0 | 0 | 0 | 0 | 0 | 0 | 0 | 0 | 0 | 0 | 0 | 0 | 0 | 0 | 0 | 0
F11_Commercial_OR - College_New_Water Heating_Natural Gas_Water Heater - Pipe Insulation_A_Achievable Technical Potential | F11 | Commercial | OR - College | New | Water Heating | Natural Gas | Water Heater - Pipe Insulation | A | Purchases (Cumulative) | Achievable Technical Potential | 0 | 0 | 0 | 0 | 0 | 0 | 0 | 0 | 0 | 0 | 0 | 0 | 0 | 0 | 0 | 0 | 0 | 0 | 0 | 0 | 0 | 0 | 0 | 0 | 0 | 0 | 0
F1_Commercial_OR - College_New_Water Heating_Natural Gas_Water Heater - Motion Control Faucet_A_Achievable Technical Potential | F1 | Commercial | OR - College | New | Water Heating | Natural Gas | Water Heater - Motion Control Faucet | A | Integrated Unit Energy Savings (kWh or therms) | Achievable Technical Potential | 0 | 0 | 0 | 0 | 0 | 0 | 0 | 0 | 0 | 0 | 0 | 0 | 0 | 0 | 0 | 0 | 0 | 0 | 0 | 0 | 0 | 0 | 0 | 0 | 0 | 0 | 0
F2_Commercial_OR - College_New_Water Heating_Natural Gas_Water Heater - Motion Control Faucet_A_Achievable Technical Potential | F2 | Commercial | OR - College | New | Water Heating | Natural Gas | Water Heater - Motion Control Faucet | A | Integrated Unit Summer Peak Savings (kW) | Achievable Technical Potential | 0 | 0 | 0 | 0 | 0 | 0 | 0 | 0 | 0 | 0 | 0 | 0 | 0 | 0 | 0 | 0 | 0 | 0 | 0 | 0 | 0 | 0 | 0 | 0 | 0 | 0 | 0
F3_Commercial_OR - College_New_Water Heating_Natural Gas_Water Heater - Motion Control Faucet_A_Achievable Technical Potential | F3 | Commercial | OR - College | New | Water Heating | Natural Gas | Water Heater - Motion Control Faucet | A | Integrated Unit Winter Peak Savings (kW) | Achievable Technical Potential | 0 | 0 | 0 | 0 | 0 | 0 | 0 | 0 | 0 | 0 | 0 | 0 | 0 | 0 | 0 | 0 | 0 | 0 | 0 | 0 | 0 | 0 | 0 | 0 | 0 | 0 | 0
F4_Commercial_OR - College_New_Water Heating_Natural Gas_Water Heater - Motion Control Faucet_A_Achievable Technical Potential | F4 | Commercial | OR - College | New | Water Heating | Natural Gas | Water Heater - Motion Control Faucet | A | Incremental Energy Savings (MWh or mTherms) | Achievable Technical Potential | 0 | 0 | 0 | 0 | 0 | 0 | 0 | 0 | 0 | 0 | 0 | 0 | 0 | 0 | 0 | 0 | 0 | 0 | 0 | 0 | 0 | 0 | 0 | 0 | 0 | 0 | 0
F5_Commercial_OR - College_New_Water Heating_Natural Gas_Water Heater - Motion Control Faucet_A_Achievable Technical Potential | F5 | Commercial | OR - College | New | Water Heating | Natural Gas | Water Heater - Motion Control Faucet | A | Incremental Summer Peak Savings (MW) | Achievable Technical Potential | 0 | 0 | 0 | 0 | 0 | 0 | 0 | 0 | 0 | 0 | 0 | 0 | 0 | 0 | 0 | 0 | 0 | 0 | 0 | 0 | 0 | 0 | 0 | 0 | 0 | 0 | 0
F6_Commercial_OR - College_New_Water Heating_Natural Gas_Water Heater - Motion Control Faucet_A_Achievable Technical Potential | F6 | Commercial | OR - College | New | Water Heating | Natural Gas | Water Heater - Motion Control Faucet | A | Incremental Winter Peak Savings (MW) | Achievable Technical Potential | 0 | 0 | 0 | 0 | 0 | 0 | 0 | 0 | 0 | 0 | 0 | 0 | 0 | 0 | 0 | 0 | 0 | 0 | 0 | 0 | 0 | 0 | 0 | 0 | 0 | 0 | 0
F7_Commercial_OR - College_New_Water Heating_Natural Gas_Water Heater - Motion Control Faucet_A_Achievable Technical Potential | F7 | Commercial | OR - College | New | Water Heating | Natural Gas | Water Heater - Motion Control Faucet | A | Cumulative Energy Savings (MWh or mTherms) | Achievable Technical Potential | 0 | 0 | 0 | 0 | 0 | 0 | 0 | 0 | 0 | 0 | 0 | 0 | 0 | 0 | 0 | 0 | 0 | 0 | 0 | 0 | 0 | 0 | 0 | 0 | 0 | 0 | 0
F8_Commercial_OR - College_New_Water Heating_Natural Gas_Water Heater - Motion Control Faucet_A_Achievable Technical Potential | F8 | Commercial | OR - College | New | Water Heating | Natural Gas | Water Heater - Motion Control Faucet | A | Cumulative Summer Peak Savings (MW) | Achievable Technical Potential | 0 | 0 | 0 | 0 | 0 | 0 | 0 | 0 | 0 | 0 | 0 | 0 | 0 | 0 | 0 | 0 | 0 | 0 | 0 | 0 | 0 | 0 | 0 | 0 | 0 | 0 | 0
F9_Commercial_OR - College_New_Water Heating_Natural Gas_Water Heater - Motion Control Faucet_A_Achievable Technical Potential | F9 | Commercial | OR - College | New | Water Heating | Natural Gas | Water Heater - Motion Control Faucet | A | Cumulative Winter Peak Savings (MW) | Achievable Technical Potential | 0 | 0 | 0 | 0 | 0 | 0 | 0 | 0 | 0 | 0 | 0 | 0 | 0 | 0 | 0 | 0 | 0 | 0 | 0 | 0 | 0 | 0 | 0 | 0 | 0 | 0 | 0
F10_Commercial_OR - College_New_Water Heating_Natural Gas_Water Heater - Motion Control Faucet_A_Achievable Technical Potential | F10 | Commercial | OR - College | New | Water Heating | Natural Gas | Water Heater - Motion Control Faucet | A | Purchases (Incremental) | Achievable Technical Potential | 0 | 0 | 0 | 0 | 0 | 0 | 0 | 0 | 0 | 0 | 0 | 0 | 0 | 0 | 0 | 0 | 0 | 0 | 0 | 0 | 0 | 0 | 0 | 0 | 0 | 0 | 0
F11_Commercial_OR - College_New_Water Heating_Natural Gas_Water Heater - Motion Control Faucet_A_Achievable Technical Potential | F11 | Commercial | OR - College | New | Water Heating | Natural Gas | Water Heater - Motion Control Faucet | A | Purchases (Cumulative) | Achievable Technical Potential | 0 | 0 | 0 | 0 | 0 | 0 | 0 | 0 | 0 | 0 | 0 | 0 | 0 | 0 | 0 | 0 | 0 | 0 | 0 | 0 | 0 | 0 | 0 | 0 | 0 | 0 | 0
F1_Commercial_OR - College_New_Water Heating_Natural Gas_Water Heater - Solar System_A_Achievable Technical Potential | F1 | Commercial | OR - College | New | Water Heating | Natural Gas | Water Heater - Solar System | A | Integrated Unit Energy Savings (kWh or therms) | Achievable Technical Potential | 0 | 0 | 0 | 0 | 0 | 0 | 0 | 0 | 0 | 0 | 0 | 0 | 0 | 0 | 0 | 0 | 0 | 0 | 0 | 0 | 0 | 0 | 0 | 0 | 0 | 0 | 0
F2_Commercial_OR - College_New_Water Heating_Natural Gas_Water Heater - Solar System_A_Achievable Technical Potential | F2 | Commercial | OR - College | New | Water Heating | Natural Gas | Water Heater - Solar System | A | Integrated Unit Summer Peak Savings (kW) | Achievable Technical Potential | 0 | 0 | 0 | 0 | 0 | 0 | 0 | 0 | 0 | 0 | 0 | 0 | 0 | 0 | 0 | 0 | 0 | 0 | 0 | 0 | 0 | 0 | 0 | 0 | 0 | 0 | 0
F3_Commercial_OR - College_New_Water Heating_Natural Gas_Water Heater - Solar System_A_Achievable Technical Potential | F3 | Commercial | OR - College | New | Water Heating | Natural Gas | Water Heater - Solar System | A | Integrated Unit Winter Peak Savings (kW) | Achievable Technical Potential | 0 | 0 | 0 | 0 | 0 | 0 | 0 | 0 | 0 | 0 | 0 | 0 | 0 | 0 | 0 | 0 | 0 | 0 | 0 | 0 | 0 | 0 | 0 | 0 | 0 | 0 | 0
F4_Commercial_OR - College_New_Water Heating_Natural Gas_Water Heater - Solar System_A_Achievable Technical Potential | F4 | Commercial | OR - College | New | Water Heating | Natural Gas | Water Heater - Solar System | A | Incremental Energy Savings (MWh or mTherms) | Achievable Technical Potential | 0 | 0 | 0 | 0 | 0 | 0 | 0 | 0 | 0 | 0 | 0 | 0 | 0 | 0 | 0 | 0 | 0 | 0 | 0 | 0 | 0 | 0 | 0 | 0 | 0 | 0 | 0
F5_Commercial_OR - College_New_Water Heating_Natural Gas_Water Heater - Solar System_A_Achievable Technical Potential | F5 | Commercial | OR - College | New | Water Heating | Natural Gas | Water Heater - Solar System | A | Incremental Summer Peak Savings (MW) | Achievable Technical Potential | 0 | 0 | 0 | 0 | 0 | 0 | 0 | 0 | 0 | 0 | 0 | 0 | 0 | 0 | 0 | 0 | 0 | 0 | 0 | 0 | 0 | 0 | 0 | 0 | 0 | 0 | 0
F6_Commercial_OR - College_New_Water Heating_Natural Gas_Water Heater - Solar System_A_Achievable Technical Potential | F6 | Commercial | OR - College | New | Water Heating | Natural Gas | Water Heater - Solar System | A | Incremental Winter Peak Savings (MW) | Achievable Technical Potential | 0 | 0 | 0 | 0 | 0 | 0 | 0 | 0 | 0 | 0 | 0 | 0 | 0 | 0 | 0 | 0 | 0 | 0 | 0 | 0 | 0 | 0 | 0 | 0 | 0 | 0 | 0
F7_Commercial_OR - College_New_Water Heating_Natural Gas_Water Heater - Solar System_A_Achievable Technical Potential | F7 | Commercial | OR - College | New | Water Heating | Natural Gas | Water Heater - Solar System | A | Cumulative Energy Savings (MWh or mTherms) | Achievable Technical Potential | 0 | 0 | 0 | 0 | 0 | 0 | 0 | 0 | 0 | 0 | 0 | 0 | 0 | 0 | 0 | 0 | 0 | 0 | 0 | 0 | 0 | 0 | 0 | 0 | 0 | 0 | 0
F8_Commercial_OR - College_New_Water Heating_Natural Gas_Water Heater - Solar System_A_Achievable Technical Potential | F8 | Commercial | OR - College | New | Water Heating | Natural Gas | Water Heater - Solar System | A | Cumulative Summer Peak Savings (MW) | Achievable Technical Potential | 0 | 0 | 0 | 0 | 0 | 0 | 0 | 0 | 0 | 0 | 0 | 0 | 0 | 0 | 0 | 0 | 0 | 0 | 0 | 0 | 0 | 0 | 0 | 0 | 0 | 0 | 0
F9_Commercial_OR - College_New_Water Heating_Natural Gas_Water Heater - Solar System_A_Achievable Technical Potential | F9 | Commercial | OR - College | New | Water Heating | Natural Gas | Water Heater - Solar System | A | Cumulative Winter Peak Savings (MW) | Achievable Technical Potential | 0 | 0 | 0 | 0 | 0 | 0 | 0 | 0 | 0 | 0 | 0 | 0 | 0 | 0 | 0 | 0 | 0 | 0 | 0 | 0 | 0 | 0 | 0 | 0 | 0 | 0 | 0
F10_Commercial_OR - College_New_Water Heating_Natural Gas_Water Heater - Solar System_A_Achievable Technical Potential | F10 | Commercial | OR - College | New | Water Heating | Natural Gas | Water Heater - Solar System | A | Purchases (Incremental) | Achievable Technical Potential | 0 | 0 | 0 | 0 | 0 | 0 | 0 | 0 | 0 | 0 | 0 | 0 | 0 | 0 | 0 | 0 | 0 | 0 | 0 | 0 | 0 | 0 | 0 | 0 | 0 | 0 | 0
F11_Commercial_OR - College_New_Water Heating_Natural Gas_Water Heater - Solar System_A_Achievable Technical Potential | F11 | Commercial | OR - College | New | Water Heating | Natural Gas | Water Heater - Solar System | A | Purchases (Cumulative) | Achievable Technical Potential | 0 | 0 | 0 | 0 | 0 | 0 | 0 | 0 | 0 | 0 | 0 | 0 | 0 | 0 | 0 | 0 | 0 | 0 | 0 | 0 | 0 | 0 | 0 | 0 | 0 | 0 | 0
F1_Commercial_OR - College_New_Water Heating_Natural Gas_Commercial Laundry - Ozone Treatment_A_Achievable Technical Potential | F1 | Commercial | OR - College | New | Water Heating | Natural Gas | Commercial Laundry - Ozone Treatment | A | Integrated Unit Energy Savings (kWh or therms) | Achievable Technical Potential | 0 | 0 | 0 | 0 | 0 | 0 | 0 | 0 | 0 | 0 | 0 | 0 | 0 | 0 | 0 | 0 | 0 | 0 | 0 | 0 | 0 | 0 | 0 | 0 | 0 | 0 | 0
F2_Commercial_OR - College_New_Water Heating_Natural Gas_Commercial Laundry - Ozone Treatment_A_Achievable Technical Potential | F2 | Commercial | OR - College | New | Water Heating | Natural Gas | Commercial Laundry - Ozone Treatment | A | Integrated Unit Summer Peak Savings (kW) | Achievable Technical Potential | 0 | 0 | 0 | 0 | 0 | 0 | 0 | 0 | 0 | 0 | 0 | 0 | 0 | 0 | 0 | 0 | 0 | 0 | 0 | 0 | 0 | 0 | 0 | 0 | 0 | 0 | 0
F3_Commercial_OR - College_New_Water Heating_Natural Gas_Commercial Laundry - Ozone Treatment_A_Achievable Technical Potential | F3 | Commercial | OR - College | New | Water Heating | Natural Gas | Commercial Laundry - Ozone Treatment | A | Integrated Unit Winter Peak Savings (kW) | Achievable Technical Potential | 0 | 0 | 0 | 0 | 0 | 0 | 0 | 0 | 0 | 0 | 0 | 0 | 0 | 0 | 0 | 0 | 0 | 0 | 0 | 0 | 0 | 0 | 0 | 0 | 0 | 0 | 0
F4_Commercial_OR - College_New_Water Heating_Natural Gas_Commercial Laundry - Ozone Treatment_A_Achievable Technical Potential | F4 | Commercial | OR - College | New | Water Heating | Natural Gas | Commercial Laundry - Ozone Treatment | A | Incremental Energy Savings (MWh or mTherms) | Achievable Technical Potential | 0 | 0 | 0 | 0 | 0 | 0 | 0 | 0 | 0 | 0 | 0 | 0 | 0 | 0 | 0 | 0 | 0 | 0 | 0 | 0 | 0 | 0 | 0 | 0 | 0 | 0 | 0
F5_Commercial_OR - College_New_Water Heating_Natural Gas_Commercial Laundry - Ozone Treatment_A_Achievable Technical Potential | F5 | Commercial | OR - College | New | Water Heating | Natural Gas | Commercial Laundry - Ozone Treatment | A | Incremental Summer Peak Savings (MW) | Achievable Technical Potential | 0 | 0 | 0 | 0 | 0 | 0 | 0 | 0 | 0 | 0 | 0 | 0 | 0 | 0 | 0 | 0 | 0 | 0 | 0 | 0 | 0 | 0 | 0 | 0 | 0 | 0 | 0
F6_Commercial_OR - College_New_Water Heating_Natural Gas_Commercial Laundry - Ozone Treatment_A_Achievable Technical Potential | F6 | Commercial | OR - College | New | Water Heating | Natural Gas | Commercial Laundry - Ozone Treatment | A | Incremental Winter Peak Savings (MW) | Achievable Technical Potential | 0 | 0 | 0 | 0 | 0 | 0 | 0 | 0 | 0 | 0 | 0 | 0 | 0 | 0 | 0 | 0 | 0 | 0 | 0 | 0 | 0 | 0 | 0 | 0 | 0 | 0 | 0
F7_Commercial_OR - College_New_Water Heating_Natural Gas_Commercial Laundry - Ozone Treatment_A_Achievable Technical Potential | F7 | Commercial | OR - College | New | Water Heating | Natural Gas | Commercial Laundry - Ozone Treatment | A | Cumulative Energy Savings (MWh or mTherms) | Achievable Technical Potential | 0 | 0 | 0 | 0 | 0 | 0 | 0 | 0 | 0 | 0 | 0 | 0 | 0 | 0 | 0 | 0 | 0 | 0 | 0 | 0 | 0 | 0 | 0 | 0 | 0 | 0 | 0
F8_Commercial_OR - College_New_Water Heating_Natural Gas_Commercial Laundry - Ozone Treatment_A_Achievable Technical Potential | F8 | Commercial | OR - College | New | Water Heating | Natural Gas | Commercial Laundry - Ozone Treatment | A | Cumulative Summer Peak Savings (MW) | Achievable Technical Potential | 0 | 0 | 0 | 0 | 0 | 0 | 0 | 0 | 0 | 0 | 0 | 0 | 0 | 0 | 0 | 0 | 0 | 0 | 0 | 0 | 0 | 0 | 0 | 0 | 0 | 0 | 0
F9_Commercial_OR - College_New_Water Heating_Natural Gas_Commercial Laundry - Ozone Treatment_A_Achievable Technical Potential | F9 | Commercial | OR - College | New | Water Heating | Natural Gas | Commercial Laundry - Ozone Treatment | A | Cumulative Winter Peak Savings (MW) | Achievable Technical Potential | 0 | 0 | 0 | 0 | 0 | 0 | 0 | 0 | 0 | 0 | 0 | 0 | 0 | 0 | 0 | 0 | 0 | 0 | 0 | 0 | 0 | 0 | 0 | 0 | 0 | 0 | 0
F10_Commercial_OR - College_New_Water Heating_Natural Gas_Commercial Laundry - Ozone Treatment_A_Achievable Technical Potential | F10 | Commercial | OR - College | New | Water Heating | Natural Gas | Commercial Laundry - Ozone Treatment | A | Purchases (Incremental) | Achievable Technical Potential | 0 | 0 | 0 | 0 | 0 | 0 | 0 | 0 | 0 | 0 | 0 | 0 | 0 | 0 | 0 | 0 | 0 | 0 | 0 | 0 | 0 | 0 | 0 | 0 | 0 | 0 | 0
F11_Commercial_OR - College_New_Water Heating_Natural Gas_Commercial Laundry - Ozone Treatment_A_Achievable Technical Potential | F11 | Commercial | OR - College | New | Water Heating | Natural Gas | Commercial Laundry - Ozone Treatment | A | Purchases (Cumulative) | Achievable Technical Potential | 0 | 0 | 0 | 0 | 0 | 0 | 0 | 0 | 0 | 0 | 0 | 0 | 0 | 0 | 0 | 0 | 0 | 0 | 0 | 0 | 0 | 0 | 0 | 0 | 0 | 0 | 0
F1_Commercial_OR - College_New_Water Heating_Natural Gas_Commercial Laundry - ENERGY STAR Washer_A_Achievable Technical Potential | F1 | Commercial | OR - College | New | Water Heating | Natural Gas | Commercial Laundry - ENERGY STAR Washer | A | Integrated Unit Energy Savings (kWh or therms) | Achievable Technical Potential | 0 | 0 | 0 | 0 | 0 | 0 | 0 | 0 | 0 | 0 | 0 | 0 | 0 | 0 | 0 | 0 | 0 | 0 | 0 | 0 | 0 | 0 | 0 | 0 | 0 | 0 | 0
F2_Commercial_OR - College_New_Water Heating_Natural Gas_Commercial Laundry - ENERGY STAR Washer_A_Achievable Technical Potential | F2 | Commercial | OR - College | New | Water Heating | Natural Gas | Commercial Laundry - ENERGY STAR Washer | A | Integrated Unit Summer Peak Savings (kW) | Achievable Technical Potential | 0 | 0 | 0 | 0 | 0 | 0 | 0 | 0 | 0 | 0 | 0 | 0 | 0 | 0 | 0 | 0 | 0 | 0 | 0 | 0 | 0 | 0 | 0 | 0 | 0 | 0 | 0
F3_Commercial_OR - College_New_Water Heating_Natural Gas_Commercial Laundry - ENERGY STAR Washer_A_Achievable Technical Potential | F3 | Commercial | OR - College | New | Water Heating | Natural Gas | Commercial Laundry - ENERGY STAR Washer | A | Integrated Unit Winter Peak Savings (kW) | Achievable Technical Potential | 0 | 0 | 0 | 0 | 0 | 0 | 0 | 0 | 0 | 0 | 0 | 0 | 0 | 0 | 0 | 0 | 0 | 0 | 0 | 0 | 0 | 0 | 0 | 0 | 0 | 0 | 0
F4_Commercial_OR - College_New_Water Heating_Natural Gas_Commercial Laundry - ENERGY STAR Washer_A_Achievable Technical Potential | F4 | Commercial | OR - College | New | Water Heating | Natural Gas | Commercial Laundry - ENERGY STAR Washer | A | Incremental Energy Savings (MWh or mTherms) | Achievable Technical Potential | 0 | 0 | 0 | 0 | 0 | 0 | 0 | 0 | 0 | 0 | 0 | 0 | 0 | 0 | 0 | 0 | 0 | 0 | 0 | 0 | 0 | 0 | 0 | 0 | 0 | 0 | 0
F5_Commercial_OR - College_New_Water Heating_Natural Gas_Commercial Laundry - ENERGY STAR Washer_A_Achievable Technical Potential | F5 | Commercial | OR - College | New | Water Heating | Natural Gas | Commercial Laundry - ENERGY STAR Washer | A | Incremental Summer Peak Savings (MW) | Achievable Technical Potential | 0 | 0 | 0 | 0 | 0 | 0 | 0 | 0 | 0 | 0 | 0 | 0 | 0 | 0 | 0 | 0 | 0 | 0 | 0 | 0 | 0 | 0 | 0 | 0 | 0 | 0 | 0
F6_Commercial_OR - College_New_Water Heating_Natural Gas_Commercial Laundry - ENERGY STAR Washer_A_Achievable Technical Potential | F6 | Commercial | OR - College | New | Water Heating | Natural Gas | Commercial Laundry - ENERGY STAR Washer | A | Incremental Winter Peak Savings (MW) | Achievable Technical Potential | 0 | 0 | 0 | 0 | 0 | 0 | 0 | 0 | 0 | 0 | 0 | 0 | 0 | 0 | 0 | 0 | 0 | 0 | 0 | 0 | 0 | 0 | 0 | 0 | 0 | 0 | 0
F7_Commercial_OR - College_New_Water Heating_Natural Gas_Commercial Laundry - ENERGY STAR Washer_A_Achievable Technical Potential | F7 | Commercial | OR - College | New | Water Heating | Natural Gas | Commercial Laundry - ENERGY STAR Washer | A | Cumulative Energy Savings (MWh or mTherms) | Achievable Technical Potential | 0 | 0 | 0 | 0 | 0 | 0 | 0 | 0 | 0 | 0 | 0 | 0 | 0 | 0 | 0 | 0 | 0 | 0 | 0 | 0 | 0 | 0 | 0 | 0 | 0 | 0 | 0
F8_Commercial_OR - College_New_Water Heating_Natural Gas_Commercial Laundry - ENERGY STAR Washer_A_Achievable Technical Potential | F8 | Commercial | OR - College | New | Water Heating | Natural Gas | Commercial Laundry - ENERGY STAR Washer | A | Cumulative Summer Peak Savings (MW) | Achievable Technical Potential | 0 | 0 | 0 | 0 | 0 | 0 | 0 | 0 | 0 | 0 | 0 | 0 | 0 | 0 | 0 | 0 | 0 | 0 | 0 | 0 | 0 | 0 | 0 | 0 | 0 | 0 | 0
F9_Commercial_OR - College_New_Water Heating_Natural Gas_Commercial Laundry - ENERGY STAR Washer_A_Achievable Technical Potential | F9 | Commercial | OR - College | New | Water Heating | Natural Gas | Commercial Laundry - ENERGY STAR Washer | A | Cumulative Winter Peak Savings (MW) | Achievable Technical Potential | 0 | 0 | 0 | 0 | 0 | 0 | 0 | 0 | 0 | 0 | 0 | 0 | 0 | 0 | 0 | 0 | 0 | 0 | 0 | 0 | 0 | 0 | 0 | 0 | 0 | 0 | 0
F10_Commercial_OR - College_New_Water Heating_Natural Gas_Commercial Laundry - ENERGY STAR Washer_A_Achievable Technical Potential | F10 | Commercial | OR - College | New | Water Heating | Natural Gas | Commercial Laundry - ENERGY STAR Washer | A | Purchases (Incremental) | Achievable Technical Potential | 0 | 0 | 0 | 0 | 0 | 0 | 0 | 0 | 0 | 0 | 0 | 0 | 0 | 0 | 0 | 0 | 0 | 0 | 0 | 0 | 0 | 0 | 0 | 0 | 0 | 0 | 0
F11_Commercial_OR - College_New_Water Heating_Natural Gas_Commercial Laundry - ENERGY STAR Washer_A_Achievable Technical Potential | F11 | Commercial | OR - College | New | Water Heating | Natural Gas | Commercial Laundry - ENERGY STAR Washer | A | Purchases (Cumulative) | Achievable Technical Potential | 0 | 0 | 0 | 0 | 0 | 0 | 0 | 0 | 0 | 0 | 0 | 0 | 0 | 0 | 0 | 0 | 0 | 0 | 0 | 0 | 0 | 0 | 0 | 0 | 0 | 0 | 0
F1_Commercial_OR - College_New_Water Heating_Natural Gas_Water Heater - Efficient Dishwasher_A_Achievable Technical Potential | F1 | Commercial | OR - College | New | Water Heating | Natural Gas | Water Heater - Efficient Dishwasher | A | Integrated Unit Energy Savings (kWh or therms) | Achievable Technical Potential | 0 | 0 | 0 | 0 | 0 | 0 | 0 | 0 | 0 | 0 | 0 | 0 | 0 | 0 | 0 | 0 | 0 | 0 | 0 | 0 | 0 | 0 | 0 | 0 | 0 | 0 | 0
F2_Commercial_OR - College_New_Water Heating_Natural Gas_Water Heater - Efficient Dishwasher_A_Achievable Technical Potential | F2 | Commercial | OR - College | New | Water Heating | Natural Gas | Water Heater - Efficient Dishwasher | A | Integrated Unit Summer Peak Savings (kW) | Achievable Technical Potential | 0 | 0 | 0 | 0 | 0 | 0 | 0 | 0 | 0 | 0 | 0 | 0 | 0 | 0 | 0 | 0 | 0 | 0 | 0 | 0 | 0 | 0 | 0 | 0 | 0 | 0 | 0
F3_Commercial_OR - College_New_Water Heating_Natural Gas_Water Heater - Efficient Dishwasher_A_Achievable Technical Potential | F3 | Commercial | OR - College | New | Water Heating | Natural Gas | Water Heater - Efficient Dishwasher | A | Integrated Unit Winter Peak Savings (kW) | Achievable Technical Potential | 0 | 0 | 0 | 0 | 0 | 0 | 0 | 0 | 0 | 0 | 0 | 0 | 0 | 0 | 0 | 0 | 0 | 0 | 0 | 0 | 0 | 0 | 0 | 0 | 0 | 0 | 0
F4_Commercial_OR - College_New_Water Heating_Natural Gas_Water Heater - Efficient Dishwasher_A_Achievable Technical Potential | F4 | Commercial | OR - College | New | Water Heating | Natural Gas | Water Heater - Efficient Dishwasher | A | Incremental Energy Savings (MWh or mTherms) | Achievable Technical Potential | 0 | 0 | 0 | 0 | 0 | 0 | 0 | 0 | 0 | 0 | 0 | 0 | 0 | 0 | 0 | 0 | 0 | 0 | 0 | 0 | 0 | 0 | 0 | 0 | 0 | 0 | 0
F5_Commercial_OR - College_New_Water Heating_Natural Gas_Water Heater - Efficient Dishwasher_A_Achievable Technical Potential | F5 | Commercial | OR - College | New | Water Heating | Natural Gas | Water Heater - Efficient Dishwasher | A | Incremental Summer Peak Savings (MW) | Achievable Technical Potential | 0 | 0 | 0 | 0 | 0 | 0 | 0 | 0 | 0 | 0 | 0 | 0 | 0 | 0 | 0 | 0 | 0 | 0 | 0 | 0 | 0 | 0 | 0 | 0 | 0 | 0 | 0
F6_Commercial_OR - College_New_Water Heating_Natural Gas_Water Heater - Efficient Dishwasher_A_Achievable Technical Potential | F6 | Commercial | OR - College | New | Water Heating | Natural Gas | Water Heater - Efficient Dishwasher | A | Incremental Winter Peak Savings (MW) | Achievable Technical Potential | 0 | 0 | 0 | 0 | 0 | 0 | 0 | 0 | 0 | 0 | 0 | 0 | 0 | 0 | 0 | 0 | 0 | 0 | 0 | 0 | 0 | 0 | 0 | 0 | 0 | 0 | 0
F7_Commercial_OR - College_New_Water Heating_Natural Gas_Water Heater - Efficient Dishwasher_A_Achievable Technical Potential | F7 | Commercial | OR - College | New | Water Heating | Natural Gas | Water Heater - Efficient Dishwasher | A | Cumulative Energy Savings (MWh or mTherms) | Achievable Technical Potential | 0 | 0 | 0 | 0 | 0 | 0 | 0 | 0 | 0 | 0 | 0 | 0 | 0 | 0 | 0 | 0 | 0 | 0 | 0 | 0 | 0 | 0 | 0 | 0 | 0 | 0 | 0
F8_Commercial_OR - College_New_Water Heating_Natural Gas_Water Heater - Efficient Dishwasher_A_Achievable Technical Potential | F8 | Commercial | OR - College | New | Water Heating | Natural Gas | Water Heater - Efficient Dishwasher | A | Cumulative Summer Peak Savings (MW) | Achievable Technical Potential | 0 | 0 | 0 | 0 | 0 | 0 | 0 | 0 | 0 | 0 | 0 | 0 | 0 | 0 | 0 | 0 | 0 | 0 | 0 | 0 | 0 | 0 | 0 | 0 | 0 | 0 | 0
F9_Commercial_OR - College_New_Water Heating_Natural Gas_Water Heater - Efficient Dishwasher_A_Achievable Technical Potential | F9 | Commercial | OR - College | New | Water Heating | Natural Gas | Water Heater - Efficient Dishwasher | A | Cumulative Winter Peak Savings (MW) | Achievable Technical Potential | 0 | 0 | 0 | 0 | 0 | 0 | 0 | 0 | 0 | 0 | 0 | 0 | 0 | 0 | 0 | 0 | 0 | 0 | 0 | 0 | 0 | 0 | 0 | 0 | 0 | 0 | 0
F10_Commercial_OR - College_New_Water Heating_Natural Gas_Water Heater - Efficient Dishwasher_A_Achievable Technical Potential | F10 | Commercial | OR - College | New | Water Heating | Natural Gas | Water Heater - Efficient Dishwasher | A | Purchases (Incremental) | Achievable Technical Potential | 0 | 0 | 0 | 0 | 0 | 0 | 0 | 0 | 0 | 0 | 0 | 0 | 0 | 0 | 0 | 0 | 0 | 0 | 0 | 0 | 0 | 0 | 0 | 0 | 0 | 0 | 0
F11_Commercial_OR - College_New_Water Heating_Natural Gas_Water Heater - Efficient Dishwasher_A_Achievable Technical Potential | F11 | Commercial | OR - College | New | Water Heating | Natural Gas | Water Heater - Efficient Dishwasher | A | Purchases (Cumulative) | Achievable Technical Potential | 0 | 0 | 0 | 0 | 0 | 0 | 0 | 0 | 0 | 0 | 0 | 0 | 0 | 0 | 0 | 0 | 0 | 0 | 0 | 0 | 0 | 0 | 0 | 0 | 0 | 0 | 0
F1_Commercial_OR - College_New_Water Heating_Natural Gas_Commercial Laundry - Alternative Dry-Cleaning Methods_A_Achievable Technical Potential | F1 | Commercial | OR - College | New | Water Heating | Natural Gas | Commercial Laundry - Alternative Dry-Cleaning Methods | A | Integrated Unit Energy Savings (kWh or therms) | Achievable Technical Potential | 0 | 0 | 0 | 0 | 0 | 0 | 0 | 0 | 0 | 0 | 0 | 0 | 0 | 0 | 0 | 0 | 0 | 0 | 0 | 0 | 0 | 0 | 0 | 0 | 0 | 0 | 0
F2_Commercial_OR - College_New_Water Heating_Natural Gas_Commercial Laundry - Alternative Dry-Cleaning Methods_A_Achievable Technical Potential | F2 | Commercial | OR - College | New | Water Heating | Natural Gas | Commercial Laundry - Alternative Dry-Cleaning Methods | A | Integrated Unit Summer Peak Savings (kW) | Achievable Technical Potential | 0 | 0 | 0 | 0 | 0 | 0 | 0 | 0 | 0 | 0 | 0 | 0 | 0 | 0 | 0 | 0 | 0 | 0 | 0 | 0 | 0 | 0 | 0 | 0 | 0 | 0 | 0
F3_Commercial_OR - College_New_Water Heating_Natural Gas_Commercial Laundry - Alternative Dry-Cleaning Methods_A_Achievable Technical Potential | F3 | Commercial | OR - College | New | Water Heating | Natural Gas | Commercial Laundry - Alternative Dry-Cleaning Methods | A | Integrated Unit Winter Peak Savings (kW) | Achievable Technical Potential | 0 | 0 | 0 | 0 | 0 | 0 | 0 | 0 | 0 | 0 | 0 | 0 | 0 | 0 | 0 | 0 | 0 | 0 | 0 | 0 | 0 | 0 | 0 | 0 | 0 | 0 | 0
F4_Commercial_OR - College_New_Water Heating_Natural Gas_Commercial Laundry - Alternative Dry-Cleaning Methods_A_Achievable Technical Potential | F4 | Commercial | OR - College | New | Water Heating | Natural Gas | Commercial Laundry - Alternative Dry-Cleaning Methods | A | Incremental Energy Savings (MWh or mTherms) | Achievable Technical Potential | 0 | 0 | 0 | 0 | 0 | 0 | 0 | 0 | 0 | 0 | 0 | 0 | 0 | 0 | 0 | 0 | 0 | 0 | 0 | 0 | 0 | 0 | 0 | 0 | 0 | 0 | 0
F5_Commercial_OR - College_New_Water Heating_Natural Gas_Commercial Laundry - Alternative Dry-Cleaning Methods_A_Achievable Technical Potential | F5 | Commercial | OR - College | New | Water Heating | Natural Gas | Commercial Laundry - Alternative Dry-Cleaning Methods | A | Incremental Summer Peak Savings (MW) | Achievable Technical Potential | 0 | 0 | 0 | 0 | 0 | 0 | 0 | 0 | 0 | 0 | 0 | 0 | 0 | 0 | 0 | 0 | 0 | 0 | 0 | 0 | 0 | 0 | 0 | 0 | 0 | 0 | 0
F6_Commercial_OR - College_New_Water Heating_Natural Gas_Commercial Laundry - Alternative Dry-Cleaning Methods_A_Achievable Technical Potential | F6 | Commercial | OR - College | New | Water Heating | Natural Gas | Commercial Laundry - Alternative Dry-Cleaning Methods | A | Incremental Winter Peak Savings (MW) | Achievable Technical Potential | 0 | 0 | 0 | 0 | 0 | 0 | 0 | 0 | 0 | 0 | 0 | 0 | 0 | 0 | 0 | 0 | 0 | 0 | 0 | 0 | 0 | 0 | 0 | 0 | 0 | 0 | 0
F7_Commercial_OR - College_New_Water Heating_Natural Gas_Commercial Laundry - Alternative Dry-Cleaning Methods_A_Achievable Technical Potential | F7 | Commercial | OR - College | New | Water Heating | Natural Gas | Commercial Laundry - Alternative Dry-Cleaning Methods | A | Cumulative Energy Savings (MWh or mTherms) | Achievable Technical Potential | 0 | 0 | 0 | 0 | 0 | 0 | 0 | 0 | 0 | 0 | 0 | 0 | 0 | 0 | 0 | 0 | 0 | 0 | 0 | 0 | 0 | 0 | 0 | 0 | 0 | 0 | 0
F8_Commercial_OR - College_New_Water Heating_Natural Gas_Commercial Laundry - Alternative Dry-Cleaning Methods_A_Achievable Technical Potential | F8 | Commercial | OR - College | New | Water Heating | Natural Gas | Commercial Laundry - Alternative Dry-Cleaning Methods | A | Cumulative Summer Peak Savings (MW) | Achievable Technical Potential | 0 | 0 | 0 | 0 | 0 | 0 | 0 | 0 | 0 | 0 | 0 | 0 | 0 | 0 | 0 | 0 | 0 | 0 | 0 | 0 | 0 | 0 | 0 | 0 | 0 | 0 | 0
F9_Commercial_OR - College_New_Water Heating_Natural Gas_Commercial Laundry - Alternative Dry-Cleaning Methods_A_Achievable Technical Potential | F9 | Commercial | OR - College | New | Water Heating | Natural Gas | Commercial Laundry - Alternative Dry-Cleaning Methods | A | Cumulative Winter Peak Savings (MW) | Achievable Technical Potential | 0 | 0 | 0 | 0 | 0 | 0 | 0 | 0 | 0 | 0 | 0 | 0 | 0 | 0 | 0 | 0 | 0 | 0 | 0 | 0 | 0 | 0 | 0 | 0 | 0 | 0 | 0
F10_Commercial_OR - College_New_Water Heating_Natural Gas_Commercial Laundry - Alternative Dry-Cleaning Methods_A_Achievable Technical Potential | F10 | Commercial | OR - College | New | Water Heating | Natural Gas | Commercial Laundry - Alternative Dry-Cleaning Methods | A | Purchases (Incremental) | Achievable Technical Potential | 0 | 0 | 0 | 0 | 0 | 0 | 0 | 0 | 0 | 0 | 0 | 0 | 0 | 0 | 0 | 0 | 0 | 0 | 0 | 0 | 0 | 0 | 0 | 0 | 0 | 0 | 0
F11_Commercial_OR - College_New_Water Heating_Natural Gas_Commercial Laundry - Alternative Dry-Cleaning Methods_A_Achievable Technical Potential | F11 | Commercial | OR - College | New | Water Heating | Natural Gas | Commercial Laundry - Alternative Dry-Cleaning Methods | A | Purchases (Cumulative) | Achievable Technical Potential | 0 | 0 | 0 | 0 | 0 | 0 | 0 | 0 | 0 | 0 | 0 | 0 | 0 | 0 | 0 | 0 | 0 | 0 | 0 | 0 | 0 | 0 | 0 | 0 | 0 | 0 | 0
F1_Commercial_OR - College_New_Space Heating_Natural Gas_Advanced Kitchen Ventilation Controls_A_Achievable Technical Potential | F1 | Commercial | OR - College | New | Space Heating | Natural Gas | Advanced Kitchen Ventilation Controls | A | Integrated Unit Energy Savings (kWh or therms) | Achievable Technical Potential | 0 | 0 | 0 | 0 | 0 | 0 | 0 | 0 | 0 | 0 | 0 | 0 | 0 | 0 | 0 | 0 | 0 | 0 | 0 | 0 | 0 | 0 | 0 | 0 | 0 | 0 | 0
F2_Commercial_OR - College_New_Space Heating_Natural Gas_Advanced Kitchen Ventilation Controls_A_Achievable Technical Potential | F2 | Commercial | OR - College | New | Space Heating | Natural Gas | Advanced Kitchen Ventilation Controls | A | Integrated Unit Summer Peak Savings (kW) | Achievable Technical Potential | 0 | 0 | 0 | 0 | 0 | 0 | 0 | 0 | 0 | 0 | 0 | 0 | 0 | 0 | 0 | 0 | 0 | 0 | 0 | 0 | 0 | 0 | 0 | 0 | 0 | 0 | 0
F3_Commercial_OR - College_New_Space Heating_Natural Gas_Advanced Kitchen Ventilation Controls_A_Achievable Technical Potential | F3 | Commercial | OR - College | New | Space Heating | Natural Gas | Advanced Kitchen Ventilation Controls | A | Integrated Unit Winter Peak Savings (kW) | Achievable Technical Potential | 0 | 0 | 0 | 0 | 0 | 0 | 0 | 0 | 0 | 0 | 0 | 0 | 0 | 0 | 0 | 0 | 0 | 0 | 0 | 0 | 0 | 0 | 0 | 0 | 0 | 0 | 0
F4_Commercial_OR - College_New_Space Heating_Natural Gas_Advanced Kitchen Ventilation Controls_A_Achievable Technical Potential | F4 | Commercial | OR - College | New | Space Heating | Natural Gas | Advanced Kitchen Ventilation Controls | A | Incremental Energy Savings (MWh or mTherms) | Achievable Technical Potential | 0 | 0 | 0 | 0 | 0 | 0 | 0 | 0 | 0 | 0 | 0 | 0 | 0 | 0 | 0 | 0 | 0 | 0 | 0 | 0 | 0 | 0 | 0 | 0 | 0 | 0 | 0
F5_Commercial_OR - College_New_Space Heating_Natural Gas_Advanced Kitchen Ventilation Controls_A_Achievable Technical Potential | F5 | Commercial | OR - College | New | Space Heating | Natural Gas | Advanced Kitchen Ventilation Controls | A | Incremental Summer Peak Savings (MW) | Achievable Technical Potential | 0 | 0 | 0 | 0 | 0 | 0 | 0 | 0 | 0 | 0 | 0 | 0 | 0 | 0 | 0 | 0 | 0 | 0 | 0 | 0 | 0 | 0 | 0 | 0 | 0 | 0 | 0
F6_Commercial_OR - College_New_Space Heating_Natural Gas_Advanced Kitchen Ventilation Controls_A_Achievable Technical Potential | F6 | Commercial | OR - College | New | Space Heating | Natural Gas | Advanced Kitchen Ventilation Controls | A | Incremental Winter Peak Savings (MW) | Achievable Technical Potential | 0 | 0 | 0 | 0 | 0 | 0 | 0 | 0 | 0 | 0 | 0 | 0 | 0 | 0 | 0 | 0 | 0 | 0 | 0 | 0 | 0 | 0 | 0 | 0 | 0 | 0 | 0
F7_Commercial_OR - College_New_Space Heating_Natural Gas_Advanced Kitchen Ventilation Controls_A_Achievable Technical Potential | F7 | Commercial | OR - College | New | Space Heating | Natural Gas | Advanced Kitchen Ventilation Controls | A | Cumulative Energy Savings (MWh or mTherms) | Achievable Technical Potential | 0 | 0 | 0 | 0 | 0 | 0 | 0 | 0 | 0 | 0 | 0 | 0 | 0 | 0 | 0 | 0 | 0 | 0 | 0 | 0 | 0 | 0 | 0 | 0 | 0 | 0 | 0
F8_Commercial_OR - College_New_Space Heating_Natural Gas_Advanced Kitchen Ventilation Controls_A_Achievable Technical Potential | F8 | Commercial | OR - College | New | Space Heating | Natural Gas | Advanced Kitchen Ventilation Controls | A | Cumulative Summer Peak Savings (MW) | Achievable Technical Potential | 0 | 0 | 0 | 0 | 0 | 0 | 0 | 0 | 0 | 0 | 0 | 0 | 0 | 0 | 0 | 0 | 0 | 0 | 0 | 0 | 0 | 0 | 0 | 0 | 0 | 0 | 0
F9_Commercial_OR - College_New_Space Heating_Natural Gas_Advanced Kitchen Ventilation Controls_A_Achievable Technical Potential | F9 | Commercial | OR - College | New | Space Heating | Natural Gas | Advanced Kitchen Ventilation Controls | A | Cumulative Winter Peak Savings (MW) | Achievable Technical Potential | 0 | 0 | 0 | 0 | 0 | 0 | 0 | 0 | 0 | 0 | 0 | 0 | 0 | 0 | 0 | 0 | 0 | 0 | 0 | 0 | 0 | 0 | 0 | 0 | 0 | 0 | 0
F10_Commercial_OR - College_New_Space Heating_Natural Gas_Advanced Kitchen Ventilation Controls_A_Achievable Technical Potential | F10 | Commercial | OR - College | New | Space Heating | Natural Gas | Advanced Kitchen Ventilation Controls | A | Purchases (Incremental) | Achievable Technical Potential | 0 | 0 | 0 | 0 | 0 | 0 | 0 | 0 | 0 | 0 | 0 | 0 | 0 | 0 | 0 | 0 | 0 | 0 | 0 | 0 | 0 | 0 | 0 | 0 | 0 | 0 | 0
F11_Commercial_OR - College_New_Space Heating_Natural Gas_Advanced Kitchen Ventilation Controls_A_Achievable Technical Potential | F11 | Commercial | OR - College | New | Space Heating | Natural Gas | Advanced Kitchen Ventilation Controls | A | Purchases (Cumulative) | Achievable Technical Potential | 0 | 0 | 0 | 0 | 0 | 0 | 0 | 0 | 0 | 0 | 0 | 0 | 0 | 0 | 0 | 0 | 0 | 0 | 0 | 0 | 0 | 0 | 0 | 0 | 0 | 0 | 0
F1_Commercial_OR - College_New_Space Heating_Natural Gas_Infiltration Control - Loading Dock Sealing_A_Achievable Technical Potential | F1 | Commercial | OR - College | New | Space Heating | Natural Gas | Infiltration Control - Loading Dock Sealing | A | Integrated Unit Energy Savings (kWh or therms) | Achievable Technical Potential | 0 | 0 | 0 | 0 | 0 | 0 | 0 | 0 | 0 | 0 | 0 | 0 | 0 | 0 | 0 | 0 | 0 | 0 | 0 | 0 | 0 | 0 | 0 | 0 | 0 | 0 | 0
F2_Commercial_OR - College_New_Space Heating_Natural Gas_Infiltration Control - Loading Dock Sealing_A_Achievable Technical Potential | F2 | Commercial | OR - College | New | Space Heating | Natural Gas | Infiltration Control - Loading Dock Sealing | A | Integrated Unit Summer Peak Savings (kW) | Achievable Technical Potential | 0 | 0 | 0 | 0 | 0 | 0 | 0 | 0 | 0 | 0 | 0 | 0 | 0 | 0 | 0 | 0 | 0 | 0 | 0 | 0 | 0 | 0 | 0 | 0 | 0 | 0 | 0
F3_Commercial_OR - College_New_Space Heating_Natural Gas_Infiltration Control - Loading Dock Sealing_A_Achievable Technical Potential | F3 | Commercial | OR - College | New | Space Heating | Natural Gas | Infiltration Control - Loading Dock Sealing | A | Integrated Unit Winter Peak Savings (kW) | Achievable Technical Potential | 0 | 0 | 0 | 0 | 0 | 0 | 0 | 0 | 0 | 0 | 0 | 0 | 0 | 0 | 0 | 0 | 0 | 0 | 0 | 0 | 0 | 0 | 0 | 0 | 0 | 0 | 0
F4_Commercial_OR - College_New_Space Heating_Natural Gas_Infiltration Control - Loading Dock Sealing_A_Achievable Technical Potential | F4 | Commercial | OR - College | New | Space Heating | Natural Gas | Infiltration Control - Loading Dock Sealing | A | Incremental Energy Savings (MWh or mTherms) | Achievable Technical Potential | 0 | 0 | 0 | 0 | 0 | 0 | 0 | 0 | 0 | 0 | 0 | 0 | 0 | 0 | 0 | 0 | 0 | 0 | 0 | 0 | 0 | 0 | 0 | 0 | 0 | 0 | 0
F5_Commercial_OR - College_New_Space Heating_Natural Gas_Infiltration Control - Loading Dock Sealing_A_Achievable Technical Potential | F5 | Commercial | OR - College | New | Space Heating | Natural Gas | Infiltration Control - Loading Dock Sealing | A | Incremental Summer Peak Savings (MW) | Achievable Technical Potential | 0 | 0 | 0 | 0 | 0 | 0 | 0 | 0 | 0 | 0 | 0 | 0 | 0 | 0 | 0 | 0 | 0 | 0 | 0 | 0 | 0 | 0 | 0 | 0 | 0 | 0 | 0
F6_Commercial_OR - College_New_Space Heating_Natural Gas_Infiltration Control - Loading Dock Sealing_A_Achievable Technical Potential | F6 | Commercial | OR - College | New | Space Heating | Natural Gas | Infiltration Control - Loading Dock Sealing | A | Incremental Winter Peak Savings (MW) | Achievable Technical Potential | 0 | 0 | 0 | 0 | 0 | 0 | 0 | 0 | 0 | 0 | 0 | 0 | 0 | 0 | 0 | 0 | 0 | 0 | 0 | 0 | 0 | 0 | 0 | 0 | 0 | 0 | 0
F7_Commercial_OR - College_New_Space Heating_Natural Gas_Infiltration Control - Loading Dock Sealing_A_Achievable Technical Potential | F7 | Commercial | OR - College | New | Space Heating | Natural Gas | Infiltration Control - Loading Dock Sealing | A | Cumulative Energy Savings (MWh or mTherms) | Achievable Technical Potential | 0 | 0 | 0 | 0 | 0 | 0 | 0 | 0 | 0 | 0 | 0 | 0 | 0 | 0 | 0 | 0 | 0 | 0 | 0 | 0 | 0 | 0 | 0 | 0 | 0 | 0 | 0
F8_Commercial_OR - College_New_Space Heating_Natural Gas_Infiltration Control - Loading Dock Sealing_A_Achievable Technical Potential | F8 | Commercial | OR - College | New | Space Heating | Natural Gas | Infiltration Control - Loading Dock Sealing | A | Cumulative Summer Peak Savings (MW) | Achievable Technical Potential | 0 | 0 | 0 | 0 | 0 | 0 | 0 | 0 | 0 | 0 | 0 | 0 | 0 | 0 | 0 | 0 | 0 | 0 | 0 | 0 | 0 | 0 | 0 | 0 | 0 | 0 | 0
F9_Commercial_OR - College_New_Space Heating_Natural Gas_Infiltration Control - Loading Dock Sealing_A_Achievable Technical Potential | F9 | Commercial | OR - College | New | Space Heating | Natural Gas | Infiltration Control - Loading Dock Sealing | A | Cumulative Winter Peak Savings (MW) | Achievable Technical Potential | 0 | 0 | 0 | 0 | 0 | 0 | 0 | 0 | 0 | 0 | 0 | 0 | 0 | 0 | 0 | 0 | 0 | 0 | 0 | 0 | 0 | 0 | 0 | 0 | 0 | 0 | 0
F10_Commercial_OR - College_New_Space Heating_Natural Gas_Infiltration Control - Loading Dock Sealing_A_Achievable Technical Potential | F10 | Commercial | OR - College | New | Space Heating | Natural Gas | Infiltration Control - Loading Dock Sealing | A | Purchases (Incremental) | Achievable Technical Potential | 0 | 0 | 0 | 0 | 0 | 0 | 0 | 0 | 0 | 0 | 0 | 0 | 0 | 0 | 0 | 0 | 0 | 0 | 0 | 0 | 0 | 0 | 0 | 0 | 0 | 0 | 0
F11_Commercial_OR - College_New_Space Heating_Natural Gas_Infiltration Control - Loading Dock Sealing_A_Achievable Technical Potential | F11 | Commercial | OR - College | New | Space Heating | Natural Gas | Infiltration Control - Loading Dock Sealing | A | Purchases (Cumulative) | Achievable Technical Potential | 0 | 0 | 0 | 0 | 0 | 0 | 0 | 0 | 0 | 0 | 0 | 0 | 0 | 0 | 0 | 0 | 0 | 0 | 0 | 0 | 0 | 0 | 0 | 0 | 0 | 0 | 0
F1_Commercial_OR - College_New_Space Heating_Natural Gas_Greenhouse Heat Curtain_A_Achievable Technical Potential | F1 | Commercial | OR - College | New | Space Heating | Natural Gas | Greenhouse Heat Curtain | A | Integrated Unit Energy Savings (kWh or therms) | Achievable Technical Potential | 0 | 0 | 0 | 0 | 0 | 0 | 0 | 0 | 0 | 0 | 0 | 0 | 0 | 0 | 0 | 0 | 0 | 0 | 0 | 0 | 0 | 0 | 0 | 0 | 0 | 0 | 0
F2_Commercial_OR - College_New_Space Heating_Natural Gas_Greenhouse Heat Curtain_A_Achievable Technical Potential | F2 | Commercial | OR - College | New | Space Heating | Natural Gas | Greenhouse Heat Curtain | A | Integrated Unit Summer Peak Savings (kW) | Achievable Technical Potential | 0 | 0 | 0 | 0 | 0 | 0 | 0 | 0 | 0 | 0 | 0 | 0 | 0 | 0 | 0 | 0 | 0 | 0 | 0 | 0 | 0 | 0 | 0 | 0 | 0 | 0 | 0
F3_Commercial_OR - College_New_Space Heating_Natural Gas_Greenhouse Heat Curtain_A_Achievable Technical Potential | F3 | Commercial | OR - College | New | Space Heating | Natural Gas | Greenhouse Heat Curtain | A | Integrated Unit Winter Peak Savings (kW) | Achievable Technical Potential | 0 | 0 | 0 | 0 | 0 | 0 | 0 | 0 | 0 | 0 | 0 | 0 | 0 | 0 | 0 | 0 | 0 | 0 | 0 | 0 | 0 | 0 | 0 | 0 | 0 | 0 | 0
F4_Commercial_OR - College_New_Space Heating_Natural Gas_Greenhouse Heat Curtain_A_Achievable Technical Potential | F4 | Commercial | OR - College | New | Space Heating | Natural Gas | Greenhouse Heat Curtain | A | Incremental Energy Savings (MWh or mTherms) | Achievable Technical Potential | 0 | 0 | 0 | 0 | 0 | 0 | 0 | 0 | 0 | 0 | 0 | 0 | 0 | 0 | 0 | 0 | 0 | 0 | 0 | 0 | 0 | 0 | 0 | 0 | 0 | 0 | 0
F5_Commercial_OR - College_New_Space Heating_Natural Gas_Greenhouse Heat Curtain_A_Achievable Technical Potential | F5 | Commercial | OR - College | New | Space Heating | Natural Gas | Greenhouse Heat Curtain | A | Incremental Summer Peak Savings (MW) | Achievable Technical Potential | 0 | 0 | 0 | 0 | 0 | 0 | 0 | 0 | 0 | 0 | 0 | 0 | 0 | 0 | 0 | 0 | 0 | 0 | 0 | 0 | 0 | 0 | 0 | 0 | 0 | 0 | 0
F6_Commercial_OR - College_New_Space Heating_Natural Gas_Greenhouse Heat Curtain_A_Achievable Technical Potential | F6 | Commercial | OR - College | New | Space Heating | Natural Gas | Greenhouse Heat Curtain | A | Incremental Winter Peak Savings (MW) | Achievable Technical Potential | 0 | 0 | 0 | 0 | 0 | 0 | 0 | 0 | 0 | 0 | 0 | 0 | 0 | 0 | 0 | 0 | 0 | 0 | 0 | 0 | 0 | 0 | 0 | 0 | 0 | 0 | 0
F7_Commercial_OR - College_New_Space Heating_Natural Gas_Greenhouse Heat Curtain_A_Achievable Technical Potential | F7 | Commercial | OR - College | New | Space Heating | Natural Gas | Greenhouse Heat Curtain | A | Cumulative Energy Savings (MWh or mTherms) | Achievable Technical Potential | 0 | 0 | 0 | 0 | 0 | 0 | 0 | 0 | 0 | 0 | 0 | 0 | 0 | 0 | 0 | 0 | 0 | 0 | 0 | 0 | 0 | 0 | 0 | 0 | 0 | 0 | 0
F8_Commercial_OR - College_New_Space Heating_Natural Gas_Greenhouse Heat Curtain_A_Achievable Technical Potential | F8 | Commercial | OR - College | New | Space Heating | Natural Gas | Greenhouse Heat Curtain | A | Cumulative Summer Peak Savings (MW) | Achievable Technical Potential | 0 | 0 | 0 | 0 | 0 | 0 | 0 | 0 | 0 | 0 | 0 | 0 | 0 | 0 | 0 | 0 | 0 | 0 | 0 | 0 | 0 | 0 | 0 | 0 | 0 | 0 | 0
F9_Commercial_OR - College_New_Space Heating_Natural Gas_Greenhouse Heat Curtain_A_Achievable Technical Potential | F9 | Commercial | OR - College | New | Space Heating | Natural Gas | Greenhouse Heat Curtain | A | Cumulative Winter Peak Savings (MW) | Achievable Technical Potential | 0 | 0 | 0 | 0 | 0 | 0 | 0 | 0 | 0 | 0 | 0 | 0 | 0 | 0 | 0 | 0 | 0 | 0 | 0 | 0 | 0 | 0 | 0 | 0 | 0 | 0 | 0
F10_Commercial_OR - College_New_Space Heating_Natural Gas_Greenhouse Heat Curtain_A_Achievable Technical Potential | F10 | Commercial | OR - College | New | Space Heating | Natural Gas | Greenhouse Heat Curtain | A | Purchases (Incremental) | Achievable Technical Potential | 0 | 0 | 0 | 0 | 0 | 0 | 0 | 0 | 0 | 0 | 0 | 0 | 0 | 0 | 0 | 0 | 0 | 0 | 0 | 0 | 0 | 0 | 0 | 0 | 0 | 0 | 0
F11_Commercial_OR - College_New_Space Heating_Natural Gas_Greenhouse Heat Curtain_A_Achievable Technical Potential | F11 | Commercial | OR - College | New | Space Heating | Natural Gas | Greenhouse Heat Curtain | A | Purchases (Cumulative) | Achievable Technical Potential | 0 | 0 | 0 | 0 | 0 | 0 | 0 | 0 | 0 | 0 | 0 | 0 | 0 | 0 | 0 | 0 | 0 | 0 | 0 | 0 | 0 | 0 | 0 | 0 | 0 | 0 | 0
F1_Commercial_OR - College_New_Space Heating_Natural Gas_Ventilation - Parking Garages, Demand Controlled_A_Achievable Technical Potential | F1 | Commercial | OR - College | New | Space Heating | Natural Gas | Ventilation - Parking Garages, Demand Controlled | A | Integrated Unit Energy Savings (kWh or therms) | Achievable Technical Potential | 0 | 0 | 0 | 0 | 0 | 0 | 0 | 0 | 0 | 0 | 0 | 0 | 0 | 0 | 0 | 0 | 0 | 0 | 0 | 0 | 0 | 0 | 0 | 0 | 0 | 0 | 0
F2_Commercial_OR - College_New_Space Heating_Natural Gas_Ventilation - Parking Garages, Demand Controlled_A_Achievable Technical Potential | F2 | Commercial | OR - College | New | Space Heating | Natural Gas | Ventilation - Parking Garages, Demand Controlled | A | Integrated Unit Summer Peak Savings (kW) | Achievable Technical Potential | 0 | 0 | 0 | 0 | 0 | 0 | 0 | 0 | 0 | 0 | 0 | 0 | 0 | 0 | 0 | 0 | 0 | 0 | 0 | 0 | 0 | 0 | 0 | 0 | 0 | 0 | 0
F3_Commercial_OR - College_New_Space Heating_Natural Gas_Ventilation - Parking Garages, Demand Controlled_A_Achievable Technical Potential | F3 | Commercial | OR - College | New | Space Heating | Natural Gas | Ventilation - Parking Garages, Demand Controlled | A | Integrated Unit Winter Peak Savings (kW) | Achievable Technical Potential | 0 | 0 | 0 | 0 | 0 | 0 | 0 | 0 | 0 | 0 | 0 | 0 | 0 | 0 | 0 | 0 | 0 | 0 | 0 | 0 | 0 | 0 | 0 | 0 | 0 | 0 | 0
F4_Commercial_OR - College_New_Space Heating_Natural Gas_Ventilation - Parking Garages, Demand Controlled_A_Achievable Technical Potential | F4 | Commercial | OR - College | New | Space Heating | Natural Gas | Ventilation - Parking Garages, Demand Controlled | A | Incremental Energy Savings (MWh or mTherms) | Achievable Technical Potential | 0 | 0 | 0 | 0 | 0 | 0 | 0 | 0 | 0 | 0 | 0 | 0 | 0 | 0 | 0 | 0 | 0 | 0 | 0 | 0 | 0 | 0 | 0 | 0 | 0 | 0 | 0
F5_Commercial_OR - College_New_Space Heating_Natural Gas_Ventilation - Parking Garages, Demand Controlled_A_Achievable Technical Potential | F5 | Commercial | OR - College | New | Space Heating | Natural Gas | Ventilation - Parking Garages, Demand Controlled | A | Incremental Summer Peak Savings (MW) | Achievable Technical Potential | 0 | 0 | 0 | 0 | 0 | 0 | 0 | 0 | 0 | 0 | 0 | 0 | 0 | 0 | 0 | 0 | 0 | 0 | 0 | 0 | 0 | 0 | 0 | 0 | 0 | 0 | 0
F6_Commercial_OR - College_New_Space Heating_Natural Gas_Ventilation - Parking Garages, Demand Controlled_A_Achievable Technical Potential | F6 | Commercial | OR - College | New | Space Heating | Natural Gas | Ventilation - Parking Garages, Demand Controlled | A | Incremental Winter Peak Savings (MW) | Achievable Technical Potential | 0 | 0 | 0 | 0 | 0 | 0 | 0 | 0 | 0 | 0 | 0 | 0 | 0 | 0 | 0 | 0 | 0 | 0 | 0 | 0 | 0 | 0 | 0 | 0 | 0 | 0 | 0
F7_Commercial_OR - College_New_Space Heating_Natural Gas_Ventilation - Parking Garages, Demand Controlled_A_Achievable Technical Potential | F7 | Commercial | OR - College | New | Space Heating | Natural Gas | Ventilation - Parking Garages, Demand Controlled | A | Cumulative Energy Savings (MWh or mTherms) | Achievable Technical Potential | 0 | 0 | 0 | 0 | 0 | 0 | 0 | 0 | 0 | 0 | 0 | 0 | 0 | 0 | 0 | 0 | 0 | 0 | 0 | 0 | 0 | 0 | 0 | 0 | 0 | 0 | 0
F8_Commercial_OR - College_New_Space Heating_Natural Gas_Ventilation - Parking Garages, Demand Controlled_A_Achievable Technical Potential | F8 | Commercial | OR - College | New | Space Heating | Natural Gas | Ventilation - Parking Garages, Demand Controlled | A | Cumulative Summer Peak Savings (MW) | Achievable Technical Potential | 0 | 0 | 0 | 0 | 0 | 0 | 0 | 0 | 0 | 0 | 0 | 0 | 0 | 0 | 0 | 0 | 0 | 0 | 0 | 0 | 0 | 0 | 0 | 0 | 0 | 0 | 0
F9_Commercial_OR - College_New_Space Heating_Natural Gas_Ventilation - Parking Garages, Demand Controlled_A_Achievable Technical Potential | F9 | Commercial | OR - College | New | Space Heating | Natural Gas | Ventilation - Parking Garages, Demand Controlled | A | Cumulative Winter Peak Savings (MW) | Achievable Technical Potential | 0 | 0 | 0 | 0 | 0 | 0 | 0 | 0 | 0 | 0 | 0 | 0 | 0 | 0 | 0 | 0 | 0 | 0 | 0 | 0 | 0 | 0 | 0 | 0 | 0 | 0 | 0
F10_Commercial_OR - College_New_Space Heating_Natural Gas_Ventilation - Parking Garages, Demand Controlled_A_Achievable Technical Potential | F10 | Commercial | OR - College | New | Space Heating | Natural Gas | Ventilation - Parking Garages, Demand Controlled | A | Purchases (Incremental) | Achievable Technical Potential | 0 | 0 | 0 | 0 | 0 | 0 | 0 | 0 | 0 | 0 | 0 | 0 | 0 | 0 | 0 | 0 | 0 | 0 | 0 | 0 | 0 | 0 | 0 | 0 | 0 | 0 | 0
F11_Commercial_OR - College_New_Space Heating_Natural Gas_Ventilation - Parking Garages, Demand Controlled_A_Achievable Technical Potential | F11 | Commercial | OR - College | New | Space Heating | Natural Gas | Ventilation - Parking Garages, Demand Controlled | A | Purchases (Cumulative) | Achievable Technical Potential | 0 | 0 | 0 | 0 | 0 | 0 | 0 | 0 | 0 | 0 | 0 | 0 | 0 | 0 | 0 | 0 | 0 | 0 | 0 | 0 | 0 | 0 | 0 | 0 | 0 | 0 | 0
F1_Commercial_OR - College_New_Miscellaneous_Natural Gas_Pool Heater - Night Covers_A_Achievable Technical Potential | F1 | Commercial | OR - College | New | Miscellaneous | Natural Gas | Pool Heater - Night Covers | A | Integrated Unit Energy Savings (kWh or therms) | Achievable Technical Potential | 0 | 0 | 0 | 0 | 0 | 0 | 0 | 0 | 0 | 0 | 0 | 0 | 0 | 0 | 0 | 0 | 0 | 0 | 0 | 0 | 0 | 0 | 0 | 0 | 0 | 0 | 0
F2_Commercial_OR - College_New_Miscellaneous_Natural Gas_Pool Heater - Night Covers_A_Achievable Technical Potential | F2 | Commercial | OR - College | New | Miscellaneous | Natural Gas | Pool Heater - Night Covers | A | Integrated Unit Summer Peak Savings (kW) | Achievable Technical Potential | 0 | 0 | 0 | 0 | 0 | 0 | 0 | 0 | 0 | 0 | 0 | 0 | 0 | 0 | 0 | 0 | 0 | 0 | 0 | 0 | 0 | 0 | 0 | 0 | 0 | 0 | 0
F3_Commercial_OR - College_New_Miscellaneous_Natural Gas_Pool Heater - Night Covers_A_Achievable Technical Potential | F3 | Commercial | OR - College | New | Miscellaneous | Natural Gas | Pool Heater - Night Covers | A | Integrated Unit Winter Peak Savings (kW) | Achievable Technical Potential | 0 | 0 | 0 | 0 | 0 | 0 | 0 | 0 | 0 | 0 | 0 | 0 | 0 | 0 | 0 | 0 | 0 | 0 | 0 | 0 | 0 | 0 | 0 | 0 | 0 | 0 | 0
F4_Commercial_OR - College_New_Miscellaneous_Natural Gas_Pool Heater - Night Covers_A_Achievable Technical Potential | F4 | Commercial | OR - College | New | Miscellaneous | Natural Gas | Pool Heater - Night Covers | A | Incremental Energy Savings (MWh or mTherms) | Achievable Technical Potential | 0 | 0 | 0 | 0 | 0 | 0 | 0 | 0 | 0 | 0 | 0 | 0 | 0 | 0 | 0 | 0 | 0 | 0 | 0 | 0 | 0 | 0 | 0 | 0 | 0 | 0 | 0
F5_Commercial_OR - College_New_Miscellaneous_Natural Gas_Pool Heater - Night Covers_A_Achievable Technical Potential | F5 | Commercial | OR - College | New | Miscellaneous | Natural Gas | Pool Heater - Night Covers | A | Incremental Summer Peak Savings (MW) | Achievable Technical Potential | 0 | 0 | 0 | 0 | 0 | 0 | 0 | 0 | 0 | 0 | 0 | 0 | 0 | 0 | 0 | 0 | 0 | 0 | 0 | 0 | 0 | 0 | 0 | 0 | 0 | 0 | 0
F6_Commercial_OR - College_New_Miscellaneous_Natural Gas_Pool Heater - Night Covers_A_Achievable Technical Potential | F6 | Commercial | OR - College | New | Miscellaneous | Natural Gas | Pool Heater - Night Covers | A | Incremental Winter Peak Savings (MW) | Achievable Technical Potential | 0 | 0 | 0 | 0 | 0 | 0 | 0 | 0 | 0 | 0 | 0 | 0 | 0 | 0 | 0 | 0 | 0 | 0 | 0 | 0 | 0 | 0 | 0 | 0 | 0 | 0 | 0
F7_Commercial_OR - College_New_Miscellaneous_Natural Gas_Pool Heater - Night Covers_A_Achievable Technical Potential | F7 | Commercial | OR - College | New | Miscellaneous | Natural Gas | Pool Heater - Night Covers | A | Cumulative Energy Savings (MWh or mTherms) | Achievable Technical Potential | 0 | 0 | 0 | 0 | 0 | 0 | 0 | 0 | 0 | 0 | 0 | 0 | 0 | 0 | 0 | 0 | 0 | 0 | 0 | 0 | 0 | 0 | 0 | 0 | 0 | 0 | 0
F8_Commercial_OR - College_New_Miscellaneous_Natural Gas_Pool Heater - Night Covers_A_Achievable Technical Potential | F8 | Commercial | OR - College | New | Miscellaneous | Natural Gas | Pool Heater - Night Covers | A | Cumulative Summer Peak Savings (MW) | Achievable Technical Potential | 0 | 0 | 0 | 0 | 0 | 0 | 0 | 0 | 0 | 0 | 0 | 0 | 0 | 0 | 0 | 0 | 0 | 0 | 0 | 0 | 0 | 0 | 0 | 0 | 0 | 0 | 0
F9_Commercial_OR - College_New_Miscellaneous_Natural Gas_Pool Heater - Night Covers_A_Achievable Technical Potential | F9 | Commercial | OR - College | New | Miscellaneous | Natural Gas | Pool Heater - Night Covers | A | Cumulative Winter Peak Savings (MW) | Achievable Technical Potential | 0 | 0 | 0 | 0 | 0 | 0 | 0 | 0 | 0 | 0 | 0 | 0 | 0 | 0 | 0 | 0 | 0 | 0 | 0 | 0 | 0 | 0 | 0 | 0 | 0 | 0 | 0
F10_Commercial_OR - College_New_Miscellaneous_Natural Gas_Pool Heater - Night Covers_A_Achievable Technical Potential | F10 | Commercial | OR - College | New | Miscellaneous | Natural Gas | Pool Heater - Night Covers | A | Purchases (Incremental) | Achievable Technical Potential | 0 | 0 | 0 | 0 | 0 | 0 | 0 | 0 | 0 | 0 | 0 | 0 | 0 | 0 | 0 | 0 | 0 | 0 | 0 | 0 | 0 | 0 | 0 | 0 | 0 | 0 | 0
F11_Commercial_OR - College_New_Miscellaneous_Natural Gas_Pool Heater - Night Covers_A_Achievable Technical Potential | F11 | Commercial | OR - College | New | Miscellaneous | Natural Gas | Pool Heater - Night Covers | A | Purchases (Cumulative) | Achievable Technical Potential | 0 | 0 | 0 | 0 | 0 | 0 | 0 | 0 | 0 | 0 | 0 | 0 | 0 | 0 | 0 | 0 | 0 | 0 | 0 | 0 | 0 | 0 | 0 | 0 | 0 | 0 | 0
F1_Commercial_OR - College_New_Space Heating_Natural Gas_Advanced New Construction Designs_A_Achievable Technical Potential | F1 | Commercial | OR - College | New | Space Heating | Natural Gas | Advanced New Construction Designs | A | Integrated Unit Energy Savings (kWh or therms) | Achievable Technical Potential | 0 | 0 | 0 | 0 | 0 | 0 | 0 | 0 | 0 | 0 | 0 | 0 | 0 | 0 | 0 | 0 | 0 | 0 | 0 | 0 | 0 | 0 | 0 | 0 | 0 | 0 | 0
F2_Commercial_OR - College_New_Space Heating_Natural Gas_Advanced New Construction Designs_A_Achievable Technical Potential | F2 | Commercial | OR - College | New | Space Heating | Natural Gas | Advanced New Construction Designs | A | Integrated Unit Summer Peak Savings (kW) | Achievable Technical Potential | 0 | 0 | 0 | 0 | 0 | 0 | 0 | 0 | 0 | 0 | 0 | 0 | 0 | 0 | 0 | 0 | 0 | 0 | 0 | 0 | 0 | 0 | 0 | 0 | 0 | 0 | 0
F3_Commercial_OR - College_New_Space Heating_Natural Gas_Advanced New Construction Designs_A_Achievable Technical Potential | F3 | Commercial | OR - College | New | Space Heating | Natural Gas | Advanced New Construction Designs | A | Integrated Unit Winter Peak Savings (kW) | Achievable Technical Potential | 0 | 0 | 0 | 0 | 0 | 0 | 0 | 0 | 0 | 0 | 0 | 0 | 0 | 0 | 0 | 0 | 0 | 0 | 0 | 0 | 0 | 0 | 0 | 0 | 0 | 0 | 0
F4_Commercial_OR - College_New_Space Heating_Natural Gas_Advanced New Construction Designs_A_Achievable Technical Potential | F4 | Commercial | OR - College | New | Space Heating | Natural Gas | Advanced New Construction Designs | A | Incremental Energy Savings (MWh or mTherms) | Achievable Technical Potential | 0 | 0 | 0 | 0 | 0 | 0 | 0 | 0 | 0 | 0 | 0 | 0 | 0 | 0 | 0 | 0 | 0 | 0 | 0 | 0 | 0 | 0 | 0 | 0 | 0 | 0 | 0
F5_Commercial_OR - College_New_Space Heating_Natural Gas_Advanced New Construction Designs_A_Achievable Technical Potential | F5 | Commercial | OR - College | New | Space Heating | Natural Gas | Advanced New Construction Designs | A | Incremental Summer Peak Savings (MW) | Achievable Technical Potential | 0 | 0 | 0 | 0 | 0 | 0 | 0 | 0 | 0 | 0 | 0 | 0 | 0 | 0 | 0 | 0 | 0 | 0 | 0 | 0 | 0 | 0 | 0 | 0 | 0 | 0 | 0
F6_Commercial_OR - College_New_Space Heating_Natural Gas_Advanced New Construction Designs_A_Achievable Technical Potential | F6 | Commercial | OR - College | New | Space Heating | Natural Gas | Advanced New Construction Designs | A | Incremental Winter Peak Savings (MW) | Achievable Technical Potential | 0 | 0 | 0 | 0 | 0 | 0 | 0 | 0 | 0 | 0 | 0 | 0 | 0 | 0 | 0 | 0 | 0 | 0 | 0 | 0 | 0 | 0 | 0 | 0 | 0 | 0 | 0
F7_Commercial_OR - College_New_Space Heating_Natural Gas_Advanced New Construction Designs_A_Achievable Technical Potential | F7 | Commercial | OR - College | New | Space Heating | Natural Gas | Advanced New Construction Designs | A | Cumulative Energy Savings (MWh or mTherms) | Achievable Technical Potential | 0 | 0 | 0 | 0 | 0 | 0 | 0 | 0 | 0 | 0 | 0 | 0 | 0 | 0 | 0 | 0 | 0 | 0 | 0 | 0 | 0 | 0 | 0 | 0 | 0 | 0 | 0
F8_Commercial_OR - College_New_Space Heating_Natural Gas_Advanced New Construction Designs_A_Achievable Technical Potential | F8 | Commercial | OR - College | New | Space Heating | Natural Gas | Advanced New Construction Designs | A | Cumulative Summer Peak Savings (MW) | Achievable Technical Potential | 0 | 0 | 0 | 0 | 0 | 0 | 0 | 0 | 0 | 0 | 0 | 0 | 0 | 0 | 0 | 0 | 0 | 0 | 0 | 0 | 0 | 0 | 0 | 0 | 0 | 0 | 0
F9_Commercial_OR - College_New_Space Heating_Natural Gas_Advanced New Construction Designs_A_Achievable Technical Potential | F9 | Commercial | OR - College | New | Space Heating | Natural Gas | Advanced New Construction Designs | A | Cumulative Winter Peak Savings (MW) | Achievable Technical Potential | 0 | 0 | 0 | 0 | 0 | 0 | 0 | 0 | 0 | 0 | 0 | 0 | 0 | 0 | 0 | 0 | 0 | 0 | 0 | 0 | 0 | 0 | 0 | 0 | 0 | 0 | 0
F10_Commercial_OR - College_New_Space Heating_Natural Gas_Advanced New Construction Designs_A_Achievable Technical Potential | F10 | Commercial | OR - College | New | Space Heating | Natural Gas | Advanced New Construction Designs | A | Purchases (Incremental) | Achievable Technical Potential | 0 | 0 | 0 | 0 | 0 | 0 | 0 | 0 | 0 | 0 | 0 | 0 | 0 | 0 | 0 | 0 | 0 | 0 | 0 | 0 | 0 | 0 | 0 | 0 | 0 | 0 | 0
F11_Commercial_OR - College_New_Space Heating_Natural Gas_Advanced New Construction Designs_A_Achievable Technical Potential | F11 | Commercial | OR - College | New | Space Heating | Natural Gas | Advanced New Construction Designs | A | Purchases (Cumulative) | Achievable Technical Potential | 0 | 0 | 0 | 0 | 0 | 0 | 0 | 0 | 0 | 0 | 0 | 0 | 0 | 0 | 0 | 0 | 0 | 0 | 0 | 0 | 0 | 0 | 0 | 0 | 0 | 0 | 0
F1_Commercial_OR - College_New_Water Heating_Natural Gas_Advanced New Construction Designs_A_Achievable Technical Potential | F1 | Commercial | OR - College | New | Water Heating | Natural Gas | Advanced New Construction Designs | A | Integrated Unit Energy Savings (kWh or therms) | Achievable Technical Potential | 0 | 0 | 0 | 0 | 0 | 0 | 0 | 0 | 0 | 0 | 0 | 0 | 0 | 0 | 0 | 0 | 0 | 0 | 0 | 0 | 0 | 0 | 0 | 0 | 0 | 0 | 0
F2_Commercial_OR - College_New_Water Heating_Natural Gas_Advanced New Construction Designs_A_Achievable Technical Potential | F2 | Commercial | OR - College | New | Water Heating | Natural Gas | Advanced New Construction Designs | A | Integrated Unit Summer Peak Savings (kW) | Achievable Technical Potential | 0 | 0 | 0 | 0 | 0 | 0 | 0 | 0 | 0 | 0 | 0 | 0 | 0 | 0 | 0 | 0 | 0 | 0 | 0 | 0 | 0 | 0 | 0 | 0 | 0 | 0 | 0
F3_Commercial_OR - College_New_Water Heating_Natural Gas_Advanced New Construction Designs_A_Achievable Technical Potential | F3 | Commercial | OR - College | New | Water Heating | Natural Gas | Advanced New Construction Designs | A | Integrated Unit Winter Peak Savings (kW) | Achievable Technical Potential | 0 | 0 | 0 | 0 | 0 | 0 | 0 | 0 | 0 | 0 | 0 | 0 | 0 | 0 | 0 | 0 | 0 | 0 | 0 | 0 | 0 | 0 | 0 | 0 | 0 | 0 | 0
F4_Commercial_OR - College_New_Water Heating_Natural Gas_Advanced New Construction Designs_A_Achievable Technical Potential | F4 | Commercial | OR - College | New | Water Heating | Natural Gas | Advanced New Construction Designs | A | Incremental Energy Savings (MWh or mTherms) | Achievable Technical Potential | 0 | 0 | 0 | 0 | 0 | 0 | 0 | 0 | 0 | 0 | 0 | 0 | 0 | 0 | 0 | 0 | 0 | 0 | 0 | 0 | 0 | 0 | 0 | 0 | 0 | 0 | 0
F5_Commercial_OR - College_New_Water Heating_Natural Gas_Advanced New Construction Designs_A_Achievable Technical Potential | F5 | Commercial | OR - College | New | Water Heating | Natural Gas | Advanced New Construction Designs | A | Incremental Summer Peak Savings (MW) | Achievable Technical Potential | 0 | 0 | 0 | 0 | 0 | 0 | 0 | 0 | 0 | 0 | 0 | 0 | 0 | 0 | 0 | 0 | 0 | 0 | 0 | 0 | 0 | 0 | 0 | 0 | 0 | 0 | 0
F6_Commercial_OR - College_New_Water Heating_Natural Gas_Advanced New Construction Designs_A_Achievable Technical Potential | F6 | Commercial | OR - College | New | Water Heating | Natural Gas | Advanced New Construction Designs | A | Incremental Winter Peak Savings (MW) | Achievable Technical Potential | 0 | 0 | 0 | 0 | 0 | 0 | 0 | 0 | 0 | 0 | 0 | 0 | 0 | 0 | 0 | 0 | 0 | 0 | 0 | 0 | 0 | 0 | 0 | 0 | 0 | 0 | 0
F7_Commercial_OR - College_New_Water Heating_Natural Gas_Advanced New Construction Designs_A_Achievable Technical Potential | F7 | Commercial | OR - College | New | Water Heating | Natural Gas | Advanced New Construction Designs | A | Cumulative Energy Savings (MWh or mTherms) | Achievable Technical Potential | 0 | 0 | 0 | 0 | 0 | 0 | 0 | 0 | 0 | 0 | 0 | 0 | 0 | 0 | 0 | 0 | 0 | 0 | 0 | 0 | 0 | 0 | 0 | 0 | 0 | 0 | 0
F8_Commercial_OR - College_New_Water Heating_Natural Gas_Advanced New Construction Designs_A_Achievable Technical Potential | F8 | Commercial | OR - College | New | Water Heating | Natural Gas | Advanced New Construction Designs | A | Cumulative Summer Peak Savings (MW) | Achievable Technical Potential | 0 | 0 | 0 | 0 | 0 | 0 | 0 | 0 | 0 | 0 | 0 | 0 | 0 | 0 | 0 | 0 | 0 | 0 | 0 | 0 | 0 | 0 | 0 | 0 | 0 | 0 | 0
F9_Commercial_OR - College_New_Water Heating_Natural Gas_Advanced New Construction Designs_A_Achievable Technical Potential | F9 | Commercial | OR - College | New | Water Heating | Natural Gas | Advanced New Construction Designs | A | Cumulative Winter Peak Savings (MW) | Achievable Technical Potential | 0 | 0 | 0 | 0 | 0 | 0 | 0 | 0 | 0 | 0 | 0 | 0 | 0 | 0 | 0 | 0 | 0 | 0 | 0 | 0 | 0 | 0 | 0 | 0 | 0 | 0 | 0
F10_Commercial_OR - College_New_Water Heating_Natural Gas_Advanced New Construction Designs_A_Achievable Technical Potential | F10 | Commercial | OR - College | New | Water Heating | Natural Gas | Advanced New Construction Designs | A | Purchases (Incremental) | Achievable Technical Potential | 0 | 0 | 0 | 0 | 0 | 0 | 0 | 0 | 0 | 0 | 0 | 0 | 0 | 0 | 0 | 0 | 0 | 0 | 0 | 0 | 0 | 0 | 0 | 0 | 0 | 0 | 0
F11_Commercial_OR - College_New_Water Heating_Natural Gas_Advanced New Construction Designs_A_Achievable Technical Potential | F11 | Commercial | OR - College | New | Water Heating | Natural Gas | Advanced New Construction Designs | A | Purchases (Cumulative) | Achievable Technical Potential | 0 | 0 | 0 | 0 | 0 | 0 | 0 | 0 | 0 | 0 | 0 | 0 | 0 | 0 | 0 | 0 | 0 | 0 | 0 | 0 | 0 | 0 | 0 | 0 | 0 | 0 | 0
F1_Commercial_OR - College_New_Space Heating_Natural Gas_Strategic Energy Management_A_Achievable Technical Potential | F1 | Commercial | OR - College | New | Space Heating | Natural Gas | Strategic Energy Management | A | Integrated Unit Energy Savings (kWh or therms) | Achievable Technical Potential | 0 | 0 | 0 | 0 | 0 | 0 | 0 | 0 | 0 | 0 | 0 | 0 | 0 | 0 | 0 | 0 | 0 | 0 | 0 | 0 | 0 | 0 | 0 | 0 | 0 | 0 | 0
F2_Commercial_OR - College_New_Space Heating_Natural Gas_Strategic Energy Management_A_Achievable Technical Potential | F2 | Commercial | OR - College | New | Space Heating | Natural Gas | Strategic Energy Management | A | Integrated Unit Summer Peak Savings (kW) | Achievable Technical Potential | 0 | 0 | 0 | 0 | 0 | 0 | 0 | 0 | 0 | 0 | 0 | 0 | 0 | 0 | 0 | 0 | 0 | 0 | 0 | 0 | 0 | 0 | 0 | 0 | 0 | 0 | 0
F3_Commercial_OR - College_New_Space Heating_Natural Gas_Strategic Energy Management_A_Achievable Technical Potential | F3 | Commercial | OR - College | New | Space Heating | Natural Gas | Strategic Energy Management | A | Integrated Unit Winter Peak Savings (kW) | Achievable Technical Potential | 0 | 0 | 0 | 0 | 0 | 0 | 0 | 0 | 0 | 0 | 0 | 0 | 0 | 0 | 0 | 0 | 0 | 0 | 0 | 0 | 0 | 0 | 0 | 0 | 0 | 0 | 0
F4_Commercial_OR - College_New_Space Heating_Natural Gas_Strategic Energy Management_A_Achievable Technical Potential | F4 | Commercial | OR - College | New | Space Heating | Natural Gas | Strategic Energy Management | A | Incremental Energy Savings (MWh or mTherms) | Achievable Technical Potential | 0 | 0 | 0 | 0 | 0 | 0 | 0 | 0 | 0 | 0 | 0 | 0 | 0 | 0 | 0 | 0 | 0 | 0 | 0 | 0 | 0 | 0 | 0 | 0 | 0 | 0 | 0
F5_Commercial_OR - College_New_Space Heating_Natural Gas_Strategic Energy Management_A_Achievable Technical Potential | F5 | Commercial | OR - College | New | Space Heating | Natural Gas | Strategic Energy Management | A | Incremental Summer Peak Savings (MW) | Achievable Technical Potential | 0 | 0 | 0 | 0 | 0 | 0 | 0 | 0 | 0 | 0 | 0 | 0 | 0 | 0 | 0 | 0 | 0 | 0 | 0 | 0 | 0 | 0 | 0 | 0 | 0 | 0 | 0
F6_Commercial_OR - College_New_Space Heating_Natural Gas_Strategic Energy Management_A_Achievable Technical Potential | F6 | Commercial | OR - College | New | Space Heating | Natural Gas | Strategic Energy Management | A | Incremental Winter Peak Savings (MW) | Achievable Technical Potential | 0 | 0 | 0 | 0 | 0 | 0 | 0 | 0 | 0 | 0 | 0 | 0 | 0 | 0 | 0 | 0 | 0 | 0 | 0 | 0 | 0 | 0 | 0 | 0 | 0 | 0 | 0
F7_Commercial_OR - College_New_Space Heating_Natural Gas_Strategic Energy Management_A_Achievable Technical Potential | F7 | Commercial | OR - College | New | Space Heating | Natural Gas | Strategic Energy Management | A | Cumulative Energy Savings (MWh or mTherms) | Achievable Technical Potential | 0 | 0 | 0 | 0 | 0 | 0 | 0 | 0 | 0 | 0 | 0 | 0 | 0 | 0 | 0 | 0 | 0 | 0 | 0 | 0 | 0 | 0 | 0 | 0 | 0 | 0 | 0
F8_Commercial_OR - College_New_Space Heating_Natural Gas_Strategic Energy Management_A_Achievable Technical Potential | F8 | Commercial | OR - College | New | Space Heating | Natural Gas | Strategic Energy Management | A | Cumulative Summer Peak Savings (MW) | Achievable Technical Potential | 0 | 0 | 0 | 0 | 0 | 0 | 0 | 0 | 0 | 0 | 0 | 0 | 0 | 0 | 0 | 0 | 0 | 0 | 0 | 0 | 0 | 0 | 0 | 0 | 0 | 0 | 0
F9_Commercial_OR - College_New_Space Heating_Natural Gas_Strategic Energy Management_A_Achievable Technical Potential | F9 | Commercial | OR - College | New | Space Heating | Natural Gas | Strategic Energy Management | A | Cumulative Winter Peak Savings (MW) | Achievable Technical Potential | 0 | 0 | 0 | 0 | 0 | 0 | 0 | 0 | 0 | 0 | 0 | 0 | 0 | 0 | 0 | 0 | 0 | 0 | 0 | 0 | 0 | 0 | 0 | 0 | 0 | 0 | 0
F10_Commercial_OR - College_New_Space Heating_Natural Gas_Strategic Energy Management_A_Achievable Technical Potential | F10 | Commercial | OR - College | New | Space Heating | Natural Gas | Strategic Energy Management | A | Purchases (Incremental) | Achievable Technical Potential | 0 | 0 | 0 | 0 | 0 | 0 | 0 | 0 | 0 | 0 | 0 | 0 | 0 | 0 | 0 | 0 | 0 | 0 | 0 | 0 | 0 | 0 | 0 | 0 | 0 | 0 | 0
F11_Commercial_OR - College_New_Space Heating_Natural Gas_Strategic Energy Management_A_Achievable Technical Potential | F11 | Commercial | OR - College | New | Space Heating | Natural Gas | Strategic Energy Management | A | Purchases (Cumulative) | Achievable Technical Potential | 0 | 0 | 0 | 0 | 0 | 0 | 0 | 0 | 0 | 0 | 0 | 0 | 0 | 0 | 0 | 0 | 0 | 0 | 0 | 0 | 0 | 0 | 0 | 0 | 0 | 0 | 0
F1_Commercial_OR - College_New_Water Heating_Natural Gas_Strategic Energy Management_A_Achievable Technical Potential | F1 | Commercial | OR - College | New | Water Heating | Natural Gas | Strategic Energy Management | A | Integrated Unit Energy Savings (kWh or therms) | Achievable Technical Potential | 0 | 0 | 0 | 0 | 0 | 0 | 0 | 0 | 0 | 0 | 0 | 0 | 0 | 0 | 0 | 0 | 0 | 0 | 0 | 0 | 0 | 0 | 0 | 0 | 0 | 0 | 0
F2_Commercial_OR - College_New_Water Heating_Natural Gas_Strategic Energy Management_A_Achievable Technical Potential | F2 | Commercial | OR - College | New | Water Heating | Natural Gas | Strategic Energy Management | A | Integrated Unit Summer Peak Savings (kW) | Achievable Technical Potential | 0 | 0 | 0 | 0 | 0 | 0 | 0 | 0 | 0 | 0 | 0 | 0 | 0 | 0 | 0 | 0 | 0 | 0 | 0 | 0 | 0 | 0 | 0 | 0 | 0 | 0 | 0
F3_Commercial_OR - College_New_Water Heating_Natural Gas_Strategic Energy Management_A_Achievable Technical Potential | F3 | Commercial | OR - College | New | Water Heating | Natural Gas | Strategic Energy Management | A | Integrated Unit Winter Peak Savings (kW) | Achievable Technical Potential | 0 | 0 | 0 | 0 | 0 | 0 | 0 | 0 | 0 | 0 | 0 | 0 | 0 | 0 | 0 | 0 | 0 | 0 | 0 | 0 | 0 | 0 | 0 | 0 | 0 | 0 | 0
F4_Commercial_OR - College_New_Water Heating_Natural Gas_Strategic Energy Management_A_Achievable Technical Potential | F4 | Commercial | OR - College | New | Water Heating | Natural Gas | Strategic Energy Management | A | Incremental Energy Savings (MWh or mTherms) | Achievable Technical Potential | 0 | 0 | 0 | 0 | 0 | 0 | 0 | 0 | 0 | 0 | 0 | 0 | 0 | 0 | 0 | 0 | 0 | 0 | 0 | 0 | 0 | 0 | 0 | 0 | 0 | 0 | 0
F5_Commercial_OR - College_New_Water Heating_Natural Gas_Strategic Energy Management_A_Achievable Technical Potential | F5 | Commercial | OR - College | New | Water Heating | Natural Gas | Strategic Energy Management | A | Incremental Summer Peak Savings (MW) | Achievable Technical Potential | 0 | 0 | 0 | 0 | 0 | 0 | 0 | 0 | 0 | 0 | 0 | 0 | 0 | 0 | 0 | 0 | 0 | 0 | 0 | 0 | 0 | 0 | 0 | 0 | 0 | 0 | 0
F6_Commercial_OR - College_New_Water Heating_Natural Gas_Strategic Energy Management_A_Achievable Technical Potential | F6 | Commercial | OR - College | New | Water Heating | Natural Gas | Strategic Energy Management | A | Incremental Winter Peak Savings (MW) | Achievable Technical Potential | 0 | 0 | 0 | 0 | 0 | 0 | 0 | 0 | 0 | 0 | 0 | 0 | 0 | 0 | 0 | 0 | 0 | 0 | 0 | 0 | 0 | 0 | 0 | 0 | 0 | 0 | 0
F7_Commercial_OR - College_New_Water Heating_Natural Gas_Strategic Energy Management_A_Achievable Technical Potential | F7 | Commercial | OR - College | New | Water Heating | Natural Gas | Strategic Energy Management | A | Cumulative Energy Savings (MWh or mTherms) | Achievable Technical Potential | 0 | 0 | 0 | 0 | 0 | 0 | 0 | 0 | 0 | 0 | 0 | 0 | 0 | 0 | 0 | 0 | 0 | 0 | 0 | 0 | 0 | 0 | 0 | 0 | 0 | 0 | 0
F8_Commercial_OR - College_New_Water Heating_Natural Gas_Strategic Energy Management_A_Achievable Technical Potential | F8 | Commercial | OR - College | New | Water Heating | Natural Gas | Strategic Energy Management | A | Cumulative Summer Peak Savings (MW) | Achievable Technical Potential | 0 | 0 | 0 | 0 | 0 | 0 | 0 | 0 | 0 | 0 | 0 | 0 | 0 | 0 | 0 | 0 | 0 | 0 | 0 | 0 | 0 | 0 | 0 | 0 | 0 | 0 | 0
F9_Commercial_OR - College_New_Water Heating_Natural Gas_Strategic Energy Management_A_Achievable Technical Potential | F9 | Commercial | OR - College | New | Water Heating | Natural Gas | Strategic Energy Management | A | Cumulative Winter Peak Savings (MW) | Achievable Technical Potential | 0 | 0 | 0 | 0 | 0 | 0 | 0 | 0 | 0 | 0 | 0 | 0 | 0 | 0 | 0 | 0 | 0 | 0 | 0 | 0 | 0 | 0 | 0 | 0 | 0 | 0 | 0
F10_Commercial_OR - College_New_Water Heating_Natural Gas_Strategic Energy Management_A_Achievable Technical Potential | F10 | Commercial | OR - College | New | Water Heating | Natural Gas | Strategic Energy Management | A | Purchases (Incremental) | Achievable Technical Potential | 0 | 0 | 0 | 0 | 0 | 0 | 0 | 0 | 0 | 0 | 0 | 0 | 0 | 0 | 0 | 0 | 0 | 0 | 0 | 0 | 0 | 0 | 0 | 0 | 0 | 0 | 0
F11_Commercial_OR - College_New_Water Heating_Natural Gas_Strategic Energy Management_A_Achievable Technical Potential | F11 | Commercial | OR - College | New | Water Heating | Natural Gas | Strategic Energy Management | A | Purchases (Cumulative) | Achievable Technical Potential | 0 | 0 | 0 | 0 | 0 | 0 | 0 | 0 | 0 | 0 | 0 | 0 | 0 | 0 | 0 | 0 | 0 | 0 | 0 | 0 | 0 | 0 | 0 | 0 | 0 | 0 | 0
F1_Commercial_OR - College_New_Space Heating_Natural Gas_Retrocommissioning_A_Achievable Technical Potential | F1 | Commercial | OR - College | New | Space Heating | Natural Gas | Retrocommissioning | A | Integrated Unit Energy Savings (kWh or therms) | Achievable Technical Potential | 0 | 0 | 0 | 0 | 0 | 0 | 0 | 0 | 0 | 0 | 0 | 0 | 0 | 0 | 0 | 0 | 0 | 0 | 0 | 0 | 0 | 0 | 0 | 0 | 0 | 0 | 0
F2_Commercial_OR - College_New_Space Heating_Natural Gas_Retrocommissioning_A_Achievable Technical Potential | F2 | Commercial | OR - College | New | Space Heating | Natural Gas | Retrocommissioning | A | Integrated Unit Summer Peak Savings (kW) | Achievable Technical Potential | 0 | 0 | 0 | 0 | 0 | 0 | 0 | 0 | 0 | 0 | 0 | 0 | 0 | 0 | 0 | 0 | 0 | 0 | 0 | 0 | 0 | 0 | 0 | 0 | 0 | 0 | 0
F3_Commercial_OR - College_New_Space Heating_Natural Gas_Retrocommissioning_A_Achievable Technical Potential | F3 | Commercial | OR - College | New | Space Heating | Natural Gas | Retrocommissioning | A | Integrated Unit Winter Peak Savings (kW) | Achievable Technical Potential | 0 | 0 | 0 | 0 | 0 | 0 | 0 | 0 | 0 | 0 | 0 | 0 | 0 | 0 | 0 | 0 | 0 | 0 | 0 | 0 | 0 | 0 | 0 | 0 | 0 | 0 | 0
F4_Commercial_OR - College_New_Space Heating_Natural Gas_Retrocommissioning_A_Achievable Technical Potential | F4 | Commercial | OR - College | New | Space Heating | Natural Gas | Retrocommissioning | A | Incremental Energy Savings (MWh or mTherms) | Achievable Technical Potential | 0 | 0 | 0 | 0 | 0 | 0 | 0 | 0 | 0 | 0 | 0 | 0 | 0 | 0 | 0 | 0 | 0 | 0 | 0 | 0 | 0 | 0 | 0 | 0 | 0 | 0 | 0
F5_Commercial_OR - College_New_Space Heating_Natural Gas_Retrocommissioning_A_Achievable Technical Potential | F5 | Commercial | OR - College | New | Space Heating | Natural Gas | Retrocommissioning | A | Incremental Summer Peak Savings (MW) | Achievable Technical Potential | 0 | 0 | 0 | 0 | 0 | 0 | 0 | 0 | 0 | 0 | 0 | 0 | 0 | 0 | 0 | 0 | 0 | 0 | 0 | 0 | 0 | 0 | 0 | 0 | 0 | 0 | 0
F6_Commercial_OR - College_New_Space Heating_Natural Gas_Retrocommissioning_A_Achievable Technical Potential | F6 | Commercial | OR - College | New | Space Heating | Natural Gas | Retrocommissioning | A | Incremental Winter Peak Savings (MW) | Achievable Technical Potential | 0 | 0 | 0 | 0 | 0 | 0 | 0 | 0 | 0 | 0 | 0 | 0 | 0 | 0 | 0 | 0 | 0 | 0 | 0 | 0 | 0 | 0 | 0 | 0 | 0 | 0 | 0
F7_Commercial_OR - College_New_Space Heating_Natural Gas_Retrocommissioning_A_Achievable Technical Potential | F7 | Commercial | OR - College | New | Space Heating | Natural Gas | Retrocommissioning | A | Cumulative Energy Savings (MWh or mTherms) | Achievable Technical Potential | 0 | 0 | 0 | 0 | 0 | 0 | 0 | 0 | 0 | 0 | 0 | 0 | 0 | 0 | 0 | 0 | 0 | 0 | 0 | 0 | 0 | 0 | 0 | 0 | 0 | 0 | 0
F8_Commercial_OR - College_New_Space Heating_Natural Gas_Retrocommissioning_A_Achievable Technical Potential | F8 | Commercial | OR - College | New | Space Heating | Natural Gas | Retrocommissioning | A | Cumulative Summer Peak Savings (MW) | Achievable Technical Potential | 0 | 0 | 0 | 0 | 0 | 0 | 0 | 0 | 0 | 0 | 0 | 0 | 0 | 0 | 0 | 0 | 0 | 0 | 0 | 0 | 0 | 0 | 0 | 0 | 0 | 0 | 0
F9_Commercial_OR - College_New_Space Heating_Natural Gas_Retrocommissioning_A_Achievable Technical Potential | F9 | Commercial | OR - College | New | Space Heating | Natural Gas | Retrocommissioning | A | Cumulative Winter Peak Savings (MW) | Achievable Technical Potential | 0 | 0 | 0 | 0 | 0 | 0 | 0 | 0 | 0 | 0 | 0 | 0 | 0 | 0 | 0 | 0 | 0 | 0 | 0 | 0 | 0 | 0 | 0 | 0 | 0 | 0 | 0
F10_Commercial_OR - College_New_Space Heating_Natural Gas_Retrocommissioning_A_Achievable Technical Potential | F10 | Commercial | OR - College | New | Space Heating | Natural Gas | Retrocommissioning | A | Purchases (Incremental) | Achievable Technical Potential | 0 | 0 | 0 | 0 | 0 | 0 | 0 | 0 | 0 | 0 | 0 | 0 | 0 | 0 | 0 | 0 | 0 | 0 | 0 | 0 | 0 | 0 | 0 | 0 | 0 | 0 | 0
F11_Commercial_OR - College_New_Space Heating_Natural Gas_Retrocommissioning_A_Achievable Technical Potential | F11 | Commercial | OR - College | New | Space Heating | Natural Gas | Retrocommissioning | A | Purchases (Cumulative) | Achievable Technical Potential | 0 | 0 | 0 | 0 | 0 | 0 | 0 | 0 | 0 | 0 | 0 | 0 | 0 | 0 | 0 | 0 | 0 | 0 | 0 | 0 | 0 | 0 | 0 | 0 | 0 | 0 | 0
F1_Commercial_OR - College_New_Water Heating_Natural Gas_Retrocommissioning_A_Achievable Technical Potential | F1 | Commercial | OR - College | New | Water Heating | Natural Gas | Retrocommissioning | A | Integrated Unit Energy Savings (kWh or therms) | Achievable Technical Potential | 0 | 0 | 0 | 0 | 0 | 0 | 0 | 0 | 0 | 0 | 0 | 0 | 0 | 0 | 0 | 0 | 0 | 0 | 0 | 0 | 0 | 0 | 0 | 0 | 0 | 0 | 0
F2_Commercial_OR - College_New_Water Heating_Natural Gas_Retrocommissioning_A_Achievable Technical Potential | F2 | Commercial | OR - College | New | Water Heating | Natural Gas | Retrocommissioning | A | Integrated Unit Summer Peak Savings (kW) | Achievable Technical Potential | 0 | 0 | 0 | 0 | 0 | 0 | 0 | 0 | 0 | 0 | 0 | 0 | 0 | 0 | 0 | 0 | 0 | 0 | 0 | 0 | 0 | 0 | 0 | 0 | 0 | 0 | 0
F3_Commercial_OR - College_New_Water Heating_Natural Gas_Retrocommissioning_A_Achievable Technical Potential | F3 | Commercial | OR - College | New | Water Heating | Natural Gas | Retrocommissioning | A | Integrated Unit Winter Peak Savings (kW) | Achievable Technical Potential | 0 | 0 | 0 | 0 | 0 | 0 | 0 | 0 | 0 | 0 | 0 | 0 | 0 | 0 | 0 | 0 | 0 | 0 | 0 | 0 | 0 | 0 | 0 | 0 | 0 | 0 | 0
F4_Commercial_OR - College_New_Water Heating_Natural Gas_Retrocommissioning_A_Achievable Technical Potential | F4 | Commercial | OR - College | New | Water Heating | Natural Gas | Retrocommissioning | A | Incremental Energy Savings (MWh or mTherms) | Achievable Technical Potential | 0 | 0 | 0 | 0 | 0 | 0 | 0 | 0 | 0 | 0 | 0 | 0 | 0 | 0 | 0 | 0 | 0 | 0 | 0 | 0 | 0 | 0 | 0 | 0 | 0 | 0 | 0
F5_Commercial_OR - College_New_Water Heating_Natural Gas_Retrocommissioning_A_Achievable Technical Potential | F5 | Commercial | OR - College | New | Water Heating | Natural Gas | Retrocommissioning | A | Incremental Summer Peak Savings (MW) | Achievable Technical Potential | 0 | 0 | 0 | 0 | 0 | 0 | 0 | 0 | 0 | 0 | 0 | 0 | 0 | 0 | 0 | 0 | 0 | 0 | 0 | 0 | 0 | 0 | 0 | 0 | 0 | 0 | 0
F6_Commercial_OR - College_New_Water Heating_Natural Gas_Retrocommissioning_A_Achievable Technical Potential | F6 | Commercial | OR - College | New | Water Heating | Natural Gas | Retrocommissioning | A | Incremental Winter Peak Savings (MW) | Achievable Technical Potential | 0 | 0 | 0 | 0 | 0 | 0 | 0 | 0 | 0 | 0 | 0 | 0 | 0 | 0 | 0 | 0 | 0 | 0 | 0 | 0 | 0 | 0 | 0 | 0 | 0 | 0 | 0
F7_Commercial_OR - College_New_Water Heating_Natural Gas_Retrocommissioning_A_Achievable Technical Potential | F7 | Commercial | OR - College | New | Water Heating | Natural Gas | Retrocommissioning | A | Cumulative Energy Savings (MWh or mTherms) | Achievable Technical Potential | 0 | 0 | 0 | 0 | 0 | 0 | 0 | 0 | 0 | 0 | 0 | 0 | 0 | 0 | 0 | 0 | 0 | 0 | 0 | 0 | 0 | 0 | 0 | 0 | 0 | 0 | 0
F8_Commercial_OR - College_New_Water Heating_Natural Gas_Retrocommissioning_A_Achievable Technical Potential | F8 | Commercial | OR - College | New | Water Heating | Natural Gas | Retrocommissioning | A | Cumulative Summer Peak Savings (MW) | Achievable Technical Potential | 0 | 0 | 0 | 0 | 0 | 0 | 0 | 0 | 0 | 0 | 0 | 0 | 0 | 0 | 0 | 0 | 0 | 0 | 0 | 0 | 0 | 0 | 0 | 0 | 0 | 0 | 0
F9_Commercial_OR - College_New_Water Heating_Natural Gas_Retrocommissioning_A_Achievable Technical Potential | F9 | Commercial | OR - College | New | Water Heating | Natural Gas | Retrocommissioning | A | Cumulative Winter Peak Savings (MW) | Achievable Technical Potential | 0 | 0 | 0 | 0 | 0 | 0 | 0 | 0 | 0 | 0 | 0 | 0 | 0 | 0 | 0 | 0 | 0 | 0 | 0 | 0 | 0 | 0 | 0 | 0 | 0 | 0 | 0
F10_Commercial_OR - College_New_Water Heating_Natural Gas_Retrocommissioning_A_Achievable Technical Potential | F10 | Commercial | OR - College | New | Water Heating | Natural Gas | Retrocommissioning | A | Purchases (Incremental) | Achievable Technical Potential | 0 | 0 | 0 | 0 | 0 | 0 | 0 | 0 | 0 | 0 | 0 | 0 | 0 | 0 | 0 | 0 | 0 | 0 | 0 | 0 | 0 | 0 | 0 | 0 | 0 | 0 | 0
F11_Commercial_OR - College_New_Water Heating_Natural Gas_Retrocommissioning_A_Achievable Technical Potential | F11 | Commercial | OR - College | New | Water Heating | Natural Gas | Retrocommissioning | A | Purchases (Cumulative) | Achievable Technical Potential | 0 | 0 | 0 | 0 | 0 | 0 | 0 | 0 | 0 | 0 | 0 | 0 | 0 | 0 | 0 | 0 | 0 | 0 | 0 | 0 | 0 | 0 | 0 | 0 | 0 | 0 | 0
F1_Commercial_Interruptible - College_Existing_Space Heating_Natural Gas_Insulation - Ceiling_A_Achievable Technical Potential | F1 | Commercial | Interruptible - College | Existing | Space Heating | Natural Gas | Insulation - Ceiling | A | Integrated Unit Energy Savings (kWh or therms) | Achievable Technical Potential | 0 | 0 | 0.47413 | 0.46977 | 0.46452 | 0.45884 | 0.45274 | 0.44615 | 0.43909 | 0.43157 | 0.42366 | 0.41547 | 0.40737 | 0.39932 | 0.3914 | 0.3838 | 0.37672 | 0.37082 | 0.36613 | 0.36194 | 0.35844 | 0.35508 | 0.35293 | 0.35083 | 0.34877 | 0.34677 | 0.3448
F2_Commercial_Interruptible - College_Existing_Space Heating_Natural Gas_Insulation - Ceiling_A_Achievable Technical Potential | F2 | Commercial | Interruptible - College | Existing | Space Heating | Natural Gas | Insulation - Ceiling | A | Integrated Unit Summer Peak Savings (kW) | Achievable Technical Potential | 0 | 0 | 0 | 0 | 0 | 0 | 0 | 0 | 0 | 0 | 0 | 0 | 0 | 0 | 0 | 0 | 0 | 0 | 0 | 0 | 0 | 0 | 0 | 0 | 0 | 0 | 0
F3_Commercial_Interruptible - College_Existing_Space Heating_Natural Gas_Insulation - Ceiling_A_Achievable Technical Potential | F3 | Commercial | Interruptible - College | Existing | Space Heating | Natural Gas | Insulation - Ceiling | A | Integrated Unit Winter Peak Savings (kW) | Achievable Technical Potential | 0 | 0 | 0 | 0 | 0 | 0 | 0 | 0 | 0 | 0 | 0 | 0 | 0 | 0 | 0 | 0 | 0 | 0 | 0 | 0 | 0 | 0 | 0 | 0 | 0 | 0 | 0
F4_Commercial_Interruptible - College_Existing_Space Heating_Natural Gas_Insulation - Ceiling_A_Achievable Technical Potential | F4 | Commercial | Interruptible - College | Existing | Space Heating | Natural Gas | Insulation - Ceiling | A | Incremental Energy Savings (MWh or mTherms) | Achievable Technical Potential | 0 | 0 | 0.19721 | 0.10514 | 0.35171 | 0.56511 | 0.84635 | 1.1945 | 1.5991 | 2.0376 | 2.474 | 2.861 | 3.1472 | 3.2819 | 3.2302 | 2.9859 | 2.5769 | 2.0647 | 1.5238 | 1.1037 | 0.59636 | 0.47262 | 0 | 0 | 0 | 0 | 0
F5_Commercial_Interruptible - College_Existing_Space Heating_Natural Gas_Insulation - Ceiling_A_Achievable Technical Potential | F5 | Commercial | Interruptible - College | Existing | Space Heating | Natural Gas | Insulation - Ceiling | A | Incremental Summer Peak Savings (MW) | Achievable Technical Potential | 0 | 0 | 0 | 0 | 0 | 0 | 0 | 0 | 0 | 0 | 0 | 0 | 0 | 0 | 0 | 0 | 0 | 0 | 0 | 0 | 0 | 0 | 0 | 0 | 0 | 0 | 0
F6_Commercial_Interruptible - College_Existing_Space Heating_Natural Gas_Insulation - Ceiling_A_Achievable Technical Potential | F6 | Commercial | Interruptible - College | Existing | Space Heating | Natural Gas | Insulation - Ceiling | A | Incremental Winter Peak Savings (MW) | Achievable Technical Potential | 0 | 0 | 0 | 0 | 0 | 0 | 0 | 0 | 0 | 0 | 0 | 0 | 0 | 0 | 0 | 0 | 0 | 0 | 0 | 0 | 0 | 0 | 0 | 0 | 0 | 0 | 0
F7_Commercial_Interruptible - College_Existing_Space Heating_Natural Gas_Insulation - Ceiling_A_Achievable Technical Potential | F7 | Commercial | Interruptible - College | Existing | Space Heating | Natural Gas | Insulation - Ceiling | A | Cumulative Energy Savings (MWh or mTherms) | Achievable Technical Potential | 0 | 0 | 0.19721 | 0.30054 | 0.64889 | 1.2061 | 2.0364 | 3.2013 | 4.7497 | 6.706 | 9.0571 | 11.7429 | 14.6612 | 17.6535 | 20.5333 | 23.1208 | 25.2711 | 26.9397 | 28.1227 | 28.905 | 29.2216 | 29.4206 | 29.2419 | 29.0679 | 28.8979 | 28.7316 | 28.5684
F8_Commercial_Interruptible - College_Existing_Space Heating_Natural Gas_Insulation - Ceiling_A_Achievable Technical Potential | F8 | Commercial | Interruptible - College | Existing | Space Heating | Natural Gas | Insulation - Ceiling | A | Cumulative Summer Peak Savings (MW) | Achievable Technical Potential | 0 | 0 | 0 | 0 | 0 | 0 | 0 | 0 | 0 | 0 | 0 | 0 | 0 | 0 | 0 | 0 | 0 | 0 | 0 | 0 | 0 | 0 | 0 | 0 | 0 | 0 | 0
F9_Commercial_Interruptible - College_Existing_Space Heating_Natural Gas_Insulation - Ceiling_A_Achievable Technical Potential | F9 | Commercial | Interruptible - College | Existing | Space Heating | Natural Gas | Insulation - Ceiling | A | Cumulative Winter Peak Savings (MW) | Achievable Technical Potential | 0 | 0 | 0 | 0 | 0 | 0 | 0 | 0 | 0 | 0 | 0 | 0 | 0 | 0 | 0 | 0 | 0 | 0 | 0 | 0 | 0 | 0 | 0 | 0 | 0 | 0 | 0
F10_Commercial_Interruptible - College_Existing_Space Heating_Natural Gas_Insulation - Ceiling_A_Achievable Technical Potential | F10 | Commercial | Interruptible - College | Existing | Space Heating | Natural Gas | Insulation - Ceiling | A | Purchases (Incremental) | Achievable Technical Potential | 0 | 0 | 415.9428 | 223.8154 | 757.1452 | 1231.6005 | 1869.3975 | 2677.3767 | 3641.9676 | 4721.3054 | 5839.441 | 6886.0881 | 7725.7434 | 8218.7364 | 8253.0485 | 7779.8901 | 6840.2634 | 5568.1071 | 4161.8876 | 3049.2632 | 1663.7712 | 1331.017 | 0 | 0 | 0 | 0 | 0
F11_Commercial_Interruptible - College_Existing_Space Heating_Natural Gas_Insulation - Ceiling_A_Achievable Technical Potential | F11 | Commercial | Interruptible - College | Existing | Space Heating | Natural Gas | Insulation - Ceiling | A | Purchases (Cumulative) | Achievable Technical Potential | 0 | 0 | 415.9428 | 639.7582 | 1396.9034 | 2628.5039 | 4497.9014 | 7175.2781 | 10817.2457 | 15538.5511 | 21377.9921 | 28264.0802 | 35989.8236 | 44208.56 | 52461.6085 | 60241.4986 | 67081.7619 | 72649.8691 | 76811.7567 | 79861.0199 | 81524.7912 | 82855.8082 | 82855.8082 | 82855.8082 | 82855.8082 | 82855.8082 | 82855.8082
F1_Commercial_Interruptible - College_Existing_Space Heating_Natural Gas_Insulation - Ducting_A_Achievable Technical Potential | F1 | Commercial | Interruptible - College | Existing | Space Heating | Natural Gas | Insulation - Ducting | A | Integrated Unit Energy Savings (kWh or therms) | Achievable Technical Potential | 0 | 0 | 0 | 0 | 0 | 0 | 0 | 0 | 0 | 0 | 0 | 0 | 0 | 0 | 0 | 0 | 0 | 0 | 0 | 0 | 0 | 0 | 0 | 0 | 0 | 0 | 0
F2_Commercial_Interruptible - College_Existing_Space Heating_Natural Gas_Insulation - Ducting_A_Achievable Technical Potential | F2 | Commercial | Interruptible - College | Existing | Space Heating | Natural Gas | Insulation - Ducting | A | Integrated Unit Summer Peak Savings (kW) | Achievable Technical Potential | 0 | 0 | 0 | 0 | 0 | 0 | 0 | 0 | 0 | 0 | 0 | 0 | 0 | 0 | 0 | 0 | 0 | 0 | 0 | 0 | 0 | 0 | 0 | 0 | 0 | 0 | 0
F3_Commercial_Interruptible - College_Existing_Space Heating_Natural Gas_Insulation - Ducting_A_Achievable Technical Potential | F3 | Commercial | Interruptible - College | Existing | Space Heating | Natural Gas | Insulation - Ducting | A | Integrated Unit Winter Peak Savings (kW) | Achievable Technical Potential | 0 | 0 | 0 | 0 | 0 | 0 | 0 | 0 | 0 | 0 | 0 | 0 | 0 | 0 | 0 | 0 | 0 | 0 | 0 | 0 | 0 | 0 | 0 | 0 | 0 | 0 | 0
F4_Commercial_Interruptible - College_Existing_Space Heating_Natural Gas_Insulation - Ducting_A_Achievable Technical Potential | F4 | Commercial | Interruptible - College | Existing | Space Heating | Natural Gas | Insulation - Ducting | A | Incremental Energy Savings (MWh or mTherms) | Achievable Technical Potential | 0 | 0 | 0 | 0 | 0 | 0 | 0 | 0 | 0 | 0 | 0 | 0 | 0 | 0 | 0 | 0 | 0 | 0 | 0 | 0 | 0 | 0 | 0 | 0 | 0 | 0 | 0
F5_Commercial_Interruptible - College_Existing_Space Heating_Natural Gas_Insulation - Ducting_A_Achievable Technical Potential | F5 | Commercial | Interruptible - College | Existing | Space Heating | Natural Gas | Insulation - Ducting | A | Incremental Summer Peak Savings (MW) | Achievable Technical Potential | 0 | 0 | 0 | 0 | 0 | 0 | 0 | 0 | 0 | 0 | 0 | 0 | 0 | 0 | 0 | 0 | 0 | 0 | 0 | 0 | 0 | 0 | 0 | 0 | 0 | 0 | 0
F6_Commercial_Interruptible - College_Existing_Space Heating_Natural Gas_Insulation - Ducting_A_Achievable Technical Potential | F6 | Commercial | Interruptible - College | Existing | Space Heating | Natural Gas | Insulation - Ducting | A | Incremental Winter Peak Savings (MW) | Achievable Technical Potential | 0 | 0 | 0 | 0 | 0 | 0 | 0 | 0 | 0 | 0 | 0 | 0 | 0 | 0 | 0 | 0 | 0 | 0 | 0 | 0 | 0 | 0 | 0 | 0 | 0 | 0 | 0
F7_Commercial_Interruptible - College_Existing_Space Heating_Natural Gas_Insulation - Ducting_A_Achievable Technical Potential | F7 | Commercial | Interruptible - College | Existing | Space Heating | Natural Gas | Insulation - Ducting | A | Cumulative Energy Savings (MWh or mTherms) | Achievable Technical Potential | 0 | 0 | 0 | 0 | 0 | 0 | 0 | 0 | 0 | 0 | 0 | 0 | 0 | 0 | 0 | 0 | 0 | 0 | 0 | 0 | 0 | 0 | 0 | 0 | 0 | 0 | 0
F8_Commercial_Interruptible - College_Existing_Space Heating_Natural Gas_Insulation - Ducting_A_Achievable Technical Potential | F8 | Commercial | Interruptible - College | Existing | Space Heating | Natural Gas | Insulation - Ducting | A | Cumulative Summer Peak Savings (MW) | Achievable Technical Potential | 0 | 0 | 0 | 0 | 0 | 0 | 0 | 0 | 0 | 0 | 0 | 0 | 0 | 0 | 0 | 0 | 0 | 0 | 0 | 0 | 0 | 0 | 0 | 0 | 0 | 0 | 0
F9_Commercial_Interruptible - College_Existing_Space Heating_Natural Gas_Insulation - Ducting_A_Achievable Technical Potential | F9 | Commercial | Interruptible - College | Existing | Space Heating | Natural Gas | Insulation - Ducting | A | Cumulative Winter Peak Savings (MW) | Achievable Technical Potential | 0 | 0 | 0 | 0 | 0 | 0 | 0 | 0 | 0 | 0 | 0 | 0 | 0 | 0 | 0 | 0 | 0 | 0 | 0 | 0 | 0 | 0 | 0 | 0 | 0 | 0 | 0
F10_Commercial_Interruptible - College_Existing_Space Heating_Natural Gas_Insulation - Ducting_A_Achievable Technical Potential | F10 | Commercial | Interruptible - College | Existing | Space Heating | Natural Gas | Insulation - Ducting | A | Purchases (Incremental) | Achievable Technical Potential | 0 | 0 | 207.9714 | 111.9077 | 378.5726 | 615.8002 | 934.6988 | 1338.6883 | 1820.9838 | 2360.6527 | 2919.7205 | 3443.0441 | 3862.8717 | 4109.3682 | 4126.5243 | 3889.945 | 3420.1317 | 2784.0536 | 2080.9438 | 1524.6316 | 831.8856 | 665.5085 | 0 | 0 | 0 | 0 | 0
F11_Commercial_Interruptible - College_Existing_Space Heating_Natural Gas_Insulation - Ducting_A_Achievable Technical Potential | F11 | Commercial | Interruptible - College | Existing | Space Heating | Natural Gas | Insulation - Ducting | A | Purchases (Cumulative) | Achievable Technical Potential | 0 | 0 | 207.9714 | 319.8791 | 698.4517 | 1314.252 | 2248.9507 | 3587.6391 | 5408.6229 | 7769.2755 | 10688.996 | 14132.0401 | 17994.9118 | 22104.28 | 26230.8042 | 30120.7493 | 33540.881 | 36324.9345 | 38405.8783 | 39930.51 | 40762.3956 | 41427.9041 | 41427.9041 | 41427.9041 | 41427.9041 | 41427.9041 | 41427.9041
F1_Commercial_Interruptible - College_Existing_Space Heating_Natural Gas_Insulation - Wall Cavity_A_Achievable Technical Potential | F1 | Commercial | Interruptible - College | Existing | Space Heating | Natural Gas | Insulation - Wall Cavity | A | Integrated Unit Energy Savings (kWh or therms) | Achievable Technical Potential | 0 | 0 | 0.76098 | 0.75792 | 0.75388 | 0.74953 | 0.74499 | 0.7403 | 0.73548 | 0.73057 | 0.7256 | 0.72058 | 0.71553 | 0.71049 | 0.70546 | 0.70047 | 0.69552 | 0.69064 | 0.68582 | 0.68108 | 0.67643 | 0.67187 | 0.66779 | 0.66382 | 0.65994 | 0.65615 | 0.65243
F2_Commercial_Interruptible - College_Existing_Space Heating_Natural Gas_Insulation - Wall Cavity_A_Achievable Technical Potential | F2 | Commercial | Interruptible - College | Existing | Space Heating | Natural Gas | Insulation - Wall Cavity | A | Integrated Unit Summer Peak Savings (kW) | Achievable Technical Potential | 0 | 0 | 0 | 0 | 0 | 0 | 0 | 0 | 0 | 0 | 0 | 0 | 0 | 0 | 0 | 0 | 0 | 0 | 0 | 0 | 0 | 0 | 0 | 0 | 0 | 0 | 0
F3_Commercial_Interruptible - College_Existing_Space Heating_Natural Gas_Insulation - Wall Cavity_A_Achievable Technical Potential | F3 | Commercial | Interruptible - College | Existing | Space Heating | Natural Gas | Insulation - Wall Cavity | A | Integrated Unit Winter Peak Savings (kW) | Achievable Technical Potential | 0 | 0 | 0 | 0 | 0 | 0 | 0 | 0 | 0 | 0 | 0 | 0 | 0 | 0 | 0 | 0 | 0 | 0 | 0 | 0 | 0 | 0 | 0 | 0 | 0 | 0 | 0
F4_Commercial_Interruptible - College_Existing_Space Heating_Natural Gas_Insulation - Wall Cavity_A_Achievable Technical Potential | F4 | Commercial | Interruptible - College | Existing | Space Heating | Natural Gas | Insulation - Wall Cavity | A | Incremental Energy Savings (MWh or mTherms) | Achievable Technical Potential | 0 | 0 | 0.23738 | 0.12722 | 0.42807 | 0.69229 | 1.0444 | 1.4864 | 2.0088 | 2.5868 | 3.1776 | 3.7212 | 4.1458 | 4.3792 | 4.3664 | 4.0869 | 3.568 | 2.884 | 2.1406 | 1.5575 | 0.84402 | 0.67066 | 0 | 0 | 0 | 0 | 0
F5_Commercial_Interruptible - College_Existing_Space Heating_Natural Gas_Insulation - Wall Cavity_A_Achievable Technical Potential | F5 | Commercial | Interruptible - College | Existing | Space Heating | Natural Gas | Insulation - Wall Cavity | A | Incremental Summer Peak Savings (MW) | Achievable Technical Potential | 0 | 0 | 0 | 0 | 0 | 0 | 0 | 0 | 0 | 0 | 0 | 0 | 0 | 0 | 0 | 0 | 0 | 0 | 0 | 0 | 0 | 0 | 0 | 0 | 0 | 0 | 0
F6_Commercial_Interruptible - College_Existing_Space Heating_Natural Gas_Insulation - Wall Cavity_A_Achievable Technical Potential | F6 | Commercial | Interruptible - College | Existing | Space Heating | Natural Gas | Insulation - Wall Cavity | A | Incremental Winter Peak Savings (MW) | Achievable Technical Potential | 0 | 0 | 0 | 0 | 0 | 0 | 0 | 0 | 0 | 0 | 0 | 0 | 0 | 0 | 0 | 0 | 0 | 0 | 0 | 0 | 0 | 0 | 0 | 0 | 0 | 0 | 0
F7_Commercial_Interruptible - College_Existing_Space Heating_Natural Gas_Insulation - Wall Cavity_A_Achievable Technical Potential | F7 | Commercial | Interruptible - College | Existing | Space Heating | Natural Gas | Insulation - Wall Cavity | A | Cumulative Energy Savings (MWh or mTherms) | Achievable Technical Potential | 0 | 0 | 0.23738 | 0.36364 | 0.78977 | 1.4775 | 2.513 | 3.9836 | 5.9666 | 8.5135 | 11.6332 | 15.2739 | 19.3128 | 23.5558 | 27.7556 | 31.646 | 34.9905 | 37.6287 | 39.5068 | 40.7915 | 41.3571 | 41.7486 | 41.4954 | 41.2486 | 41.0077 | 40.7718 | 40.5405
F8_Commercial_Interruptible - College_Existing_Space Heating_Natural Gas_Insulation - Wall Cavity_A_Achievable Technical Potential | F8 | Commercial | Interruptible - College | Existing | Space Heating | Natural Gas | Insulation - Wall Cavity | A | Cumulative Summer Peak Savings (MW) | Achievable Technical Potential | 0 | 0 | 0 | 0 | 0 | 0 | 0 | 0 | 0 | 0 | 0 | 0 | 0 | 0 | 0 | 0 | 0 | 0 | 0 | 0 | 0 | 0 | 0 | 0 | 0 | 0 | 0
F9_Commercial_Interruptible - College_Existing_Space Heating_Natural Gas_Insulation - Wall Cavity_A_Achievable Technical Potential | F9 | Commercial | Interruptible - College | Existing | Space Heating | Natural Gas | Insulation - Wall Cavity | A | Cumulative Winter Peak Savings (MW) | Achievable Technical Potential | 0 | 0 | 0 | 0 | 0 | 0 | 0 | 0 | 0 | 0 | 0 | 0 | 0 | 0 | 0 | 0 | 0 | 0 | 0 | 0 | 0 | 0 | 0 | 0 | 0 | 0 | 0
F10_Commercial_Interruptible - College_Existing_Space Heating_Natural Gas_Insulation - Wall Cavity_A_Achievable Technical Potential | F10 | Commercial | Interruptible - College | Existing | Space Heating | Natural Gas | Insulation - Wall Cavity | A | Purchases (Incremental) | Achievable Technical Potential | 0 | 0 | 311.9381 | 167.8513 | 567.8244 | 923.6442 | 1401.9629 | 2007.9105 | 2731.3097 | 3540.7638 | 4379.3146 | 5164.2522 | 5793.9553 | 6163.6776 | 6189.4101 | 5834.5629 | 5129.8857 | 4175.8265 | 3121.226 | 2286.8084 | 1247.7526 | 998.2021 | 0 | 0 | 0 | 0 | 0
F11_Commercial_Interruptible - College_Existing_Space Heating_Natural Gas_Insulation - Wall Cavity_A_Achievable Technical Potential | F11 | Commercial | Interruptible - College | Existing | Space Heating | Natural Gas | Insulation - Wall Cavity | A | Purchases (Cumulative) | Achievable Technical Potential | 0 | 0 | 311.9381 | 479.7895 | 1047.6139 | 1971.2581 | 3373.221 | 5381.1315 | 8112.4411 | 11653.2049 | 16032.5195 | 21196.7717 | 26990.727 | 33154.4046 | 39343.8147 | 45178.3776 | 50308.2633 | 54484.0898 | 57605.3158 | 59892.1242 | 61139.8768 | 62138.0789 | 62138.0789 | 62138.0789 | 62138.0789 | 62138.0789 | 62138.0789
F1_Commercial_Interruptible - College_Existing_Space Heating_Natural Gas_Green Roof - Vegetated Rooftop_A_Achievable Technical Potential | F1 | Commercial | Interruptible - College | Existing | Space Heating | Natural Gas | Green Roof - Vegetated Rooftop | A | Integrated Unit Energy Savings (kWh or therms) | Achievable Technical Potential | 0 | 0 | 0.026962 | 0.026612 | 0.026188 | 0.025725 | 0.025216 | 0.024665 | 0.024061 | 0.023408 | 0.022715 | 0.021997 | 0.021276 | 0.020568 | 0.019888 | 0.019254 | 0.018684 | 0.018216 | 0.017853 | 0.017547 | 0.017311 | 0.017092 | 0.016988 | 0.016887 | 0.016788 | 0.016691 | 0.016596
F2_Commercial_Interruptible - College_Existing_Space Heating_Natural Gas_Green Roof - Vegetated Rooftop_A_Achievable Technical Potential | F2 | Commercial | Interruptible - College | Existing | Space Heating | Natural Gas | Green Roof - Vegetated Rooftop | A | Integrated Unit Summer Peak Savings (kW) | Achievable Technical Potential | 0 | 0 | 0 | 0 | 0 | 0 | 0 | 0 | 0 | 0 | 0 | 0 | 0 | 0 | 0 | 0 | 0 | 0 | 0 | 0 | 0 | 0 | 0 | 0 | 0 | 0 | 0
F3_Commercial_Interruptible - College_Existing_Space Heating_Natural Gas_Green Roof - Vegetated Rooftop_A_Achievable Technical Potential | F3 | Commercial | Interruptible - College | Existing | Space Heating | Natural Gas | Green Roof - Vegetated Rooftop | A | Integrated Unit Winter Peak Savings (kW) | Achievable Technical Potential | 0 | 0 | 0 | 0 | 0 | 0 | 0 | 0 | 0 | 0 | 0 | 0 | 0 | 0 | 0 | 0 | 0 | 0 | 0 | 0 | 0 | 0 | 0 | 0 | 0 | 0 | 0
F4_Commercial_Interruptible - College_Existing_Space Heating_Natural Gas_Green Roof - Vegetated Rooftop_A_Achievable Technical Potential | F4 | Commercial | Interruptible - College | Existing | Space Heating | Natural Gas | Green Roof - Vegetated Rooftop | A | Incremental Energy Savings (MWh or mTherms) | Achievable Technical Potential | 0 | 0 | 0 | 0 | 0 | 0 | 0 | 0 | 0 | 0 | 0 | 0 | 0 | 0 | 0 | 0 | 0 | 0 | 0 | 0 | 0 | 0 | 0 | 0 | 0 | 0 | 0
F5_Commercial_Interruptible - College_Existing_Space Heating_Natural Gas_Green Roof - Vegetated Rooftop_A_Achievable Technical Potential | F5 | Commercial | Interruptible - College | Existing | Space Heating | Natural Gas | Green Roof - Vegetated Rooftop | A | Incremental Summer Peak Savings (MW) | Achievable Technical Potential | 0 | 0 | 0 | 0 | 0 | 0 | 0 | 0 | 0 | 0 | 0 | 0 | 0 | 0 | 0 | 0 | 0 | 0 | 0 | 0 | 0 | 0 | 0 | 0 | 0 | 0 | 0
F6_Commercial_Interruptible - College_Existing_Space Heating_Natural Gas_Green Roof - Vegetated Rooftop_A_Achievable Technical Potential | F6 | Commercial | Interruptible - College | Existing | Space Heating | Natural Gas | Green Roof - Vegetated Rooftop | A | Incremental Winter Peak Savings (MW) | Achievable Technical Potential | 0 | 0 | 0 | 0 | 0 | 0 | 0 | 0 | 0 | 0 | 0 | 0 | 0 | 0 | 0 | 0 | 0 | 0 | 0 | 0 | 0 | 0 | 0 | 0 | 0 | 0 | 0
F7_Commercial_Interruptible - College_Existing_Space Heating_Natural Gas_Green Roof - Vegetated Rooftop_A_Achievable Technical Potential | F7 | Commercial | Interruptible - College | Existing | Space Heating | Natural Gas | Green Roof - Vegetated Rooftop | A | Cumulative Energy Savings (MWh or mTherms) | Achievable Technical Potential | 0 | 0 | 0 | 0 | 0 | 0 | 0 | 0 | 0 | 0 | 0 | 0 | 0 | 0 | 0 | 0 | 0 | 0 | 0 | 0 | 0 | 0 | 0 | 0 | 0 | 0 | 0
F8_Commercial_Interruptible - College_Existing_Space Heating_Natural Gas_Green Roof - Vegetated Rooftop_A_Achievable Technical Potential | F8 | Commercial | Interruptible - College | Existing | Space Heating | Natural Gas | Green Roof - Vegetated Rooftop | A | Cumulative Summer Peak Savings (MW) | Achievable Technical Potential | 0 | 0 | 0 | 0 | 0 | 0 | 0 | 0 | 0 | 0 | 0 | 0 | 0 | 0 | 0 | 0 | 0 | 0 | 0 | 0 | 0 | 0 | 0 | 0 | 0 | 0 | 0
F9_Commercial_Interruptible - College_Existing_Space Heating_Natural Gas_Green Roof - Vegetated Rooftop_A_Achievable Technical Potential | F9 | Commercial | Interruptible - College | Existing | Space Heating | Natural Gas | Green Roof - Vegetated Rooftop | A | Cumulative Winter Peak Savings (MW) | Achievable Technical Potential | 0 | 0 | 0 | 0 | 0 | 0 | 0 | 0 | 0 | 0 | 0 | 0 | 0 | 0 | 0 | 0 | 0 | 0 | 0 | 0 | 0 | 0 | 0 | 0 | 0 | 0 | 0
F10_Commercial_Interruptible - College_Existing_Space Heating_Natural Gas_Green Roof - Vegetated Rooftop_A_Achievable Technical Potential | F10 | Commercial | Interruptible - College | Existing | Space Heating | Natural Gas | Green Roof - Vegetated Rooftop | A | Purchases (Incremental) | Achievable Technical Potential | 0 | 0 | 0 | 0 | 0 | 0 | 0 | 0 | 0 | 0 | 0 | 0 | 0 | 0 | 0 | 0 | 0 | 0 | 0 | 0 | 0 | 0 | 0 | 0 | 0 | 0 | 0
F11_Commercial_Interruptible - College_Existing_Space Heating_Natural Gas_Green Roof - Vegetated Rooftop_A_Achievable Technical Potential | F11 | Commercial | Interruptible - College | Existing | Space Heating | Natural Gas | Green Roof - Vegetated Rooftop | A | Purchases (Cumulative) | Achievable Technical Potential | 0 | 0 | 0 | 0 | 0 | 0 | 0 | 0 | 0 | 0 | 0 | 0 | 0 | 0 | 0 | 0 | 0 | 0 | 0 | 0 | 0 | 0 | 0 | 0 | 0 | 0 | 0
F1_Commercial_Interruptible - College_Existing_Space Heating_Natural Gas_Ducting - Repair and Sealing_A_Achievable Technical Potential | F1 | Commercial | Interruptible - College | Existing | Space Heating | Natural Gas | Ducting - Repair and Sealing | A | Integrated Unit Energy Savings (kWh or therms) | Achievable Technical Potential | 0 | 0 | 0.77452 | 0.77105 | 0.76639 | 0.76125 | 0.7557 | 0.74971 | 0.74326 | 0.73637 | 0.72903 | 0.72132 | 0.71332 | 0.70521 | 0.69714 | 0.68931 | 0.68189 | 0.67511 | 0.66902 | 0.66339 | 0.65831 | 0.65344 | 0.64947 | 0.64561 | 0.64184 | 0.63815 | 0.63453
F2_Commercial_Interruptible - College_Existing_Space Heating_Natural Gas_Ducting - Repair and Sealing_A_Achievable Technical Potential | F2 | Commercial | Interruptible - College | Existing | Space Heating | Natural Gas | Ducting - Repair and Sealing | A | Integrated Unit Summer Peak Savings (kW) | Achievable Technical Potential | 0 | 0 | 0 | 0 | 0 | 0 | 0 | 0 | 0 | 0 | 0 | 0 | 0 | 0 | 0 | 0 | 0 | 0 | 0 | 0 | 0 | 0 | 0 | 0 | 0 | 0 | 0
F3_Commercial_Interruptible - College_Existing_Space Heating_Natural Gas_Ducting - Repair and Sealing_A_Achievable Technical Potential | F3 | Commercial | Interruptible - College | Existing | Space Heating | Natural Gas | Ducting - Repair and Sealing | A | Integrated Unit Winter Peak Savings (kW) | Achievable Technical Potential | 0 | 0 | 0 | 0 | 0 | 0 | 0 | 0 | 0 | 0 | 0 | 0 | 0 | 0 | 0 | 0 | 0 | 0 | 0 | 0 | 0 | 0 | 0 | 0 | 0 | 0 | 0
F4_Commercial_Interruptible - College_Existing_Space Heating_Natural Gas_Ducting - Repair and Sealing_A_Achievable Technical Potential | F4 | Commercial | Interruptible - College | Existing | Space Heating | Natural Gas | Ducting - Repair and Sealing | A | Incremental Energy Savings (MWh or mTherms) | Achievable Technical Potential | 0 | 0 | 0.26281 | 0.14078 | 0.47338 | 0.76485 | 1.1525 | 1.6375 | 2.2083 | 2.8362 | 3.4729 | 4.0521 | 4.4958 | 4.7282 | 4.6937 | 4.3749 | 3.8051 | 3.0666 | 2.2715 | 1.6502 | 0.67014 | 0.59021 | 0 | 0 | 0 | 0 | 0
F5_Commercial_Interruptible - College_Existing_Space Heating_Natural Gas_Ducting - Repair and Sealing_A_Achievable Technical Potential | F5 | Commercial | Interruptible - College | Existing | Space Heating | Natural Gas | Ducting - Repair and Sealing | A | Incremental Summer Peak Savings (MW) | Achievable Technical Potential | 0 | 0 | 0 | 0 | 0 | 0 | 0 | 0 | 0 | 0 | 0 | 0 | 0 | 0 | 0 | 0 | 0 | 0 | 0 | 0 | 0 | 0 | 0 | 0 | 0 | 0 | 0
F6_Commercial_Interruptible - College_Existing_Space Heating_Natural Gas_Ducting - Repair and Sealing_A_Achievable Technical Potential | F6 | Commercial | Interruptible - College | Existing | Space Heating | Natural Gas | Ducting - Repair and Sealing | A | Incremental Winter Peak Savings (MW) | Achievable Technical Potential | 0 | 0 | 0 | 0 | 0 | 0 | 0 | 0 | 0 | 0 | 0 | 0 | 0 | 0 | 0 | 0 | 0 | 0 | 0 | 0 | 0 | 0 | 0 | 0 | 0 | 0 | 0
F7_Commercial_Interruptible - College_Existing_Space Heating_Natural Gas_Ducting - Repair and Sealing_A_Achievable Technical Potential | F7 | Commercial | Interruptible - College | Existing | Space Heating | Natural Gas | Ducting - Repair and Sealing | A | Cumulative Energy Savings (MWh or mTherms) | Achievable Technical Potential | 0 | 0 | 0.26281 | 0.40242 | 0.87336 | 1.6324 | 2.7729 | 4.3884 | 6.559 | 9.3343 | 12.7142 | 16.6318 | 20.9433 | 25.4332 | 29.8359 | 33.8759 | 37.3163 | 40.0119 | 41.922 | 43.2196 | 43.5591 | 43.8266 | 43.5607 | 43.3017 | 43.0487 | 42.8011 | 42.5583
F8_Commercial_Interruptible - College_Existing_Space Heating_Natural Gas_Ducting - Repair and Sealing_A_Achievable Technical Potential | F8 | Commercial | Interruptible - College | Existing | Space Heating | Natural Gas | Ducting - Repair and Sealing | A | Cumulative Summer Peak Savings (MW) | Achievable Technical Potential | 0 | 0 | 0 | 0 | 0 | 0 | 0 | 0 | 0 | 0 | 0 | 0 | 0 | 0 | 0 | 0 | 0 | 0 | 0 | 0 | 0 | 0 | 0 | 0 | 0 | 0 | 0
F9_Commercial_Interruptible - College_Existing_Space Heating_Natural Gas_Ducting - Repair and Sealing_A_Achievable Technical Potential | F9 | Commercial | Interruptible - College | Existing | Space Heating | Natural Gas | Ducting - Repair and Sealing | A | Cumulative Winter Peak Savings (MW) | Achievable Technical Potential | 0 | 0 | 0 | 0 | 0 | 0 | 0 | 0 | 0 | 0 | 0 | 0 | 0 | 0 | 0 | 0 | 0 | 0 | 0 | 0 | 0 | 0 | 0 | 0 | 0 | 0 | 0
F10_Commercial_Interruptible - College_Existing_Space Heating_Natural Gas_Ducting - Repair and Sealing_A_Achievable Technical Potential | F10 | Commercial | Interruptible - College | Existing | Space Heating | Natural Gas | Ducting - Repair and Sealing | A | Purchases (Incremental) | Achievable Technical Potential | 0 | 0 | 339.3218 | 182.5862 | 617.6711 | 1004.7267 | 1525.0348 | 2184.1757 | 2971.0788 | 3851.5912 | 4763.7545 | 5617.5982 | 6302.5801 | 6704.7586 | 6732.7501 | 6346.7524 | 5580.2149 | 4542.4032 | 3395.2241 | 2487.5569 | 1017.9653 | 903.2434 | 0 | 0 | 0 | 0 | 0
F11_Commercial_Interruptible - College_Existing_Space Heating_Natural Gas_Ducting - Repair and Sealing_A_Achievable Technical Potential | F11 | Commercial | Interruptible - College | Existing | Space Heating | Natural Gas | Ducting - Repair and Sealing | A | Purchases (Cumulative) | Achievable Technical Potential | 0 | 0 | 339.3218 | 521.908 | 1139.5791 | 2144.3058 | 3669.3406 | 5853.5164 | 8824.5952 | 12676.1864 | 17439.9409 | 23057.5391 | 29360.1193 | 36064.8779 | 42797.628 | 49144.3804 | 54724.5953 | 59266.9985 | 62662.2226 | 65149.7794 | 66167.7447 | 67070.9881 | 67070.9881 | 67070.9881 | 67070.9881 | 67070.9881 | 67070.9881
F1_Commercial_Interruptible - College_Existing_Space Heating_Natural Gas_Windows - High Efficiency Glazing_A_Achievable Technical Potential | F1 | Commercial | Interruptible - College | Existing | Space Heating | Natural Gas | Windows - High Efficiency Glazing | A | Integrated Unit Energy Savings (kWh or therms) | Achievable Technical Potential | 0 | 0 | 15.4207 | 15.2345 | 15.01 | 14.7641 | 14.4951 | 14.1986 | 13.8737 | 13.5216 | 13.1456 | 12.7526 | 12.3583 | 11.9714 | 11.5997 | 11.2514 | 10.9369 | 10.6782 | 10.4764 | 10.3045 | 10.1703 | 10.0448 | 9.9837 | 9.9243 | 9.8662 | 9.8093 | 9.7536
F2_Commercial_Interruptible - College_Existing_Space Heating_Natural Gas_Windows - High Efficiency Glazing_A_Achievable Technical Potential | F2 | Commercial | Interruptible - College | Existing | Space Heating | Natural Gas | Windows - High Efficiency Glazing | A | Integrated Unit Summer Peak Savings (kW) | Achievable Technical Potential | 0 | 0 | 0 | 0 | 0 | 0 | 0 | 0 | 0 | 0 | 0 | 0 | 0 | 0 | 0 | 0 | 0 | 0 | 0 | 0 | 0 | 0 | 0 | 0 | 0 | 0 | 0
F3_Commercial_Interruptible - College_Existing_Space Heating_Natural Gas_Windows - High Efficiency Glazing_A_Achievable Technical Potential | F3 | Commercial | Interruptible - College | Existing | Space Heating | Natural Gas | Windows - High Efficiency Glazing | A | Integrated Unit Winter Peak Savings (kW) | Achievable Technical Potential | 0 | 0 | 0 | 0 | 0 | 0 | 0 | 0 | 0 | 0 | 0 | 0 | 0 | 0 | 0 | 0 | 0 | 0 | 0 | 0 | 0 | 0 | 0 | 0 | 0 | 0 | 0
F4_Commercial_Interruptible - College_Existing_Space Heating_Natural Gas_Windows - High Efficiency Glazing_A_Achievable Technical Potential | F4 | Commercial | Interruptible - College | Existing | Space Heating | Natural Gas | Windows - High Efficiency Glazing | A | Incremental Energy Savings (MWh or mTherms) | Achievable Technical Potential | 0 | 0 | 0.1211 | 0.064378 | 0.21457 | 0.34332 | 0.51161 | 0.71775 | 0.954 | 1.2053 | 1.4493 | 1.658 | 1.8027 | 1.8577 | 1.8075 | 1.6527 | 1.4125 | 1.1226 | 0.82323 | 0.59325 | 0.31948 | 0.25243 | 0 | 0 | 0 | 0 | 0
F5_Commercial_Interruptible - College_Existing_Space Heating_Natural Gas_Windows - High Efficiency Glazing_A_Achievable Technical Potential | F5 | Commercial | Interruptible - College | Existing | Space Heating | Natural Gas | Windows - High Efficiency Glazing | A | Incremental Summer Peak Savings (MW) | Achievable Technical Potential | 0 | 0 | 0 | 0 | 0 | 0 | 0 | 0 | 0 | 0 | 0 | 0 | 0 | 0 | 0 | 0 | 0 | 0 | 0 | 0 | 0 | 0 | 0 | 0 | 0 | 0 | 0
F6_Commercial_Interruptible - College_Existing_Space Heating_Natural Gas_Windows - High Efficiency Glazing_A_Achievable Technical Potential | F6 | Commercial | Interruptible - College | Existing | Space Heating | Natural Gas | Windows - High Efficiency Glazing | A | Incremental Winter Peak Savings (MW) | Achievable Technical Potential | 0 | 0 | 0 | 0 | 0 | 0 | 0 | 0 | 0 | 0 | 0 | 0 | 0 | 0 | 0 | 0 | 0 | 0 | 0 | 0 | 0 | 0 | 0 | 0 | 0 | 0 | 0
F7_Commercial_Interruptible - College_Existing_Space Heating_Natural Gas_Windows - High Efficiency Glazing_A_Achievable Technical Potential | F7 | Commercial | Interruptible - College | Existing | Space Heating | Natural Gas | Windows - High Efficiency Glazing | A | Cumulative Energy Savings (MWh or mTherms) | Achievable Technical Potential | 0 | 0 | 0.1211 | 0.18402 | 0.39588 | 0.73271 | 1.231 | 1.9235 | 2.8335 | 3.9669 | 5.306 | 6.8053 | 8.3976 | 9.9923 | 11.4896 | 12.7974 | 13.8521 | 14.647 | 15.1935 | 15.5375 | 15.6546 | 15.7138 | 15.6183 | 15.5252 | 15.4344 | 15.3454 | 15.2582
F8_Commercial_Interruptible - College_Existing_Space Heating_Natural Gas_Windows - High Efficiency Glazing_A_Achievable Technical Potential | F8 | Commercial | Interruptible - College | Existing | Space Heating | Natural Gas | Windows - High Efficiency Glazing | A | Cumulative Summer Peak Savings (MW) | Achievable Technical Potential | 0 | 0 | 0 | 0 | 0 | 0 | 0 | 0 | 0 | 0 | 0 | 0 | 0 | 0 | 0 | 0 | 0 | 0 | 0 | 0 | 0 | 0 | 0 | 0 | 0 | 0 | 0
F9_Commercial_Interruptible - College_Existing_Space Heating_Natural Gas_Windows - High Efficiency Glazing_A_Achievable Technical Potential | F9 | Commercial | Interruptible - College | Existing | Space Heating | Natural Gas | Windows - High Efficiency Glazing | A | Cumulative Winter Peak Savings (MW) | Achievable Technical Potential | 0 | 0 | 0 | 0 | 0 | 0 | 0 | 0 | 0 | 0 | 0 | 0 | 0 | 0 | 0 | 0 | 0 | 0 | 0 | 0 | 0 | 0 | 0 | 0 | 0 | 0 | 0
F10_Commercial_Interruptible - College_Existing_Space Heating_Natural Gas_Windows - High Efficiency Glazing_A_Achievable Technical Potential | F10 | Commercial | Interruptible - College | Existing | Space Heating | Natural Gas | Windows - High Efficiency Glazing | A | Purchases (Incremental) | Achievable Technical Potential | 0 | 0 | 7.8533 | 4.2258 | 14.2954 | 23.2534 | 35.2954 | 50.5506 | 68.7627 | 89.1413 | 110.2524 | 130.0138 | 145.8671 | 155.1751 | 155.8229 | 146.8894 | 129.1486 | 105.1295 | 78.5791 | 57.5721 | 31.4131 | 25.1305 | 0 | 0 | 0 | 0 | 0
F11_Commercial_Interruptible - College_Existing_Space Heating_Natural Gas_Windows - High Efficiency Glazing_A_Achievable Technical Potential | F11 | Commercial | Interruptible - College | Existing | Space Heating | Natural Gas | Windows - High Efficiency Glazing | A | Purchases (Cumulative) | Achievable Technical Potential | 0 | 0 | 7.8533 | 12.0791 | 26.3744 | 49.6279 | 84.9233 | 135.4739 | 204.2366 | 293.3779 | 403.6304 | 533.6442 | 679.5113 | 834.6863 | 990.5093 | 1137.3986 | 1266.5473 | 1371.6767 | 1450.2559 | 1507.828 | 1539.241 | 1564.3715 | 1564.3715 | 1564.3715 | 1564.3715 | 1564.3715 | 1564.3715
F1_Commercial_Interruptible - College_Existing_Space Heating_Natural Gas_Windows - Secondary Glazing Systems_A_Achievable Technical Potential | F1 | Commercial | Interruptible - College | Existing | Space Heating | Natural Gas | Windows - Secondary Glazing Systems | A | Integrated Unit Energy Savings (kWh or therms) | Achievable Technical Potential | 0 | 0 | 41.5541 | 41.0586 | 40.4739 | 39.8434 | 39.166 | 38.4332 | 37.6451 | 36.8055 | 35.9226 | 35.0104 | 34.1059 | 33.2233 | 32.3741 | 31.5707 | 30.8335 | 30.221 | 29.7359 | 29.3105 | 28.9624 | 28.6317 | 28.4576 | 28.2881 | 28.1225 | 27.9604 | 27.8015
F2_Commercial_Interruptible - College_Existing_Space Heating_Natural Gas_Windows - Secondary Glazing Systems_A_Achievable Technical Potential | F2 | Commercial | Interruptible - College | Existing | Space Heating | Natural Gas | Windows - Secondary Glazing Systems | A | Integrated Unit Summer Peak Savings (kW) | Achievable Technical Potential | 0 | 0 | 0 | 0 | 0 | 0 | 0 | 0 | 0 | 0 | 0 | 0 | 0 | 0 | 0 | 0 | 0 | 0 | 0 | 0 | 0 | 0 | 0 | 0 | 0 | 0 | 0
F3_Commercial_Interruptible - College_Existing_Space Heating_Natural Gas_Windows - Secondary Glazing Systems_A_Achievable Technical Potential | F3 | Commercial | Interruptible - College | Existing | Space Heating | Natural Gas | Windows - Secondary Glazing Systems | A | Integrated Unit Winter Peak Savings (kW) | Achievable Technical Potential | 0 | 0 | 0 | 0 | 0 | 0 | 0 | 0 | 0 | 0 | 0 | 0 | 0 | 0 | 0 | 0 | 0 | 0 | 0 | 0 | 0 | 0 | 0 | 0 | 0 | 0 | 0
F4_Commercial_Interruptible - College_Existing_Space Heating_Natural Gas_Windows - Secondary Glazing Systems_A_Achievable Technical Potential | F4 | Commercial | Interruptible - College | Existing | Space Heating | Natural Gas | Windows - Secondary Glazing Systems | A | Incremental Energy Savings (MWh or mTherms) | Achievable Technical Potential | 0 | 0 | 0.32634 | 0.1735 | 0.57859 | 0.92649 | 1.3824 | 1.9428 | 2.5886 | 3.2809 | 3.9606 | 4.5518 | 4.9749 | 5.1554 | 5.0446 | 4.6374 | 3.9821 | 3.1771 | 2.3366 | 1.6875 | 0.9098 | 0.71953 | 0 | 0 | 0 | 0 | 0
F5_Commercial_Interruptible - College_Existing_Space Heating_Natural Gas_Windows - Secondary Glazing Systems_A_Achievable Technical Potential | F5 | Commercial | Interruptible - College | Existing | Space Heating | Natural Gas | Windows - Secondary Glazing Systems | A | Incremental Summer Peak Savings (MW) | Achievable Technical Potential | 0 | 0 | 0 | 0 | 0 | 0 | 0 | 0 | 0 | 0 | 0 | 0 | 0 | 0 | 0 | 0 | 0 | 0 | 0 | 0 | 0 | 0 | 0 | 0 | 0 | 0 | 0
F6_Commercial_Interruptible - College_Existing_Space Heating_Natural Gas_Windows - Secondary Glazing Systems_A_Achievable Technical Potential | F6 | Commercial | Interruptible - College | Existing | Space Heating | Natural Gas | Windows - Secondary Glazing Systems | A | Incremental Winter Peak Savings (MW) | Achievable Technical Potential | 0 | 0 | 0 | 0 | 0 | 0 | 0 | 0 | 0 | 0 | 0 | 0 | 0 | 0 | 0 | 0 | 0 | 0 | 0 | 0 | 0 | 0 | 0 | 0 | 0 | 0 | 0
F7_Commercial_Interruptible - College_Existing_Space Heating_Natural Gas_Windows - Secondary Glazing Systems_A_Achievable Technical Potential | F7 | Commercial | Interruptible - College | Existing | Space Heating | Natural Gas | Windows - Secondary Glazing Systems | A | Cumulative Energy Savings (MWh or mTherms) | Achievable Technical Potential | 0 | 0 | 0.32634 | 0.49595 | 1.0675 | 1.9773 | 3.3261 | 5.2067 | 7.6885 | 10.7979 | 14.4994 | 18.6831 | 23.1754 | 27.731 | 32.0668 | 35.9085 | 39.0521 | 41.4534 | 43.1247 | 44.1952 | 44.5802 | 44.7906 | 44.5183 | 44.2531 | 43.994 | 43.7405 | 43.4919
F8_Commercial_Interruptible - College_Existing_Space Heating_Natural Gas_Windows - Secondary Glazing Systems_A_Achievable Technical Potential | F8 | Commercial | Interruptible - College | Existing | Space Heating | Natural Gas | Windows - Secondary Glazing Systems | A | Cumulative Summer Peak Savings (MW) | Achievable Technical Potential | 0 | 0 | 0 | 0 | 0 | 0 | 0 | 0 | 0 | 0 | 0 | 0 | 0 | 0 | 0 | 0 | 0 | 0 | 0 | 0 | 0 | 0 | 0 | 0 | 0 | 0 | 0
F9_Commercial_Interruptible - College_Existing_Space Heating_Natural Gas_Windows - Secondary Glazing Systems_A_Achievable Technical Potential | F9 | Commercial | Interruptible - College | Existing | Space Heating | Natural Gas | Windows - Secondary Glazing Systems | A | Cumulative Winter Peak Savings (MW) | Achievable Technical Potential | 0 | 0 | 0 | 0 | 0 | 0 | 0 | 0 | 0 | 0 | 0 | 0 | 0 | 0 | 0 | 0 | 0 | 0 | 0 | 0 | 0 | 0 | 0 | 0 | 0 | 0 | 0
F10_Commercial_Interruptible - College_Existing_Space Heating_Natural Gas_Windows - Secondary Glazing Systems_A_Achievable Technical Potential | F10 | Commercial | Interruptible - College | Existing | Space Heating | Natural Gas | Windows - Secondary Glazing Systems | A | Purchases (Incremental) | Achievable Technical Potential | 0 | 0 | 7.8533 | 4.2258 | 14.2954 | 23.2534 | 35.2954 | 50.5506 | 68.7627 | 89.1413 | 110.2524 | 130.0138 | 145.8671 | 155.1751 | 155.8229 | 146.8894 | 129.1486 | 105.1295 | 78.5791 | 57.5721 | 31.4131 | 25.1305 | 0 | 0 | 0 | 0 | 0
F11_Commercial_Interruptible - College_Existing_Space Heating_Natural Gas_Windows - Secondary Glazing Systems_A_Achievable Technical Potential | F11 | Commercial | Interruptible - College | Existing | Space Heating | Natural Gas | Windows - Secondary Glazing Systems | A | Purchases (Cumulative) | Achievable Technical Potential | 0 | 0 | 7.8533 | 12.0791 | 26.3744 | 49.6279 | 84.9233 | 135.4739 | 204.2366 | 293.3779 | 403.6304 | 533.6442 | 679.5113 | 834.6863 | 990.5093 | 1137.3986 | 1266.5473 | 1371.6767 | 1450.2559 | 1507.828 | 1539.241 | 1564.3715 | 1564.3715 | 1564.3715 | 1564.3715 | 1564.3715 | 1564.3715
F1_Commercial_Interruptible - College_Existing_Space Heating_Natural Gas_HVAC - Energy Recovery Ventilator_A_Achievable Technical Potential | F1 | Commercial | Interruptible - College | Existing | Space Heating | Natural Gas | HVAC - Energy Recovery Ventilator | A | Integrated Unit Energy Savings (kWh or therms) | Achievable Technical Potential | 0 | 0 | 0.58002 | 0.57583 | 0.57062 | 0.56492 | 0.55876 | 0.55208 | 0.54484 | 0.53701 | 0.52861 | 0.51972 | 0.51048 | 0.5011 | 0.49184 | 0.48298 | 0.47472 | 0.46792 | 0.46263 | 0.45796 | 0.45414 | 0.45049 | 0.44776 | 0.44509 | 0.44249 | 0.43994 | 0.43744
F2_Commercial_Interruptible - College_Existing_Space Heating_Natural Gas_HVAC - Energy Recovery Ventilator_A_Achievable Technical Potential | F2 | Commercial | Interruptible - College | Existing | Space Heating | Natural Gas | HVAC - Energy Recovery Ventilator | A | Integrated Unit Summer Peak Savings (kW) | Achievable Technical Potential | 0 | 0 | 0 | 0 | 0 | 0 | 0 | 0 | 0 | 0 | 0 | 0 | 0 | 0 | 0 | 0 | 0 | 0 | 0 | 0 | 0 | 0 | 0 | 0 | 0 | 0 | 0
F3_Commercial_Interruptible - College_Existing_Space Heating_Natural Gas_HVAC - Energy Recovery Ventilator_A_Achievable Technical Potential | F3 | Commercial | Interruptible - College | Existing | Space Heating | Natural Gas | HVAC - Energy Recovery Ventilator | A | Integrated Unit Winter Peak Savings (kW) | Achievable Technical Potential | 0 | 0 | 0 | 0 | 0 | 0 | 0 | 0 | 0 | 0 | 0 | 0 | 0 | 0 | 0 | 0 | 0 | 0 | 0 | 0 | 0 | 0 | 0 | 0 | 0 | 0 | 0
F4_Commercial_Interruptible - College_Existing_Space Heating_Natural Gas_HVAC - Energy Recovery Ventilator_A_Achievable Technical Potential | F4 | Commercial | Interruptible - College | Existing | Space Heating | Natural Gas | HVAC - Energy Recovery Ventilator | A | Incremental Energy Savings (MWh or mTherms) | Achievable Technical Potential | 0 | 0 | 0.76185 | 1.5525 | 1.5385 | 1.5231 | 1.5065 | 1.4885 | 1.469 | 1.4479 | 1.4252 | 1.4012 | 1.3763 | 1.351 | 1.3261 | 1.3022 | 1.2799 | 1.2616 | 1.2473 | 1.2347 | 1.2244 | 1.2146 | 0 | 0 | 0 | 0 | 0
F5_Commercial_Interruptible - College_Existing_Space Heating_Natural Gas_HVAC - Energy Recovery Ventilator_A_Achievable Technical Potential | F5 | Commercial | Interruptible - College | Existing | Space Heating | Natural Gas | HVAC - Energy Recovery Ventilator | A | Incremental Summer Peak Savings (MW) | Achievable Technical Potential | 0 | 0 | 0 | 0 | 0 | 0 | 0 | 0 | 0 | 0 | 0 | 0 | 0 | 0 | 0 | 0 | 0 | 0 | 0 | 0 | 0 | 0 | 0 | 0 | 0 | 0 | 0
F6_Commercial_Interruptible - College_Existing_Space Heating_Natural Gas_HVAC - Energy Recovery Ventilator_A_Achievable Technical Potential | F6 | Commercial | Interruptible - College | Existing | Space Heating | Natural Gas | HVAC - Energy Recovery Ventilator | A | Incremental Winter Peak Savings (MW) | Achievable Technical Potential | 0 | 0 | 0 | 0 | 0 | 0 | 0 | 0 | 0 | 0 | 0 | 0 | 0 | 0 | 0 | 0 | 0 | 0 | 0 | 0 | 0 | 0 | 0 | 0 | 0 | 0 | 0
F7_Commercial_Interruptible - College_Existing_Space Heating_Natural Gas_HVAC - Energy Recovery Ventilator_A_Achievable Technical Potential | F7 | Commercial | Interruptible - College | Existing | Space Heating | Natural Gas | HVAC - Energy Recovery Ventilator | A | Cumulative Energy Savings (MWh or mTherms) | Achievable Technical Potential | 0 | 0 | 0.76185 | 2.3089 | 3.8264 | 5.3114 | 6.76 | 8.1676 | 9.5294 | 10.8404 | 12.0961 | 13.2938 | 14.4337 | 15.5196 | 16.559 | 17.5626 | 18.5425 | 19.5384 | 20.5647 | 21.5918 | 22.6361 | 23.669 | 23.5252 | 23.3852 | 23.2485 | 23.1147 | 22.9834
F8_Commercial_Interruptible - College_Existing_Space Heating_Natural Gas_HVAC - Energy Recovery Ventilator_A_Achievable Technical Potential | F8 | Commercial | Interruptible - College | Existing | Space Heating | Natural Gas | HVAC - Energy Recovery Ventilator | A | Cumulative Summer Peak Savings (MW) | Achievable Technical Potential | 0 | 0 | 0 | 0 | 0 | 0 | 0 | 0 | 0 | 0 | 0 | 0 | 0 | 0 | 0 | 0 | 0 | 0 | 0 | 0 | 0 | 0 | 0 | 0 | 0 | 0 | 0
F9_Commercial_Interruptible - College_Existing_Space Heating_Natural Gas_HVAC - Energy Recovery Ventilator_A_Achievable Technical Potential | F9 | Commercial | Interruptible - College | Existing | Space Heating | Natural Gas | HVAC - Energy Recovery Ventilator | A | Cumulative Winter Peak Savings (MW) | Achievable Technical Potential | 0 | 0 | 0 | 0 | 0 | 0 | 0 | 0 | 0 | 0 | 0 | 0 | 0 | 0 | 0 | 0 | 0 | 0 | 0 | 0 | 0 | 0 | 0 | 0 | 0 | 0 | 0
F10_Commercial_Interruptible - College_Existing_Space Heating_Natural Gas_HVAC - Energy Recovery Ventilator_A_Achievable Technical Potential | F10 | Commercial | Interruptible - College | Existing | Space Heating | Natural Gas | HVAC - Energy Recovery Ventilator | A | Purchases (Incremental) | Achievable Technical Potential | 0 | 0 | 1313.5036 | 2696.139 | 2696.139 | 2696.139 | 2696.139 | 2696.139 | 2696.139 | 2696.139 | 2696.139 | 2696.139 | 2696.139 | 2696.139 | 2696.139 | 2696.139 | 2696.139 | 2696.139 | 2696.139 | 2696.139 | 2696.139 | 2696.139 | 0 | 0 | 0 | 0 | 0
F11_Commercial_Interruptible - College_Existing_Space Heating_Natural Gas_HVAC - Energy Recovery Ventilator_A_Achievable Technical Potential | F11 | Commercial | Interruptible - College | Existing | Space Heating | Natural Gas | HVAC - Energy Recovery Ventilator | A | Purchases (Cumulative) | Achievable Technical Potential | 0 | 0 | 1313.5036 | 4009.6426 | 6705.7816 | 9401.9206 | 12098.0596 | 14794.1986 | 17490.3376 | 20186.4766 | 22882.6156 | 25578.7546 | 28274.8937 | 30971.0327 | 33667.1717 | 36363.3107 | 39059.4497 | 41755.5887 | 44451.7277 | 47147.8667 | 49844.0057 | 52540.1447 | 52540.1447 | 52540.1447 | 52540.1447 | 52540.1447 | 52540.1447
F1_Commercial_Interruptible - College_Existing_Space Heating_Natural Gas_Building Shell - Air Sealing (Infiltration Control)_A_Achievable Technical Potential | F1 | Commercial | Interruptible - College | Existing | Space Heating | Natural Gas | Building Shell - Air Sealing (Infiltration Control) | A | Integrated Unit Energy Savings (kWh or therms) | Achievable Technical Potential | 0 | 0 | 31.296 | 31.0293 | 30.7077 | 30.3612 | 29.9905 | 29.5926 | 29.1656 | 28.7085 | 28.2219 | 27.7101 | 27.1811 | 26.6461 | 26.119 | 25.6137 | 25.1424 | 24.7489 | 24.436 | 24.1568 | 23.9229 | 23.6989 | 23.555 | 23.4148 | 23.2779 | 23.1439 | 23.0125
F2_Commercial_Interruptible - College_Existing_Space Heating_Natural Gas_Building Shell - Air Sealing (Infiltration Control)_A_Achievable Technical Potential | F2 | Commercial | Interruptible - College | Existing | Space Heating | Natural Gas | Building Shell - Air Sealing (Infiltration Control) | A | Integrated Unit Summer Peak Savings (kW) | Achievable Technical Potential | 0 | 0 | 0 | 0 | 0 | 0 | 0 | 0 | 0 | 0 | 0 | 0 | 0 | 0 | 0 | 0 | 0 | 0 | 0 | 0 | 0 | 0 | 0 | 0 | 0 | 0 | 0
F3_Commercial_Interruptible - College_Existing_Space Heating_Natural Gas_Building Shell - Air Sealing (Infiltration Control)_A_Achievable Technical Potential | F3 | Commercial | Interruptible - College | Existing | Space Heating | Natural Gas | Building Shell - Air Sealing (Infiltration Control) | A | Integrated Unit Winter Peak Savings (kW) | Achievable Technical Potential | 0 | 0 | 0 | 0 | 0 | 0 | 0 | 0 | 0 | 0 | 0 | 0 | 0 | 0 | 0 | 0 | 0 | 0 | 0 | 0 | 0 | 0 | 0 | 0 | 0 | 0 | 0
F4_Commercial_Interruptible - College_Existing_Space Heating_Natural Gas_Building Shell - Air Sealing (Infiltration Control)_A_Achievable Technical Potential | F4 | Commercial | Interruptible - College | Existing | Space Heating | Natural Gas | Building Shell - Air Sealing (Infiltration Control) | A | Incremental Energy Savings (MWh or mTherms) | Achievable Technical Potential | 0 | 0 | 0.0045843 | 0.0024457 | 0.008188 | 0.013169 | 0.019744 | 0.027902 | 0.037407 | 0.047733 | 0.058037 | 0.067199 | 0.069971 | 0.075023 | 0.068949 | 0.059068 | 0.044014 | 0.025195 | 0.0044742 | 0 | 0 | 0 | 0 | 0 | 0 | 0 | 0
F5_Commercial_Interruptible - College_Existing_Space Heating_Natural Gas_Building Shell - Air Sealing (Infiltration Control)_A_Achievable Technical Potential | F5 | Commercial | Interruptible - College | Existing | Space Heating | Natural Gas | Building Shell - Air Sealing (Infiltration Control) | A | Incremental Summer Peak Savings (MW) | Achievable Technical Potential | 0 | 0 | 0 | 0 | 0 | 0 | 0 | 0 | 0 | 0 | 0 | 0 | 0 | 0 | 0 | 0 | 0 | 0 | 0 | 0 | 0 | 0 | 0 | 0 | 0 | 0 | 0
F6_Commercial_Interruptible - College_Existing_Space Heating_Natural Gas_Building Shell - Air Sealing (Infiltration Control)_A_Achievable Technical Potential | F6 | Commercial | Interruptible - College | Existing | Space Heating | Natural Gas | Building Shell - Air Sealing (Infiltration Control) | A | Incremental Winter Peak Savings (MW) | Achievable Technical Potential | 0 | 0 | 0 | 0 | 0 | 0 | 0 | 0 | 0 | 0 | 0 | 0 | 0 | 0 | 0 | 0 | 0 | 0 | 0 | 0 | 0 | 0 | 0 | 0 | 0 | 0 | 0
F7_Commercial_Interruptible - College_Existing_Space Heating_Natural Gas_Building Shell - Air Sealing (Infiltration Control)_A_Achievable Technical Potential | F7 | Commercial | Interruptible - College | Existing | Space Heating | Natural Gas | Building Shell - Air Sealing (Infiltration Control) | A | Cumulative Energy Savings (MWh or mTherms) | Achievable Technical Potential | 0 | 0 | 0.0045843 | 0.006991 | 0.015106 | 0.028105 | 0.047505 | 0.074777 | 0.11111 | 0.1571 | 0.21247 | 0.27582 | 0.34052 | 0.40884 | 0.46971 | 0.51969 | 0.55414 | 0.57066 | 0.56792 | 0.56143 | 0.556 | 0.55079 | 0.54744 | 0.54419 | 0.541 | 0.53789 | 0.53484
F8_Commercial_Interruptible - College_Existing_Space Heating_Natural Gas_Building Shell - Air Sealing (Infiltration Control)_A_Achievable Technical Potential | F8 | Commercial | Interruptible - College | Existing | Space Heating | Natural Gas | Building Shell - Air Sealing (Infiltration Control) | A | Cumulative Summer Peak Savings (MW) | Achievable Technical Potential | 0 | 0 | 0 | 0 | 0 | 0 | 0 | 0 | 0 | 0 | 0 | 0 | 0 | 0 | 0 | 0 | 0 | 0 | 0 | 0 | 0 | 0 | 0 | 0 | 0 | 0 | 0
F9_Commercial_Interruptible - College_Existing_Space Heating_Natural Gas_Building Shell - Air Sealing (Infiltration Control)_A_Achievable Technical Potential | F9 | Commercial | Interruptible - College | Existing | Space Heating | Natural Gas | Building Shell - Air Sealing (Infiltration Control) | A | Cumulative Winter Peak Savings (MW) | Achievable Technical Potential | 0 | 0 | 0 | 0 | 0 | 0 | 0 | 0 | 0 | 0 | 0 | 0 | 0 | 0 | 0 | 0 | 0 | 0 | 0 | 0 | 0 | 0 | 0 | 0 | 0 | 0 | 0
F10_Commercial_Interruptible - College_Existing_Space Heating_Natural Gas_Building Shell - Air Sealing (Infiltration Control)_A_Achievable Technical Potential | F10 | Commercial | Interruptible - College | Existing | Space Heating | Natural Gas | Building Shell - Air Sealing (Infiltration Control) | A | Purchases (Incremental) | Achievable Technical Potential | 0 | 0 | 0.14648 | 0.07882 | 0.26664 | 0.43373 | 0.65834 | 0.94288 | 1.2826 | 1.6627 | 2.0565 | 2.4251 | 2.5743 | 2.8155 | 2.6398 | 2.3061 | 1.7506 | 1.018 | 0.1831 | 0 | 0 | 0 | 0 | 0 | 0 | 0 | 0
F11_Commercial_Interruptible - College_Existing_Space Heating_Natural Gas_Building Shell - Air Sealing (Infiltration Control)_A_Achievable Technical Potential | F11 | Commercial | Interruptible - College | Existing | Space Heating | Natural Gas | Building Shell - Air Sealing (Infiltration Control) | A | Purchases (Cumulative) | Achievable Technical Potential | 0 | 0 | 0.14648 | 0.2253 | 0.49194 | 0.92567 | 1.584 | 2.5269 | 3.8095 | 5.4722 | 7.5286 | 9.9537 | 12.528 | 15.3435 | 17.9833 | 20.2894 | 22.04 | 23.058 | 23.2411 | 23.2411 | 23.2411 | 23.2411 | 23.2411 | 23.2411 | 23.2411 | 23.2411 | 23.2411
F1_Commercial_Interruptible - College_Existing_Space Heating_Natural Gas_Ventilation - Demand Controlled_A_Achievable Technical Potential | F1 | Commercial | Interruptible - College | Existing | Space Heating | Natural Gas | Ventilation - Demand Controlled | A | Integrated Unit Energy Savings (kWh or therms) | Achievable Technical Potential | 0 | 0 | 0.14264 | 0.14143 | 0.13996 | 0.13838 | 0.13669 | 0.13487 | 0.13292 | 0.13083 | 0.12861 | 0.12627 | 0.12385 | 0.1214 | 0.11899 | 0.11668 | 0.11453 | 0.11273 | 0.11131 | 0.11004 | 0.10897 | 0.10795 | 0.1073 | 0.10666 | 0.10603 | 0.10542 | 0.10482
F2_Commercial_Interruptible - College_Existing_Space Heating_Natural Gas_Ventilation - Demand Controlled_A_Achievable Technical Potential | F2 | Commercial | Interruptible - College | Existing | Space Heating | Natural Gas | Ventilation - Demand Controlled | A | Integrated Unit Summer Peak Savings (kW) | Achievable Technical Potential | 0 | 0 | 0 | 0 | 0 | 0 | 0 | 0 | 0 | 0 | 0 | 0 | 0 | 0 | 0 | 0 | 0 | 0 | 0 | 0 | 0 | 0 | 0 | 0 | 0 | 0 | 0
F3_Commercial_Interruptible - College_Existing_Space Heating_Natural Gas_Ventilation - Demand Controlled_A_Achievable Technical Potential | F3 | Commercial | Interruptible - College | Existing | Space Heating | Natural Gas | Ventilation - Demand Controlled | A | Integrated Unit Winter Peak Savings (kW) | Achievable Technical Potential | 0 | 0 | 0 | 0 | 0 | 0 | 0 | 0 | 0 | 0 | 0 | 0 | 0 | 0 | 0 | 0 | 0 | 0 | 0 | 0 | 0 | 0 | 0 | 0 | 0 | 0 | 0
F4_Commercial_Interruptible - College_Existing_Space Heating_Natural Gas_Ventilation - Demand Controlled_A_Achievable Technical Potential | F4 | Commercial | Interruptible - College | Existing | Space Heating | Natural Gas | Ventilation - Demand Controlled | A | Incremental Energy Savings (MWh or mTherms) | Achievable Technical Potential | 0 | 0 | 0.64453 | 0.78463 | 0.95021 | 1.0906 | 1.2287 | 1.4174 | 1.5325 | 1.5409 | 1.4274 | 1.2047 | 0.35477 | 0 | 0 | 0 | 0 | 0 | 0 | 0 | 0 | 0 | 0 | 0 | 0 | 0 | 0
F5_Commercial_Interruptible - College_Existing_Space Heating_Natural Gas_Ventilation - Demand Controlled_A_Achievable Technical Potential | F5 | Commercial | Interruptible - College | Existing | Space Heating | Natural Gas | Ventilation - Demand Controlled | A | Incremental Summer Peak Savings (MW) | Achievable Technical Potential | 0 | 0 | 0 | 0 | 0 | 0 | 0 | 0 | 0 | 0 | 0 | 0 | 0 | 0 | 0 | 0 | 0 | 0 | 0 | 0 | 0 | 0 | 0 | 0 | 0 | 0 | 0
F6_Commercial_Interruptible - College_Existing_Space Heating_Natural Gas_Ventilation - Demand Controlled_A_Achievable Technical Potential | F6 | Commercial | Interruptible - College | Existing | Space Heating | Natural Gas | Ventilation - Demand Controlled | A | Incremental Winter Peak Savings (MW) | Achievable Technical Potential | 0 | 0 | 0 | 0 | 0 | 0 | 0 | 0 | 0 | 0 | 0 | 0 | 0 | 0 | 0 | 0 | 0 | 0 | 0 | 0 | 0 | 0 | 0 | 0 | 0 | 0 | 0
F7_Commercial_Interruptible - College_Existing_Space Heating_Natural Gas_Ventilation - Demand Controlled_A_Achievable Technical Potential | F7 | Commercial | Interruptible - College | Existing | Space Heating | Natural Gas | Ventilation - Demand Controlled | A | Cumulative Energy Savings (MWh or mTherms) | Achievable Technical Potential | 0 | 0 | 0.64453 | 1.4237 | 2.3591 | 3.423 | 4.6099 | 5.9661 | 7.4123 | 8.8367 | 10.1139 | 11.1345 | 11.276 | 11.0532 | 10.8338 | 10.6236 | 10.4276 | 10.2642 | 10.1343 | 10.0185 | 9.9215 | 9.8286 | 9.769 | 9.7108 | 9.654 | 9.5985 | 9.544
F8_Commercial_Interruptible - College_Existing_Space Heating_Natural Gas_Ventilation - Demand Controlled_A_Achievable Technical Potential | F8 | Commercial | Interruptible - College | Existing | Space Heating | Natural Gas | Ventilation - Demand Controlled | A | Cumulative Summer Peak Savings (MW) | Achievable Technical Potential | 0 | 0 | 0 | 0 | 0 | 0 | 0 | 0 | 0 | 0 | 0 | 0 | 0 | 0 | 0 | 0 | 0 | 0 | 0 | 0 | 0 | 0 | 0 | 0 | 0 | 0 | 0
F9_Commercial_Interruptible - College_Existing_Space Heating_Natural Gas_Ventilation - Demand Controlled_A_Achievable Technical Potential | F9 | Commercial | Interruptible - College | Existing | Space Heating | Natural Gas | Ventilation - Demand Controlled | A | Cumulative Winter Peak Savings (MW) | Achievable Technical Potential | 0 | 0 | 0 | 0 | 0 | 0 | 0 | 0 | 0 | 0 | 0 | 0 | 0 | 0 | 0 | 0 | 0 | 0 | 0 | 0 | 0 | 0 | 0 | 0 | 0 | 0 | 0
F10_Commercial_Interruptible - College_Existing_Space Heating_Natural Gas_Ventilation - Demand Controlled_A_Achievable Technical Potential | F10 | Commercial | Interruptible - College | Existing | Space Heating | Natural Gas | Ventilation - Demand Controlled | A | Purchases (Incremental) | Achievable Technical Potential | 0 | 0 | 4518.4524 | 5547.939 | 6789.0538 | 7881.0217 | 8989.3032 | 10509.576 | 11529.1681 | 11777.8596 | 11099.2192 | 9540.7191 | 2864.5588 | 0 | 0 | 0 | 0 | 0 | 0 | 0 | 0 | 0 | 0 | 0 | 0 | 0 | 0
F11_Commercial_Interruptible - College_Existing_Space Heating_Natural Gas_Ventilation - Demand Controlled_A_Achievable Technical Potential | F11 | Commercial | Interruptible - College | Existing | Space Heating | Natural Gas | Ventilation - Demand Controlled | A | Purchases (Cumulative) | Achievable Technical Potential | 0 | 0 | 4518.4524 | 10066.3914 | 16855.4452 | 24736.4669 | 33725.7701 | 44235.3462 | 55764.5143 | 67542.3739 | 78641.5931 | 88182.3122 | 91046.871 | 91046.871 | 91046.871 | 91046.871 | 91046.871 | 91046.871 | 91046.871 | 91046.871 | 91046.871 | 91046.871 | 91046.871 | 91046.871 | 91046.871 | 91046.871 | 91046.871
F1_Commercial_Interruptible - College_Existing_Space Heating_Natural Gas_HVAC - Dedicated Outdoor Air System (DOAS)_A_Achievable Technical Potential | F1 | Commercial | Interruptible - College | Existing | Space Heating | Natural Gas | HVAC - Dedicated Outdoor Air System (DOAS) | A | Integrated Unit Energy Savings (kWh or therms) | Achievable Technical Potential | 0 | 0 | -0.1238 | -0.12337 | -0.12278 | -0.12214 | -0.12146 | -0.12077 | -0.12005 | -0.11931 | -0.11856 | -0.11781 | -0.11704 | -0.11628 | -0.11552 | -0.11477 | -0.11402 | -0.11328 | -0.11255 | -0.11184 | -0.11114 | -0.11045 | -0.10978 | -0.10913 | -0.10849 | -0.10787 | -0.10725
F2_Commercial_Interruptible - College_Existing_Space Heating_Natural Gas_HVAC - Dedicated Outdoor Air System (DOAS)_A_Achievable Technical Potential | F2 | Commercial | Interruptible - College | Existing | Space Heating | Natural Gas | HVAC - Dedicated Outdoor Air System (DOAS) | A | Integrated Unit Summer Peak Savings (kW) | Achievable Technical Potential | 0 | 0 | 0 | 0 | 0 | 0 | 0 | 0 | 0 | 0 | 0 | 0 | 0 | 0 | 0 | 0 | 0 | 0 | 0 | 0 | 0 | 0 | 0 | 0 | 0 | 0 | 0
F3_Commercial_Interruptible - College_Existing_Space Heating_Natural Gas_HVAC - Dedicated Outdoor Air System (DOAS)_A_Achievable Technical Potential | F3 | Commercial | Interruptible - College | Existing | Space Heating | Natural Gas | HVAC - Dedicated Outdoor Air System (DOAS) | A | Integrated Unit Winter Peak Savings (kW) | Achievable Technical Potential | 0 | 0 | 0 | 0 | 0 | 0 | 0 | 0 | 0 | 0 | 0 | 0 | 0 | 0 | 0 | 0 | 0 | 0 | 0 | 0 | 0 | 0 | 0 | 0 | 0 | 0 | 0
F4_Commercial_Interruptible - College_Existing_Space Heating_Natural Gas_HVAC - Dedicated Outdoor Air System (DOAS)_A_Achievable Technical Potential | F4 | Commercial | Interruptible - College | Existing | Space Heating | Natural Gas | HVAC - Dedicated Outdoor Air System (DOAS) | A | Incremental Energy Savings (MWh or mTherms) | Achievable Technical Potential | 0 | 0 | -0.087102 | -0.17817 | -0.17731 | -0.17638 | -0.17541 | -0.1744 | -0.17336 | -0.1723 | -0.17122 | -0.17013 | -0.16903 | -0.16793 | -0.16683 | -0.16574 | -0.16466 | -0.1636 | -0.16254 | -0.16151 | -0.1605 | -0.1595 | 0 | 0 | 0 | 0 | 0
F5_Commercial_Interruptible - College_Existing_Space Heating_Natural Gas_HVAC - Dedicated Outdoor Air System (DOAS)_A_Achievable Technical Potential | F5 | Commercial | Interruptible - College | Existing | Space Heating | Natural Gas | HVAC - Dedicated Outdoor Air System (DOAS) | A | Incremental Summer Peak Savings (MW) | Achievable Technical Potential | 0 | 0 | 0 | 0 | 0 | 0 | 0 | 0 | 0 | 0 | 0 | 0 | 0 | 0 | 0 | 0 | 0 | 0 | 0 | 0 | 0 | 0 | 0 | 0 | 0 | 0 | 0
F6_Commercial_Interruptible - College_Existing_Space Heating_Natural Gas_HVAC - Dedicated Outdoor Air System (DOAS)_A_Achievable Technical Potential | F6 | Commercial | Interruptible - College | Existing | Space Heating | Natural Gas | HVAC - Dedicated Outdoor Air System (DOAS) | A | Incremental Winter Peak Savings (MW) | Achievable Technical Potential | 0 | 0 | 0 | 0 | 0 | 0 | 0 | 0 | 0 | 0 | 0 | 0 | 0 | 0 | 0 | 0 | 0 | 0 | 0 | 0 | 0 | 0 | 0 | 0 | 0 | 0 | 0
F7_Commercial_Interruptible - College_Existing_Space Heating_Natural Gas_HVAC - Dedicated Outdoor Air System (DOAS)_A_Achievable Technical Potential | F7 | Commercial | Interruptible - College | Existing | Space Heating | Natural Gas | HVAC - Dedicated Outdoor Air System (DOAS) | A | Cumulative Energy Savings (MWh or mTherms) | Achievable Technical Potential | 0 | 0 | -0.087102 | -0.26496 | -0.44101 | -0.61508 | -0.7871 | -0.95697 | -1.1246 | -1.29 | -1.4532 | -1.614 | -1.7726 | -1.929 | -2.0833 | -2.2354 | -2.3855 | -2.5336 | -2.6799 | -2.8244 | -2.9671 | -3.1082 | -3.0894 | -3.071 | -3.0531 | -3.0355 | -3.0183
F8_Commercial_Interruptible - College_Existing_Space Heating_Natural Gas_HVAC - Dedicated Outdoor Air System (DOAS)_A_Achievable Technical Potential | F8 | Commercial | Interruptible - College | Existing | Space Heating | Natural Gas | HVAC - Dedicated Outdoor Air System (DOAS) | A | Cumulative Summer Peak Savings (MW) | Achievable Technical Potential | 0 | 0 | 0 | 0 | 0 | 0 | 0 | 0 | 0 | 0 | 0 | 0 | 0 | 0 | 0 | 0 | 0 | 0 | 0 | 0 | 0 | 0 | 0 | 0 | 0 | 0 | 0
F9_Commercial_Interruptible - College_Existing_Space Heating_Natural Gas_HVAC - Dedicated Outdoor Air System (DOAS)_A_Achievable Technical Potential | F9 | Commercial | Interruptible - College | Existing | Space Heating | Natural Gas | HVAC - Dedicated Outdoor Air System (DOAS) | A | Cumulative Winter Peak Savings (MW) | Achievable Technical Potential | 0 | 0 | 0 | 0 | 0 | 0 | 0 | 0 | 0 | 0 | 0 | 0 | 0 | 0 | 0 | 0 | 0 | 0 | 0 | 0 | 0 | 0 | 0 | 0 | 0 | 0 | 0
F10_Commercial_Interruptible - College_Existing_Space Heating_Natural Gas_HVAC - Dedicated Outdoor Air System (DOAS)_A_Achievable Technical Potential | F10 | Commercial | Interruptible - College | Existing | Space Heating | Natural Gas | HVAC - Dedicated Outdoor Air System (DOAS) | A | Purchases (Incremental) | Achievable Technical Potential | 0 | 0 | 703.5506 | 1444.1302 | 1444.1302 | 1444.1302 | 1444.1302 | 1444.1302 | 1444.1302 | 1444.1302 | 1444.1302 | 1444.1302 | 1444.1302 | 1444.1302 | 1444.1302 | 1444.1302 | 1444.1302 | 1444.1302 | 1444.1302 | 1444.1302 | 1444.1302 | 1444.1302 | 0 | 0 | 0 | 0 | 0
F11_Commercial_Interruptible - College_Existing_Space Heating_Natural Gas_HVAC - Dedicated Outdoor Air System (DOAS)_A_Achievable Technical Potential | F11 | Commercial | Interruptible - College | Existing | Space Heating | Natural Gas | HVAC - Dedicated Outdoor Air System (DOAS) | A | Purchases (Cumulative) | Achievable Technical Potential | 0 | 0 | 703.5506 | 2147.6808 | 3591.811 | 5035.9411 | 6480.0713 | 7924.2015 | 9368.3317 | 10812.4619 | 12256.592 | 13700.7222 | 15144.8524 | 16588.9826 | 18033.1128 | 19477.2429 | 20921.3731 | 22365.5033 | 23809.6335 | 25253.7637 | 26697.8938 | 28142.024 | 28142.024 | 28142.024 | 28142.024 | 28142.024 | 28142.024
F1_Commercial_Interruptible - College_Existing_Space Heating_Natural Gas_Destratification Fans (HVLS)_A_Achievable Technical Potential | F1 | Commercial | Interruptible - College | Existing | Space Heating | Natural Gas | Destratification Fans (HVLS) | A | Integrated Unit Energy Savings (kWh or therms) | Achievable Technical Potential | 0 | 0 | 2888.254 | 2858.6159 | 2822.6636 | 2783.3834 | 2740.6885 | 2693.9646 | 2643.1972 | 2588.6336 | 2530.8335 | 2470.7692 | 2411.0461 | 2352.6602 | 2296.4481 | 2243.3026 | 2194.682 | 2154.4807 | 2122.9514 | 2095.5934 | 2073.6933 | 2052.9757 | 2040.5044 | 2028.3539 | 2016.4883 | 2004.8757 | 1993.4872
F2_Commercial_Interruptible - College_Existing_Space Heating_Natural Gas_Destratification Fans (HVLS)_A_Achievable Technical Potential | F2 | Commercial | Interruptible - College | Existing | Space Heating | Natural Gas | Destratification Fans (HVLS) | A | Integrated Unit Summer Peak Savings (kW) | Achievable Technical Potential | 0 | 0 | 0 | 0 | 0 | 0 | 0 | 0 | 0 | 0 | 0 | 0 | 0 | 0 | 0 | 0 | 0 | 0 | 0 | 0 | 0 | 0 | 0 | 0 | 0 | 0 | 0
F3_Commercial_Interruptible - College_Existing_Space Heating_Natural Gas_Destratification Fans (HVLS)_A_Achievable Technical Potential | F3 | Commercial | Interruptible - College | Existing | Space Heating | Natural Gas | Destratification Fans (HVLS) | A | Integrated Unit Winter Peak Savings (kW) | Achievable Technical Potential | 0 | 0 | 0 | 0 | 0 | 0 | 0 | 0 | 0 | 0 | 0 | 0 | 0 | 0 | 0 | 0 | 0 | 0 | 0 | 0 | 0 | 0 | 0 | 0 | 0 | 0 | 0
F4_Commercial_Interruptible - College_Existing_Space Heating_Natural Gas_Destratification Fans (HVLS)_A_Achievable Technical Potential | F4 | Commercial | Interruptible - College | Existing | Space Heating | Natural Gas | Destratification Fans (HVLS) | A | Incremental Energy Savings (MWh or mTherms) | Achievable Technical Potential | 0 | 0 | 0.16352 | 0.33221 | 0.32803 | 0.32347 | 0.3185 | 0.31307 | 0.30717 | 0.30083 | 0.29412 | 0.28714 | 0.28019 | 0.27341 | 0.26688 | 0.2607 | 0.25505 | 0.1284 | 0 | 4.6532e-16 | 2.8778e-17 | 0 | 0 | 0 | 0 | 0 | 0
F5_Commercial_Interruptible - College_Existing_Space Heating_Natural Gas_Destratification Fans (HVLS)_A_Achievable Technical Potential | F5 | Commercial | Interruptible - College | Existing | Space Heating | Natural Gas | Destratification Fans (HVLS) | A | Incremental Summer Peak Savings (MW) | Achievable Technical Potential | 0 | 0 | 0 | 0 | 0 | 0 | 0 | 0 | 0 | 0 | 0 | 0 | 0 | 0 | 0 | 0 | 0 | 0 | 0 | 0 | 0 | 0 | 0 | 0 | 0 | 0 | 0
F6_Commercial_Interruptible - College_Existing_Space Heating_Natural Gas_Destratification Fans (HVLS)_A_Achievable Technical Potential | F6 | Commercial | Interruptible - College | Existing | Space Heating | Natural Gas | Destratification Fans (HVLS) | A | Incremental Winter Peak Savings (MW) | Achievable Technical Potential | 0 | 0 | 0 | 0 | 0 | 0 | 0 | 0 | 0 | 0 | 0 | 0 | 0 | 0 | 0 | 0 | 0 | 0 | 0 | 0 | 0 | 0 | 0 | 0 | 0 | 0 | 0
F7_Commercial_Interruptible - College_Existing_Space Heating_Natural Gas_Destratification Fans (HVLS)_A_Achievable Technical Potential | F7 | Commercial | Interruptible - College | Existing | Space Heating | Natural Gas | Destratification Fans (HVLS) | A | Cumulative Energy Savings (MWh or mTherms) | Achievable Technical Potential | 0 | 0 | 0.16352 | 0.49405 | 0.81587 | 1.128 | 1.4292 | 1.7179 | 1.9927 | 2.2524 | 2.4962 | 2.7241 | 2.9385 | 3.1407 | 3.3325 | 3.5161 | 3.695 | 3.7557 | 3.7007 | 3.653 | 3.6148 | 3.5787 | 3.557 | 3.5358 | 3.5151 | 3.4949 | 3.475
F8_Commercial_Interruptible - College_Existing_Space Heating_Natural Gas_Destratification Fans (HVLS)_A_Achievable Technical Potential | F8 | Commercial | Interruptible - College | Existing | Space Heating | Natural Gas | Destratification Fans (HVLS) | A | Cumulative Summer Peak Savings (MW) | Achievable Technical Potential | 0 | 0 | 0 | 0 | 0 | 0 | 0 | 0 | 0 | 0 | 0 | 0 | 0 | 0 | 0 | 0 | 0 | 0 | 0 | 0 | 0 | 0 | 0 | 0 | 0 | 0 | 0
F9_Commercial_Interruptible - College_Existing_Space Heating_Natural Gas_Destratification Fans (HVLS)_A_Achievable Technical Potential | F9 | Commercial | Interruptible - College | Existing | Space Heating | Natural Gas | Destratification Fans (HVLS) | A | Cumulative Winter Peak Savings (MW) | Achievable Technical Potential | 0 | 0 | 0 | 0 | 0 | 0 | 0 | 0 | 0 | 0 | 0 | 0 | 0 | 0 | 0 | 0 | 0 | 0 | 0 | 0 | 0 | 0 | 0 | 0 | 0 | 0 | 0
F10_Commercial_Interruptible - College_Existing_Space Heating_Natural Gas_Destratification Fans (HVLS)_A_Achievable Technical Potential | F10 | Commercial | Interruptible - College | Existing | Space Heating | Natural Gas | Destratification Fans (HVLS) | A | Purchases (Incremental) | Achievable Technical Potential | 0 | 0 | 0.056617 | 0.11621 | 0.11621 | 0.11621 | 0.11621 | 0.11621 | 0.11621 | 0.11621 | 0.11621 | 0.11621 | 0.11621 | 0.11621 | 0.11621 | 0.11621 | 0.11621 | 0.059596 | 0 | 2.2204e-16 | 1.3878e-17 | 0 | 0 | 0 | 0 | 0 | 0
F11_Commercial_Interruptible - College_Existing_Space Heating_Natural Gas_Destratification Fans (HVLS)_A_Achievable Technical Potential | F11 | Commercial | Interruptible - College | Existing | Space Heating | Natural Gas | Destratification Fans (HVLS) | A | Purchases (Cumulative) | Achievable Technical Potential | 0 | 0 | 0.056617 | 0.17283 | 0.28904 | 0.40526 | 0.52147 | 0.63768 | 0.75389 | 0.87011 | 0.98632 | 1.1025 | 1.2187 | 1.335 | 1.4512 | 1.5674 | 1.6836 | 1.7432 | 1.7432 | 1.7432 | 1.7432 | 1.7432 | 1.7432 | 1.7432 | 1.7432 | 1.7432 | 1.7432
F1_Commercial_Interruptible - College_Existing_Space Heating_Natural Gas_Gas Boiler - Maintenance_A_Achievable Technical Potential | F1 | Commercial | Interruptible - College | Existing | Space Heating | Natural Gas | Gas Boiler - Maintenance | A | Integrated Unit Energy Savings (kWh or therms) | Achievable Technical Potential | 0 | 0 | 0.64705 | 0.63873 | 0.62865 | 0.61754 | 0.60533 | 0.59213 | 0.57766 | 0.56202 | 0.54544 | 0.52825 | 0.511 | 0.49406 | 0.47781 | 0.46265 | 0.44902 | 0.43788 | 0.42924 | 0.42195 | 0.41636 | 0.41115 | 0.40871 | 0.40634 | 0.40401 | 0.40173 | 0.3995
F2_Commercial_Interruptible - College_Existing_Space Heating_Natural Gas_Gas Boiler - Maintenance_A_Achievable Technical Potential | F2 | Commercial | Interruptible - College | Existing | Space Heating | Natural Gas | Gas Boiler - Maintenance | A | Integrated Unit Summer Peak Savings (kW) | Achievable Technical Potential | 0 | 0 | 0 | 0 | 0 | 0 | 0 | 0 | 0 | 0 | 0 | 0 | 0 | 0 | 0 | 0 | 0 | 0 | 0 | 0 | 0 | 0 | 0 | 0 | 0 | 0 | 0
F3_Commercial_Interruptible - College_Existing_Space Heating_Natural Gas_Gas Boiler - Maintenance_A_Achievable Technical Potential | F3 | Commercial | Interruptible - College | Existing | Space Heating | Natural Gas | Gas Boiler - Maintenance | A | Integrated Unit Winter Peak Savings (kW) | Achievable Technical Potential | 0 | 0 | 0 | 0 | 0 | 0 | 0 | 0 | 0 | 0 | 0 | 0 | 0 | 0 | 0 | 0 | 0 | 0 | 0 | 0 | 0 | 0 | 0 | 0 | 0 | 0 | 0
F4_Commercial_Interruptible - College_Existing_Space Heating_Natural Gas_Gas Boiler - Maintenance_A_Achievable Technical Potential | F4 | Commercial | Interruptible - College | Existing | Space Heating | Natural Gas | Gas Boiler - Maintenance | A | Incremental Energy Savings (MWh or mTherms) | Achievable Technical Potential | 0 | 0 | 0.19606 | 0.19354 | 0.19048 | 0 | 3.4409e-17 | 0 | 0 | 0 | 0 | 0 | 0 | 0 | 0 | 0 | 0 | 0 | 0 | 0 | 0 | 0 | 0 | 0 | 0 | 0 | 0
F5_Commercial_Interruptible - College_Existing_Space Heating_Natural Gas_Gas Boiler - Maintenance_A_Achievable Technical Potential | F5 | Commercial | Interruptible - College | Existing | Space Heating | Natural Gas | Gas Boiler - Maintenance | A | Incremental Summer Peak Savings (MW) | Achievable Technical Potential | 0 | 0 | 0 | 0 | 0 | 0 | 0 | 0 | 0 | 0 | 0 | 0 | 0 | 0 | 0 | 0 | 0 | 0 | 0 | 0 | 0 | 0 | 0 | 0 | 0 | 0 | 0
F6_Commercial_Interruptible - College_Existing_Space Heating_Natural Gas_Gas Boiler - Maintenance_A_Achievable Technical Potential | F6 | Commercial | Interruptible - College | Existing | Space Heating | Natural Gas | Gas Boiler - Maintenance | A | Incremental Winter Peak Savings (MW) | Achievable Technical Potential | 0 | 0 | 0 | 0 | 0 | 0 | 0 | 0 | 0 | 0 | 0 | 0 | 0 | 0 | 0 | 0 | 0 | 0 | 0 | 0 | 0 | 0 | 0 | 0 | 0 | 0 | 0
F7_Commercial_Interruptible - College_Existing_Space Heating_Natural Gas_Gas Boiler - Maintenance_A_Achievable Technical Potential | F7 | Commercial | Interruptible - College | Existing | Space Heating | Natural Gas | Gas Boiler - Maintenance | A | Cumulative Energy Savings (MWh or mTherms) | Achievable Technical Potential | 0 | 0 | 0.19606 | 0.38707 | 0.57144 | 0.56135 | 0.55025 | 0.53825 | 0.52509 | 0.51088 | 0.4958 | 0.48018 | 0.4645 | 0.4491 | 0.43433 | 0.42055 | 0.40816 | 0.39803 | 0.39018 | 0.38355 | 0.37847 | 0.37373 | 0.37152 | 0.36936 | 0.36725 | 0.36518 | 0.36314
F8_Commercial_Interruptible - College_Existing_Space Heating_Natural Gas_Gas Boiler - Maintenance_A_Achievable Technical Potential | F8 | Commercial | Interruptible - College | Existing | Space Heating | Natural Gas | Gas Boiler - Maintenance | A | Cumulative Summer Peak Savings (MW) | Achievable Technical Potential | 0 | 0 | 0 | 0 | 0 | 0 | 0 | 0 | 0 | 0 | 0 | 0 | 0 | 0 | 0 | 0 | 0 | 0 | 0 | 0 | 0 | 0 | 0 | 0 | 0 | 0 | 0
F9_Commercial_Interruptible - College_Existing_Space Heating_Natural Gas_Gas Boiler - Maintenance_A_Achievable Technical Potential | F9 | Commercial | Interruptible - College | Existing | Space Heating | Natural Gas | Gas Boiler - Maintenance | A | Cumulative Winter Peak Savings (MW) | Achievable Technical Potential | 0 | 0 | 0 | 0 | 0 | 0 | 0 | 0 | 0 | 0 | 0 | 0 | 0 | 0 | 0 | 0 | 0 | 0 | 0 | 0 | 0 | 0 | 0 | 0 | 0 | 0 | 0
F10_Commercial_Interruptible - College_Existing_Space Heating_Natural Gas_Gas Boiler - Maintenance_A_Achievable Technical Potential | F10 | Commercial | Interruptible - College | Existing | Space Heating | Natural Gas | Gas Boiler - Maintenance | A | Purchases (Incremental) | Achievable Technical Potential | 0 | 0 | 303.0003 | 303.0003 | 303.0003 | 0 | 5.6843e-14 | 0 | 0 | 0 | 0 | 0 | 0 | 0 | 0 | 0 | 0 | 0 | 0 | 0 | 0 | 0 | 0 | 0 | 0 | 0 | 0
F11_Commercial_Interruptible - College_Existing_Space Heating_Natural Gas_Gas Boiler - Maintenance_A_Achievable Technical Potential | F11 | Commercial | Interruptible - College | Existing | Space Heating | Natural Gas | Gas Boiler - Maintenance | A | Purchases (Cumulative) | Achievable Technical Potential | 0 | 0 | 303.0003 | 606.0005 | 909.0008 | 909.0008 | 909.0008 | 909.0008 | 909.0008 | 909.0008 | 909.0008 | 909.0008 | 909.0008 | 909.0008 | 909.0008 | 909.0008 | 909.0008 | 909.0008 | 909.0008 | 909.0008 | 909.0008 | 909.0008 | 909.0008 | 909.0008 | 909.0008 | 909.0008 | 909.0008
F1_Commercial_Interruptible - College_Existing_Space Heating_Natural Gas_Gas Furnace - Maintenance_A_Achievable Technical Potential | F1 | Commercial | Interruptible - College | Existing | Space Heating | Natural Gas | Gas Furnace - Maintenance | A | Integrated Unit Energy Savings (kWh or therms) | Achievable Technical Potential | 0 | 0 | 0.25894 | 0.25552 | 0.25127 | 0.24653 | 0.24124 | 0.23542 | 0.229 | 0.22207 | 0.21475 | 0.20722 | 0.19972 | 0.19241 | 0.18543 | 0.17891 | 0.17302 | 0.16809 | 0.16411 | 0.16072 | 0.15801 | 0.1555 | 0.15408 | 0.15273 | 0.15144 | 0.15019 | 0.149
F2_Commercial_Interruptible - College_Existing_Space Heating_Natural Gas_Gas Furnace - Maintenance_A_Achievable Technical Potential | F2 | Commercial | Interruptible - College | Existing | Space Heating | Natural Gas | Gas Furnace - Maintenance | A | Integrated Unit Summer Peak Savings (kW) | Achievable Technical Potential | 0 | 0 | 0 | 0 | 0 | 0 | 0 | 0 | 0 | 0 | 0 | 0 | 0 | 0 | 0 | 0 | 0 | 0 | 0 | 0 | 0 | 0 | 0 | 0 | 0 | 0 | 0
F3_Commercial_Interruptible - College_Existing_Space Heating_Natural Gas_Gas Furnace - Maintenance_A_Achievable Technical Potential | F3 | Commercial | Interruptible - College | Existing | Space Heating | Natural Gas | Gas Furnace - Maintenance | A | Integrated Unit Winter Peak Savings (kW) | Achievable Technical Potential | 0 | 0 | 0 | 0 | 0 | 0 | 0 | 0 | 0 | 0 | 0 | 0 | 0 | 0 | 0 | 0 | 0 | 0 | 0 | 0 | 0 | 0 | 0 | 0 | 0 | 0 | 0
F4_Commercial_Interruptible - College_Existing_Space Heating_Natural Gas_Gas Furnace - Maintenance_A_Achievable Technical Potential | F4 | Commercial | Interruptible - College | Existing | Space Heating | Natural Gas | Gas Furnace - Maintenance | A | Incremental Energy Savings (MWh or mTherms) | Achievable Technical Potential | 0 | 0 | 0.0091988 | 0.0090773 | 0.0089262 | 0 | 1.7141e-18 | 0 | 0 | 0 | 0 | 0 | 0 | 0 | 0 | 0 | 0 | 0 | 0 | 0 | 0 | 0 | 0 | 0 | 0 | 0 | 0
F5_Commercial_Interruptible - College_Existing_Space Heating_Natural Gas_Gas Furnace - Maintenance_A_Achievable Technical Potential | F5 | Commercial | Interruptible - College | Existing | Space Heating | Natural Gas | Gas Furnace - Maintenance | A | Incremental Summer Peak Savings (MW) | Achievable Technical Potential | 0 | 0 | 0 | 0 | 0 | 0 | 0 | 0 | 0 | 0 | 0 | 0 | 0 | 0 | 0 | 0 | 0 | 0 | 0 | 0 | 0 | 0 | 0 | 0 | 0 | 0 | 0
F6_Commercial_Interruptible - College_Existing_Space Heating_Natural Gas_Gas Furnace - Maintenance_A_Achievable Technical Potential | F6 | Commercial | Interruptible - College | Existing | Space Heating | Natural Gas | Gas Furnace - Maintenance | A | Incremental Winter Peak Savings (MW) | Achievable Technical Potential | 0 | 0 | 0 | 0 | 0 | 0 | 0 | 0 | 0 | 0 | 0 | 0 | 0 | 0 | 0 | 0 | 0 | 0 | 0 | 0 | 0 | 0 | 0 | 0 | 0 | 0 | 0
F7_Commercial_Interruptible - College_Existing_Space Heating_Natural Gas_Gas Furnace - Maintenance_A_Achievable Technical Potential | F7 | Commercial | Interruptible - College | Existing | Space Heating | Natural Gas | Gas Furnace - Maintenance | A | Cumulative Energy Savings (MWh or mTherms) | Achievable Technical Potential | 0 | 0 | 0.0091988 | 0.018155 | 0.026779 | 0.026274 | 0.025709 | 0.025089 | 0.024406 | 0.023667 | 0.022886 | 0.022084 | 0.021285 | 0.020506 | 0.019761 | 0.019066 | 0.018439 | 0.017913 | 0.01749 | 0.017128 | 0.016839 | 0.016572 | 0.016421 | 0.016277 | 0.016139 | 0.016006 | 0.015879
F8_Commercial_Interruptible - College_Existing_Space Heating_Natural Gas_Gas Furnace - Maintenance_A_Achievable Technical Potential | F8 | Commercial | Interruptible - College | Existing | Space Heating | Natural Gas | Gas Furnace - Maintenance | A | Cumulative Summer Peak Savings (MW) | Achievable Technical Potential | 0 | 0 | 0 | 0 | 0 | 0 | 0 | 0 | 0 | 0 | 0 | 0 | 0 | 0 | 0 | 0 | 0 | 0 | 0 | 0 | 0 | 0 | 0 | 0 | 0 | 0 | 0
F9_Commercial_Interruptible - College_Existing_Space Heating_Natural Gas_Gas Furnace - Maintenance_A_Achievable Technical Potential | F9 | Commercial | Interruptible - College | Existing | Space Heating | Natural Gas | Gas Furnace - Maintenance | A | Cumulative Winter Peak Savings (MW) | Achievable Technical Potential | 0 | 0 | 0 | 0 | 0 | 0 | 0 | 0 | 0 | 0 | 0 | 0 | 0 | 0 | 0 | 0 | 0 | 0 | 0 | 0 | 0 | 0 | 0 | 0 | 0 | 0 | 0
F10_Commercial_Interruptible - College_Existing_Space Heating_Natural Gas_Gas Furnace - Maintenance_A_Achievable Technical Potential | F10 | Commercial | Interruptible - College | Existing | Space Heating | Natural Gas | Gas Furnace - Maintenance | A | Purchases (Incremental) | Achievable Technical Potential | 0 | 0 | 35.5242 | 35.5242 | 35.5242 | 0 | 7.1054e-15 | 0 | 0 | 0 | 0 | 0 | 0 | 0 | 0 | 0 | 0 | 0 | 0 | 0 | 0 | 0 | 0 | 0 | 0 | 0 | 0
F11_Commercial_Interruptible - College_Existing_Space Heating_Natural Gas_Gas Furnace - Maintenance_A_Achievable Technical Potential | F11 | Commercial | Interruptible - College | Existing | Space Heating | Natural Gas | Gas Furnace - Maintenance | A | Purchases (Cumulative) | Achievable Technical Potential | 0 | 0 | 35.5242 | 71.0484 | 106.5726 | 106.5726 | 106.5726 | 106.5726 | 106.5726 | 106.5726 | 106.5726 | 106.5726 | 106.5726 | 106.5726 | 106.5726 | 106.5726 | 106.5726 | 106.5726 | 106.5726 | 106.5726 | 106.5726 | 106.5726 | 106.5726 | 106.5726 | 106.5726 | 106.5726 | 106.5726
F1_Commercial_Interruptible - College_Existing_Space Heating_Natural Gas_Gas Boiler - Hot Water Reset_A_Achievable Technical Potential | F1 | Commercial | Interruptible - College | Existing | Space Heating | Natural Gas | Gas Boiler - Hot Water Reset | A | Integrated Unit Energy Savings (kWh or therms) | Achievable Technical Potential | 0 | 0 | 1157.1704 | 1153.2772 | 1147.9044 | 1142.0685 | 1135.9614 | 1129.6328 | 1123.1295 | 1116.4937 | 1109.764 | 1102.9745 | 1096.1551 | 1089.3389 | 1082.5529 | 1075.8202 | 1069.1606 | 1062.5912 | 1056.127 | 1049.7666 | 1043.5213 | 1037.3794 | 1031.2486 | 1025.2661 | 1019.4148 | 1013.6794 | 1008.0464
F2_Commercial_Interruptible - College_Existing_Space Heating_Natural Gas_Gas Boiler - Hot Water Reset_A_Achievable Technical Potential | F2 | Commercial | Interruptible - College | Existing | Space Heating | Natural Gas | Gas Boiler - Hot Water Reset | A | Integrated Unit Summer Peak Savings (kW) | Achievable Technical Potential | 0 | 0 | 0 | 0 | 0 | 0 | 0 | 0 | 0 | 0 | 0 | 0 | 0 | 0 | 0 | 0 | 0 | 0 | 0 | 0 | 0 | 0 | 0 | 0 | 0 | 0 | 0
F3_Commercial_Interruptible - College_Existing_Space Heating_Natural Gas_Gas Boiler - Hot Water Reset_A_Achievable Technical Potential | F3 | Commercial | Interruptible - College | Existing | Space Heating | Natural Gas | Gas Boiler - Hot Water Reset | A | Integrated Unit Winter Peak Savings (kW) | Achievable Technical Potential | 0 | 0 | 0 | 0 | 0 | 0 | 0 | 0 | 0 | 0 | 0 | 0 | 0 | 0 | 0 | 0 | 0 | 0 | 0 | 0 | 0 | 0 | 0 | 0 | 0 | 0 | 0
F4_Commercial_Interruptible - College_Existing_Space Heating_Natural Gas_Gas Boiler - Hot Water Reset_A_Achievable Technical Potential | F4 | Commercial | Interruptible - College | Existing | Space Heating | Natural Gas | Gas Boiler - Hot Water Reset | A | Incremental Energy Savings (MWh or mTherms) | Achievable Technical Potential | 0 | 0 | 0.40071 | 0.81975 | 0.81593 | 0.81178 | 0.80744 | 0.80294 | 0.79832 | 0.7936 | 0.78882 | 0.78399 | 0.77915 | 0.7743 | 0.76948 | 0.76469 | 0.75996 | 0.75529 | 0.7507 | 0.74617 | 0.74174 | 0.73737 | 0 | 0 | 0 | 0 | 0
F5_Commercial_Interruptible - College_Existing_Space Heating_Natural Gas_Gas Boiler - Hot Water Reset_A_Achievable Technical Potential | F5 | Commercial | Interruptible - College | Existing | Space Heating | Natural Gas | Gas Boiler - Hot Water Reset | A | Incremental Summer Peak Savings (MW) | Achievable Technical Potential | 0 | 0 | 0 | 0 | 0 | 0 | 0 | 0 | 0 | 0 | 0 | 0 | 0 | 0 | 0 | 0 | 0 | 0 | 0 | 0 | 0 | 0 | 0 | 0 | 0 | 0 | 0
F6_Commercial_Interruptible - College_Existing_Space Heating_Natural Gas_Gas Boiler - Hot Water Reset_A_Achievable Technical Potential | F6 | Commercial | Interruptible - College | Existing | Space Heating | Natural Gas | Gas Boiler - Hot Water Reset | A | Incremental Winter Peak Savings (MW) | Achievable Technical Potential | 0 | 0 | 0 | 0 | 0 | 0 | 0 | 0 | 0 | 0 | 0 | 0 | 0 | 0 | 0 | 0 | 0 | 0 | 0 | 0 | 0 | 0 | 0 | 0 | 0 | 0 | 0
F7_Commercial_Interruptible - College_Existing_Space Heating_Natural Gas_Gas Boiler - Hot Water Reset_A_Achievable Technical Potential | F7 | Commercial | Interruptible - College | Existing | Space Heating | Natural Gas | Gas Boiler - Hot Water Reset | A | Cumulative Energy Savings (MWh or mTherms) | Achievable Technical Potential | 0 | 0 | 0.40071 | 1.2191 | 2.0294 | 2.8308 | 3.6231 | 4.4059 | 5.1788 | 5.9419 | 6.6949 | 7.4379 | 8.1711 | 8.8945 | 9.6086 | 10.3136 | 11.0097 | 11.6973 | 12.3768 | 13.0485 | 13.7126 | 14.3693 | 14.2843 | 14.2015 | 14.1204 | 14.041 | 13.9629
F8_Commercial_Interruptible - College_Existing_Space Heating_Natural Gas_Gas Boiler - Hot Water Reset_A_Achievable Technical Potential | F8 | Commercial | Interruptible - College | Existing | Space Heating | Natural Gas | Gas Boiler - Hot Water Reset | A | Cumulative Summer Peak Savings (MW) | Achievable Technical Potential | 0 | 0 | 0 | 0 | 0 | 0 | 0 | 0 | 0 | 0 | 0 | 0 | 0 | 0 | 0 | 0 | 0 | 0 | 0 | 0 | 0 | 0 | 0 | 0 | 0 | 0 | 0
F9_Commercial_Interruptible - College_Existing_Space Heating_Natural Gas_Gas Boiler - Hot Water Reset_A_Achievable Technical Potential | F9 | Commercial | Interruptible - College | Existing | Space Heating | Natural Gas | Gas Boiler - Hot Water Reset | A | Cumulative Winter Peak Savings (MW) | Achievable Technical Potential | 0 | 0 | 0 | 0 | 0 | 0 | 0 | 0 | 0 | 0 | 0 | 0 | 0 | 0 | 0 | 0 | 0 | 0 | 0 | 0 | 0 | 0 | 0 | 0 | 0 | 0 | 0
F10_Commercial_Interruptible - College_Existing_Space Heating_Natural Gas_Gas Boiler - Hot Water Reset_A_Achievable Technical Potential | F10 | Commercial | Interruptible - College | Existing | Space Heating | Natural Gas | Gas Boiler - Hot Water Reset | A | Purchases (Incremental) | Achievable Technical Potential | 0 | 0 | 0.34629 | 0.7108 | 0.7108 | 0.7108 | 0.7108 | 0.7108 | 0.7108 | 0.7108 | 0.7108 | 0.7108 | 0.7108 | 0.7108 | 0.7108 | 0.7108 | 0.7108 | 0.7108 | 0.7108 | 0.7108 | 0.7108 | 0.7108 | 0 | 0 | 0 | 0 | 0
F11_Commercial_Interruptible - College_Existing_Space Heating_Natural Gas_Gas Boiler - Hot Water Reset_A_Achievable Technical Potential | F11 | Commercial | Interruptible - College | Existing | Space Heating | Natural Gas | Gas Boiler - Hot Water Reset | A | Purchases (Cumulative) | Achievable Technical Potential | 0 | 0 | 0.34629 | 1.0571 | 1.7679 | 2.4787 | 3.1895 | 3.9003 | 4.6111 | 5.3219 | 6.0327 | 6.7435 | 7.4543 | 8.1651 | 8.8759 | 9.5867 | 10.2975 | 11.0083 | 11.7191 | 12.4299 | 13.1407 | 13.8515 | 13.8515 | 13.8515 | 13.8515 | 13.8515 | 13.8515
F1_Commercial_Interruptible - College_Existing_Space Heating_Natural Gas_Gas Boiler - Steam Trap Replacement_A_Achievable Technical Potential | F1 | Commercial | Interruptible - College | Existing | Space Heating | Natural Gas | Gas Boiler - Steam Trap Replacement | A | Integrated Unit Energy Savings (kWh or therms) | Achievable Technical Potential | 0 | 0 | 300.9374 | 298.769 | 296.0701 | 293.1281 | 289.9495 | 286.5043 | 282.7673 | 278.7267 | 274.3927 | 269.8056 | 265.0407 | 260.2081 | 255.441 | 250.8769 | 246.6343 | 243.1461 | 240.442 | 238.0592 | 236.1152 | 234.2589 | 232.8726 | 231.5198 | 230.1969 | 228.9002 | 227.6268
F2_Commercial_Interruptible - College_Existing_Space Heating_Natural Gas_Gas Boiler - Steam Trap Replacement_A_Achievable Technical Potential | F2 | Commercial | Interruptible - College | Existing | Space Heating | Natural Gas | Gas Boiler - Steam Trap Replacement | A | Integrated Unit Summer Peak Savings (kW) | Achievable Technical Potential | 0 | 0 | 0 | 0 | 0 | 0 | 0 | 0 | 0 | 0 | 0 | 0 | 0 | 0 | 0 | 0 | 0 | 0 | 0 | 0 | 0 | 0 | 0 | 0 | 0 | 0 | 0
F3_Commercial_Interruptible - College_Existing_Space Heating_Natural Gas_Gas Boiler - Steam Trap Replacement_A_Achievable Technical Potential | F3 | Commercial | Interruptible - College | Existing | Space Heating | Natural Gas | Gas Boiler - Steam Trap Replacement | A | Integrated Unit Winter Peak Savings (kW) | Achievable Technical Potential | 0 | 0 | 0 | 0 | 0 | 0 | 0 | 0 | 0 | 0 | 0 | 0 | 0 | 0 | 0 | 0 | 0 | 0 | 0 | 0 | 0 | 0 | 0 | 0 | 0 | 0 | 0
F4_Commercial_Interruptible - College_Existing_Space Heating_Natural Gas_Gas Boiler - Steam Trap Replacement_A_Achievable Technical Potential | F4 | Commercial | Interruptible - College | Existing | Space Heating | Natural Gas | Gas Boiler - Steam Trap Replacement | A | Incremental Energy Savings (MWh or mTherms) | Achievable Technical Potential | 0 | 0 | 0.023413 | 0.047713 | 0.047282 | 0.046812 | 0.046304 | 0.045754 | 0.023158 | 0 | 0 | 1.4977e-17 | 0 | 1.4444e-17 | 1.418e-17 | 7.6596e-17 | 0 | 6.7487e-17 | 0 | 7.929e-17 | 0 | 0 | 0 | 0 | 0 | 0 | 0
F5_Commercial_Interruptible - College_Existing_Space Heating_Natural Gas_Gas Boiler - Steam Trap Replacement_A_Achievable Technical Potential | F5 | Commercial | Interruptible - College | Existing | Space Heating | Natural Gas | Gas Boiler - Steam Trap Replacement | A | Incremental Summer Peak Savings (MW) | Achievable Technical Potential | 0 | 0 | 0 | 0 | 0 | 0 | 0 | 0 | 0 | 0 | 0 | 0 | 0 | 0 | 0 | 0 | 0 | 0 | 0 | 0 | 0 | 0 | 0 | 0 | 0 | 0 | 0
F6_Commercial_Interruptible - College_Existing_Space Heating_Natural Gas_Gas Boiler - Steam Trap Replacement_A_Achievable Technical Potential | F6 | Commercial | Interruptible - College | Existing | Space Heating | Natural Gas | Gas Boiler - Steam Trap Replacement | A | Incremental Winter Peak Savings (MW) | Achievable Technical Potential | 0 | 0 | 0 | 0 | 0 | 0 | 0 | 0 | 0 | 0 | 0 | 0 | 0 | 0 | 0 | 0 | 0 | 0 | 0 | 0 | 0 | 0 | 0 | 0 | 0 | 0 | 0
F7_Commercial_Interruptible - College_Existing_Space Heating_Natural Gas_Gas Boiler - Steam Trap Replacement_A_Achievable Technical Potential | F7 | Commercial | Interruptible - College | Existing | Space Heating | Natural Gas | Gas Boiler - Steam Trap Replacement | A | Cumulative Energy Savings (MWh or mTherms) | Achievable Technical Potential | 0 | 0 | 0.023413 | 0.070957 | 0.1176 | 0.16324 | 0.20778 | 0.25106 | 0.27094 | 0.26707 | 0.26292 | 0.25852 | 0.25396 | 0.24933 | 0.24476 | 0.24039 | 0.23632 | 0.23298 | 0.23039 | 0.22811 | 0.22624 | 0.22446 | 0.22314 | 0.22184 | 0.22057 | 0.21933 | 0.21811
F8_Commercial_Interruptible - College_Existing_Space Heating_Natural Gas_Gas Boiler - Steam Trap Replacement_A_Achievable Technical Potential | F8 | Commercial | Interruptible - College | Existing | Space Heating | Natural Gas | Gas Boiler - Steam Trap Replacement | A | Cumulative Summer Peak Savings (MW) | Achievable Technical Potential | 0 | 0 | 0 | 0 | 0 | 0 | 0 | 0 | 0 | 0 | 0 | 0 | 0 | 0 | 0 | 0 | 0 | 0 | 0 | 0 | 0 | 0 | 0 | 0 | 0 | 0 | 0
F9_Commercial_Interruptible - College_Existing_Space Heating_Natural Gas_Gas Boiler - Steam Trap Replacement_A_Achievable Technical Potential | F9 | Commercial | Interruptible - College | Existing | Space Heating | Natural Gas | Gas Boiler - Steam Trap Replacement | A | Cumulative Winter Peak Savings (MW) | Achievable Technical Potential | 0 | 0 | 0 | 0 | 0 | 0 | 0 | 0 | 0 | 0 | 0 | 0 | 0 | 0 | 0 | 0 | 0 | 0 | 0 | 0 | 0 | 0 | 0 | 0 | 0 | 0 | 0
F10_Commercial_Interruptible - College_Existing_Space Heating_Natural Gas_Gas Boiler - Steam Trap Replacement_A_Achievable Technical Potential | F10 | Commercial | Interruptible - College | Existing | Space Heating | Natural Gas | Gas Boiler - Steam Trap Replacement | A | Purchases (Incremental) | Achievable Technical Potential | 0 | 0 | 0.077801 | 0.1597 | 0.1597 | 0.1597 | 0.1597 | 0.1597 | 0.081896 | 0 | 0 | 5.5511e-17 | 0 | 5.5511e-17 | 5.5511e-17 | 3.0531e-16 | 0 | 2.7756e-16 | 0 | 3.3307e-16 | 0 | 0 | 0 | 0 | 0 | 0 | 0
F11_Commercial_Interruptible - College_Existing_Space Heating_Natural Gas_Gas Boiler - Steam Trap Replacement_A_Achievable Technical Potential | F11 | Commercial | Interruptible - College | Existing | Space Heating | Natural Gas | Gas Boiler - Steam Trap Replacement | A | Purchases (Cumulative) | Achievable Technical Potential | 0 | 0 | 0.077801 | 0.2375 | 0.3972 | 0.55689 | 0.71659 | 0.87629 | 0.95819 | 0.95819 | 0.95819 | 0.95819 | 0.95819 | 0.95819 | 0.95819 | 0.95819 | 0.95819 | 0.95819 | 0.95819 | 0.95819 | 0.95819 | 0.95819 | 0.95819 | 0.95819 | 0.95819 | 0.95819 | 0.95819
F1_Commercial_Interruptible - College_Existing_Space Heating_Natural Gas_Gas Boiler - High Turndown Burner_A_Achievable Technical Potential | F1 | Commercial | Interruptible - College | Existing | Space Heating | Natural Gas | Gas Boiler - High Turndown Burner | A | Integrated Unit Energy Savings (kWh or therms) | Achievable Technical Potential | 0 | 0 | 1.081 | 1.0709 | 1.0586 | 1.0452 | 1.0305 | 1.0145 | 0.997 | 0.97815 | 0.95806 | 0.93703 | 0.916 | 0.89504 | 0.87446 | 0.85491 | 0.83694 | 0.82209 | 0.81046 | 0.80034 | 0.79219 | 0.78447 | 0.77983 | 0.7753 | 0.77087 | 0.76652 | 0.76226
F2_Commercial_Interruptible - College_Existing_Space Heating_Natural Gas_Gas Boiler - High Turndown Burner_A_Achievable Technical Potential | F2 | Commercial | Interruptible - College | Existing | Space Heating | Natural Gas | Gas Boiler - High Turndown Burner | A | Integrated Unit Summer Peak Savings (kW) | Achievable Technical Potential | 0 | 0 | 0 | 0 | 0 | 0 | 0 | 0 | 0 | 0 | 0 | 0 | 0 | 0 | 0 | 0 | 0 | 0 | 0 | 0 | 0 | 0 | 0 | 0 | 0 | 0 | 0
F3_Commercial_Interruptible - College_Existing_Space Heating_Natural Gas_Gas Boiler - High Turndown Burner_A_Achievable Technical Potential | F3 | Commercial | Interruptible - College | Existing | Space Heating | Natural Gas | Gas Boiler - High Turndown Burner | A | Integrated Unit Winter Peak Savings (kW) | Achievable Technical Potential | 0 | 0 | 0 | 0 | 0 | 0 | 0 | 0 | 0 | 0 | 0 | 0 | 0 | 0 | 0 | 0 | 0 | 0 | 0 | 0 | 0 | 0 | 0 | 0 | 0 | 0 | 0
F4_Commercial_Interruptible - College_Existing_Space Heating_Natural Gas_Gas Boiler - High Turndown Burner_A_Achievable Technical Potential | F4 | Commercial | Interruptible - College | Existing | Space Heating | Natural Gas | Gas Boiler - High Turndown Burner | A | Incremental Energy Savings (MWh or mTherms) | Achievable Technical Potential | 0 | 0 | 0.32193 | 0.3916 | 0.47369 | 0.54288 | 0.61055 | 0.7027 | 0.7576 | 0.75931 | 0.70086 | 0.58922 | 0.44573 | 0.2989 | 0.17475 | 0.079795 | 0 | 0 | 0 | 0 | 0 | 0 | 0 | 0 | 0 | 0 | 0
F5_Commercial_Interruptible - College_Existing_Space Heating_Natural Gas_Gas Boiler - High Turndown Burner_A_Achievable Technical Potential | F5 | Commercial | Interruptible - College | Existing | Space Heating | Natural Gas | Gas Boiler - High Turndown Burner | A | Incremental Summer Peak Savings (MW) | Achievable Technical Potential | 0 | 0 | 0 | 0 | 0 | 0 | 0 | 0 | 0 | 0 | 0 | 0 | 0 | 0 | 0 | 0 | 0 | 0 | 0 | 0 | 0 | 0 | 0 | 0 | 0 | 0 | 0
F6_Commercial_Interruptible - College_Existing_Space Heating_Natural Gas_Gas Boiler - High Turndown Burner_A_Achievable Technical Potential | F6 | Commercial | Interruptible - College | Existing | Space Heating | Natural Gas | Gas Boiler - High Turndown Burner | A | Incremental Winter Peak Savings (MW) | Achievable Technical Potential | 0 | 0 | 0 | 0 | 0 | 0 | 0 | 0 | 0 | 0 | 0 | 0 | 0 | 0 | 0 | 0 | 0 | 0 | 0 | 0 | 0 | 0 | 0 | 0 | 0 | 0 | 0
F7_Commercial_Interruptible - College_Existing_Space Heating_Natural Gas_Gas Boiler - High Turndown Burner_A_Achievable Technical Potential | F7 | Commercial | Interruptible - College | Existing | Space Heating | Natural Gas | Gas Boiler - High Turndown Burner | A | Cumulative Energy Savings (MWh or mTherms) | Achievable Technical Potential | 0 | 0 | 0.32193 | 0.71053 | 1.176 | 1.704 | 2.2906 | 2.9577 | 3.6644 | 4.3544 | 4.9658 | 5.446 | 5.7696 | 5.9364 | 5.9747 | 5.9209 | 5.7964 | 5.6936 | 5.613 | 5.5429 | 5.4865 | 5.433 | 5.4009 | 5.3695 | 5.3388 | 5.3088 | 5.2792
F8_Commercial_Interruptible - College_Existing_Space Heating_Natural Gas_Gas Boiler - High Turndown Burner_A_Achievable Technical Potential | F8 | Commercial | Interruptible - College | Existing | Space Heating | Natural Gas | Gas Boiler - High Turndown Burner | A | Cumulative Summer Peak Savings (MW) | Achievable Technical Potential | 0 | 0 | 0 | 0 | 0 | 0 | 0 | 0 | 0 | 0 | 0 | 0 | 0 | 0 | 0 | 0 | 0 | 0 | 0 | 0 | 0 | 0 | 0 | 0 | 0 | 0 | 0
F9_Commercial_Interruptible - College_Existing_Space Heating_Natural Gas_Gas Boiler - High Turndown Burner_A_Achievable Technical Potential | F9 | Commercial | Interruptible - College | Existing | Space Heating | Natural Gas | Gas Boiler - High Turndown Burner | A | Cumulative Winter Peak Savings (MW) | Achievable Technical Potential | 0 | 0 | 0 | 0 | 0 | 0 | 0 | 0 | 0 | 0 | 0 | 0 | 0 | 0 | 0 | 0 | 0 | 0 | 0 | 0 | 0 | 0 | 0 | 0 | 0 | 0 | 0
F10_Commercial_Interruptible - College_Existing_Space Heating_Natural Gas_Gas Boiler - High Turndown Burner_A_Achievable Technical Potential | F10 | Commercial | Interruptible - College | Existing | Space Heating | Natural Gas | Gas Boiler - High Turndown Burner | A | Purchases (Incremental) | Achievable Technical Potential | 0 | 0 | 297.8071 | 365.6596 | 447.4603 | 519.4309 | 592.4768 | 692.6766 | 759.8769 | 776.268 | 731.5394 | 628.8201 | 486.6075 | 333.9481 | 199.8371 | 93.3375 | 0 | 0 | 0 | 0 | 0 | 0 | 0 | 0 | 0 | 0 | 0
F11_Commercial_Interruptible - College_Existing_Space Heating_Natural Gas_Gas Boiler - High Turndown Burner_A_Achievable Technical Potential | F11 | Commercial | Interruptible - College | Existing | Space Heating | Natural Gas | Gas Boiler - High Turndown Burner | A | Purchases (Cumulative) | Achievable Technical Potential | 0 | 0 | 297.8071 | 663.4667 | 1110.927 | 1630.3579 | 2222.8347 | 2915.5113 | 3675.3882 | 4451.6562 | 5183.1956 | 5812.0156 | 6298.6232 | 6632.5713 | 6832.4084 | 6925.7459 | 6925.7459 | 6925.7459 | 6925.7459 | 6925.7459 | 6925.7459 | 6925.7459 | 6925.7459 | 6925.7459 | 6925.7459 | 6925.7459 | 6925.7459
F1_Commercial_Interruptible - College_Existing_Space Heating_Natural Gas_Gas Boiler - Burner Control Optimization_A_Achievable Technical Potential | F1 | Commercial | Interruptible - College | Existing | Space Heating | Natural Gas | Gas Boiler - Burner Control Optimization | A | Integrated Unit Energy Savings (kWh or therms) | Achievable Technical Potential | 0 | 0 | 0.3133 | 0.31008 | 0.30619 | 0.30196 | 0.29737 | 0.29237 | 0.28695 | 0.28114 | 0.275 | 0.26863 | 0.26232 | 0.25615 | 0.25021 | 0.2446 | 0.23945 | 0.23521 | 0.23188 | 0.22898 | 0.22665 | 0.22444 | 0.22311 | 0.22181 | 0.22055 | 0.2193 | 0.21808
F2_Commercial_Interruptible - College_Existing_Space Heating_Natural Gas_Gas Boiler - Burner Control Optimization_A_Achievable Technical Potential | F2 | Commercial | Interruptible - College | Existing | Space Heating | Natural Gas | Gas Boiler - Burner Control Optimization | A | Integrated Unit Summer Peak Savings (kW) | Achievable Technical Potential | 0 | 0 | 0 | 0 | 0 | 0 | 0 | 0 | 0 | 0 | 0 | 0 | 0 | 0 | 0 | 0 | 0 | 0 | 0 | 0 | 0 | 0 | 0 | 0 | 0 | 0 | 0
F3_Commercial_Interruptible - College_Existing_Space Heating_Natural Gas_Gas Boiler - Burner Control Optimization_A_Achievable Technical Potential | F3 | Commercial | Interruptible - College | Existing | Space Heating | Natural Gas | Gas Boiler - Burner Control Optimization | A | Integrated Unit Winter Peak Savings (kW) | Achievable Technical Potential | 0 | 0 | 0 | 0 | 0 | 0 | 0 | 0 | 0 | 0 | 0 | 0 | 0 | 0 | 0 | 0 | 0 | 0 | 0 | 0 | 0 | 0 | 0 | 0 | 0 | 0 | 0
F4_Commercial_Interruptible - College_Existing_Space Heating_Natural Gas_Gas Boiler - Burner Control Optimization_A_Achievable Technical Potential | F4 | Commercial | Interruptible - College | Existing | Space Heating | Natural Gas | Gas Boiler - Burner Control Optimization | A | Incremental Energy Savings (MWh or mTherms) | Achievable Technical Potential | 0 | 0 | 0.034718 | 0.018489 | 0.061763 | 0.099076 | 0.1481 | 0.20854 | 0.27841 | 0.35362 | 0.42782 | 0.49282 | 0.53991 | 0.56085 | 0.55014 | 0.50697 | 0.43636 | 0.3489 | 0.2571 | 0.18601 | 0.075346 | 0.066203 | 0 | 0 | 0 | 0 | 0
F5_Commercial_Interruptible - College_Existing_Space Heating_Natural Gas_Gas Boiler - Burner Control Optimization_A_Achievable Technical Potential | F5 | Commercial | Interruptible - College | Existing | Space Heating | Natural Gas | Gas Boiler - Burner Control Optimization | A | Incremental Summer Peak Savings (MW) | Achievable Technical Potential | 0 | 0 | 0 | 0 | 0 | 0 | 0 | 0 | 0 | 0 | 0 | 0 | 0 | 0 | 0 | 0 | 0 | 0 | 0 | 0 | 0 | 0 | 0 | 0 | 0 | 0 | 0
F6_Commercial_Interruptible - College_Existing_Space Heating_Natural Gas_Gas Boiler - Burner Control Optimization_A_Achievable Technical Potential | F6 | Commercial | Interruptible - College | Existing | Space Heating | Natural Gas | Gas Boiler - Burner Control Optimization | A | Incremental Winter Peak Savings (MW) | Achievable Technical Potential | 0 | 0 | 0 | 0 | 0 | 0 | 0 | 0 | 0 | 0 | 0 | 0 | 0 | 0 | 0 | 0 | 0 | 0 | 0 | 0 | 0 | 0 | 0 | 0 | 0 | 0 | 0
F7_Commercial_Interruptible - College_Existing_Space Heating_Natural Gas_Gas Boiler - Burner Control Optimization_A_Achievable Technical Potential | F7 | Commercial | Interruptible - College | Existing | Space Heating | Natural Gas | Gas Boiler - Burner Control Optimization | A | Cumulative Energy Savings (MWh or mTherms) | Achievable Technical Potential | 0 | 0 | 0.034718 | 0.05285 | 0.11395 | 0.21145 | 0.35634 | 0.55888 | 0.82694 | 1.1638 | 1.5662 | 2.0228 | 2.5151 | 3.0168 | 3.4971 | 3.9256 | 4.2794 | 4.5523 | 4.745 | 4.8718 | 4.8975 | 4.916 | 4.8869 | 4.8585 | 4.8307 | 4.8035 | 4.7768
F8_Commercial_Interruptible - College_Existing_Space Heating_Natural Gas_Gas Boiler - Burner Control Optimization_A_Achievable Technical Potential | F8 | Commercial | Interruptible - College | Existing | Space Heating | Natural Gas | Gas Boiler - Burner Control Optimization | A | Cumulative Summer Peak Savings (MW) | Achievable Technical Potential | 0 | 0 | 0 | 0 | 0 | 0 | 0 | 0 | 0 | 0 | 0 | 0 | 0 | 0 | 0 | 0 | 0 | 0 | 0 | 0 | 0 | 0 | 0 | 0 | 0 | 0 | 0
F9_Commercial_Interruptible - College_Existing_Space Heating_Natural Gas_Gas Boiler - Burner Control Optimization_A_Achievable Technical Potential | F9 | Commercial | Interruptible - College | Existing | Space Heating | Natural Gas | Gas Boiler - Burner Control Optimization | A | Cumulative Winter Peak Savings (MW) | Achievable Technical Potential | 0 | 0 | 0 | 0 | 0 | 0 | 0 | 0 | 0 | 0 | 0 | 0 | 0 | 0 | 0 | 0 | 0 | 0 | 0 | 0 | 0 | 0 | 0 | 0 | 0 | 0 | 0
F10_Commercial_Interruptible - College_Existing_Space Heating_Natural Gas_Gas Boiler - Burner Control Optimization_A_Achievable Technical Potential | F10 | Commercial | Interruptible - College | Existing | Space Heating | Natural Gas | Gas Boiler - Burner Control Optimization | A | Purchases (Incremental) | Achievable Technical Potential | 0 | 0 | 110.8119 | 59.627 | 201.7122 | 328.1125 | 498.0289 | 713.2838 | 970.2619 | 1257.8099 | 1555.694 | 1834.5328 | 2058.2266 | 2189.5656 | 2198.7067 | 2072.6519 | 1822.3246 | 1483.4076 | 1108.7746 | 812.3587 | 332.4358 | 294.9712 | 0 | 0 | 0 | 0 | 0
F11_Commercial_Interruptible - College_Existing_Space Heating_Natural Gas_Gas Boiler - Burner Control Optimization_A_Achievable Technical Potential | F11 | Commercial | Interruptible - College | Existing | Space Heating | Natural Gas | Gas Boiler - Burner Control Optimization | A | Purchases (Cumulative) | Achievable Technical Potential | 0 | 0 | 110.8119 | 170.4389 | 372.1511 | 700.2636 | 1198.2925 | 1911.5764 | 2881.8383 | 4139.6482 | 5695.3422 | 7529.875 | 9588.1016 | 11777.6672 | 13976.374 | 16049.0259 | 17871.3505 | 19354.7581 | 20463.5326 | 21275.8913 | 21608.3271 | 21903.2983 | 21903.2983 | 21903.2983 | 21903.2983 | 21903.2983 | 21903.2983
F1_Commercial_Interruptible - College_Existing_Space Heating_Natural Gas_Gas Boiler - Stack Economizer_A_Achievable Technical Potential | F1 | Commercial | Interruptible - College | Existing | Space Heating | Natural Gas | Gas Boiler - Stack Economizer | A | Integrated Unit Energy Savings (kWh or therms) | Achievable Technical Potential | 0 | 0 | 1.0348 | 1.021 | 1.0043 | 0.98609 | 0.96606 | 0.94438 | 0.92065 | 0.89508 | 0.86808 | 0.84023 | 0.81243 | 0.78525 | 0.75929 | 0.73512 | 0.71347 | 0.69576 | 0.68203 | 0.67046 | 0.66157 | 0.65329 | 0.64942 | 0.64564 | 0.64195 | 0.63833 | 0.63478
F2_Commercial_Interruptible - College_Existing_Space Heating_Natural Gas_Gas Boiler - Stack Economizer_A_Achievable Technical Potential | F2 | Commercial | Interruptible - College | Existing | Space Heating | Natural Gas | Gas Boiler - Stack Economizer | A | Integrated Unit Summer Peak Savings (kW) | Achievable Technical Potential | 0 | 0 | 0 | 0 | 0 | 0 | 0 | 0 | 0 | 0 | 0 | 0 | 0 | 0 | 0 | 0 | 0 | 0 | 0 | 0 | 0 | 0 | 0 | 0 | 0 | 0 | 0
F3_Commercial_Interruptible - College_Existing_Space Heating_Natural Gas_Gas Boiler - Stack Economizer_A_Achievable Technical Potential | F3 | Commercial | Interruptible - College | Existing | Space Heating | Natural Gas | Gas Boiler - Stack Economizer | A | Integrated Unit Winter Peak Savings (kW) | Achievable Technical Potential | 0 | 0 | 0 | 0 | 0 | 0 | 0 | 0 | 0 | 0 | 0 | 0 | 0 | 0 | 0 | 0 | 0 | 0 | 0 | 0 | 0 | 0 | 0 | 0 | 0 | 0 | 0
F4_Commercial_Interruptible - College_Existing_Space Heating_Natural Gas_Gas Boiler - Stack Economizer_A_Achievable Technical Potential | F4 | Commercial | Interruptible - College | Existing | Space Heating | Natural Gas | Gas Boiler - Stack Economizer | A | Incremental Energy Savings (MWh or mTherms) | Achievable Technical Potential | 0 | 0 | 0.49308 | 0.59734 | 0.71902 | 0.81953 | 0.91579 | 1.0466 | 1.1193 | 1.1117 | 1.0161 | 0.84536 | 0.63254 | 0.41957 | 0.24277 | 0.10978 | 0 | 0 | 0 | 0 | 0 | 0 | 0 | 0 | 0 | 0 | 0
F5_Commercial_Interruptible - College_Existing_Space Heating_Natural Gas_Gas Boiler - Stack Economizer_A_Achievable Technical Potential | F5 | Commercial | Interruptible - College | Existing | Space Heating | Natural Gas | Gas Boiler - Stack Economizer | A | Incremental Summer Peak Savings (MW) | Achievable Technical Potential | 0 | 0 | 0 | 0 | 0 | 0 | 0 | 0 | 0 | 0 | 0 | 0 | 0 | 0 | 0 | 0 | 0 | 0 | 0 | 0 | 0 | 0 | 0 | 0 | 0 | 0 | 0
F6_Commercial_Interruptible - College_Existing_Space Heating_Natural Gas_Gas Boiler - Stack Economizer_A_Achievable Technical Potential | F6 | Commercial | Interruptible - College | Existing | Space Heating | Natural Gas | Gas Boiler - Stack Economizer | A | Incremental Winter Peak Savings (MW) | Achievable Technical Potential | 0 | 0 | 0 | 0 | 0 | 0 | 0 | 0 | 0 | 0 | 0 | 0 | 0 | 0 | 0 | 0 | 0 | 0 | 0 | 0 | 0 | 0 | 0 | 0 | 0 | 0 | 0
F7_Commercial_Interruptible - College_Existing_Space Heating_Natural Gas_Gas Boiler - Stack Economizer_A_Achievable Technical Potential | F7 | Commercial | Interruptible - College | Existing | Space Heating | Natural Gas | Gas Boiler - Stack Economizer | A | Cumulative Energy Savings (MWh or mTherms) | Achievable Technical Potential | 0 | 0 | 0.49308 | 1.0838 | 1.7851 | 2.5723 | 3.4358 | 4.4054 | 5.414 | 6.3754 | 7.1991 | 7.8135 | 8.1875 | 8.3332 | 8.3004 | 8.146 | 7.9061 | 7.7099 | 7.5577 | 7.4295 | 7.3309 | 7.2393 | 7.1964 | 7.1545 | 7.1136 | 7.0735 | 7.0341
F8_Commercial_Interruptible - College_Existing_Space Heating_Natural Gas_Gas Boiler - Stack Economizer_A_Achievable Technical Potential | F8 | Commercial | Interruptible - College | Existing | Space Heating | Natural Gas | Gas Boiler - Stack Economizer | A | Cumulative Summer Peak Savings (MW) | Achievable Technical Potential | 0 | 0 | 0 | 0 | 0 | 0 | 0 | 0 | 0 | 0 | 0 | 0 | 0 | 0 | 0 | 0 | 0 | 0 | 0 | 0 | 0 | 0 | 0 | 0 | 0 | 0 | 0
F9_Commercial_Interruptible - College_Existing_Space Heating_Natural Gas_Gas Boiler - Stack Economizer_A_Achievable Technical Potential | F9 | Commercial | Interruptible - College | Existing | Space Heating | Natural Gas | Gas Boiler - Stack Economizer | A | Cumulative Winter Peak Savings (MW) | Achievable Technical Potential | 0 | 0 | 0 | 0 | 0 | 0 | 0 | 0 | 0 | 0 | 0 | 0 | 0 | 0 | 0 | 0 | 0 | 0 | 0 | 0 | 0 | 0 | 0 | 0 | 0 | 0 | 0
F10_Commercial_Interruptible - College_Existing_Space Heating_Natural Gas_Gas Boiler - Stack Economizer_A_Achievable Technical Potential | F10 | Commercial | Interruptible - College | Existing | Space Heating | Natural Gas | Gas Boiler - Stack Economizer | A | Purchases (Incremental) | Achievable Technical Potential | 0 | 0 | 476.4913 | 585.0553 | 715.9365 | 831.0895 | 947.9628 | 1108.2825 | 1215.8031 | 1242.0287 | 1170.463 | 1006.1121 | 778.572 | 534.317 | 319.7394 | 149.34 | 0 | 0 | 0 | 0 | 0 | 0 | 0 | 0 | 0 | 0 | 0
F11_Commercial_Interruptible - College_Existing_Space Heating_Natural Gas_Gas Boiler - Stack Economizer_A_Achievable Technical Potential | F11 | Commercial | Interruptible - College | Existing | Space Heating | Natural Gas | Gas Boiler - Stack Economizer | A | Purchases (Cumulative) | Achievable Technical Potential | 0 | 0 | 476.4913 | 1061.5467 | 1777.4832 | 2608.5727 | 3556.5355 | 4664.818 | 5880.6211 | 7122.6499 | 8293.1129 | 9299.225 | 10077.7971 | 10612.114 | 10931.8534 | 11081.1934 | 11081.1934 | 11081.1934 | 11081.1934 | 11081.1934 | 11081.1934 | 11081.1934 | 11081.1934 | 11081.1934 | 11081.1934 | 11081.1934 | 11081.1934
F1_Commercial_Interruptible - College_Existing_Space Heating_Natural Gas_Gas Boiler - Thermostatic Radiator Valves_A_Achievable Technical Potential | F1 | Commercial | Interruptible - College | Existing | Space Heating | Natural Gas | Gas Boiler - Thermostatic Radiator Valves | A | Integrated Unit Energy Savings (kWh or therms) | Achievable Technical Potential | 0 | 0 | 63.4359 | 63.081 | 62.6128 | 62.0916 | 61.5185 | 60.8869 | 60.1911 | 59.4283 | 58.6004 | 57.7156 | 56.7899 | 55.8466 | 54.9143 | 54.0227 | 53.1975 | 52.4901 | 51.9065 | 51.3924 | 50.9729 | 50.5724 | 50.2733 | 49.9815 | 49.696 | 49.4162 | 49.1415
F2_Commercial_Interruptible - College_Existing_Space Heating_Natural Gas_Gas Boiler - Thermostatic Radiator Valves_A_Achievable Technical Potential | F2 | Commercial | Interruptible - College | Existing | Space Heating | Natural Gas | Gas Boiler - Thermostatic Radiator Valves | A | Integrated Unit Summer Peak Savings (kW) | Achievable Technical Potential | 0 | 0 | 0 | 0 | 0 | 0 | 0 | 0 | 0 | 0 | 0 | 0 | 0 | 0 | 0 | 0 | 0 | 0 | 0 | 0 | 0 | 0 | 0 | 0 | 0 | 0 | 0
F3_Commercial_Interruptible - College_Existing_Space Heating_Natural Gas_Gas Boiler - Thermostatic Radiator Valves_A_Achievable Technical Potential | F3 | Commercial | Interruptible - College | Existing | Space Heating | Natural Gas | Gas Boiler - Thermostatic Radiator Valves | A | Integrated Unit Winter Peak Savings (kW) | Achievable Technical Potential | 0 | 0 | 0 | 0 | 0 | 0 | 0 | 0 | 0 | 0 | 0 | 0 | 0 | 0 | 0 | 0 | 0 | 0 | 0 | 0 | 0 | 0 | 0 | 0 | 0 | 0 | 0
F4_Commercial_Interruptible - College_Existing_Space Heating_Natural Gas_Gas Boiler - Thermostatic Radiator Valves_A_Achievable Technical Potential | F4 | Commercial | Interruptible - College | Existing | Space Heating | Natural Gas | Gas Boiler - Thermostatic Radiator Valves | A | Incremental Energy Savings (MWh or mTherms) | Achievable Technical Potential | 0 | 0 | 0.93786 | 1.9143 | 1.9001 | 1.8843 | 1.8669 | 1.8477 | 1.8266 | 1.8035 | 1.7783 | 1.7515 | 1.7234 | 1.6948 | 1.6665 | 1.6394 | 1.6144 | 0.81687 | 0 | 2.9213e-15 | 1.8109e-16 | 0 | 0 | 0 | 0 | 0 | 0
F5_Commercial_Interruptible - College_Existing_Space Heating_Natural Gas_Gas Boiler - Thermostatic Radiator Valves_A_Achievable Technical Potential | F5 | Commercial | Interruptible - College | Existing | Space Heating | Natural Gas | Gas Boiler - Thermostatic Radiator Valves | A | Incremental Summer Peak Savings (MW) | Achievable Technical Potential | 0 | 0 | 0 | 0 | 0 | 0 | 0 | 0 | 0 | 0 | 0 | 0 | 0 | 0 | 0 | 0 | 0 | 0 | 0 | 0 | 0 | 0 | 0 | 0 | 0 | 0 | 0
F6_Commercial_Interruptible - College_Existing_Space Heating_Natural Gas_Gas Boiler - Thermostatic Radiator Valves_A_Achievable Technical Potential | F6 | Commercial | Interruptible - College | Existing | Space Heating | Natural Gas | Gas Boiler - Thermostatic Radiator Valves | A | Incremental Winter Peak Savings (MW) | Achievable Technical Potential | 0 | 0 | 0 | 0 | 0 | 0 | 0 | 0 | 0 | 0 | 0 | 0 | 0 | 0 | 0 | 0 | 0 | 0 | 0 | 0 | 0 | 0 | 0 | 0 | 0 | 0 | 0
F7_Commercial_Interruptible - College_Existing_Space Heating_Natural Gas_Gas Boiler - Thermostatic Radiator Valves_A_Achievable Technical Potential | F7 | Commercial | Interruptible - College | Existing | Space Heating | Natural Gas | Gas Boiler - Thermostatic Radiator Valves | A | Cumulative Energy Savings (MWh or mTherms) | Achievable Technical Potential | 0 | 0 | 0.93786 | 2.8469 | 4.7259 | 6.5708 | 8.3771 | 10.1388 | 11.8495 | 13.5028 | 15.093 | 16.6166 | 18.0735 | 19.4681 | 20.8096 | 22.1111 | 23.3877 | 23.8936 | 23.628 | 23.3939 | 23.203 | 23.0207 | 22.8845 | 22.7517 | 22.6217 | 22.4944 | 22.3693
F8_Commercial_Interruptible - College_Existing_Space Heating_Natural Gas_Gas Boiler - Thermostatic Radiator Valves_A_Achievable Technical Potential | F8 | Commercial | Interruptible - College | Existing | Space Heating | Natural Gas | Gas Boiler - Thermostatic Radiator Valves | A | Cumulative Summer Peak Savings (MW) | Achievable Technical Potential | 0 | 0 | 0 | 0 | 0 | 0 | 0 | 0 | 0 | 0 | 0 | 0 | 0 | 0 | 0 | 0 | 0 | 0 | 0 | 0 | 0 | 0 | 0 | 0 | 0 | 0 | 0
F9_Commercial_Interruptible - College_Existing_Space Heating_Natural Gas_Gas Boiler - Thermostatic Radiator Valves_A_Achievable Technical Potential | F9 | Commercial | Interruptible - College | Existing | Space Heating | Natural Gas | Gas Boiler - Thermostatic Radiator Valves | A | Cumulative Winter Peak Savings (MW) | Achievable Technical Potential | 0 | 0 | 0 | 0 | 0 | 0 | 0 | 0 | 0 | 0 | 0 | 0 | 0 | 0 | 0 | 0 | 0 | 0 | 0 | 0 | 0 | 0 | 0 | 0 | 0 | 0 | 0
F10_Commercial_Interruptible - College_Existing_Space Heating_Natural Gas_Gas Boiler - Thermostatic Radiator Valves_A_Achievable Technical Potential | F10 | Commercial | Interruptible - College | Existing | Space Heating | Natural Gas | Gas Boiler - Thermostatic Radiator Valves | A | Purchases (Incremental) | Achievable Technical Potential | 0 | 0 | 14.7843 | 30.3468 | 30.3468 | 30.3468 | 30.3468 | 30.3468 | 30.3468 | 30.3468 | 30.3468 | 30.3468 | 30.3468 | 30.3468 | 30.3468 | 30.3468 | 30.3468 | 15.5625 | 0 | 5.6843e-14 | 3.5527e-15 | 0 | 0 | 0 | 0 | 0 | 0
F11_Commercial_Interruptible - College_Existing_Space Heating_Natural Gas_Gas Boiler - Thermostatic Radiator Valves_A_Achievable Technical Potential | F11 | Commercial | Interruptible - College | Existing | Space Heating | Natural Gas | Gas Boiler - Thermostatic Radiator Valves | A | Purchases (Cumulative) | Achievable Technical Potential | 0 | 0 | 14.7843 | 45.1311 | 75.4779 | 105.8247 | 136.1715 | 166.5183 | 196.8651 | 227.2119 | 257.5587 | 287.9055 | 318.2523 | 348.5991 | 378.9458 | 409.2926 | 439.6394 | 455.2019 | 455.2019 | 455.2019 | 455.2019 | 455.2019 | 455.2019 | 455.2019 | 455.2019 | 455.2019 | 455.2019
F1_Commercial_Interruptible - College_Existing_Space Heating_Natural Gas_HVAC - Shut Off Damper_A_Achievable Technical Potential | F1 | Commercial | Interruptible - College | Existing | Space Heating | Natural Gas | HVAC - Shut Off Damper | A | Integrated Unit Energy Savings (kWh or therms) | Achievable Technical Potential | 0 | 0 | 130.7673 | 129.0693 | 127.0134 | 124.7699 | 122.3004 | 119.6285 | 116.6977 | 113.531 | 110.1703 | 106.6865 | 103.1907 | 99.7557 | 96.4601 | 93.3831 | 90.6172 | 88.3509 | 86.5909 | 85.1053 | 83.9617 | 82.8979 | 82.3939 | 81.903 | 81.4235 | 80.9543 | 80.4942
F2_Commercial_Interruptible - College_Existing_Space Heating_Natural Gas_HVAC - Shut Off Damper_A_Achievable Technical Potential | F2 | Commercial | Interruptible - College | Existing | Space Heating | Natural Gas | HVAC - Shut Off Damper | A | Integrated Unit Summer Peak Savings (kW) | Achievable Technical Potential | 0 | 0 | 0 | 0 | 0 | 0 | 0 | 0 | 0 | 0 | 0 | 0 | 0 | 0 | 0 | 0 | 0 | 0 | 0 | 0 | 0 | 0 | 0 | 0 | 0 | 0 | 0
F3_Commercial_Interruptible - College_Existing_Space Heating_Natural Gas_HVAC - Shut Off Damper_A_Achievable Technical Potential | F3 | Commercial | Interruptible - College | Existing | Space Heating | Natural Gas | HVAC - Shut Off Damper | A | Integrated Unit Winter Peak Savings (kW) | Achievable Technical Potential | 0 | 0 | 0 | 0 | 0 | 0 | 0 | 0 | 0 | 0 | 0 | 0 | 0 | 0 | 0 | 0 | 0 | 0 | 0 | 0 | 0 | 0 | 0 | 0 | 0 | 0 | 0
F4_Commercial_Interruptible - College_Existing_Space Heating_Natural Gas_HVAC - Shut Off Damper_A_Achievable Technical Potential | F4 | Commercial | Interruptible - College | Existing | Space Heating | Natural Gas | HVAC - Shut Off Damper | A | Incremental Energy Savings (MWh or mTherms) | Achievable Technical Potential | 0 | 0 | 0.32632 | 0.39547 | 0.47623 | 0.54306 | 0.60717 | 0.69434 | 0.74304 | 0.73847 | 0.67532 | 0.56214 | 0.42075 | 0.27914 | 0.16152 | 0.073035 | 0 | 0 | 0 | 0 | 0 | 0 | 0 | 0 | 0 | 0 | 0
F5_Commercial_Interruptible - College_Existing_Space Heating_Natural Gas_HVAC - Shut Off Damper_A_Achievable Technical Potential | F5 | Commercial | Interruptible - College | Existing | Space Heating | Natural Gas | HVAC - Shut Off Damper | A | Incremental Summer Peak Savings (MW) | Achievable Technical Potential | 0 | 0 | 0 | 0 | 0 | 0 | 0 | 0 | 0 | 0 | 0 | 0 | 0 | 0 | 0 | 0 | 0 | 0 | 0 | 0 | 0 | 0 | 0 | 0 | 0 | 0 | 0
F6_Commercial_Interruptible - College_Existing_Space Heating_Natural Gas_HVAC - Shut Off Damper_A_Achievable Technical Potential | F6 | Commercial | Interruptible - College | Existing | Space Heating | Natural Gas | HVAC - Shut Off Damper | A | Incremental Winter Peak Savings (MW) | Achievable Technical Potential | 0 | 0 | 0 | 0 | 0 | 0 | 0 | 0 | 0 | 0 | 0 | 0 | 0 | 0 | 0 | 0 | 0 | 0 | 0 | 0 | 0 | 0 | 0 | 0 | 0 | 0 | 0
F7_Commercial_Interruptible - College_Existing_Space Heating_Natural Gas_HVAC - Shut Off Damper_A_Achievable Technical Potential | F7 | Commercial | Interruptible - College | Existing | Space Heating | Natural Gas | HVAC - Shut Off Damper | A | Cumulative Energy Savings (MWh or mTherms) | Achievable Technical Potential | 0 | 0 | 0.32632 | 0.71755 | 1.1823 | 1.7045 | 2.2779 | 2.9225 | 3.594 | 4.2349 | 4.7849 | 5.1957 | 5.4462 | 5.5441 | 5.5224 | 5.4193 | 5.2588 | 5.1273 | 5.0251 | 4.9389 | 4.8725 | 4.8108 | 4.7816 | 4.7531 | 4.7253 | 4.698 | 4.6713
F8_Commercial_Interruptible - College_Existing_Space Heating_Natural Gas_HVAC - Shut Off Damper_A_Achievable Technical Potential | F8 | Commercial | Interruptible - College | Existing | Space Heating | Natural Gas | HVAC - Shut Off Damper | A | Cumulative Summer Peak Savings (MW) | Achievable Technical Potential | 0 | 0 | 0 | 0 | 0 | 0 | 0 | 0 | 0 | 0 | 0 | 0 | 0 | 0 | 0 | 0 | 0 | 0 | 0 | 0 | 0 | 0 | 0 | 0 | 0 | 0 | 0
F9_Commercial_Interruptible - College_Existing_Space Heating_Natural Gas_HVAC - Shut Off Damper_A_Achievable Technical Potential | F9 | Commercial | Interruptible - College | Existing | Space Heating | Natural Gas | HVAC - Shut Off Damper | A | Cumulative Winter Peak Savings (MW) | Achievable Technical Potential | 0 | 0 | 0 | 0 | 0 | 0 | 0 | 0 | 0 | 0 | 0 | 0 | 0 | 0 | 0 | 0 | 0 | 0 | 0 | 0 | 0 | 0 | 0 | 0 | 0 | 0 | 0
F10_Commercial_Interruptible - College_Existing_Space Heating_Natural Gas_HVAC - Shut Off Damper_A_Achievable Technical Potential | F10 | Commercial | Interruptible - College | Existing | Space Heating | Natural Gas | HVAC - Shut Off Damper | A | Purchases (Incremental) | Achievable Technical Potential | 0 | 0 | 2.4954 | 3.064 | 3.7494 | 4.3525 | 4.9645 | 5.8042 | 6.3672 | 6.5046 | 6.1298 | 5.2691 | 4.0774 | 2.7983 | 1.6745 | 0.7821 | 0 | 0 | 0 | 0 | 0 | 0 | 0 | 0 | 0 | 0 | 0
F11_Commercial_Interruptible - College_Existing_Space Heating_Natural Gas_HVAC - Shut Off Damper_A_Achievable Technical Potential | F11 | Commercial | Interruptible - College | Existing | Space Heating | Natural Gas | HVAC - Shut Off Damper | A | Purchases (Cumulative) | Achievable Technical Potential | 0 | 0 | 2.4954 | 5.5594 | 9.3088 | 13.6613 | 18.6258 | 24.43 | 30.7972 | 37.3018 | 43.4316 | 48.7007 | 52.7781 | 55.5764 | 57.2509 | 58.033 | 58.033 | 58.033 | 58.033 | 58.033 | 58.033 | 58.033 | 58.033 | 58.033 | 58.033 | 58.033 | 58.033
F1_Commercial_Interruptible - College_Existing_Space Heating_Natural Gas_Gas Furnace - Tube Inserts_A_Achievable Technical Potential | F1 | Commercial | Interruptible - College | Existing | Space Heating | Natural Gas | Gas Furnace - Tube Inserts | A | Integrated Unit Energy Savings (kWh or therms) | Achievable Technical Potential | 0 | 0 | 0 | 0 | 0 | 0 | 0 | 0 | 0 | 0 | 0 | 0 | 0 | 0 | 0 | 0 | 0 | 0 | 0 | 0 | 0 | 0 | 0 | 0 | 0 | 0 | 0
F2_Commercial_Interruptible - College_Existing_Space Heating_Natural Gas_Gas Furnace - Tube Inserts_A_Achievable Technical Potential | F2 | Commercial | Interruptible - College | Existing | Space Heating | Natural Gas | Gas Furnace - Tube Inserts | A | Integrated Unit Summer Peak Savings (kW) | Achievable Technical Potential | 0 | 0 | 0 | 0 | 0 | 0 | 0 | 0 | 0 | 0 | 0 | 0 | 0 | 0 | 0 | 0 | 0 | 0 | 0 | 0 | 0 | 0 | 0 | 0 | 0 | 0 | 0
F3_Commercial_Interruptible - College_Existing_Space Heating_Natural Gas_Gas Furnace - Tube Inserts_A_Achievable Technical Potential | F3 | Commercial | Interruptible - College | Existing | Space Heating | Natural Gas | Gas Furnace - Tube Inserts | A | Integrated Unit Winter Peak Savings (kW) | Achievable Technical Potential | 0 | 0 | 0 | 0 | 0 | 0 | 0 | 0 | 0 | 0 | 0 | 0 | 0 | 0 | 0 | 0 | 0 | 0 | 0 | 0 | 0 | 0 | 0 | 0 | 0 | 0 | 0
F4_Commercial_Interruptible - College_Existing_Space Heating_Natural Gas_Gas Furnace - Tube Inserts_A_Achievable Technical Potential | F4 | Commercial | Interruptible - College | Existing | Space Heating | Natural Gas | Gas Furnace - Tube Inserts | A | Incremental Energy Savings (MWh or mTherms) | Achievable Technical Potential | 0 | 0 | 0 | 0 | 0 | 0 | 0 | 0 | 0 | 0 | 0 | 0 | 0 | 0 | 0 | 0 | 0 | 0 | 0 | 0 | 0 | 0 | 0 | 0 | 0 | 0 | 0
F5_Commercial_Interruptible - College_Existing_Space Heating_Natural Gas_Gas Furnace - Tube Inserts_A_Achievable Technical Potential | F5 | Commercial | Interruptible - College | Existing | Space Heating | Natural Gas | Gas Furnace - Tube Inserts | A | Incremental Summer Peak Savings (MW) | Achievable Technical Potential | 0 | 0 | 0 | 0 | 0 | 0 | 0 | 0 | 0 | 0 | 0 | 0 | 0 | 0 | 0 | 0 | 0 | 0 | 0 | 0 | 0 | 0 | 0 | 0 | 0 | 0 | 0
F6_Commercial_Interruptible - College_Existing_Space Heating_Natural Gas_Gas Furnace - Tube Inserts_A_Achievable Technical Potential | F6 | Commercial | Interruptible - College | Existing | Space Heating | Natural Gas | Gas Furnace - Tube Inserts | A | Incremental Winter Peak Savings (MW) | Achievable Technical Potential | 0 | 0 | 0 | 0 | 0 | 0 | 0 | 0 | 0 | 0 | 0 | 0 | 0 | 0 | 0 | 0 | 0 | 0 | 0 | 0 | 0 | 0 | 0 | 0 | 0 | 0 | 0
F7_Commercial_Interruptible - College_Existing_Space Heating_Natural Gas_Gas Furnace - Tube Inserts_A_Achievable Technical Potential | F7 | Commercial | Interruptible - College | Existing | Space Heating | Natural Gas | Gas Furnace - Tube Inserts | A | Cumulative Energy Savings (MWh or mTherms) | Achievable Technical Potential | 0 | 0 | 0 | 0 | 0 | 0 | 0 | 0 | 0 | 0 | 0 | 0 | 0 | 0 | 0 | 0 | 0 | 0 | 0 | 0 | 0 | 0 | 0 | 0 | 0 | 0 | 0
F8_Commercial_Interruptible - College_Existing_Space Heating_Natural Gas_Gas Furnace - Tube Inserts_A_Achievable Technical Potential | F8 | Commercial | Interruptible - College | Existing | Space Heating | Natural Gas | Gas Furnace - Tube Inserts | A | Cumulative Summer Peak Savings (MW) | Achievable Technical Potential | 0 | 0 | 0 | 0 | 0 | 0 | 0 | 0 | 0 | 0 | 0 | 0 | 0 | 0 | 0 | 0 | 0 | 0 | 0 | 0 | 0 | 0 | 0 | 0 | 0 | 0 | 0
F9_Commercial_Interruptible - College_Existing_Space Heating_Natural Gas_Gas Furnace - Tube Inserts_A_Achievable Technical Potential | F9 | Commercial | Interruptible - College | Existing | Space Heating | Natural Gas | Gas Furnace - Tube Inserts | A | Cumulative Winter Peak Savings (MW) | Achievable Technical Potential | 0 | 0 | 0 | 0 | 0 | 0 | 0 | 0 | 0 | 0 | 0 | 0 | 0 | 0 | 0 | 0 | 0 | 0 | 0 | 0 | 0 | 0 | 0 | 0 | 0 | 0 | 0
F10_Commercial_Interruptible - College_Existing_Space Heating_Natural Gas_Gas Furnace - Tube Inserts_A_Achievable Technical Potential | F10 | Commercial | Interruptible - College | Existing | Space Heating | Natural Gas | Gas Furnace - Tube Inserts | A | Purchases (Incremental) | Achievable Technical Potential | 0 | 0 | 74.4319 | 40.0512 | 135.4892 | 220.3918 | 334.524 | 404.6779 | 611.6697 | 709.3764 | 824.5614 | 897.7241 | 903.3925 | 819.0012 | 631.9965 | 347.2385 | 0 | 0 | 0 | 0 | 0 | 0 | 0 | 0 | 0 | 0 | 0
F11_Commercial_Interruptible - College_Existing_Space Heating_Natural Gas_Gas Furnace - Tube Inserts_A_Achievable Technical Potential | F11 | Commercial | Interruptible - College | Existing | Space Heating | Natural Gas | Gas Furnace - Tube Inserts | A | Purchases (Cumulative) | Achievable Technical Potential | 0 | 0 | 74.4319 | 114.4831 | 249.9723 | 470.3641 | 804.8881 | 1209.566 | 1821.2357 | 2530.6121 | 3355.1735 | 4252.8976 | 5156.2901 | 5975.2913 | 6607.2878 | 6954.5263 | 6954.5263 | 6954.5263 | 6954.5263 | 6954.5263 | 6954.5263 | 6954.5263 | 6954.5263 | 6954.5263 | 6954.5263 | 6954.5263 | 6954.5263
F1_Commercial_Interruptible - College_Existing_Space Heating_Natural Gas_Gas Boiler - Insulate Steam Lines/Condensate Tank_A_Achievable Technical Potential | F1 | Commercial | Interruptible - College | Existing | Space Heating | Natural Gas | Gas Boiler - Insulate Steam Lines/Condensate Tank | A | Integrated Unit Energy Savings (kWh or therms) | Achievable Technical Potential | 0 | 0 | 24.1372 | 24.0255 | 23.8703 | 23.6947 | 23.4988 | 23.2802 | 23.0367 | 22.767 | 22.4718 | 22.1542 | 21.8202 | 21.4789 | 21.1411 | 20.8183 | 20.5206 | 20.258 | 20.0328 | 19.8344 | 19.6726 | 19.5181 | 19.4027 | 19.2901 | 19.18 | 19.072 | 18.966
F2_Commercial_Interruptible - College_Existing_Space Heating_Natural Gas_Gas Boiler - Insulate Steam Lines/Condensate Tank_A_Achievable Technical Potential | F2 | Commercial | Interruptible - College | Existing | Space Heating | Natural Gas | Gas Boiler - Insulate Steam Lines/Condensate Tank | A | Integrated Unit Summer Peak Savings (kW) | Achievable Technical Potential | 0 | 0 | 0 | 0 | 0 | 0 | 0 | 0 | 0 | 0 | 0 | 0 | 0 | 0 | 0 | 0 | 0 | 0 | 0 | 0 | 0 | 0 | 0 | 0 | 0 | 0 | 0
F3_Commercial_Interruptible - College_Existing_Space Heating_Natural Gas_Gas Boiler - Insulate Steam Lines/Condensate Tank_A_Achievable Technical Potential | F3 | Commercial | Interruptible - College | Existing | Space Heating | Natural Gas | Gas Boiler - Insulate Steam Lines/Condensate Tank | A | Integrated Unit Winter Peak Savings (kW) | Achievable Technical Potential | 0 | 0 | 0 | 0 | 0 | 0 | 0 | 0 | 0 | 0 | 0 | 0 | 0 | 0 | 0 | 0 | 0 | 0 | 0 | 0 | 0 | 0 | 0 | 0 | 0 | 0 | 0
F4_Commercial_Interruptible - College_Existing_Space Heating_Natural Gas_Gas Boiler - Insulate Steam Lines/Condensate Tank_A_Achievable Technical Potential | F4 | Commercial | Interruptible - College | Existing | Space Heating | Natural Gas | Gas Boiler - Insulate Steam Lines/Condensate Tank | A | Incremental Energy Savings (MWh or mTherms) | Achievable Technical Potential | 0 | 0 | 0.56195 | 1.1481 | 1.1407 | 1.1323 | 1.123 | 1.1125 | 1.1009 | 1.088 | 1.0739 | 1.0587 | 1.0428 | 1.0264 | 1.0103 | 0.99488 | 0.98065 | 0.49646 | 1.4234e-16 | 1.8321e-15 | 2.7956e-16 | 0 | 0 | 0 | 0 | 0 | 0
F5_Commercial_Interruptible - College_Existing_Space Heating_Natural Gas_Gas Boiler - Insulate Steam Lines/Condensate Tank_A_Achievable Technical Potential | F5 | Commercial | Interruptible - College | Existing | Space Heating | Natural Gas | Gas Boiler - Insulate Steam Lines/Condensate Tank | A | Incremental Summer Peak Savings (MW) | Achievable Technical Potential | 0 | 0 | 0 | 0 | 0 | 0 | 0 | 0 | 0 | 0 | 0 | 0 | 0 | 0 | 0 | 0 | 0 | 0 | 0 | 0 | 0 | 0 | 0 | 0 | 0 | 0 | 0
F6_Commercial_Interruptible - College_Existing_Space Heating_Natural Gas_Gas Boiler - Insulate Steam Lines/Condensate Tank_A_Achievable Technical Potential | F6 | Commercial | Interruptible - College | Existing | Space Heating | Natural Gas | Gas Boiler - Insulate Steam Lines/Condensate Tank | A | Incremental Winter Peak Savings (MW) | Achievable Technical Potential | 0 | 0 | 0 | 0 | 0 | 0 | 0 | 0 | 0 | 0 | 0 | 0 | 0 | 0 | 0 | 0 | 0 | 0 | 0 | 0 | 0 | 0 | 0 | 0 | 0 | 0 | 0
F7_Commercial_Interruptible - College_Existing_Space Heating_Natural Gas_Gas Boiler - Insulate Steam Lines/Condensate Tank_A_Achievable Technical Potential | F7 | Commercial | Interruptible - College | Existing | Space Heating | Natural Gas | Gas Boiler - Insulate Steam Lines/Condensate Tank | A | Cumulative Energy Savings (MWh or mTherms) | Achievable Technical Potential | 0 | 0 | 0.56195 | 1.7075 | 2.8372 | 3.9487 | 5.039 | 6.1047 | 7.1417 | 8.1461 | 9.1144 | 10.0443 | 10.9356 | 11.791 | 12.6159 | 13.4181 | 14.2069 | 14.5215 | 14.3601 | 14.2179 | 14.1019 | 13.9912 | 13.9084 | 13.8277 | 13.7488 | 13.6714 | 13.5954
F8_Commercial_Interruptible - College_Existing_Space Heating_Natural Gas_Gas Boiler - Insulate Steam Lines/Condensate Tank_A_Achievable Technical Potential | F8 | Commercial | Interruptible - College | Existing | Space Heating | Natural Gas | Gas Boiler - Insulate Steam Lines/Condensate Tank | A | Cumulative Summer Peak Savings (MW) | Achievable Technical Potential | 0 | 0 | 0 | 0 | 0 | 0 | 0 | 0 | 0 | 0 | 0 | 0 | 0 | 0 | 0 | 0 | 0 | 0 | 0 | 0 | 0 | 0 | 0 | 0 | 0 | 0 | 0
F9_Commercial_Interruptible - College_Existing_Space Heating_Natural Gas_Gas Boiler - Insulate Steam Lines/Condensate Tank_A_Achievable Technical Potential | F9 | Commercial | Interruptible - College | Existing | Space Heating | Natural Gas | Gas Boiler - Insulate Steam Lines/Condensate Tank | A | Cumulative Winter Peak Savings (MW) | Achievable Technical Potential | 0 | 0 | 0 | 0 | 0 | 0 | 0 | 0 | 0 | 0 | 0 | 0 | 0 | 0 | 0 | 0 | 0 | 0 | 0 | 0 | 0 | 0 | 0 | 0 | 0 | 0 | 0
F10_Commercial_Interruptible - College_Existing_Space Heating_Natural Gas_Gas Boiler - Insulate Steam Lines/Condensate Tank_A_Achievable Technical Potential | F10 | Commercial | Interruptible - College | Existing | Space Heating | Natural Gas | Gas Boiler - Insulate Steam Lines/Condensate Tank | A | Purchases (Incremental) | Achievable Technical Potential | 0 | 0 | 23.2817 | 47.7887 | 47.7887 | 47.7887 | 47.7887 | 47.7887 | 47.7887 | 47.7887 | 47.7887 | 47.7887 | 47.7887 | 47.7887 | 47.7887 | 47.7887 | 47.7887 | 24.507 | 7.1054e-15 | 9.2371e-14 | 1.4211e-14 | 0 | 0 | 0 | 0 | 0 | 0
F11_Commercial_Interruptible - College_Existing_Space Heating_Natural Gas_Gas Boiler - Insulate Steam Lines/Condensate Tank_A_Achievable Technical Potential | F11 | Commercial | Interruptible - College | Existing | Space Heating | Natural Gas | Gas Boiler - Insulate Steam Lines/Condensate Tank | A | Purchases (Cumulative) | Achievable Technical Potential | 0 | 0 | 23.2817 | 71.0704 | 118.8591 | 166.6477 | 214.4364 | 262.2251 | 310.0138 | 357.8025 | 405.5912 | 453.3799 | 501.1686 | 548.9573 | 596.746 | 644.5347 | 692.3234 | 716.8304 | 716.8304 | 716.8304 | 716.8304 | 716.8304 | 716.8304 | 716.8304 | 716.8304 | 716.8304 | 716.8304
F1_Commercial_Interruptible - College_Existing_Space Heating_Natural Gas_Gas Boiler - Insulate Hot Water Lines_A_Achievable Technical Potential | F1 | Commercial | Interruptible - College | Existing | Space Heating | Natural Gas | Gas Boiler - Insulate Hot Water Lines | A | Integrated Unit Energy Savings (kWh or therms) | Achievable Technical Potential | 0 | 0 | 16.1117 | 15.9564 | 15.7666 | 15.5587 | 15.3323 | 15.0841 | 14.8141 | 14.5237 | 14.2159 | 13.8959 | 13.578 | 13.2632 | 12.9558 | 12.6651 | 12.3988 | 12.1788 | 12.0065 | 11.8566 | 11.7358 | 11.6214 | 11.5526 | 11.4855 | 11.4199 | 11.3555 | 11.2924
F2_Commercial_Interruptible - College_Existing_Space Heating_Natural Gas_Gas Boiler - Insulate Hot Water Lines_A_Achievable Technical Potential | F2 | Commercial | Interruptible - College | Existing | Space Heating | Natural Gas | Gas Boiler - Insulate Hot Water Lines | A | Integrated Unit Summer Peak Savings (kW) | Achievable Technical Potential | 0 | 0 | 0 | 0 | 0 | 0 | 0 | 0 | 0 | 0 | 0 | 0 | 0 | 0 | 0 | 0 | 0 | 0 | 0 | 0 | 0 | 0 | 0 | 0 | 0 | 0 | 0
F3_Commercial_Interruptible - College_Existing_Space Heating_Natural Gas_Gas Boiler - Insulate Hot Water Lines_A_Achievable Technical Potential | F3 | Commercial | Interruptible - College | Existing | Space Heating | Natural Gas | Gas Boiler - Insulate Hot Water Lines | A | Integrated Unit Winter Peak Savings (kW) | Achievable Technical Potential | 0 | 0 | 0 | 0 | 0 | 0 | 0 | 0 | 0 | 0 | 0 | 0 | 0 | 0 | 0 | 0 | 0 | 0 | 0 | 0 | 0 | 0 | 0 | 0 | 0 | 0 | 0
F4_Commercial_Interruptible - College_Existing_Space Heating_Natural Gas_Gas Boiler - Insulate Hot Water Lines_A_Achievable Technical Potential | F4 | Commercial | Interruptible - College | Existing | Space Heating | Natural Gas | Gas Boiler - Insulate Hot Water Lines | A | Incremental Energy Savings (MWh or mTherms) | Achievable Technical Potential | 0 | 0 | 0.37511 | 0.76254 | 0.75346 | 0.74353 | 0.73271 | 0.72085 | 0.70795 | 0.69407 | 0.67936 | 0.66407 | 0.64887 | 0.32504 | 0 | 1.1699e-15 | 0 | 1.125e-15 | 2.5593e-16 | 1.3479e-15 | 1.6678e-16 | 0 | 0 | 0 | 0 | 0 | 0
F5_Commercial_Interruptible - College_Existing_Space Heating_Natural Gas_Gas Boiler - Insulate Hot Water Lines_A_Achievable Technical Potential | F5 | Commercial | Interruptible - College | Existing | Space Heating | Natural Gas | Gas Boiler - Insulate Hot Water Lines | A | Incremental Summer Peak Savings (MW) | Achievable Technical Potential | 0 | 0 | 0 | 0 | 0 | 0 | 0 | 0 | 0 | 0 | 0 | 0 | 0 | 0 | 0 | 0 | 0 | 0 | 0 | 0 | 0 | 0 | 0 | 0 | 0 | 0 | 0
F6_Commercial_Interruptible - College_Existing_Space Heating_Natural Gas_Gas Boiler - Insulate Hot Water Lines_A_Achievable Technical Potential | F6 | Commercial | Interruptible - College | Existing | Space Heating | Natural Gas | Gas Boiler - Insulate Hot Water Lines | A | Incremental Winter Peak Savings (MW) | Achievable Technical Potential | 0 | 0 | 0 | 0 | 0 | 0 | 0 | 0 | 0 | 0 | 0 | 0 | 0 | 0 | 0 | 0 | 0 | 0 | 0 | 0 | 0 | 0 | 0 | 0 | 0 | 0 | 0
F7_Commercial_Interruptible - College_Existing_Space Heating_Natural Gas_Gas Boiler - Insulate Hot Water Lines_A_Achievable Technical Potential | F7 | Commercial | Interruptible - College | Existing | Space Heating | Natural Gas | Gas Boiler - Insulate Hot Water Lines | A | Cumulative Energy Savings (MWh or mTherms) | Achievable Technical Potential | 0 | 0 | 0.37511 | 1.134 | 1.874 | 2.5928 | 3.2878 | 3.9554 | 4.5926 | 5.1966 | 5.7658 | 6.3001 | 6.8048 | 6.9721 | 6.8106 | 6.6577 | 6.5177 | 6.4021 | 6.3115 | 6.2327 | 6.1692 | 6.1091 | 6.0729 | 6.0377 | 6.0032 | 5.9693 | 5.9361
F8_Commercial_Interruptible - College_Existing_Space Heating_Natural Gas_Gas Boiler - Insulate Hot Water Lines_A_Achievable Technical Potential | F8 | Commercial | Interruptible - College | Existing | Space Heating | Natural Gas | Gas Boiler - Insulate Hot Water Lines | A | Cumulative Summer Peak Savings (MW) | Achievable Technical Potential | 0 | 0 | 0 | 0 | 0 | 0 | 0 | 0 | 0 | 0 | 0 | 0 | 0 | 0 | 0 | 0 | 0 | 0 | 0 | 0 | 0 | 0 | 0 | 0 | 0 | 0 | 0
F9_Commercial_Interruptible - College_Existing_Space Heating_Natural Gas_Gas Boiler - Insulate Hot Water Lines_A_Achievable Technical Potential | F9 | Commercial | Interruptible - College | Existing | Space Heating | Natural Gas | Gas Boiler - Insulate Hot Water Lines | A | Cumulative Winter Peak Savings (MW) | Achievable Technical Potential | 0 | 0 | 0 | 0 | 0 | 0 | 0 | 0 | 0 | 0 | 0 | 0 | 0 | 0 | 0 | 0 | 0 | 0 | 0 | 0 | 0 | 0 | 0 | 0 | 0 | 0 | 0
F10_Commercial_Interruptible - College_Existing_Space Heating_Natural Gas_Gas Boiler - Insulate Hot Water Lines_A_Achievable Technical Potential | F10 | Commercial | Interruptible - College | Existing | Space Heating | Natural Gas | Gas Boiler - Insulate Hot Water Lines | A | Purchases (Incremental) | Achievable Technical Potential | 0 | 0 | 23.2817 | 47.7887 | 47.7887 | 47.7887 | 47.7887 | 47.7887 | 47.7887 | 47.7887 | 47.7887 | 47.7887 | 47.7887 | 24.507 | 0 | 9.2371e-14 | 0 | 9.2371e-14 | 2.1316e-14 | 1.1369e-13 | 1.4211e-14 | 0 | 0 | 0 | 0 | 0 | 0
F11_Commercial_Interruptible - College_Existing_Space Heating_Natural Gas_Gas Boiler - Insulate Hot Water Lines_A_Achievable Technical Potential | F11 | Commercial | Interruptible - College | Existing | Space Heating | Natural Gas | Gas Boiler - Insulate Hot Water Lines | A | Purchases (Cumulative) | Achievable Technical Potential | 0 | 0 | 23.2817 | 71.0704 | 118.8591 | 166.6477 | 214.4364 | 262.2251 | 310.0138 | 357.8025 | 405.5912 | 453.3799 | 501.1686 | 525.6756 | 525.6756 | 525.6756 | 525.6756 | 525.6756 | 525.6756 | 525.6756 | 525.6756 | 525.6756 | 525.6756 | 525.6756 | 525.6756 | 525.6756 | 525.6756
F1_Commercial_Interruptible - College_Existing_Space Heating_Natural Gas_Condensing RTU_A_Achievable Technical Potential | F1 | Commercial | Interruptible - College | Existing | Space Heating | Natural Gas | Condensing RTU | A | Integrated Unit Energy Savings (kWh or therms) | Achievable Technical Potential | 0 | 0 | 0.10064 | 0.099242 | 0.097524 | 0.095653 | 0.093598 | 0.091341 | 0.088852 | 0.086161 | 0.083321 | 0.080399 | 0.077491 | 0.074654 | 0.071944 | 0.069414 | 0.06713 | 0.065216 | 0.063675 | 0.062356 | 0.061305 | 0.060331 | 0.059783 | 0.059258 | 0.058756 | 0.058274 | 0.057809
F2_Commercial_Interruptible - College_Existing_Space Heating_Natural Gas_Condensing RTU_A_Achievable Technical Potential | F2 | Commercial | Interruptible - College | Existing | Space Heating | Natural Gas | Condensing RTU | A | Integrated Unit Summer Peak Savings (kW) | Achievable Technical Potential | 0 | 0 | 0 | 0 | 0 | 0 | 0 | 0 | 0 | 0 | 0 | 0 | 0 | 0 | 0 | 0 | 0 | 0 | 0 | 0 | 0 | 0 | 0 | 0 | 0 | 0 | 0
F3_Commercial_Interruptible - College_Existing_Space Heating_Natural Gas_Condensing RTU_A_Achievable Technical Potential | F3 | Commercial | Interruptible - College | Existing | Space Heating | Natural Gas | Condensing RTU | A | Integrated Unit Winter Peak Savings (kW) | Achievable Technical Potential | 0 | 0 | 0 | 0 | 0 | 0 | 0 | 0 | 0 | 0 | 0 | 0 | 0 | 0 | 0 | 0 | 0 | 0 | 0 | 0 | 0 | 0 | 0 | 0 | 0 | 0 | 0
F4_Commercial_Interruptible - College_Existing_Space Heating_Natural Gas_Condensing RTU_A_Achievable Technical Potential | F4 | Commercial | Interruptible - College | Existing | Space Heating | Natural Gas | Condensing RTU | A | Incremental Energy Savings (MWh or mTherms) | Achievable Technical Potential | 0 | 0 | 0.013872 | 0.028078 | 0.027592 | 0.027063 | 0.026481 | 0.013253 | 0 | 0 | 4.7362e-18 | 0 | 0 | 0 | 0 | 3.5511e-17 | 0 | 0 | 0 | 0 | 0 | 0 | 0 | 0 | 0 | 0 | 0
F5_Commercial_Interruptible - College_Existing_Space Heating_Natural Gas_Condensing RTU_A_Achievable Technical Potential | F5 | Commercial | Interruptible - College | Existing | Space Heating | Natural Gas | Condensing RTU | A | Incremental Summer Peak Savings (MW) | Achievable Technical Potential | 0 | 0 | 0 | 0 | 0 | 0 | 0 | 0 | 0 | 0 | 0 | 0 | 0 | 0 | 0 | 0 | 0 | 0 | 0 | 0 | 0 | 0 | 0 | 0 | 0 | 0 | 0
F6_Commercial_Interruptible - College_Existing_Space Heating_Natural Gas_Condensing RTU_A_Achievable Technical Potential | F6 | Commercial | Interruptible - College | Existing | Space Heating | Natural Gas | Condensing RTU | A | Incremental Winter Peak Savings (MW) | Achievable Technical Potential | 0 | 0 | 0 | 0 | 0 | 0 | 0 | 0 | 0 | 0 | 0 | 0 | 0 | 0 | 0 | 0 | 0 | 0 | 0 | 0 | 0 | 0 | 0 | 0 | 0 | 0 | 0
F7_Commercial_Interruptible - College_Existing_Space Heating_Natural Gas_Condensing RTU_A_Achievable Technical Potential | F7 | Commercial | Interruptible - College | Existing | Space Heating | Natural Gas | Condensing RTU | A | Cumulative Energy Savings (MWh or mTherms) | Achievable Technical Potential | 0 | 0 | 0.013872 | 0.041757 | 0.068627 | 0.094373 | 0.11883 | 0.12922 | 0.12569 | 0.12189 | 0.11787 | 0.11374 | 0.10962 | 0.10561 | 0.10177 | 0.098196 | 0.094965 | 0.092257 | 0.090077 | 0.088212 | 0.086724 | 0.085347 | 0.084571 | 0.083829 | 0.083119 | 0.082436 | 0.08178
F8_Commercial_Interruptible - College_Existing_Space Heating_Natural Gas_Condensing RTU_A_Achievable Technical Potential | F8 | Commercial | Interruptible - College | Existing | Space Heating | Natural Gas | Condensing RTU | A | Cumulative Summer Peak Savings (MW) | Achievable Technical Potential | 0 | 0 | 0 | 0 | 0 | 0 | 0 | 0 | 0 | 0 | 0 | 0 | 0 | 0 | 0 | 0 | 0 | 0 | 0 | 0 | 0 | 0 | 0 | 0 | 0 | 0 | 0
F9_Commercial_Interruptible - College_Existing_Space Heating_Natural Gas_Condensing RTU_A_Achievable Technical Potential | F9 | Commercial | Interruptible - College | Existing | Space Heating | Natural Gas | Condensing RTU | A | Cumulative Winter Peak Savings (MW) | Achievable Technical Potential | 0 | 0 | 0 | 0 | 0 | 0 | 0 | 0 | 0 | 0 | 0 | 0 | 0 | 0 | 0 | 0 | 0 | 0 | 0 | 0 | 0 | 0 | 0 | 0 | 0 | 0 | 0
F10_Commercial_Interruptible - College_Existing_Space Heating_Natural Gas_Condensing RTU_A_Achievable Technical Potential | F10 | Commercial | Interruptible - College | Existing | Space Heating | Natural Gas | Condensing RTU | A | Purchases (Incremental) | Achievable Technical Potential | 0 | 0 | 137.8369 | 282.9283 | 282.9283 | 282.9283 | 282.9283 | 145.0915 | 0 | 0 | 5.6843e-14 | 0 | 0 | 0 | 0 | 5.1159e-13 | 0 | 0 | 0 | 0 | 0 | 0 | 0 | 0 | 0 | 0 | 0
F11_Commercial_Interruptible - College_Existing_Space Heating_Natural Gas_Condensing RTU_A_Achievable Technical Potential | F11 | Commercial | Interruptible - College | Existing | Space Heating | Natural Gas | Condensing RTU | A | Purchases (Cumulative) | Achievable Technical Potential | 0 | 0 | 137.8369 | 420.7652 | 703.6935 | 986.6219 | 1269.5502 | 1414.6417 | 1414.6417 | 1414.6417 | 1414.6417 | 1414.6417 | 1414.6417 | 1414.6417 | 1414.6417 | 1414.6417 | 1414.6417 | 1414.6417 | 1414.6417 | 1414.6417 | 1414.6417 | 1414.6417 | 1414.6417 | 1414.6417 | 1414.6417 | 1414.6417 | 1414.6417
F1_Commercial_Interruptible - College_Existing_Space Heating_Natural Gas_Hydronic Heating Radiator Replacement_A_Achievable Technical Potential | F1 | Commercial | Interruptible - College | Existing | Space Heating | Natural Gas | Hydronic Heating Radiator Replacement | A | Integrated Unit Energy Savings (kWh or therms) | Achievable Technical Potential | 0 | 0 | 136.5418 | 135.0979 | 133.3588 | 131.4658 | 129.4149 | 127.1772 | 124.7522 | 122.1515 | 119.4013 | 116.5473 | 113.7121 | 110.9425 | 108.2775 | 105.7591 | 103.4558 | 101.5648 | 100.0981 | 98.8266 | 97.8112 | 96.8501 | 96.2767 | 95.7171 | 95.1699 | 94.6336 | 94.107
F2_Commercial_Interruptible - College_Existing_Space Heating_Natural Gas_Hydronic Heating Radiator Replacement_A_Achievable Technical Potential | F2 | Commercial | Interruptible - College | Existing | Space Heating | Natural Gas | Hydronic Heating Radiator Replacement | A | Integrated Unit Summer Peak Savings (kW) | Achievable Technical Potential | 0 | 0 | 0 | 0 | 0 | 0 | 0 | 0 | 0 | 0 | 0 | 0 | 0 | 0 | 0 | 0 | 0 | 0 | 0 | 0 | 0 | 0 | 0 | 0 | 0 | 0 | 0
F3_Commercial_Interruptible - College_Existing_Space Heating_Natural Gas_Hydronic Heating Radiator Replacement_A_Achievable Technical Potential | F3 | Commercial | Interruptible - College | Existing | Space Heating | Natural Gas | Hydronic Heating Radiator Replacement | A | Integrated Unit Winter Peak Savings (kW) | Achievable Technical Potential | 0 | 0 | 0 | 0 | 0 | 0 | 0 | 0 | 0 | 0 | 0 | 0 | 0 | 0 | 0 | 0 | 0 | 0 | 0 | 0 | 0 | 0 | 0 | 0 | 0 | 0 | 0
F4_Commercial_Interruptible - College_Existing_Space Heating_Natural Gas_Hydronic Heating Radiator Replacement_A_Achievable Technical Potential | F4 | Commercial | Interruptible - College | Existing | Space Heating | Natural Gas | Hydronic Heating Radiator Replacement | A | Incremental Energy Savings (MWh or mTherms) | Achievable Technical Potential | 0 | 0 | 0.80747 | 1.6399 | 1.6188 | 1.5958 | 1.5709 | 1.5438 | 1.5143 | 1.4828 | 1.4494 | 1.4147 | 1.3803 | 1.3467 | 1.3144 | 1.2838 | 1.2558 | 1.2329 | 1.2151 | 1.1996 | 1.1873 | 1.1756 | 0 | 0 | 0 | 0 | 0
F5_Commercial_Interruptible - College_Existing_Space Heating_Natural Gas_Hydronic Heating Radiator Replacement_A_Achievable Technical Potential | F5 | Commercial | Interruptible - College | Existing | Space Heating | Natural Gas | Hydronic Heating Radiator Replacement | A | Incremental Summer Peak Savings (MW) | Achievable Technical Potential | 0 | 0 | 0 | 0 | 0 | 0 | 0 | 0 | 0 | 0 | 0 | 0 | 0 | 0 | 0 | 0 | 0 | 0 | 0 | 0 | 0 | 0 | 0 | 0 | 0 | 0 | 0
F6_Commercial_Interruptible - College_Existing_Space Heating_Natural Gas_Hydronic Heating Radiator Replacement_A_Achievable Technical Potential | F6 | Commercial | Interruptible - College | Existing | Space Heating | Natural Gas | Hydronic Heating Radiator Replacement | A | Incremental Winter Peak Savings (MW) | Achievable Technical Potential | 0 | 0 | 0 | 0 | 0 | 0 | 0 | 0 | 0 | 0 | 0 | 0 | 0 | 0 | 0 | 0 | 0 | 0 | 0 | 0 | 0 | 0 | 0 | 0 | 0 | 0 | 0
F7_Commercial_Interruptible - College_Existing_Space Heating_Natural Gas_Hydronic Heating Radiator Replacement_A_Achievable Technical Potential | F7 | Commercial | Interruptible - College | Existing | Space Heating | Natural Gas | Hydronic Heating Radiator Replacement | A | Cumulative Energy Savings (MWh or mTherms) | Achievable Technical Potential | 0 | 0 | 0.80747 | 2.4388 | 4.0263 | 5.5649 | 7.049 | 8.4709 | 9.8237 | 11.1017 | 12.3011 | 13.4218 | 14.4757 | 15.4698 | 16.4125 | 17.3146 | 18.1933 | 19.0936 | 20.033 | 20.9781 | 21.9499 | 22.9098 | 22.7742 | 22.6418 | 22.5124 | 22.3855 | 22.2609
F8_Commercial_Interruptible - College_Existing_Space Heating_Natural Gas_Hydronic Heating Radiator Replacement_A_Achievable Technical Potential | F8 | Commercial | Interruptible - College | Existing | Space Heating | Natural Gas | Hydronic Heating Radiator Replacement | A | Cumulative Summer Peak Savings (MW) | Achievable Technical Potential | 0 | 0 | 0 | 0 | 0 | 0 | 0 | 0 | 0 | 0 | 0 | 0 | 0 | 0 | 0 | 0 | 0 | 0 | 0 | 0 | 0 | 0 | 0 | 0 | 0 | 0 | 0
F9_Commercial_Interruptible - College_Existing_Space Heating_Natural Gas_Hydronic Heating Radiator Replacement_A_Achievable Technical Potential | F9 | Commercial | Interruptible - College | Existing | Space Heating | Natural Gas | Hydronic Heating Radiator Replacement | A | Cumulative Winter Peak Savings (MW) | Achievable Technical Potential | 0 | 0 | 0 | 0 | 0 | 0 | 0 | 0 | 0 | 0 | 0 | 0 | 0 | 0 | 0 | 0 | 0 | 0 | 0 | 0 | 0 | 0 | 0 | 0 | 0 | 0 | 0
F10_Commercial_Interruptible - College_Existing_Space Heating_Natural Gas_Hydronic Heating Radiator Replacement_A_Achievable Technical Potential | F10 | Commercial | Interruptible - College | Existing | Space Heating | Natural Gas | Hydronic Heating Radiator Replacement | A | Purchases (Incremental) | Achievable Technical Potential | 0 | 0 | 5.9137 | 12.1387 | 12.1387 | 12.1387 | 12.1387 | 12.1387 | 12.1387 | 12.1387 | 12.1387 | 12.1387 | 12.1387 | 12.1387 | 12.1387 | 12.1387 | 12.1387 | 12.1387 | 12.1387 | 12.1387 | 12.1387 | 12.1387 | 0 | 0 | 0 | 0 | 0
F11_Commercial_Interruptible - College_Existing_Space Heating_Natural Gas_Hydronic Heating Radiator Replacement_A_Achievable Technical Potential | F11 | Commercial | Interruptible - College | Existing | Space Heating | Natural Gas | Hydronic Heating Radiator Replacement | A | Purchases (Cumulative) | Achievable Technical Potential | 0 | 0 | 5.9137 | 18.0525 | 30.1912 | 42.3299 | 54.4686 | 66.6073 | 78.746 | 90.8848 | 103.0235 | 115.1622 | 127.3009 | 139.4396 | 151.5783 | 163.7171 | 175.8558 | 187.9945 | 200.1332 | 212.2719 | 224.4106 | 236.5494 | 236.5494 | 236.5494 | 236.5494 | 236.5494 | 236.5494
F1_Commercial_Interruptible - College_Existing_Space Heating_Natural Gas_Thermostat - Connected_A_Achievable Technical Potential | F1 | Commercial | Interruptible - College | Existing | Space Heating | Natural Gas | Thermostat - Connected | A | Integrated Unit Energy Savings (kWh or therms) | Achievable Technical Potential | 0 | 0 | 128.4909 | 126.9327 | 125.0391 | 122.9534 | 120.6576 | 118.1116 | 115.3057 | 112.2481 | 108.9701 | 105.5317 | 102.0737 | 98.6759 | 95.416 | 92.3723 | 89.6363 | 87.3946 | 85.6536 | 84.1842 | 83.0529 | 82.0006 | 81.5021 | 81.0165 | 80.5423 | 80.0782 | 79.623
F2_Commercial_Interruptible - College_Existing_Space Heating_Natural Gas_Thermostat - Connected_A_Achievable Technical Potential | F2 | Commercial | Interruptible - College | Existing | Space Heating | Natural Gas | Thermostat - Connected | A | Integrated Unit Summer Peak Savings (kW) | Achievable Technical Potential | 0 | 0 | 0 | 0 | 0 | 0 | 0 | 0 | 0 | 0 | 0 | 0 | 0 | 0 | 0 | 0 | 0 | 0 | 0 | 0 | 0 | 0 | 0 | 0 | 0 | 0 | 0
F3_Commercial_Interruptible - College_Existing_Space Heating_Natural Gas_Thermostat - Connected_A_Achievable Technical Potential | F3 | Commercial | Interruptible - College | Existing | Space Heating | Natural Gas | Thermostat - Connected | A | Integrated Unit Winter Peak Savings (kW) | Achievable Technical Potential | 0 | 0 | 0 | 0 | 0 | 0 | 0 | 0 | 0 | 0 | 0 | 0 | 0 | 0 | 0 | 0 | 0 | 0 | 0 | 0 | 0 | 0 | 0 | 0 | 0 | 0 | 0
F4_Commercial_Interruptible - College_Existing_Space Heating_Natural Gas_Thermostat - Connected_A_Achievable Technical Potential | F4 | Commercial | Interruptible - College | Existing | Space Heating | Natural Gas | Thermostat - Connected | A | Incremental Energy Savings (MWh or mTherms) | Achievable Technical Potential | 0 | 0 | 0.67734 | 0.82158 | 0.99038 | 1.1305 | 1.2654 | 0.82556 | 0.80461 | 0.65331 | 0.40914 | 0.06789 | 0 | 0 | 0 | 0 | 0 | 0 | 0 | 0 | 0 | 0 | 0 | 0 | 0 | 0 | 0
F5_Commercial_Interruptible - College_Existing_Space Heating_Natural Gas_Thermostat - Connected_A_Achievable Technical Potential | F5 | Commercial | Interruptible - College | Existing | Space Heating | Natural Gas | Thermostat - Connected | A | Incremental Summer Peak Savings (MW) | Achievable Technical Potential | 0 | 0 | 0 | 0 | 0 | 0 | 0 | 0 | 0 | 0 | 0 | 0 | 0 | 0 | 0 | 0 | 0 | 0 | 0 | 0 | 0 | 0 | 0 | 0 | 0 | 0 | 0
F6_Commercial_Interruptible - College_Existing_Space Heating_Natural Gas_Thermostat - Connected_A_Achievable Technical Potential | F6 | Commercial | Interruptible - College | Existing | Space Heating | Natural Gas | Thermostat - Connected | A | Incremental Winter Peak Savings (MW) | Achievable Technical Potential | 0 | 0 | 0 | 0 | 0 | 0 | 0 | 0 | 0 | 0 | 0 | 0 | 0 | 0 | 0 | 0 | 0 | 0 | 0 | 0 | 0 | 0 | 0 | 0 | 0 | 0 | 0
F7_Commercial_Interruptible - College_Existing_Space Heating_Natural Gas_Thermostat - Connected_A_Achievable Technical Potential | F7 | Commercial | Interruptible - College | Existing | Space Heating | Natural Gas | Thermostat - Connected | A | Cumulative Energy Savings (MWh or mTherms) | Achievable Technical Potential | 0 | 0 | 0.67734 | 1.4907 | 2.4589 | 3.5483 | 4.7475 | 5.4729 | 6.1475 | 6.6378 | 6.8531 | 6.7047 | 6.485 | 6.2691 | 6.062 | 5.8687 | 5.6948 | 5.5524 | 5.4418 | 5.3484 | 5.2766 | 5.2097 | 5.178 | 5.1472 | 5.1171 | 5.0876 | 5.0587
F8_Commercial_Interruptible - College_Existing_Space Heating_Natural Gas_Thermostat - Connected_A_Achievable Technical Potential | F8 | Commercial | Interruptible - College | Existing | Space Heating | Natural Gas | Thermostat - Connected | A | Cumulative Summer Peak Savings (MW) | Achievable Technical Potential | 0 | 0 | 0 | 0 | 0 | 0 | 0 | 0 | 0 | 0 | 0 | 0 | 0 | 0 | 0 | 0 | 0 | 0 | 0 | 0 | 0 | 0 | 0 | 0 | 0 | 0 | 0
F9_Commercial_Interruptible - College_Existing_Space Heating_Natural Gas_Thermostat - Connected_A_Achievable Technical Potential | F9 | Commercial | Interruptible - College | Existing | Space Heating | Natural Gas | Thermostat - Connected | A | Cumulative Winter Peak Savings (MW) | Achievable Technical Potential | 0 | 0 | 0 | 0 | 0 | 0 | 0 | 0 | 0 | 0 | 0 | 0 | 0 | 0 | 0 | 0 | 0 | 0 | 0 | 0 | 0 | 0 | 0 | 0 | 0 | 0 | 0
F10_Commercial_Interruptible - College_Existing_Space Heating_Natural Gas_Thermostat - Connected_A_Achievable Technical Potential | F10 | Commercial | Interruptible - College | Existing | Space Heating | Natural Gas | Thermostat - Connected | A | Purchases (Incremental) | Achievable Technical Potential | 0 | 0 | 5.2715 | 6.4726 | 7.9206 | 9.1945 | 10.4875 | 6.9896 | 6.9781 | 5.8203 | 3.7546 | 0.64332 | 0 | 0 | 0 | 0 | 0 | 0 | 0 | 0 | 0 | 0 | 0 | 0 | 0 | 0 | 0
F11_Commercial_Interruptible - College_Existing_Space Heating_Natural Gas_Thermostat - Connected_A_Achievable Technical Potential | F11 | Commercial | Interruptible - College | Existing | Space Heating | Natural Gas | Thermostat - Connected | A | Purchases (Cumulative) | Achievable Technical Potential | 0 | 0 | 5.2715 | 11.7441 | 19.6647 | 28.8592 | 39.3467 | 46.3364 | 53.3145 | 59.1348 | 62.8893 | 63.5326 | 63.5326 | 63.5326 | 63.5326 | 63.5326 | 63.5326 | 63.5326 | 63.5326 | 63.5326 | 63.5326 | 63.5326 | 63.5326 | 63.5326 | 63.5326 | 63.5326 | 63.5326
F1_Commercial_Interruptible - College_Existing_Water Heating_Natural Gas_Water Heater - Thermostatic Shower Restriction Valve_A_Achievable Technical Potential | F1 | Commercial | Interruptible - College | Existing | Water Heating | Natural Gas | Water Heater - Thermostatic Shower Restriction Valve | A | Integrated Unit Energy Savings (kWh or therms) | Achievable Technical Potential | 0 | 0 | 37.1395 | 35.8523 | 34.5888 | 33.3089 | 32.0154 | 30.6663 | 29.3542 | 28.1053 | 26.9525 | 25.9673 | 25.2035 | 24.6611 | 24.435 | 24.2435 | 24.1401 | 24.058 | 23.9936 | 23.9418 | 23.905 | 23.8789 | 23.8604 | 23.8471 | 23.8293 | 23.8248 | 23.8212
F2_Commercial_Interruptible - College_Existing_Water Heating_Natural Gas_Water Heater - Thermostatic Shower Restriction Valve_A_Achievable Technical Potential | F2 | Commercial | Interruptible - College | Existing | Water Heating | Natural Gas | Water Heater - Thermostatic Shower Restriction Valve | A | Integrated Unit Summer Peak Savings (kW) | Achievable Technical Potential | 0 | 0 | 0 | 0 | 0 | 0 | 0 | 0 | 0 | 0 | 0 | 0 | 0 | 0 | 0 | 0 | 0 | 0 | 0 | 0 | 0 | 0 | 0 | 0 | 0 | 0 | 0
F3_Commercial_Interruptible - College_Existing_Water Heating_Natural Gas_Water Heater - Thermostatic Shower Restriction Valve_A_Achievable Technical Potential | F3 | Commercial | Interruptible - College | Existing | Water Heating | Natural Gas | Water Heater - Thermostatic Shower Restriction Valve | A | Integrated Unit Winter Peak Savings (kW) | Achievable Technical Potential | 0 | 0 | 0 | 0 | 0 | 0 | 0 | 0 | 0 | 0 | 0 | 0 | 0 | 0 | 0 | 0 | 0 | 0 | 0 | 0 | 0 | 0 | 0 | 0 | 0 | 0 | 0
F4_Commercial_Interruptible - College_Existing_Water Heating_Natural Gas_Water Heater - Thermostatic Shower Restriction Valve_A_Achievable Technical Potential | F4 | Commercial | Interruptible - College | Existing | Water Heating | Natural Gas | Water Heater - Thermostatic Shower Restriction Valve | A | Incremental Energy Savings (MWh or mTherms) | Achievable Technical Potential | 0 | 0 | 0 | 0 | 0 | 0 | 0 | 0 | 0 | 0 | 0 | 0 | 0 | 0 | 0 | 0 | 0 | 0 | 0 | 0 | 0 | 0 | 0 | 0 | 0 | 0 | 0
F5_Commercial_Interruptible - College_Existing_Water Heating_Natural Gas_Water Heater - Thermostatic Shower Restriction Valve_A_Achievable Technical Potential | F5 | Commercial | Interruptible - College | Existing | Water Heating | Natural Gas | Water Heater - Thermostatic Shower Restriction Valve | A | Incremental Summer Peak Savings (MW) | Achievable Technical Potential | 0 | 0 | 0 | 0 | 0 | 0 | 0 | 0 | 0 | 0 | 0 | 0 | 0 | 0 | 0 | 0 | 0 | 0 | 0 | 0 | 0 | 0 | 0 | 0 | 0 | 0 | 0
F6_Commercial_Interruptible - College_Existing_Water Heating_Natural Gas_Water Heater - Thermostatic Shower Restriction Valve_A_Achievable Technical Potential | F6 | Commercial | Interruptible - College | Existing | Water Heating | Natural Gas | Water Heater - Thermostatic Shower Restriction Valve | A | Incremental Winter Peak Savings (MW) | Achievable Technical Potential | 0 | 0 | 0 | 0 | 0 | 0 | 0 | 0 | 0 | 0 | 0 | 0 | 0 | 0 | 0 | 0 | 0 | 0 | 0 | 0 | 0 | 0 | 0 | 0 | 0 | 0 | 0
F7_Commercial_Interruptible - College_Existing_Water Heating_Natural Gas_Water Heater - Thermostatic Shower Restriction Valve_A_Achievable Technical Potential | F7 | Commercial | Interruptible - College | Existing | Water Heating | Natural Gas | Water Heater - Thermostatic Shower Restriction Valve | A | Cumulative Energy Savings (MWh or mTherms) | Achievable Technical Potential | 0 | 0 | 0 | 0 | 0 | 0 | 0 | 0 | 0 | 0 | 0 | 0 | 0 | 0 | 0 | 0 | 0 | 0 | 0 | 0 | 0 | 0 | 0 | 0 | 0 | 0 | 0
F8_Commercial_Interruptible - College_Existing_Water Heating_Natural Gas_Water Heater - Thermostatic Shower Restriction Valve_A_Achievable Technical Potential | F8 | Commercial | Interruptible - College | Existing | Water Heating | Natural Gas | Water Heater - Thermostatic Shower Restriction Valve | A | Cumulative Summer Peak Savings (MW) | Achievable Technical Potential | 0 | 0 | 0 | 0 | 0 | 0 | 0 | 0 | 0 | 0 | 0 | 0 | 0 | 0 | 0 | 0 | 0 | 0 | 0 | 0 | 0 | 0 | 0 | 0 | 0 | 0 | 0
F9_Commercial_Interruptible - College_Existing_Water Heating_Natural Gas_Water Heater - Thermostatic Shower Restriction Valve_A_Achievable Technical Potential | F9 | Commercial | Interruptible - College | Existing | Water Heating | Natural Gas | Water Heater - Thermostatic Shower Restriction Valve | A | Cumulative Winter Peak Savings (MW) | Achievable Technical Potential | 0 | 0 | 0 | 0 | 0 | 0 | 0 | 0 | 0 | 0 | 0 | 0 | 0 | 0 | 0 | 0 | 0 | 0 | 0 | 0 | 0 | 0 | 0 | 0 | 0 | 0 | 0
F10_Commercial_Interruptible - College_Existing_Water Heating_Natural Gas_Water Heater - Thermostatic Shower Restriction Valve_A_Achievable Technical Potential | F10 | Commercial | Interruptible - College | Existing | Water Heating | Natural Gas | Water Heater - Thermostatic Shower Restriction Valve | A | Purchases (Incremental) | Achievable Technical Potential | 0 | 0 | 0 | 0 | 0 | 0 | 0 | 0 | 0 | 0 | 0 | 0 | 0 | 0 | 0 | 0 | 0 | 0 | 0 | 0 | 0 | 0 | 0 | 0 | 0 | 0 | 0
F11_Commercial_Interruptible - College_Existing_Water Heating_Natural Gas_Water Heater - Thermostatic Shower Restriction Valve_A_Achievable Technical Potential | F11 | Commercial | Interruptible - College | Existing | Water Heating | Natural Gas | Water Heater - Thermostatic Shower Restriction Valve | A | Purchases (Cumulative) | Achievable Technical Potential | 0 | 0 | 0 | 0 | 0 | 0 | 0 | 0 | 0 | 0 | 0 | 0 | 0 | 0 | 0 | 0 | 0 | 0 | 0 | 0 | 0 | 0 | 0 | 0 | 0 | 0 | 0
F1_Commercial_Interruptible - College_Existing_Water Heating_Natural Gas_Water Heater - Pre-Rinse Spray Valve_A_Achievable Technical Potential | F1 | Commercial | Interruptible - College | Existing | Water Heating | Natural Gas | Water Heater - Pre-Rinse Spray Valve | A | Integrated Unit Energy Savings (kWh or therms) | Achievable Technical Potential | 0 | 0 | 109.4421 | 105.5847 | 101.7879 | 97.9366 | 94.0403 | 89.9734 | 86.0145 | 82.248 | 78.7779 | 75.8183 | 73.5648 | 71.9816 | 71.3216 | 70.7627 | 70.4609 | 70.2212 | 70.0333 | 69.8821 | 69.7746 | 69.6985 | 69.6444 | 69.6058 | 69.5537 | 69.5406 | 69.5301
F2_Commercial_Interruptible - College_Existing_Water Heating_Natural Gas_Water Heater - Pre-Rinse Spray Valve_A_Achievable Technical Potential | F2 | Commercial | Interruptible - College | Existing | Water Heating | Natural Gas | Water Heater - Pre-Rinse Spray Valve | A | Integrated Unit Summer Peak Savings (kW) | Achievable Technical Potential | 0 | 0 | 0 | 0 | 0 | 0 | 0 | 0 | 0 | 0 | 0 | 0 | 0 | 0 | 0 | 0 | 0 | 0 | 0 | 0 | 0 | 0 | 0 | 0 | 0 | 0 | 0
F3_Commercial_Interruptible - College_Existing_Water Heating_Natural Gas_Water Heater - Pre-Rinse Spray Valve_A_Achievable Technical Potential | F3 | Commercial | Interruptible - College | Existing | Water Heating | Natural Gas | Water Heater - Pre-Rinse Spray Valve | A | Integrated Unit Winter Peak Savings (kW) | Achievable Technical Potential | 0 | 0 | 0 | 0 | 0 | 0 | 0 | 0 | 0 | 0 | 0 | 0 | 0 | 0 | 0 | 0 | 0 | 0 | 0 | 0 | 0 | 0 | 0 | 0 | 0 | 0 | 0
F4_Commercial_Interruptible - College_Existing_Water Heating_Natural Gas_Water Heater - Pre-Rinse Spray Valve_A_Achievable Technical Potential | F4 | Commercial | Interruptible - College | Existing | Water Heating | Natural Gas | Water Heater - Pre-Rinse Spray Valve | A | Incremental Energy Savings (MWh or mTherms) | Achievable Technical Potential | 0 | 0 | 0.019342 | 0.022912 | 0.027029 | 0.030189 | 0.016445 | 0.017461 | 0.015947 | 0.012536 | 0.0065012 | 0 | 0 | 0 | 0 | 0 | 0 | 0 | 0 | 0 | 0 | 0 | 0 | 0 | 0 | 0 | 0
F5_Commercial_Interruptible - College_Existing_Water Heating_Natural Gas_Water Heater - Pre-Rinse Spray Valve_A_Achievable Technical Potential | F5 | Commercial | Interruptible - College | Existing | Water Heating | Natural Gas | Water Heater - Pre-Rinse Spray Valve | A | Incremental Summer Peak Savings (MW) | Achievable Technical Potential | 0 | 0 | 0 | 0 | 0 | 0 | 0 | 0 | 0 | 0 | 0 | 0 | 0 | 0 | 0 | 0 | 0 | 0 | 0 | 0 | 0 | 0 | 0 | 0 | 0 | 0 | 0
F6_Commercial_Interruptible - College_Existing_Water Heating_Natural Gas_Water Heater - Pre-Rinse Spray Valve_A_Achievable Technical Potential | F6 | Commercial | Interruptible - College | Existing | Water Heating | Natural Gas | Water Heater - Pre-Rinse Spray Valve | A | Incremental Winter Peak Savings (MW) | Achievable Technical Potential | 0 | 0 | 0 | 0 | 0 | 0 | 0 | 0 | 0 | 0 | 0 | 0 | 0 | 0 | 0 | 0 | 0 | 0 | 0 | 0 | 0 | 0 | 0 | 0 | 0 | 0 | 0
F7_Commercial_Interruptible - College_Existing_Water Heating_Natural Gas_Water Heater - Pre-Rinse Spray Valve_A_Achievable Technical Potential | F7 | Commercial | Interruptible - College | Existing | Water Heating | Natural Gas | Water Heater - Pre-Rinse Spray Valve | A | Cumulative Energy Savings (MWh or mTherms) | Achievable Technical Potential | 0 | 0 | 0.019342 | 0.041572 | 0.067106 | 0.094756 | 0.10743 | 0.12025 | 0.1309 | 0.13771 | 0.1384 | 0.1332 | 0.12924 | 0.12646 | 0.1253 | 0.12432 | 0.12379 | 0.12337 | 0.12303 | 0.12277 | 0.12258 | 0.12245 | 0.12235 | 0.12228 | 0.12219 | 0.12217 | 0.12215
F8_Commercial_Interruptible - College_Existing_Water Heating_Natural Gas_Water Heater - Pre-Rinse Spray Valve_A_Achievable Technical Potential | F8 | Commercial | Interruptible - College | Existing | Water Heating | Natural Gas | Water Heater - Pre-Rinse Spray Valve | A | Cumulative Summer Peak Savings (MW) | Achievable Technical Potential | 0 | 0 | 0 | 0 | 0 | 0 | 0 | 0 | 0 | 0 | 0 | 0 | 0 | 0 | 0 | 0 | 0 | 0 | 0 | 0 | 0 | 0 | 0 | 0 | 0 | 0 | 0
F9_Commercial_Interruptible - College_Existing_Water Heating_Natural Gas_Water Heater - Pre-Rinse Spray Valve_A_Achievable Technical Potential | F9 | Commercial | Interruptible - College | Existing | Water Heating | Natural Gas | Water Heater - Pre-Rinse Spray Valve | A | Cumulative Winter Peak Savings (MW) | Achievable Technical Potential | 0 | 0 | 0 | 0 | 0 | 0 | 0 | 0 | 0 | 0 | 0 | 0 | 0 | 0 | 0 | 0 | 0 | 0 | 0 | 0 | 0 | 0 | 0 | 0 | 0 | 0 | 0
F10_Commercial_Interruptible - College_Existing_Water Heating_Natural Gas_Water Heater - Pre-Rinse Spray Valve_A_Achievable Technical Potential | F10 | Commercial | Interruptible - College | Existing | Water Heating | Natural Gas | Water Heater - Pre-Rinse Spray Valve | A | Purchases (Incremental) | Achievable Technical Potential | 0 | 0 | 0.17673 | 0.217 | 0.26554 | 0.30825 | 0.17487 | 0.19407 | 0.1854 | 0.15242 | 0.082526 | 0 | 0 | 0 | 0 | 0 | 0 | 0 | 0 | 0 | 0 | 0 | 0 | 0 | 0 | 0 | 0
F11_Commercial_Interruptible - College_Existing_Water Heating_Natural Gas_Water Heater - Pre-Rinse Spray Valve_A_Achievable Technical Potential | F11 | Commercial | Interruptible - College | Existing | Water Heating | Natural Gas | Water Heater - Pre-Rinse Spray Valve | A | Purchases (Cumulative) | Achievable Technical Potential | 0 | 0 | 0.17673 | 0.39373 | 0.65927 | 0.96753 | 1.1424 | 1.3365 | 1.5219 | 1.6743 | 1.7568 | 1.7568 | 1.7568 | 1.7568 | 1.7568 | 1.7568 | 1.7568 | 1.7568 | 1.7568 | 1.7568 | 1.7568 | 1.7568 | 1.7568 | 1.7568 | 1.7568 | 1.7568 | 1.7568
F1_Commercial_Interruptible - College_Existing_Water Heating_Natural Gas_Water Heater - Temperature Setback_A_Achievable Technical Potential | F1 | Commercial | Interruptible - College | Existing | Water Heating | Natural Gas | Water Heater - Temperature Setback | A | Integrated Unit Energy Savings (kWh or therms) | Achievable Technical Potential | 0 | 0 | 686.5514 | 674.2053 | 662.7206 | 652.0482 | 642.1219 | 632.8458 | 624.3061 | 616.6255 | 609.6372 | 603.3874 | 598.2011 | 594.0047 | 590.6753 | 587.3245 | 584.8199 | 582.8304 | 581.2706 | 580.0157 | 579.1238 | 578.4918 | 578.0432 | 577.7226 | 577.2904 | 577.1815 | 577.0943
F2_Commercial_Interruptible - College_Existing_Water Heating_Natural Gas_Water Heater - Temperature Setback_A_Achievable Technical Potential | F2 | Commercial | Interruptible - College | Existing | Water Heating | Natural Gas | Water Heater - Temperature Setback | A | Integrated Unit Summer Peak Savings (kW) | Achievable Technical Potential | 0 | 0 | 0 | 0 | 0 | 0 | 0 | 0 | 0 | 0 | 0 | 0 | 0 | 0 | 0 | 0 | 0 | 0 | 0 | 0 | 0 | 0 | 0 | 0 | 0 | 0 | 0
F3_Commercial_Interruptible - College_Existing_Water Heating_Natural Gas_Water Heater - Temperature Setback_A_Achievable Technical Potential | F3 | Commercial | Interruptible - College | Existing | Water Heating | Natural Gas | Water Heater - Temperature Setback | A | Integrated Unit Winter Peak Savings (kW) | Achievable Technical Potential | 0 | 0 | 0 | 0 | 0 | 0 | 0 | 0 | 0 | 0 | 0 | 0 | 0 | 0 | 0 | 0 | 0 | 0 | 0 | 0 | 0 | 0 | 0 | 0 | 0 | 0 | 0
F4_Commercial_Interruptible - College_Existing_Water Heating_Natural Gas_Water Heater - Temperature Setback_A_Achievable Technical Potential | F4 | Commercial | Interruptible - College | Existing | Water Heating | Natural Gas | Water Heater - Temperature Setback | A | Incremental Energy Savings (MWh or mTherms) | Achievable Technical Potential | 0 | 0 | 2.1279 | 2.5657 | 1.0322 | 1.0435 | 0.96912 | 1.141 | 0 | 0 | 0 | 0 | 0 | 0 | 0 | 0 | 0 | 0 | 0 | 0 | 0 | 0 | 0 | 0 | 0 | 0 | 0
F5_Commercial_Interruptible - College_Existing_Water Heating_Natural Gas_Water Heater - Temperature Setback_A_Achievable Technical Potential | F5 | Commercial | Interruptible - College | Existing | Water Heating | Natural Gas | Water Heater - Temperature Setback | A | Incremental Summer Peak Savings (MW) | Achievable Technical Potential | 0 | 0 | 0 | 0 | 0 | 0 | 0 | 0 | 0 | 0 | 0 | 0 | 0 | 0 | 0 | 0 | 0 | 0 | 0 | 0 | 0 | 0 | 0 | 0 | 0 | 0 | 0
F6_Commercial_Interruptible - College_Existing_Water Heating_Natural Gas_Water Heater - Temperature Setback_A_Achievable Technical Potential | F6 | Commercial | Interruptible - College | Existing | Water Heating | Natural Gas | Water Heater - Temperature Setback | A | Incremental Winter Peak Savings (MW) | Achievable Technical Potential | 0 | 0 | 0 | 0 | 0 | 0 | 0 | 0 | 0 | 0 | 0 | 0 | 0 | 0 | 0 | 0 | 0 | 0 | 0 | 0 | 0 | 0 | 0 | 0 | 0 | 0 | 0
F7_Commercial_Interruptible - College_Existing_Water Heating_Natural Gas_Water Heater - Temperature Setback_A_Achievable Technical Potential | F7 | Commercial | Interruptible - College | Existing | Water Heating | Natural Gas | Water Heater - Temperature Setback | A | Cumulative Energy Savings (MWh or mTherms) | Achievable Technical Potential | 0 | 0 | 2.1279 | 4.6554 | 5.6083 | 6.5614 | 7.4307 | 8.4644 | 8.3502 | 8.2474 | 8.154 | 8.0704 | 8.001 | 7.9449 | 7.9003 | 7.8555 | 7.822 | 7.7954 | 7.7746 | 7.7578 | 7.7458 | 7.7374 | 7.7314 | 7.7271 | 7.7213 | 7.7199 | 7.7187
F8_Commercial_Interruptible - College_Existing_Water Heating_Natural Gas_Water Heater - Temperature Setback_A_Achievable Technical Potential | F8 | Commercial | Interruptible - College | Existing | Water Heating | Natural Gas | Water Heater - Temperature Setback | A | Cumulative Summer Peak Savings (MW) | Achievable Technical Potential | 0 | 0 | 0 | 0 | 0 | 0 | 0 | 0 | 0 | 0 | 0 | 0 | 0 | 0 | 0 | 0 | 0 | 0 | 0 | 0 | 0 | 0 | 0 | 0 | 0 | 0 | 0
F9_Commercial_Interruptible - College_Existing_Water Heating_Natural Gas_Water Heater - Temperature Setback_A_Achievable Technical Potential | F9 | Commercial | Interruptible - College | Existing | Water Heating | Natural Gas | Water Heater - Temperature Setback | A | Cumulative Winter Peak Savings (MW) | Achievable Technical Potential | 0 | 0 | 0 | 0 | 0 | 0 | 0 | 0 | 0 | 0 | 0 | 0 | 0 | 0 | 0 | 0 | 0 | 0 | 0 | 0 | 0 | 0 | 0 | 0 | 0 | 0 | 0
F10_Commercial_Interruptible - College_Existing_Water Heating_Natural Gas_Water Heater - Temperature Setback_A_Achievable Technical Potential | F10 | Commercial | Interruptible - College | Existing | Water Heating | Natural Gas | Water Heater - Temperature Setback | A | Purchases (Incremental) | Achievable Technical Potential | 0 | 0 | 3.0994 | 3.8056 | 1.5575 | 1.6004 | 1.5092 | 1.803 | 0 | 0 | 0 | 0 | 0 | 0 | 0 | 0 | 0 | 0 | 0 | 0 | 0 | 0 | 0 | 0 | 0 | 0 | 0
F11_Commercial_Interruptible - College_Existing_Water Heating_Natural Gas_Water Heater - Temperature Setback_A_Achievable Technical Potential | F11 | Commercial | Interruptible - College | Existing | Water Heating | Natural Gas | Water Heater - Temperature Setback | A | Purchases (Cumulative) | Achievable Technical Potential | 0 | 0 | 3.0994 | 6.905 | 8.4625 | 10.0628 | 11.5721 | 13.3751 | 13.3751 | 13.3751 | 13.3751 | 13.3751 | 13.3751 | 13.3751 | 13.3751 | 13.3751 | 13.3751 | 13.3751 | 13.3751 | 13.3751 | 13.3751 | 13.3751 | 13.3751 | 13.3751 | 13.3751 | 13.3751 | 13.3751
F1_Commercial_Interruptible - College_Existing_Water Heating_Natural Gas_Water Heater - Faucet Aerators_A_Achievable Technical Potential | F1 | Commercial | Interruptible - College | Existing | Water Heating | Natural Gas | Water Heater - Faucet Aerators | A | Integrated Unit Energy Savings (kWh or therms) | Achievable Technical Potential | 0 | 0 | 159.8353 | 155.2701 | 150.9176 | 146.5617 | 142.2028 | 137.6984 | 133.3747 | 129.246 | 125.4634 | 122.2052 | 119.6419 | 117.7717 | 117.1116 | 116.4472 | 115.9506 | 115.5562 | 115.2469 | 114.9981 | 114.8213 | 114.696 | 114.607 | 114.5435 | 114.4578 | 114.4362 | 114.4189
F2_Commercial_Interruptible - College_Existing_Water Heating_Natural Gas_Water Heater - Faucet Aerators_A_Achievable Technical Potential | F2 | Commercial | Interruptible - College | Existing | Water Heating | Natural Gas | Water Heater - Faucet Aerators | A | Integrated Unit Summer Peak Savings (kW) | Achievable Technical Potential | 0 | 0 | 0 | 0 | 0 | 0 | 0 | 0 | 0 | 0 | 0 | 0 | 0 | 0 | 0 | 0 | 0 | 0 | 0 | 0 | 0 | 0 | 0 | 0 | 0 | 0 | 0
F3_Commercial_Interruptible - College_Existing_Water Heating_Natural Gas_Water Heater - Faucet Aerators_A_Achievable Technical Potential | F3 | Commercial | Interruptible - College | Existing | Water Heating | Natural Gas | Water Heater - Faucet Aerators | A | Integrated Unit Winter Peak Savings (kW) | Achievable Technical Potential | 0 | 0 | 0 | 0 | 0 | 0 | 0 | 0 | 0 | 0 | 0 | 0 | 0 | 0 | 0 | 0 | 0 | 0 | 0 | 0 | 0 | 0 | 0 | 0 | 0 | 0 | 0
F4_Commercial_Interruptible - College_Existing_Water Heating_Natural Gas_Water Heater - Faucet Aerators_A_Achievable Technical Potential | F4 | Commercial | Interruptible - College | Existing | Water Heating | Natural Gas | Water Heater - Faucet Aerators | A | Incremental Energy Savings (MWh or mTherms) | Achievable Technical Potential | 0 | 0 | 0 | 0 | 0 | 0 | 0 | 0 | 0 | 0 | 0 | 0 | 0 | 0 | 0 | 0 | 0 | 0 | 0 | 0 | 0 | 0 | 0 | 0 | 0 | 0 | 0
F5_Commercial_Interruptible - College_Existing_Water Heating_Natural Gas_Water Heater - Faucet Aerators_A_Achievable Technical Potential | F5 | Commercial | Interruptible - College | Existing | Water Heating | Natural Gas | Water Heater - Faucet Aerators | A | Incremental Summer Peak Savings (MW) | Achievable Technical Potential | 0 | 0 | 0 | 0 | 0 | 0 | 0 | 0 | 0 | 0 | 0 | 0 | 0 | 0 | 0 | 0 | 0 | 0 | 0 | 0 | 0 | 0 | 0 | 0 | 0 | 0 | 0
F6_Commercial_Interruptible - College_Existing_Water Heating_Natural Gas_Water Heater - Faucet Aerators_A_Achievable Technical Potential | F6 | Commercial | Interruptible - College | Existing | Water Heating | Natural Gas | Water Heater - Faucet Aerators | A | Incremental Winter Peak Savings (MW) | Achievable Technical Potential | 0 | 0 | 0 | 0 | 0 | 0 | 0 | 0 | 0 | 0 | 0 | 0 | 0 | 0 | 0 | 0 | 0 | 0 | 0 | 0 | 0 | 0 | 0 | 0 | 0 | 0 | 0
F7_Commercial_Interruptible - College_Existing_Water Heating_Natural Gas_Water Heater - Faucet Aerators_A_Achievable Technical Potential | F7 | Commercial | Interruptible - College | Existing | Water Heating | Natural Gas | Water Heater - Faucet Aerators | A | Cumulative Energy Savings (MWh or mTherms) | Achievable Technical Potential | 0 | 0 | 0 | 0 | 0 | 0 | 0 | 0 | 0 | 0 | 0 | 0 | 0 | 0 | 0 | 0 | 0 | 0 | 0 | 0 | 0 | 0 | 0 | 0 | 0 | 0 | 0
F8_Commercial_Interruptible - College_Existing_Water Heating_Natural Gas_Water Heater - Faucet Aerators_A_Achievable Technical Potential | F8 | Commercial | Interruptible - College | Existing | Water Heating | Natural Gas | Water Heater - Faucet Aerators | A | Cumulative Summer Peak Savings (MW) | Achievable Technical Potential | 0 | 0 | 0 | 0 | 0 | 0 | 0 | 0 | 0 | 0 | 0 | 0 | 0 | 0 | 0 | 0 | 0 | 0 | 0 | 0 | 0 | 0 | 0 | 0 | 0 | 0 | 0
F9_Commercial_Interruptible - College_Existing_Water Heating_Natural Gas_Water Heater - Faucet Aerators_A_Achievable Technical Potential | F9 | Commercial | Interruptible - College | Existing | Water Heating | Natural Gas | Water Heater - Faucet Aerators | A | Cumulative Winter Peak Savings (MW) | Achievable Technical Potential | 0 | 0 | 0 | 0 | 0 | 0 | 0 | 0 | 0 | 0 | 0 | 0 | 0 | 0 | 0 | 0 | 0 | 0 | 0 | 0 | 0 | 0 | 0 | 0 | 0 | 0 | 0
F10_Commercial_Interruptible - College_Existing_Water Heating_Natural Gas_Water Heater - Faucet Aerators_A_Achievable Technical Potential | F10 | Commercial | Interruptible - College | Existing | Water Heating | Natural Gas | Water Heater - Faucet Aerators | A | Purchases (Incremental) | Achievable Technical Potential | 0 | 0 | 0 | 0 | 0 | 0 | 0 | 0 | 0 | 0 | 0 | 0 | 0 | 0 | 0 | 0 | 0 | 0 | 0 | 0 | 0 | 0 | 0 | 0 | 0 | 0 | 0
F11_Commercial_Interruptible - College_Existing_Water Heating_Natural Gas_Water Heater - Faucet Aerators_A_Achievable Technical Potential | F11 | Commercial | Interruptible - College | Existing | Water Heating | Natural Gas | Water Heater - Faucet Aerators | A | Purchases (Cumulative) | Achievable Technical Potential | 0 | 0 | 0 | 0 | 0 | 0 | 0 | 0 | 0 | 0 | 0 | 0 | 0 | 0 | 0 | 0 | 0 | 0 | 0 | 0 | 0 | 0 | 0 | 0 | 0 | 0 | 0
F1_Commercial_Interruptible - College_Existing_Water Heating_Natural Gas_Water Heater - Low-Flow Showerheads_A_Achievable Technical Potential | F1 | Commercial | Interruptible - College | Existing | Water Heating | Natural Gas | Water Heater - Low-Flow Showerheads | A | Integrated Unit Energy Savings (kWh or therms) | Achievable Technical Potential | 0 | 0 | 81.833 | 79.0051 | 76.2307 | 73.4209 | 70.5816 | 67.6208 | 64.7418 | 62.0011 | 59.4707 | 57.3072 | 55.6293 | 54.4374 | 53.9413 | 53.52 | 53.2918 | 53.1105 | 52.9683 | 52.854 | 52.7727 | 52.7151 | 52.6742 | 52.645 | 52.6056 | 52.5957 | 52.5878
F2_Commercial_Interruptible - College_Existing_Water Heating_Natural Gas_Water Heater - Low-Flow Showerheads_A_Achievable Technical Potential | F2 | Commercial | Interruptible - College | Existing | Water Heating | Natural Gas | Water Heater - Low-Flow Showerheads | A | Integrated Unit Summer Peak Savings (kW) | Achievable Technical Potential | 0 | 0 | 0 | 0 | 0 | 0 | 0 | 0 | 0 | 0 | 0 | 0 | 0 | 0 | 0 | 0 | 0 | 0 | 0 | 0 | 0 | 0 | 0 | 0 | 0 | 0 | 0
F3_Commercial_Interruptible - College_Existing_Water Heating_Natural Gas_Water Heater - Low-Flow Showerheads_A_Achievable Technical Potential | F3 | Commercial | Interruptible - College | Existing | Water Heating | Natural Gas | Water Heater - Low-Flow Showerheads | A | Integrated Unit Winter Peak Savings (kW) | Achievable Technical Potential | 0 | 0 | 0 | 0 | 0 | 0 | 0 | 0 | 0 | 0 | 0 | 0 | 0 | 0 | 0 | 0 | 0 | 0 | 0 | 0 | 0 | 0 | 0 | 0 | 0 | 0 | 0
F4_Commercial_Interruptible - College_Existing_Water Heating_Natural Gas_Water Heater - Low-Flow Showerheads_A_Achievable Technical Potential | F4 | Commercial | Interruptible - College | Existing | Water Heating | Natural Gas | Water Heater - Low-Flow Showerheads | A | Incremental Energy Savings (MWh or mTherms) | Achievable Technical Potential | 0 | 0 | 0 | 0 | 0 | 0 | 0 | 0 | 0 | 0 | 0 | 0 | 0 | 0 | 0 | 0 | 0 | 0 | 0 | 0 | 0 | 0 | 0 | 0 | 0 | 0 | 0
F5_Commercial_Interruptible - College_Existing_Water Heating_Natural Gas_Water Heater - Low-Flow Showerheads_A_Achievable Technical Potential | F5 | Commercial | Interruptible - College | Existing | Water Heating | Natural Gas | Water Heater - Low-Flow Showerheads | A | Incremental Summer Peak Savings (MW) | Achievable Technical Potential | 0 | 0 | 0 | 0 | 0 | 0 | 0 | 0 | 0 | 0 | 0 | 0 | 0 | 0 | 0 | 0 | 0 | 0 | 0 | 0 | 0 | 0 | 0 | 0 | 0 | 0 | 0
F6_Commercial_Interruptible - College_Existing_Water Heating_Natural Gas_Water Heater - Low-Flow Showerheads_A_Achievable Technical Potential | F6 | Commercial | Interruptible - College | Existing | Water Heating | Natural Gas | Water Heater - Low-Flow Showerheads | A | Incremental Winter Peak Savings (MW) | Achievable Technical Potential | 0 | 0 | 0 | 0 | 0 | 0 | 0 | 0 | 0 | 0 | 0 | 0 | 0 | 0 | 0 | 0 | 0 | 0 | 0 | 0 | 0 | 0 | 0 | 0 | 0 | 0 | 0
F7_Commercial_Interruptible - College_Existing_Water Heating_Natural Gas_Water Heater - Low-Flow Showerheads_A_Achievable Technical Potential | F7 | Commercial | Interruptible - College | Existing | Water Heating | Natural Gas | Water Heater - Low-Flow Showerheads | A | Cumulative Energy Savings (MWh or mTherms) | Achievable Technical Potential | 0 | 0 | 0 | 0 | 0 | 0 | 0 | 0 | 0 | 0 | 0 | 0 | 0 | 0 | 0 | 0 | 0 | 0 | 0 | 0 | 0 | 0 | 0 | 0 | 0 | 0 | 0
F8_Commercial_Interruptible - College_Existing_Water Heating_Natural Gas_Water Heater - Low-Flow Showerheads_A_Achievable Technical Potential | F8 | Commercial | Interruptible - College | Existing | Water Heating | Natural Gas | Water Heater - Low-Flow Showerheads | A | Cumulative Summer Peak Savings (MW) | Achievable Technical Potential | 0 | 0 | 0 | 0 | 0 | 0 | 0 | 0 | 0 | 0 | 0 | 0 | 0 | 0 | 0 | 0 | 0 | 0 | 0 | 0 | 0 | 0 | 0 | 0 | 0 | 0 | 0
F9_Commercial_Interruptible - College_Existing_Water Heating_Natural Gas_Water Heater - Low-Flow Showerheads_A_Achievable Technical Potential | F9 | Commercial | Interruptible - College | Existing | Water Heating | Natural Gas | Water Heater - Low-Flow Showerheads | A | Cumulative Winter Peak Savings (MW) | Achievable Technical Potential | 0 | 0 | 0 | 0 | 0 | 0 | 0 | 0 | 0 | 0 | 0 | 0 | 0 | 0 | 0 | 0 | 0 | 0 | 0 | 0 | 0 | 0 | 0 | 0 | 0 | 0 | 0
F10_Commercial_Interruptible - College_Existing_Water Heating_Natural Gas_Water Heater - Low-Flow Showerheads_A_Achievable Technical Potential | F10 | Commercial | Interruptible - College | Existing | Water Heating | Natural Gas | Water Heater - Low-Flow Showerheads | A | Purchases (Incremental) | Achievable Technical Potential | 0 | 0 | 0 | 0 | 0 | 0 | 0 | 0 | 0 | 0 | 0 | 0 | 0 | 0 | 0 | 0 | 0 | 0 | 0 | 0 | 0 | 0 | 0 | 0 | 0 | 0 | 0
F11_Commercial_Interruptible - College_Existing_Water Heating_Natural Gas_Water Heater - Low-Flow Showerheads_A_Achievable Technical Potential | F11 | Commercial | Interruptible - College | Existing | Water Heating | Natural Gas | Water Heater - Low-Flow Showerheads | A | Purchases (Cumulative) | Achievable Technical Potential | 0 | 0 | 0 | 0 | 0 | 0 | 0 | 0 | 0 | 0 | 0 | 0 | 0 | 0 | 0 | 0 | 0 | 0 | 0 | 0 | 0 | 0 | 0 | 0 | 0 | 0 | 0
F1_Commercial_Interruptible - College_Existing_Water Heating_Natural Gas_Water Heater - Tank Blanket/Insulation_A_Achievable Technical Potential | F1 | Commercial | Interruptible - College | Existing | Water Heating | Natural Gas | Water Heater - Tank Blanket/Insulation | A | Integrated Unit Energy Savings (kWh or therms) | Achievable Technical Potential | 0 | 0 | 1327.9893 | 1306.0167 | 1286.0724 | 1268.0022 | 1251.6784 | 1237.0473 | 1224.1109 | 1212.8651 | 1202.6947 | 1193.4238 | 1185.523 | 1178.8185 | 1173.1724 | 1166.9641 | 1161.9876 | 1158.0346 | 1154.9355 | 1152.4422 | 1150.67 | 1149.4142 | 1148.5228 | 1147.8858 | 1147.0272 | 1146.8106 | 1146.6374
F2_Commercial_Interruptible - College_Existing_Water Heating_Natural Gas_Water Heater - Tank Blanket/Insulation_A_Achievable Technical Potential | F2 | Commercial | Interruptible - College | Existing | Water Heating | Natural Gas | Water Heater - Tank Blanket/Insulation | A | Integrated Unit Summer Peak Savings (kW) | Achievable Technical Potential | 0 | 0 | 0 | 0 | 0 | 0 | 0 | 0 | 0 | 0 | 0 | 0 | 0 | 0 | 0 | 0 | 0 | 0 | 0 | 0 | 0 | 0 | 0 | 0 | 0 | 0 | 0
F3_Commercial_Interruptible - College_Existing_Water Heating_Natural Gas_Water Heater - Tank Blanket/Insulation_A_Achievable Technical Potential | F3 | Commercial | Interruptible - College | Existing | Water Heating | Natural Gas | Water Heater - Tank Blanket/Insulation | A | Integrated Unit Winter Peak Savings (kW) | Achievable Technical Potential | 0 | 0 | 0 | 0 | 0 | 0 | 0 | 0 | 0 | 0 | 0 | 0 | 0 | 0 | 0 | 0 | 0 | 0 | 0 | 0 | 0 | 0 | 0 | 0 | 0 | 0 | 0
F4_Commercial_Interruptible - College_Existing_Water Heating_Natural Gas_Water Heater - Tank Blanket/Insulation_A_Achievable Technical Potential | F4 | Commercial | Interruptible - College | Existing | Water Heating | Natural Gas | Water Heater - Tank Blanket/Insulation | A | Incremental Energy Savings (MWh or mTherms) | Achievable Technical Potential | 0 | 0 | 1.2106 | 1.4618 | 1.7615 | 2.0161 | 2.27 | 2.6229 | 2.8473 | 2.882 | 2.6931 | 2.2971 | 1.7658 | 1.205 | 0.71763 | 0.33341 | 0 | 0 | 0 | 0 | 0 | 0 | 0 | 0 | 0 | 0 | 0
F5_Commercial_Interruptible - College_Existing_Water Heating_Natural Gas_Water Heater - Tank Blanket/Insulation_A_Achievable Technical Potential | F5 | Commercial | Interruptible - College | Existing | Water Heating | Natural Gas | Water Heater - Tank Blanket/Insulation | A | Incremental Summer Peak Savings (MW) | Achievable Technical Potential | 0 | 0 | 0 | 0 | 0 | 0 | 0 | 0 | 0 | 0 | 0 | 0 | 0 | 0 | 0 | 0 | 0 | 0 | 0 | 0 | 0 | 0 | 0 | 0 | 0 | 0 | 0
F6_Commercial_Interruptible - College_Existing_Water Heating_Natural Gas_Water Heater - Tank Blanket/Insulation_A_Achievable Technical Potential | F6 | Commercial | Interruptible - College | Existing | Water Heating | Natural Gas | Water Heater - Tank Blanket/Insulation | A | Incremental Winter Peak Savings (MW) | Achievable Technical Potential | 0 | 0 | 0 | 0 | 0 | 0 | 0 | 0 | 0 | 0 | 0 | 0 | 0 | 0 | 0 | 0 | 0 | 0 | 0 | 0 | 0 | 0 | 0 | 0 | 0 | 0 | 0
F7_Commercial_Interruptible - College_Existing_Water Heating_Natural Gas_Water Heater - Tank Blanket/Insulation_A_Achievable Technical Potential | F7 | Commercial | Interruptible - College | Existing | Water Heating | Natural Gas | Water Heater - Tank Blanket/Insulation | A | Cumulative Energy Savings (MWh or mTherms) | Achievable Technical Potential | 0 | 0 | 1.2106 | 2.6524 | 4.3734 | 6.328 | 8.5165 | 11.0399 | 13.7717 | 16.5271 | 19.0817 | 21.2317 | 22.857 | 23.9327 | 24.5357 | 24.7393 | 24.6338 | 24.55 | 24.4843 | 24.4314 | 24.3939 | 24.3672 | 24.3484 | 24.3348 | 24.3166 | 24.3121 | 24.3084
F8_Commercial_Interruptible - College_Existing_Water Heating_Natural Gas_Water Heater - Tank Blanket/Insulation_A_Achievable Technical Potential | F8 | Commercial | Interruptible - College | Existing | Water Heating | Natural Gas | Water Heater - Tank Blanket/Insulation | A | Cumulative Summer Peak Savings (MW) | Achievable Technical Potential | 0 | 0 | 0 | 0 | 0 | 0 | 0 | 0 | 0 | 0 | 0 | 0 | 0 | 0 | 0 | 0 | 0 | 0 | 0 | 0 | 0 | 0 | 0 | 0 | 0 | 0 | 0
F9_Commercial_Interruptible - College_Existing_Water Heating_Natural Gas_Water Heater - Tank Blanket/Insulation_A_Achievable Technical Potential | F9 | Commercial | Interruptible - College | Existing | Water Heating | Natural Gas | Water Heater - Tank Blanket/Insulation | A | Cumulative Winter Peak Savings (MW) | Achievable Technical Potential | 0 | 0 | 0 | 0 | 0 | 0 | 0 | 0 | 0 | 0 | 0 | 0 | 0 | 0 | 0 | 0 | 0 | 0 | 0 | 0 | 0 | 0 | 0 | 0 | 0 | 0 | 0
F10_Commercial_Interruptible - College_Existing_Water Heating_Natural Gas_Water Heater - Tank Blanket/Insulation_A_Achievable Technical Potential | F10 | Commercial | Interruptible - College | Existing | Water Heating | Natural Gas | Water Heater - Tank Blanket/Insulation | A | Purchases (Incremental) | Achievable Technical Potential | 0 | 0 | 0.91159 | 1.1193 | 1.3697 | 1.59 | 1.8136 | 2.1203 | 2.326 | 2.3762 | 2.2392 | 1.9248 | 1.4895 | 1.0222 | 0.6117 | 0.28571 | 0 | 0 | 0 | 0 | 0 | 0 | 0 | 0 | 0 | 0 | 0
F11_Commercial_Interruptible - College_Existing_Water Heating_Natural Gas_Water Heater - Tank Blanket/Insulation_A_Achievable Technical Potential | F11 | Commercial | Interruptible - College | Existing | Water Heating | Natural Gas | Water Heater - Tank Blanket/Insulation | A | Purchases (Cumulative) | Achievable Technical Potential | 0 | 0 | 0.91159 | 2.0309 | 3.4005 | 4.9905 | 6.8041 | 8.9244 | 11.2504 | 13.6265 | 15.8658 | 17.7906 | 19.2801 | 20.3023 | 20.914 | 21.1997 | 21.1997 | 21.1997 | 21.1997 | 21.1997 | 21.1997 | 21.1997 | 21.1997 | 21.1997 | 21.1997 | 21.1997 | 21.1997
F1_Commercial_Interruptible - College_Existing_Water Heating_Natural Gas_Water Heater - Drainwater Heat Recovery_A_Achievable Technical Potential | F1 | Commercial | Interruptible - College | Existing | Water Heating | Natural Gas | Water Heater - Drainwater Heat Recovery | A | Integrated Unit Energy Savings (kWh or therms) | Achievable Technical Potential | 0 | 0 | 814.6296 | 786.3954 | 758.6821 | 730.6082 | 702.2354 | 672.6438 | 643.8643 | 616.4701 | 591.1856 | 569.5758 | 552.822 | 540.9247 | 535.9647 | 531.7644 | 529.4967 | 527.6953 | 526.2831 | 525.147 | 524.3394 | 523.7672 | 523.361 | 523.0707 | 522.6795 | 522.5808 | 522.5019
F2_Commercial_Interruptible - College_Existing_Water Heating_Natural Gas_Water Heater - Drainwater Heat Recovery_A_Achievable Technical Potential | F2 | Commercial | Interruptible - College | Existing | Water Heating | Natural Gas | Water Heater - Drainwater Heat Recovery | A | Integrated Unit Summer Peak Savings (kW) | Achievable Technical Potential | 0 | 0 | 0 | 0 | 0 | 0 | 0 | 0 | 0 | 0 | 0 | 0 | 0 | 0 | 0 | 0 | 0 | 0 | 0 | 0 | 0 | 0 | 0 | 0 | 0 | 0 | 0
F3_Commercial_Interruptible - College_Existing_Water Heating_Natural Gas_Water Heater - Drainwater Heat Recovery_A_Achievable Technical Potential | F3 | Commercial | Interruptible - College | Existing | Water Heating | Natural Gas | Water Heater - Drainwater Heat Recovery | A | Integrated Unit Winter Peak Savings (kW) | Achievable Technical Potential | 0 | 0 | 0 | 0 | 0 | 0 | 0 | 0 | 0 | 0 | 0 | 0 | 0 | 0 | 0 | 0 | 0 | 0 | 0 | 0 | 0 | 0 | 0 | 0 | 0 | 0 | 0
F4_Commercial_Interruptible - College_Existing_Water Heating_Natural Gas_Water Heater - Drainwater Heat Recovery_A_Achievable Technical Potential | F4 | Commercial | Interruptible - College | Existing | Water Heating | Natural Gas | Water Heater - Drainwater Heat Recovery | A | Incremental Energy Savings (MWh or mTherms) | Achievable Technical Potential | 0 | 0 | 0 | 0 | 0 | 0 | 0 | 0 | 0 | 0 | 0 | 0 | 0 | 0 | 0 | 0 | 0 | 0 | 0 | 0 | 0 | 0 | 0 | 0 | 0 | 0 | 0
F5_Commercial_Interruptible - College_Existing_Water Heating_Natural Gas_Water Heater - Drainwater Heat Recovery_A_Achievable Technical Potential | F5 | Commercial | Interruptible - College | Existing | Water Heating | Natural Gas | Water Heater - Drainwater Heat Recovery | A | Incremental Summer Peak Savings (MW) | Achievable Technical Potential | 0 | 0 | 0 | 0 | 0 | 0 | 0 | 0 | 0 | 0 | 0 | 0 | 0 | 0 | 0 | 0 | 0 | 0 | 0 | 0 | 0 | 0 | 0 | 0 | 0 | 0 | 0
F6_Commercial_Interruptible - College_Existing_Water Heating_Natural Gas_Water Heater - Drainwater Heat Recovery_A_Achievable Technical Potential | F6 | Commercial | Interruptible - College | Existing | Water Heating | Natural Gas | Water Heater - Drainwater Heat Recovery | A | Incremental Winter Peak Savings (MW) | Achievable Technical Potential | 0 | 0 | 0 | 0 | 0 | 0 | 0 | 0 | 0 | 0 | 0 | 0 | 0 | 0 | 0 | 0 | 0 | 0 | 0 | 0 | 0 | 0 | 0 | 0 | 0 | 0 | 0
F7_Commercial_Interruptible - College_Existing_Water Heating_Natural Gas_Water Heater - Drainwater Heat Recovery_A_Achievable Technical Potential | F7 | Commercial | Interruptible - College | Existing | Water Heating | Natural Gas | Water Heater - Drainwater Heat Recovery | A | Cumulative Energy Savings (MWh or mTherms) | Achievable Technical Potential | 0 | 0 | 0 | 0 | 0 | 0 | 0 | 0 | 0 | 0 | 0 | 0 | 0 | 0 | 0 | 0 | 0 | 0 | 0 | 0 | 0 | 0 | 0 | 0 | 0 | 0 | 0
F8_Commercial_Interruptible - College_Existing_Water Heating_Natural Gas_Water Heater - Drainwater Heat Recovery_A_Achievable Technical Potential | F8 | Commercial | Interruptible - College | Existing | Water Heating | Natural Gas | Water Heater - Drainwater Heat Recovery | A | Cumulative Summer Peak Savings (MW) | Achievable Technical Potential | 0 | 0 | 0 | 0 | 0 | 0 | 0 | 0 | 0 | 0 | 0 | 0 | 0 | 0 | 0 | 0 | 0 | 0 | 0 | 0 | 0 | 0 | 0 | 0 | 0 | 0 | 0
F9_Commercial_Interruptible - College_Existing_Water Heating_Natural Gas_Water Heater - Drainwater Heat Recovery_A_Achievable Technical Potential | F9 | Commercial | Interruptible - College | Existing | Water Heating | Natural Gas | Water Heater - Drainwater Heat Recovery | A | Cumulative Winter Peak Savings (MW) | Achievable Technical Potential | 0 | 0 | 0 | 0 | 0 | 0 | 0 | 0 | 0 | 0 | 0 | 0 | 0 | 0 | 0 | 0 | 0 | 0 | 0 | 0 | 0 | 0 | 0 | 0 | 0 | 0 | 0
F10_Commercial_Interruptible - College_Existing_Water Heating_Natural Gas_Water Heater - Drainwater Heat Recovery_A_Achievable Technical Potential | F10 | Commercial | Interruptible - College | Existing | Water Heating | Natural Gas | Water Heater - Drainwater Heat Recovery | A | Purchases (Incremental) | Achievable Technical Potential | 0 | 0 | 0 | 0 | 0 | 0 | 0 | 0 | 0 | 0 | 0 | 0 | 0 | 0 | 0 | 0 | 0 | 0 | 0 | 0 | 0 | 0 | 0 | 0 | 0 | 0 | 0
F11_Commercial_Interruptible - College_Existing_Water Heating_Natural Gas_Water Heater - Drainwater Heat Recovery_A_Achievable Technical Potential | F11 | Commercial | Interruptible - College | Existing | Water Heating | Natural Gas | Water Heater - Drainwater Heat Recovery | A | Purchases (Cumulative) | Achievable Technical Potential | 0 | 0 | 0 | 0 | 0 | 0 | 0 | 0 | 0 | 0 | 0 | 0 | 0 | 0 | 0 | 0 | 0 | 0 | 0 | 0 | 0 | 0 | 0 | 0 | 0 | 0 | 0
F1_Commercial_Interruptible - College_Existing_Water Heating_Natural Gas_Water Heater - Circulation Pump Controls_A_Achievable Technical Potential | F1 | Commercial | Interruptible - College | Existing | Water Heating | Natural Gas | Water Heater - Circulation Pump Controls | A | Integrated Unit Energy Savings (kWh or therms) | Achievable Technical Potential | 0 | 0 | 43290.8478 | 42402.9355 | 41636.6071 | 40921.5893 | 40257.2996 | 39627.0796 | 39092.3492 | 38611.4118 | 38173.8232 | 37782.4795 | 37457.7219 | 37194.9605 | 36986.4829 | 36776.6642 | 36619.8312 | 36495.2519 | 36397.5837 | 36319.0076 | 36263.1584 | 36223.5832 | 36195.4914 | 36175.4143 | 36148.3567 | 36141.5317 | 36136.0718
F2_Commercial_Interruptible - College_Existing_Water Heating_Natural Gas_Water Heater - Circulation Pump Controls_A_Achievable Technical Potential | F2 | Commercial | Interruptible - College | Existing | Water Heating | Natural Gas | Water Heater - Circulation Pump Controls | A | Integrated Unit Summer Peak Savings (kW) | Achievable Technical Potential | 0 | 0 | 0 | 0 | 0 | 0 | 0 | 0 | 0 | 0 | 0 | 0 | 0 | 0 | 0 | 0 | 0 | 0 | 0 | 0 | 0 | 0 | 0 | 0 | 0 | 0 | 0
F3_Commercial_Interruptible - College_Existing_Water Heating_Natural Gas_Water Heater - Circulation Pump Controls_A_Achievable Technical Potential | F3 | Commercial | Interruptible - College | Existing | Water Heating | Natural Gas | Water Heater - Circulation Pump Controls | A | Integrated Unit Winter Peak Savings (kW) | Achievable Technical Potential | 0 | 0 | 0 | 0 | 0 | 0 | 0 | 0 | 0 | 0 | 0 | 0 | 0 | 0 | 0 | 0 | 0 | 0 | 0 | 0 | 0 | 0 | 0 | 0 | 0 | 0 | 0
F4_Commercial_Interruptible - College_Existing_Water Heating_Natural Gas_Water Heater - Circulation Pump Controls_A_Achievable Technical Potential | F4 | Commercial | Interruptible - College | Existing | Water Heating | Natural Gas | Water Heater - Circulation Pump Controls | A | Incremental Energy Savings (MWh or mTherms) | Achievable Technical Potential | 0 | 0 | 6.7508 | 8.1189 | 9.7555 | 11.1302 | 12.4893 | 14.3729 | 15.5545 | 15.6946 | 14.6226 | 12.4405 | 9.5443 | 6.5041 | 0 | 0 | 0 | 0 | 0 | 0 | 0 | 0 | 0 | 0 | 0 | 0 | 0
F5_Commercial_Interruptible - College_Existing_Water Heating_Natural Gas_Water Heater - Circulation Pump Controls_A_Achievable Technical Potential | F5 | Commercial | Interruptible - College | Existing | Water Heating | Natural Gas | Water Heater - Circulation Pump Controls | A | Incremental Summer Peak Savings (MW) | Achievable Technical Potential | 0 | 0 | 0 | 0 | 0 | 0 | 0 | 0 | 0 | 0 | 0 | 0 | 0 | 0 | 0 | 0 | 0 | 0 | 0 | 0 | 0 | 0 | 0 | 0 | 0 | 0 | 0
F6_Commercial_Interruptible - College_Existing_Water Heating_Natural Gas_Water Heater - Circulation Pump Controls_A_Achievable Technical Potential | F6 | Commercial | Interruptible - College | Existing | Water Heating | Natural Gas | Water Heater - Circulation Pump Controls | A | Incremental Winter Peak Savings (MW) | Achievable Technical Potential | 0 | 0 | 0 | 0 | 0 | 0 | 0 | 0 | 0 | 0 | 0 | 0 | 0 | 0 | 0 | 0 | 0 | 0 | 0 | 0 | 0 | 0 | 0 | 0 | 0 | 0 | 0
F7_Commercial_Interruptible - College_Existing_Water Heating_Natural Gas_Water Heater - Circulation Pump Controls_A_Achievable Technical Potential | F7 | Commercial | Interruptible - College | Existing | Water Heating | Natural Gas | Water Heater - Circulation Pump Controls | A | Cumulative Energy Savings (MWh or mTherms) | Achievable Technical Potential | 0 | 0 | 6.7508 | 14.7312 | 24.2205 | 34.9347 | 46.8569 | 60.4963 | 75.2345 | 90.0034 | 103.606 | 114.9844 | 123.5403 | 129.1778 | 128.4537 | 127.725 | 127.1804 | 126.7477 | 126.4085 | 126.1356 | 125.9416 | 125.8042 | 125.7066 | 125.6369 | 125.5429 | 125.5192 | 125.5003
F8_Commercial_Interruptible - College_Existing_Water Heating_Natural Gas_Water Heater - Circulation Pump Controls_A_Achievable Technical Potential | F8 | Commercial | Interruptible - College | Existing | Water Heating | Natural Gas | Water Heater - Circulation Pump Controls | A | Cumulative Summer Peak Savings (MW) | Achievable Technical Potential | 0 | 0 | 0 | 0 | 0 | 0 | 0 | 0 | 0 | 0 | 0 | 0 | 0 | 0 | 0 | 0 | 0 | 0 | 0 | 0 | 0 | 0 | 0 | 0 | 0 | 0 | 0
F9_Commercial_Interruptible - College_Existing_Water Heating_Natural Gas_Water Heater - Circulation Pump Controls_A_Achievable Technical Potential | F9 | Commercial | Interruptible - College | Existing | Water Heating | Natural Gas | Water Heater - Circulation Pump Controls | A | Cumulative Winter Peak Savings (MW) | Achievable Technical Potential | 0 | 0 | 0 | 0 | 0 | 0 | 0 | 0 | 0 | 0 | 0 | 0 | 0 | 0 | 0 | 0 | 0 | 0 | 0 | 0 | 0 | 0 | 0 | 0 | 0 | 0 | 0
F10_Commercial_Interruptible - College_Existing_Water Heating_Natural Gas_Water Heater - Circulation Pump Controls_A_Achievable Technical Potential | F10 | Commercial | Interruptible - College | Existing | Water Heating | Natural Gas | Water Heater - Circulation Pump Controls | A | Purchases (Incremental) | Achievable Technical Potential | 0 | 0 | 0.15594 | 0.19147 | 0.2343 | 0.27199 | 0.31024 | 0.3627 | 0.39789 | 0.40647 | 0.38305 | 0.32927 | 0.2548 | 0.17486 | 0 | 0 | 0 | 0 | 0 | 0 | 0 | 0 | 0 | 0 | 0 | 0 | 0
F11_Commercial_Interruptible - College_Existing_Water Heating_Natural Gas_Water Heater - Circulation Pump Controls_A_Achievable Technical Potential | F11 | Commercial | Interruptible - College | Existing | Water Heating | Natural Gas | Water Heater - Circulation Pump Controls | A | Purchases (Cumulative) | Achievable Technical Potential | 0 | 0 | 0.15594 | 0.34741 | 0.58171 | 0.8537 | 1.1639 | 1.5266 | 1.9245 | 2.331 | 2.7141 | 3.0433 | 3.2981 | 3.473 | 3.473 | 3.473 | 3.473 | 3.473 | 3.473 | 3.473 | 3.473 | 3.473 | 3.473 | 3.473 | 3.473 | 3.473 | 3.473
F1_Commercial_Interruptible - College_Existing_Water Heating_Natural Gas_Water Heater - Pipe Insulation_A_Achievable Technical Potential | F1 | Commercial | Interruptible - College | Existing | Water Heating | Natural Gas | Water Heater - Pipe Insulation | A | Integrated Unit Energy Savings (kWh or therms) | Achievable Technical Potential | 0 | 0 | 32.7019 | 31.5718 | 30.4631 | 29.3402 | 28.2056 | 27.0224 | 25.8719 | 24.7767 | 23.7655 | 22.9009 | 22.2304 | 21.7541 | 21.5559 | 21.3875 | 21.2963 | 21.2238 | 21.167 | 21.1213 | 21.0889 | 21.0659 | 21.0495 | 21.0378 | 21.0221 | 21.0181 | 21.015
F2_Commercial_Interruptible - College_Existing_Water Heating_Natural Gas_Water Heater - Pipe Insulation_A_Achievable Technical Potential | F2 | Commercial | Interruptible - College | Existing | Water Heating | Natural Gas | Water Heater - Pipe Insulation | A | Integrated Unit Summer Peak Savings (kW) | Achievable Technical Potential | 0 | 0 | 0 | 0 | 0 | 0 | 0 | 0 | 0 | 0 | 0 | 0 | 0 | 0 | 0 | 0 | 0 | 0 | 0 | 0 | 0 | 0 | 0 | 0 | 0 | 0 | 0
F3_Commercial_Interruptible - College_Existing_Water Heating_Natural Gas_Water Heater - Pipe Insulation_A_Achievable Technical Potential | F3 | Commercial | Interruptible - College | Existing | Water Heating | Natural Gas | Water Heater - Pipe Insulation | A | Integrated Unit Winter Peak Savings (kW) | Achievable Technical Potential | 0 | 0 | 0 | 0 | 0 | 0 | 0 | 0 | 0 | 0 | 0 | 0 | 0 | 0 | 0 | 0 | 0 | 0 | 0 | 0 | 0 | 0 | 0 | 0 | 0 | 0 | 0
F4_Commercial_Interruptible - College_Existing_Water Heating_Natural Gas_Water Heater - Pipe Insulation_A_Achievable Technical Potential | F4 | Commercial | Interruptible - College | Existing | Water Heating | Natural Gas | Water Heater - Pipe Insulation | A | Incremental Energy Savings (MWh or mTherms) | Achievable Technical Potential | 0 | 0 | 0.085876 | 0.1018 | 0.1202 | 0.13439 | 0.14736 | 0.16505 | 0.17336 | 0.1696 | 0.1533 | 0.12698 | 0.095388 | 0.06406 | 0.037985 | 0.017603 | 0 | 0 | 0 | 0 | 0 | 0 | 0 | 0 | 0 | 0 | 0
F5_Commercial_Interruptible - College_Existing_Water Heating_Natural Gas_Water Heater - Pipe Insulation_A_Achievable Technical Potential | F5 | Commercial | Interruptible - College | Existing | Water Heating | Natural Gas | Water Heater - Pipe Insulation | A | Incremental Summer Peak Savings (MW) | Achievable Technical Potential | 0 | 0 | 0 | 0 | 0 | 0 | 0 | 0 | 0 | 0 | 0 | 0 | 0 | 0 | 0 | 0 | 0 | 0 | 0 | 0 | 0 | 0 | 0 | 0 | 0 | 0 | 0
F6_Commercial_Interruptible - College_Existing_Water Heating_Natural Gas_Water Heater - Pipe Insulation_A_Achievable Technical Potential | F6 | Commercial | Interruptible - College | Existing | Water Heating | Natural Gas | Water Heater - Pipe Insulation | A | Incremental Winter Peak Savings (MW) | Achievable Technical Potential | 0 | 0 | 0 | 0 | 0 | 0 | 0 | 0 | 0 | 0 | 0 | 0 | 0 | 0 | 0 | 0 | 0 | 0 | 0 | 0 | 0 | 0 | 0 | 0 | 0 | 0 | 0
F7_Commercial_Interruptible - College_Existing_Water Heating_Natural Gas_Water Heater - Pipe Insulation_A_Achievable Technical Potential | F7 | Commercial | Interruptible - College | Existing | Water Heating | Natural Gas | Water Heater - Pipe Insulation | A | Cumulative Energy Savings (MWh or mTherms) | Achievable Technical Potential | 0 | 0 | 0.085876 | 0.18471 | 0.29842 | 0.42181 | 0.55285 | 0.69471 | 0.83849 | 0.97259 | 1.0862 | 1.1737 | 1.2347 | 1.2723 | 1.2987 | 1.3061 | 1.3006 | 1.2962 | 1.2927 | 1.2899 | 1.2879 | 1.2865 | 1.2855 | 1.2848 | 1.2838 | 1.2836 | 1.2834
F8_Commercial_Interruptible - College_Existing_Water Heating_Natural Gas_Water Heater - Pipe Insulation_A_Achievable Technical Potential | F8 | Commercial | Interruptible - College | Existing | Water Heating | Natural Gas | Water Heater - Pipe Insulation | A | Cumulative Summer Peak Savings (MW) | Achievable Technical Potential | 0 | 0 | 0 | 0 | 0 | 0 | 0 | 0 | 0 | 0 | 0 | 0 | 0 | 0 | 0 | 0 | 0 | 0 | 0 | 0 | 0 | 0 | 0 | 0 | 0 | 0 | 0
F9_Commercial_Interruptible - College_Existing_Water Heating_Natural Gas_Water Heater - Pipe Insulation_A_Achievable Technical Potential | F9 | Commercial | Interruptible - College | Existing | Water Heating | Natural Gas | Water Heater - Pipe Insulation | A | Cumulative Winter Peak Savings (MW) | Achievable Technical Potential | 0 | 0 | 0 | 0 | 0 | 0 | 0 | 0 | 0 | 0 | 0 | 0 | 0 | 0 | 0 | 0 | 0 | 0 | 0 | 0 | 0 | 0 | 0 | 0 | 0 | 0 | 0
F10_Commercial_Interruptible - College_Existing_Water Heating_Natural Gas_Water Heater - Pipe Insulation_A_Achievable Technical Potential | F10 | Commercial | Interruptible - College | Existing | Water Heating | Natural Gas | Water Heater - Pipe Insulation | A | Purchases (Incremental) | Achievable Technical Potential | 0 | 0 | 2.626 | 3.2244 | 3.9457 | 4.5803 | 5.2244 | 6.108 | 6.7005 | 6.8451 | 6.4507 | 5.5449 | 4.2909 | 2.9447 | 1.7621 | 0.82304 | 0 | 0 | 0 | 0 | 0 | 0 | 0 | 0 | 0 | 0 | 0
F11_Commercial_Interruptible - College_Existing_Water Heating_Natural Gas_Water Heater - Pipe Insulation_A_Achievable Technical Potential | F11 | Commercial | Interruptible - College | Existing | Water Heating | Natural Gas | Water Heater - Pipe Insulation | A | Purchases (Cumulative) | Achievable Technical Potential | 0 | 0 | 2.626 | 5.8504 | 9.7961 | 14.3764 | 19.6008 | 25.7087 | 32.4093 | 39.2543 | 45.705 | 51.2499 | 55.5407 | 58.4854 | 60.2476 | 61.0706 | 61.0706 | 61.0706 | 61.0706 | 61.0706 | 61.0706 | 61.0706 | 61.0706 | 61.0706 | 61.0706 | 61.0706 | 61.0706
F1_Commercial_Interruptible - College_Existing_Water Heating_Natural Gas_Water Heater - Motion Control Faucet_A_Achievable Technical Potential | F1 | Commercial | Interruptible - College | Existing | Water Heating | Natural Gas | Water Heater - Motion Control Faucet | A | Integrated Unit Energy Savings (kWh or therms) | Achievable Technical Potential | 0 | 0 | 0 | 0 | 0 | 0 | 0 | 0 | 0 | 0 | 0 | 0 | 0 | 0 | 0 | 0 | 0 | 0 | 0 | 0 | 0 | 0 | 0 | 0 | 0 | 0 | 0
F2_Commercial_Interruptible - College_Existing_Water Heating_Natural Gas_Water Heater - Motion Control Faucet_A_Achievable Technical Potential | F2 | Commercial | Interruptible - College | Existing | Water Heating | Natural Gas | Water Heater - Motion Control Faucet | A | Integrated Unit Summer Peak Savings (kW) | Achievable Technical Potential | 0 | 0 | 0 | 0 | 0 | 0 | 0 | 0 | 0 | 0 | 0 | 0 | 0 | 0 | 0 | 0 | 0 | 0 | 0 | 0 | 0 | 0 | 0 | 0 | 0 | 0 | 0
F3_Commercial_Interruptible - College_Existing_Water Heating_Natural Gas_Water Heater - Motion Control Faucet_A_Achievable Technical Potential | F3 | Commercial | Interruptible - College | Existing | Water Heating | Natural Gas | Water Heater - Motion Control Faucet | A | Integrated Unit Winter Peak Savings (kW) | Achievable Technical Potential | 0 | 0 | 0 | 0 | 0 | 0 | 0 | 0 | 0 | 0 | 0 | 0 | 0 | 0 | 0 | 0 | 0 | 0 | 0 | 0 | 0 | 0 | 0 | 0 | 0 | 0 | 0
F4_Commercial_Interruptible - College_Existing_Water Heating_Natural Gas_Water Heater - Motion Control Faucet_A_Achievable Technical Potential | F4 | Commercial | Interruptible - College | Existing | Water Heating | Natural Gas | Water Heater - Motion Control Faucet | A | Incremental Energy Savings (MWh or mTherms) | Achievable Technical Potential | 0 | 0 | 0 | 0 | 0 | 0 | 0 | 0 | 0 | 0 | 0 | 0 | 0 | 0 | 0 | 0 | 0 | 0 | 0 | 0 | 0 | 0 | 0 | 0 | 0 | 0 | 0
F5_Commercial_Interruptible - College_Existing_Water Heating_Natural Gas_Water Heater - Motion Control Faucet_A_Achievable Technical Potential | F5 | Commercial | Interruptible - College | Existing | Water Heating | Natural Gas | Water Heater - Motion Control Faucet | A | Incremental Summer Peak Savings (MW) | Achievable Technical Potential | 0 | 0 | 0 | 0 | 0 | 0 | 0 | 0 | 0 | 0 | 0 | 0 | 0 | 0 | 0 | 0 | 0 | 0 | 0 | 0 | 0 | 0 | 0 | 0 | 0 | 0 | 0
F6_Commercial_Interruptible - College_Existing_Water Heating_Natural Gas_Water Heater - Motion Control Faucet_A_Achievable Technical Potential | F6 | Commercial | Interruptible - College | Existing | Water Heating | Natural Gas | Water Heater - Motion Control Faucet | A | Incremental Winter Peak Savings (MW) | Achievable Technical Potential | 0 | 0 | 0 | 0 | 0 | 0 | 0 | 0 | 0 | 0 | 0 | 0 | 0 | 0 | 0 | 0 | 0 | 0 | 0 | 0 | 0 | 0 | 0 | 0 | 0 | 0 | 0
F7_Commercial_Interruptible - College_Existing_Water Heating_Natural Gas_Water Heater - Motion Control Faucet_A_Achievable Technical Potential | F7 | Commercial | Interruptible - College | Existing | Water Heating | Natural Gas | Water Heater - Motion Control Faucet | A | Cumulative Energy Savings (MWh or mTherms) | Achievable Technical Potential | 0 | 0 | 0 | 0 | 0 | 0 | 0 | 0 | 0 | 0 | 0 | 0 | 0 | 0 | 0 | 0 | 0 | 0 | 0 | 0 | 0 | 0 | 0 | 0 | 0 | 0 | 0
F8_Commercial_Interruptible - College_Existing_Water Heating_Natural Gas_Water Heater - Motion Control Faucet_A_Achievable Technical Potential | F8 | Commercial | Interruptible - College | Existing | Water Heating | Natural Gas | Water Heater - Motion Control Faucet | A | Cumulative Summer Peak Savings (MW) | Achievable Technical Potential | 0 | 0 | 0 | 0 | 0 | 0 | 0 | 0 | 0 | 0 | 0 | 0 | 0 | 0 | 0 | 0 | 0 | 0 | 0 | 0 | 0 | 0 | 0 | 0 | 0 | 0 | 0
F9_Commercial_Interruptible - College_Existing_Water Heating_Natural Gas_Water Heater - Motion Control Faucet_A_Achievable Technical Potential | F9 | Commercial | Interruptible - College | Existing | Water Heating | Natural Gas | Water Heater - Motion Control Faucet | A | Cumulative Winter Peak Savings (MW) | Achievable Technical Potential | 0 | 0 | 0 | 0 | 0 | 0 | 0 | 0 | 0 | 0 | 0 | 0 | 0 | 0 | 0 | 0 | 0 | 0 | 0 | 0 | 0 | 0 | 0 | 0 | 0 | 0 | 0
F10_Commercial_Interruptible - College_Existing_Water Heating_Natural Gas_Water Heater - Motion Control Faucet_A_Achievable Technical Potential | F10 | Commercial | Interruptible - College | Existing | Water Heating | Natural Gas | Water Heater - Motion Control Faucet | A | Purchases (Incremental) | Achievable Technical Potential | 0 | 0 | 11452.2151 | 14061.4937 | 17207.1533 | 19974.7938 | 22783.7818 | 15184.7645 | 15159.6865 | 12644.3464 | 8156.6622 | 1397.5875 | 0 | 0 | 0 | 0 | 0 | 0 | 0 | 0 | 0 | 0 | 0 | 0 | 0 | 0 | 0
F11_Commercial_Interruptible - College_Existing_Water Heating_Natural Gas_Water Heater - Motion Control Faucet_A_Achievable Technical Potential | F11 | Commercial | Interruptible - College | Existing | Water Heating | Natural Gas | Water Heater - Motion Control Faucet | A | Purchases (Cumulative) | Achievable Technical Potential | 0 | 0 | 11452.2151 | 25513.7088 | 42720.8621 | 62695.6559 | 85479.4376 | 100664.2021 | 115823.8886 | 128468.235 | 136624.8972 | 138022.4846 | 138022.4846 | 138022.4846 | 138022.4846 | 138022.4846 | 138022.4846 | 138022.4846 | 138022.4846 | 138022.4846 | 138022.4846 | 138022.4846 | 138022.4846 | 138022.4846 | 138022.4846 | 138022.4846 | 138022.4846
F1_Commercial_Interruptible - College_Existing_Water Heating_Natural Gas_Water Heater - Solar System_A_Achievable Technical Potential | F1 | Commercial | Interruptible - College | Existing | Water Heating | Natural Gas | Water Heater - Solar System | A | Integrated Unit Energy Savings (kWh or therms) | Achievable Technical Potential | 0 | 0 | 262.9604 | 255.4497 | 248.289 | 241.1226 | 233.9514 | 226.5408 | 219.4275 | 212.635 | 206.4119 | 201.0515 | 196.8344 | 193.7575 | 192.6715 | 191.5785 | 190.7615 | 190.1126 | 189.6038 | 189.1945 | 188.9035 | 188.6974 | 188.551 | 188.4464 | 188.3055 | 188.2699 | 188.2415
F2_Commercial_Interruptible - College_Existing_Water Heating_Natural Gas_Water Heater - Solar System_A_Achievable Technical Potential | F2 | Commercial | Interruptible - College | Existing | Water Heating | Natural Gas | Water Heater - Solar System | A | Integrated Unit Summer Peak Savings (kW) | Achievable Technical Potential | 0 | 0 | 0 | 0 | 0 | 0 | 0 | 0 | 0 | 0 | 0 | 0 | 0 | 0 | 0 | 0 | 0 | 0 | 0 | 0 | 0 | 0 | 0 | 0 | 0 | 0 | 0
F3_Commercial_Interruptible - College_Existing_Water Heating_Natural Gas_Water Heater - Solar System_A_Achievable Technical Potential | F3 | Commercial | Interruptible - College | Existing | Water Heating | Natural Gas | Water Heater - Solar System | A | Integrated Unit Winter Peak Savings (kW) | Achievable Technical Potential | 0 | 0 | 0 | 0 | 0 | 0 | 0 | 0 | 0 | 0 | 0 | 0 | 0 | 0 | 0 | 0 | 0 | 0 | 0 | 0 | 0 | 0 | 0 | 0 | 0 | 0 | 0
F4_Commercial_Interruptible - College_Existing_Water Heating_Natural Gas_Water Heater - Solar System_A_Achievable Technical Potential | F4 | Commercial | Interruptible - College | Existing | Water Heating | Natural Gas | Water Heater - Solar System | A | Incremental Energy Savings (MWh or mTherms) | Achievable Technical Potential | 0 | 0 | 5.2986 | 6.0136 | 6.8611 | 7.4718 | 8.0362 | 8.8869 | 9.2637 | 9.0286 | 8.7747 | 7.5882 | 5.8324 | 3.9512 | 2.3404 | 1.4133 | 0 | 0 | 0 | 0 | 0 | 0 | 0 | 0 | 0 | 0 | 0
F5_Commercial_Interruptible - College_Existing_Water Heating_Natural Gas_Water Heater - Solar System_A_Achievable Technical Potential | F5 | Commercial | Interruptible - College | Existing | Water Heating | Natural Gas | Water Heater - Solar System | A | Incremental Summer Peak Savings (MW) | Achievable Technical Potential | 0 | 0 | 0 | 0 | 0 | 0 | 0 | 0 | 0 | 0 | 0 | 0 | 0 | 0 | 0 | 0 | 0 | 0 | 0 | 0 | 0 | 0 | 0 | 0 | 0 | 0 | 0
F6_Commercial_Interruptible - College_Existing_Water Heating_Natural Gas_Water Heater - Solar System_A_Achievable Technical Potential | F6 | Commercial | Interruptible - College | Existing | Water Heating | Natural Gas | Water Heater - Solar System | A | Incremental Winter Peak Savings (MW) | Achievable Technical Potential | 0 | 0 | 0 | 0 | 0 | 0 | 0 | 0 | 0 | 0 | 0 | 0 | 0 | 0 | 0 | 0 | 0 | 0 | 0 | 0 | 0 | 0 | 0 | 0 | 0 | 0 | 0
F7_Commercial_Interruptible - College_Existing_Water Heating_Natural Gas_Water Heater - Solar System_A_Achievable Technical Potential | F7 | Commercial | Interruptible - College | Existing | Water Heating | Natural Gas | Water Heater - Solar System | A | Cumulative Energy Savings (MWh or mTherms) | Achievable Technical Potential | 0 | 0 | 5.2986 | 11.161 | 17.7092 | 24.6698 | 31.9724 | 39.8465 | 47.859 | 55.4061 | 62.5592 | 68.5228 | 72.9179 | 75.7293 | 77.6452 | 78.618 | 78.2827 | 78.0164 | 77.8076 | 77.6396 | 77.5203 | 77.4357 | 77.3756 | 77.3327 | 77.2748 | 77.2602 | 77.2486
F8_Commercial_Interruptible - College_Existing_Water Heating_Natural Gas_Water Heater - Solar System_A_Achievable Technical Potential | F8 | Commercial | Interruptible - College | Existing | Water Heating | Natural Gas | Water Heater - Solar System | A | Cumulative Summer Peak Savings (MW) | Achievable Technical Potential | 0 | 0 | 0 | 0 | 0 | 0 | 0 | 0 | 0 | 0 | 0 | 0 | 0 | 0 | 0 | 0 | 0 | 0 | 0 | 0 | 0 | 0 | 0 | 0 | 0 | 0 | 0
F9_Commercial_Interruptible - College_Existing_Water Heating_Natural Gas_Water Heater - Solar System_A_Achievable Technical Potential | F9 | Commercial | Interruptible - College | Existing | Water Heating | Natural Gas | Water Heater - Solar System | A | Cumulative Winter Peak Savings (MW) | Achievable Technical Potential | 0 | 0 | 0 | 0 | 0 | 0 | 0 | 0 | 0 | 0 | 0 | 0 | 0 | 0 | 0 | 0 | 0 | 0 | 0 | 0 | 0 | 0 | 0 | 0 | 0 | 0 | 0
F10_Commercial_Interruptible - College_Existing_Water Heating_Natural Gas_Water Heater - Solar System_A_Achievable Technical Potential | F10 | Commercial | Interruptible - College | Existing | Water Heating | Natural Gas | Water Heater - Solar System | A | Purchases (Incremental) | Achievable Technical Potential | 0 | 0 | 20.15 | 23.5414 | 27.6335 | 30.9875 | 34.35 | 39.2286 | 42.2175 | 42.4606 | 42.5105 | 37.7425 | 29.631 | 20.3928 | 12.1469 | 7.3769 | 0 | 0 | 0 | 0 | 0 | 0 | 0 | 0 | 0 | 0 | 0
F11_Commercial_Interruptible - College_Existing_Water Heating_Natural Gas_Water Heater - Solar System_A_Achievable Technical Potential | F11 | Commercial | Interruptible - College | Existing | Water Heating | Natural Gas | Water Heater - Solar System | A | Purchases (Cumulative) | Achievable Technical Potential | 0 | 0 | 20.15 | 43.6914 | 71.3248 | 102.3123 | 136.6624 | 175.8909 | 218.1085 | 260.569 | 303.0796 | 340.822 | 370.453 | 390.8458 | 402.9927 | 410.3695 | 410.3695 | 410.3695 | 410.3695 | 410.3695 | 410.3695 | 410.3695 | 410.3695 | 410.3695 | 410.3695 | 410.3695 | 410.3695
F1_Commercial_Interruptible - College_Existing_Water Heating_Natural Gas_Commercial Laundry - Ozone Treatment_A_Achievable Technical Potential | F1 | Commercial | Interruptible - College | Existing | Water Heating | Natural Gas | Commercial Laundry - Ozone Treatment | A | Integrated Unit Energy Savings (kWh or therms) | Achievable Technical Potential | 0 | 0 | 11941.0386 | 11527.1754 | 11120.9465 | 10709.4328 | 10293.5377 | 9859.7759 | 9437.9191 | 9036.3689 | 8665.7421 | 8348.98 | 8103.399 | 7929.0063 | 7856.3015 | 7794.7315 | 7761.4911 | 7735.0868 | 7714.3863 | 7697.7323 | 7685.8951 | 7677.5073 | 7671.5533 | 7667.298 | 7661.5632 | 7660.1166 | 7658.9594
F2_Commercial_Interruptible - College_Existing_Water Heating_Natural Gas_Commercial Laundry - Ozone Treatment_A_Achievable Technical Potential | F2 | Commercial | Interruptible - College | Existing | Water Heating | Natural Gas | Commercial Laundry - Ozone Treatment | A | Integrated Unit Summer Peak Savings (kW) | Achievable Technical Potential | 0 | 0 | 0 | 0 | 0 | 0 | 0 | 0 | 0 | 0 | 0 | 0 | 0 | 0 | 0 | 0 | 0 | 0 | 0 | 0 | 0 | 0 | 0 | 0 | 0 | 0 | 0
F3_Commercial_Interruptible - College_Existing_Water Heating_Natural Gas_Commercial Laundry - Ozone Treatment_A_Achievable Technical Potential | F3 | Commercial | Interruptible - College | Existing | Water Heating | Natural Gas | Commercial Laundry - Ozone Treatment | A | Integrated Unit Winter Peak Savings (kW) | Achievable Technical Potential | 0 | 0 | 0 | 0 | 0 | 0 | 0 | 0 | 0 | 0 | 0 | 0 | 0 | 0 | 0 | 0 | 0 | 0 | 0 | 0 | 0 | 0 | 0 | 0 | 0 | 0 | 0
F4_Commercial_Interruptible - College_Existing_Water Heating_Natural Gas_Commercial Laundry - Ozone Treatment_A_Achievable Technical Potential | F4 | Commercial | Interruptible - College | Existing | Water Heating | Natural Gas | Commercial Laundry - Ozone Treatment | A | Incremental Energy Savings (MWh or mTherms) | Achievable Technical Potential | 0 | 0 | 0.49656 | 0.58856 | 0.69484 | 0.77676 | 0.85158 | 0.95365 | 1.0014 | 0.97948 | 0.88518 | 0.73308 | 0.21363 | 0 | 0 | 0 | 0 | 0 | 0 | 0 | 0 | 0 | 0 | 0 | 0 | 0 | 0
F5_Commercial_Interruptible - College_Existing_Water Heating_Natural Gas_Commercial Laundry - Ozone Treatment_A_Achievable Technical Potential | F5 | Commercial | Interruptible - College | Existing | Water Heating | Natural Gas | Commercial Laundry - Ozone Treatment | A | Incremental Summer Peak Savings (MW) | Achievable Technical Potential | 0 | 0 | 0 | 0 | 0 | 0 | 0 | 0 | 0 | 0 | 0 | 0 | 0 | 0 | 0 | 0 | 0 | 0 | 0 | 0 | 0 | 0 | 0 | 0 | 0 | 0 | 0
F6_Commercial_Interruptible - College_Existing_Water Heating_Natural Gas_Commercial Laundry - Ozone Treatment_A_Achievable Technical Potential | F6 | Commercial | Interruptible - College | Existing | Water Heating | Natural Gas | Commercial Laundry - Ozone Treatment | A | Incremental Winter Peak Savings (MW) | Achievable Technical Potential | 0 | 0 | 0 | 0 | 0 | 0 | 0 | 0 | 0 | 0 | 0 | 0 | 0 | 0 | 0 | 0 | 0 | 0 | 0 | 0 | 0 | 0 | 0 | 0 | 0 | 0 | 0
F7_Commercial_Interruptible - College_Existing_Water Heating_Natural Gas_Commercial Laundry - Ozone Treatment_A_Achievable Technical Potential | F7 | Commercial | Interruptible - College | Existing | Water Heating | Natural Gas | Commercial Laundry - Ozone Treatment | A | Cumulative Energy Savings (MWh or mTherms) | Achievable Technical Potential | 0 | 0 | 0.49656 | 1.0679 | 1.7251 | 2.438 | 3.1949 | 4.014 | 4.8436 | 5.617 | 6.2718 | 6.7756 | 6.79 | 6.6438 | 6.5829 | 6.5313 | 6.5035 | 6.4814 | 6.464 | 6.4501 | 6.4401 | 6.4331 | 6.4281 | 6.4246 | 6.4198 | 6.4185 | 6.4176
F8_Commercial_Interruptible - College_Existing_Water Heating_Natural Gas_Commercial Laundry - Ozone Treatment_A_Achievable Technical Potential | F8 | Commercial | Interruptible - College | Existing | Water Heating | Natural Gas | Commercial Laundry - Ozone Treatment | A | Cumulative Summer Peak Savings (MW) | Achievable Technical Potential | 0 | 0 | 0 | 0 | 0 | 0 | 0 | 0 | 0 | 0 | 0 | 0 | 0 | 0 | 0 | 0 | 0 | 0 | 0 | 0 | 0 | 0 | 0 | 0 | 0 | 0 | 0
F9_Commercial_Interruptible - College_Existing_Water Heating_Natural Gas_Commercial Laundry - Ozone Treatment_A_Achievable Technical Potential | F9 | Commercial | Interruptible - College | Existing | Water Heating | Natural Gas | Commercial Laundry - Ozone Treatment | A | Cumulative Winter Peak Savings (MW) | Achievable Technical Potential | 0 | 0 | 0 | 0 | 0 | 0 | 0 | 0 | 0 | 0 | 0 | 0 | 0 | 0 | 0 | 0 | 0 | 0 | 0 | 0 | 0 | 0 | 0 | 0 | 0 | 0 | 0
F10_Commercial_Interruptible - College_Existing_Water Heating_Natural Gas_Commercial Laundry - Ozone Treatment_A_Achievable Technical Potential | F10 | Commercial | Interruptible - College | Existing | Water Heating | Natural Gas | Commercial Laundry - Ozone Treatment | A | Purchases (Incremental) | Achievable Technical Potential | 0 | 0 | 0.041584 | 0.051058 | 0.062481 | 0.07253 | 0.08273 | 0.096721 | 0.1061 | 0.10839 | 0.10215 | 0.087805 | 0.026363 | 0 | 0 | 0 | 0 | 0 | 0 | 0 | 0 | 0 | 0 | 0 | 0 | 0 | 0
F11_Commercial_Interruptible - College_Existing_Water Heating_Natural Gas_Commercial Laundry - Ozone Treatment_A_Achievable Technical Potential | F11 | Commercial | Interruptible - College | Existing | Water Heating | Natural Gas | Commercial Laundry - Ozone Treatment | A | Purchases (Cumulative) | Achievable Technical Potential | 0 | 0 | 0.041584 | 0.092642 | 0.15512 | 0.22765 | 0.31038 | 0.4071 | 0.51321 | 0.6216 | 0.72375 | 0.81155 | 0.83792 | 0.83792 | 0.83792 | 0.83792 | 0.83792 | 0.83792 | 0.83792 | 0.83792 | 0.83792 | 0.83792 | 0.83792 | 0.83792 | 0.83792 | 0.83792 | 0.83792
F1_Commercial_Interruptible - College_Existing_Water Heating_Natural Gas_Commercial Laundry - ENERGY STAR Washer_A_Achievable Technical Potential | F1 | Commercial | Interruptible - College | Existing | Water Heating | Natural Gas | Commercial Laundry - ENERGY STAR Washer | A | Integrated Unit Energy Savings (kWh or therms) | Achievable Technical Potential | 0 | 0 | 231.1053 | 222.8689 | 214.7475 | 206.5026 | 198.1599 | 189.4481 | 180.9638 | 172.8951 | 165.4715 | 159.1493 | 154.3397 | 150.9649 | 149.5806 | 148.4084 | 147.7755 | 147.2728 | 146.8786 | 146.5616 | 146.3362 | 146.1765 | 146.0631 | 145.9821 | 145.8729 | 145.8454 | 145.8233
F2_Commercial_Interruptible - College_Existing_Water Heating_Natural Gas_Commercial Laundry - ENERGY STAR Washer_A_Achievable Technical Potential | F2 | Commercial | Interruptible - College | Existing | Water Heating | Natural Gas | Commercial Laundry - ENERGY STAR Washer | A | Integrated Unit Summer Peak Savings (kW) | Achievable Technical Potential | 0 | 0 | 0 | 0 | 0 | 0 | 0 | 0 | 0 | 0 | 0 | 0 | 0 | 0 | 0 | 0 | 0 | 0 | 0 | 0 | 0 | 0 | 0 | 0 | 0 | 0 | 0
F3_Commercial_Interruptible - College_Existing_Water Heating_Natural Gas_Commercial Laundry - ENERGY STAR Washer_A_Achievable Technical Potential | F3 | Commercial | Interruptible - College | Existing | Water Heating | Natural Gas | Commercial Laundry - ENERGY STAR Washer | A | Integrated Unit Winter Peak Savings (kW) | Achievable Technical Potential | 0 | 0 | 0 | 0 | 0 | 0 | 0 | 0 | 0 | 0 | 0 | 0 | 0 | 0 | 0 | 0 | 0 | 0 | 0 | 0 | 0 | 0 | 0 | 0 | 0 | 0 | 0
F4_Commercial_Interruptible - College_Existing_Water Heating_Natural Gas_Commercial Laundry - ENERGY STAR Washer_A_Achievable Technical Potential | F4 | Commercial | Interruptible - College | Existing | Water Heating | Natural Gas | Commercial Laundry - ENERGY STAR Washer | A | Incremental Energy Savings (MWh or mTherms) | Achievable Technical Potential | 0 | 0 | 0.0033484 | 0.0039648 | 0.0046749 | 0.0052185 | 0.0057119 | 0.0063843 | 0.00669 | 0.0040246 | 0.0029455 | 0.0014042 | 0 | 0 | 0 | 0 | 0 | 0 | 0 | 0 | 0 | 0 | 0 | 0 | 0 | 0 | 0
F5_Commercial_Interruptible - College_Existing_Water Heating_Natural Gas_Commercial Laundry - ENERGY STAR Washer_A_Achievable Technical Potential | F5 | Commercial | Interruptible - College | Existing | Water Heating | Natural Gas | Commercial Laundry - ENERGY STAR Washer | A | Incremental Summer Peak Savings (MW) | Achievable Technical Potential | 0 | 0 | 0 | 0 | 0 | 0 | 0 | 0 | 0 | 0 | 0 | 0 | 0 | 0 | 0 | 0 | 0 | 0 | 0 | 0 | 0 | 0 | 0 | 0 | 0 | 0 | 0
F6_Commercial_Interruptible - College_Existing_Water Heating_Natural Gas_Commercial Laundry - ENERGY STAR Washer_A_Achievable Technical Potential | F6 | Commercial | Interruptible - College | Existing | Water Heating | Natural Gas | Commercial Laundry - ENERGY STAR Washer | A | Incremental Winter Peak Savings (MW) | Achievable Technical Potential | 0 | 0 | 0 | 0 | 0 | 0 | 0 | 0 | 0 | 0 | 0 | 0 | 0 | 0 | 0 | 0 | 0 | 0 | 0 | 0 | 0 | 0 | 0 | 0 | 0 | 0 | 0
F7_Commercial_Interruptible - College_Existing_Water Heating_Natural Gas_Commercial Laundry - ENERGY STAR Washer_A_Achievable Technical Potential | F7 | Commercial | Interruptible - College | Existing | Water Heating | Natural Gas | Commercial Laundry - ENERGY STAR Washer | A | Cumulative Energy Savings (MWh or mTherms) | Achievable Technical Potential | 0 | 0 | 0.0033484 | 0.0071938 | 0.011607 | 0.01638 | 0.02143 | 0.026872 | 0.032358 | 0.03494 | 0.036385 | 0.036399 | 0.035299 | 0.034528 | 0.034211 | 0.033943 | 0.033798 | 0.033683 | 0.033593 | 0.033521 | 0.033469 | 0.033432 | 0.033407 | 0.033388 | 0.033363 | 0.033357 | 0.033352
F8_Commercial_Interruptible - College_Existing_Water Heating_Natural Gas_Commercial Laundry - ENERGY STAR Washer_A_Achievable Technical Potential | F8 | Commercial | Interruptible - College | Existing | Water Heating | Natural Gas | Commercial Laundry - ENERGY STAR Washer | A | Cumulative Summer Peak Savings (MW) | Achievable Technical Potential | 0 | 0 | 0 | 0 | 0 | 0 | 0 | 0 | 0 | 0 | 0 | 0 | 0 | 0 | 0 | 0 | 0 | 0 | 0 | 0 | 0 | 0 | 0 | 0 | 0 | 0 | 0
F9_Commercial_Interruptible - College_Existing_Water Heating_Natural Gas_Commercial Laundry - ENERGY STAR Washer_A_Achievable Technical Potential | F9 | Commercial | Interruptible - College | Existing | Water Heating | Natural Gas | Commercial Laundry - ENERGY STAR Washer | A | Cumulative Winter Peak Savings (MW) | Achievable Technical Potential | 0 | 0 | 0 | 0 | 0 | 0 | 0 | 0 | 0 | 0 | 0 | 0 | 0 | 0 | 0 | 0 | 0 | 0 | 0 | 0 | 0 | 0 | 0 | 0 | 0 | 0 | 0
F10_Commercial_Interruptible - College_Existing_Water Heating_Natural Gas_Commercial Laundry - ENERGY STAR Washer_A_Achievable Technical Potential | F10 | Commercial | Interruptible - College | Existing | Water Heating | Natural Gas | Commercial Laundry - ENERGY STAR Washer | A | Purchases (Incremental) | Achievable Technical Potential | 0 | 0 | 0.014489 | 0.01779 | 0.021769 | 0.025271 | 0.028825 | 0.033699 | 0.036969 | 0.023278 | 0.0178 | 0.0088233 | 0 | 0 | 0 | 0 | 0 | 0 | 0 | 0 | 0 | 0 | 0 | 0 | 0 | 0 | 0
F11_Commercial_Interruptible - College_Existing_Water Heating_Natural Gas_Commercial Laundry - ENERGY STAR Washer_A_Achievable Technical Potential | F11 | Commercial | Interruptible - College | Existing | Water Heating | Natural Gas | Commercial Laundry - ENERGY STAR Washer | A | Purchases (Cumulative) | Achievable Technical Potential | 0 | 0 | 0.014489 | 0.032278 | 0.054048 | 0.079319 | 0.10814 | 0.14184 | 0.17881 | 0.20209 | 0.21989 | 0.22871 | 0.22871 | 0.22871 | 0.22871 | 0.22871 | 0.22871 | 0.22871 | 0.22871 | 0.22871 | 0.22871 | 0.22871 | 0.22871 | 0.22871 | 0.22871 | 0.22871 | 0.22871
F1_Commercial_Interruptible - College_Existing_Water Heating_Natural Gas_Water Heater - Efficient Dishwasher_A_Achievable Technical Potential | F1 | Commercial | Interruptible - College | Existing | Water Heating | Natural Gas | Water Heater - Efficient Dishwasher | A | Integrated Unit Energy Savings (kWh or therms) | Achievable Technical Potential | 0 | 0 | 669.3782 | 645.77 | 622.5304 | 598.9559 | 575.1162 | 550.2328 | 526.0115 | 502.9693 | 481.7447 | 463.6459 | 449.8654 | 440.1838 | 436.1476 | 432.7295 | 430.8841 | 429.4183 | 428.2691 | 427.3445 | 426.6874 | 426.2217 | 425.8912 | 425.6549 | 425.3366 | 425.2563 | 425.192
F2_Commercial_Interruptible - College_Existing_Water Heating_Natural Gas_Water Heater - Efficient Dishwasher_A_Achievable Technical Potential | F2 | Commercial | Interruptible - College | Existing | Water Heating | Natural Gas | Water Heater - Efficient Dishwasher | A | Integrated Unit Summer Peak Savings (kW) | Achievable Technical Potential | 0 | 0 | 0 | 0 | 0 | 0 | 0 | 0 | 0 | 0 | 0 | 0 | 0 | 0 | 0 | 0 | 0 | 0 | 0 | 0 | 0 | 0 | 0 | 0 | 0 | 0 | 0
F3_Commercial_Interruptible - College_Existing_Water Heating_Natural Gas_Water Heater - Efficient Dishwasher_A_Achievable Technical Potential | F3 | Commercial | Interruptible - College | Existing | Water Heating | Natural Gas | Water Heater - Efficient Dishwasher | A | Integrated Unit Winter Peak Savings (kW) | Achievable Technical Potential | 0 | 0 | 0 | 0 | 0 | 0 | 0 | 0 | 0 | 0 | 0 | 0 | 0 | 0 | 0 | 0 | 0 | 0 | 0 | 0 | 0 | 0 | 0 | 0 | 0 | 0 | 0
F4_Commercial_Interruptible - College_Existing_Water Heating_Natural Gas_Water Heater - Efficient Dishwasher_A_Achievable Technical Potential | F4 | Commercial | Interruptible - College | Existing | Water Heating | Natural Gas | Water Heater - Efficient Dishwasher | A | Incremental Energy Savings (MWh or mTherms) | Achievable Technical Potential | 0 | 0 | 0.31315 | 0.37094 | 0.43758 | 0.48873 | 0.53527 | 0.59871 | 0.62789 | 0.61333 | 0.5536 | 0.45799 | 0.34388 | 0.23092 | 0 | 0 | 0 | 0 | 0 | 0 | 0 | 0 | 0 | 0 | 0 | 0 | 0
F5_Commercial_Interruptible - College_Existing_Water Heating_Natural Gas_Water Heater - Efficient Dishwasher_A_Achievable Technical Potential | F5 | Commercial | Interruptible - College | Existing | Water Heating | Natural Gas | Water Heater - Efficient Dishwasher | A | Incremental Summer Peak Savings (MW) | Achievable Technical Potential | 0 | 0 | 0 | 0 | 0 | 0 | 0 | 0 | 0 | 0 | 0 | 0 | 0 | 0 | 0 | 0 | 0 | 0 | 0 | 0 | 0 | 0 | 0 | 0 | 0 | 0 | 0
F6_Commercial_Interruptible - College_Existing_Water Heating_Natural Gas_Water Heater - Efficient Dishwasher_A_Achievable Technical Potential | F6 | Commercial | Interruptible - College | Existing | Water Heating | Natural Gas | Water Heater - Efficient Dishwasher | A | Incremental Winter Peak Savings (MW) | Achievable Technical Potential | 0 | 0 | 0 | 0 | 0 | 0 | 0 | 0 | 0 | 0 | 0 | 0 | 0 | 0 | 0 | 0 | 0 | 0 | 0 | 0 | 0 | 0 | 0 | 0 | 0 | 0 | 0
F7_Commercial_Interruptible - College_Existing_Water Heating_Natural Gas_Water Heater - Efficient Dishwasher_A_Achievable Technical Potential | F7 | Commercial | Interruptible - College | Existing | Water Heating | Natural Gas | Water Heater - Efficient Dishwasher | A | Cumulative Energy Savings (MWh or mTherms) | Achievable Technical Potential | 0 | 0 | 0.31315 | 0.67304 | 1.0864 | 1.534 | 2.0082 | 2.52 | 3.037 | 3.5173 | 3.9225 | 4.2331 | 4.4511 | 4.5863 | 4.5442 | 4.5086 | 4.4894 | 4.4741 | 4.4621 | 4.4525 | 4.4456 | 4.4408 | 4.4373 | 4.4349 | 4.4316 | 4.4307 | 4.4301
F8_Commercial_Interruptible - College_Existing_Water Heating_Natural Gas_Water Heater - Efficient Dishwasher_A_Achievable Technical Potential | F8 | Commercial | Interruptible - College | Existing | Water Heating | Natural Gas | Water Heater - Efficient Dishwasher | A | Cumulative Summer Peak Savings (MW) | Achievable Technical Potential | 0 | 0 | 0 | 0 | 0 | 0 | 0 | 0 | 0 | 0 | 0 | 0 | 0 | 0 | 0 | 0 | 0 | 0 | 0 | 0 | 0 | 0 | 0 | 0 | 0 | 0 | 0
F9_Commercial_Interruptible - College_Existing_Water Heating_Natural Gas_Water Heater - Efficient Dishwasher_A_Achievable Technical Potential | F9 | Commercial | Interruptible - College | Existing | Water Heating | Natural Gas | Water Heater - Efficient Dishwasher | A | Cumulative Winter Peak Savings (MW) | Achievable Technical Potential | 0 | 0 | 0 | 0 | 0 | 0 | 0 | 0 | 0 | 0 | 0 | 0 | 0 | 0 | 0 | 0 | 0 | 0 | 0 | 0 | 0 | 0 | 0 | 0 | 0 | 0 | 0
F10_Commercial_Interruptible - College_Existing_Water Heating_Natural Gas_Water Heater - Efficient Dishwasher_A_Achievable Technical Potential | F10 | Commercial | Interruptible - College | Existing | Water Heating | Natural Gas | Water Heater - Efficient Dishwasher | A | Purchases (Incremental) | Achievable Technical Potential | 0 | 0 | 0.46782 | 0.57441 | 0.70291 | 0.81596 | 0.93071 | 1.0881 | 1.1937 | 1.2194 | 1.1492 | 0.9878 | 0.7644 | 0.52459 | 0 | 0 | 0 | 0 | 0 | 0 | 0 | 0 | 0 | 0 | 0 | 0 | 0
F11_Commercial_Interruptible - College_Existing_Water Heating_Natural Gas_Water Heater - Efficient Dishwasher_A_Achievable Technical Potential | F11 | Commercial | Interruptible - College | Existing | Water Heating | Natural Gas | Water Heater - Efficient Dishwasher | A | Purchases (Cumulative) | Achievable Technical Potential | 0 | 0 | 0.46782 | 1.0422 | 1.7451 | 2.5611 | 3.4918 | 4.5799 | 5.7736 | 6.993 | 8.1422 | 9.13 | 9.8944 | 10.419 | 10.419 | 10.419 | 10.419 | 10.419 | 10.419 | 10.419 | 10.419 | 10.419 | 10.419 | 10.419 | 10.419 | 10.419 | 10.419
F1_Commercial_Interruptible - College_Existing_Water Heating_Natural Gas_Commercial Laundry - Alternative Dry-Cleaning Methods_A_Achievable Technical Potential | F1 | Commercial | Interruptible - College | Existing | Water Heating | Natural Gas | Commercial Laundry - Alternative Dry-Cleaning Methods | A | Integrated Unit Energy Savings (kWh or therms) | Achievable Technical Potential | 0 | 0 | 0 | 0 | 0 | 0 | 0 | 0 | 0 | 0 | 0 | 0 | 0 | 0 | 0 | 0 | 0 | 0 | 0 | 0 | 0 | 0 | 0 | 0 | 0 | 0 | 0
F2_Commercial_Interruptible - College_Existing_Water Heating_Natural Gas_Commercial Laundry - Alternative Dry-Cleaning Methods_A_Achievable Technical Potential | F2 | Commercial | Interruptible - College | Existing | Water Heating | Natural Gas | Commercial Laundry - Alternative Dry-Cleaning Methods | A | Integrated Unit Summer Peak Savings (kW) | Achievable Technical Potential | 0 | 0 | 0 | 0 | 0 | 0 | 0 | 0 | 0 | 0 | 0 | 0 | 0 | 0 | 0 | 0 | 0 | 0 | 0 | 0 | 0 | 0 | 0 | 0 | 0 | 0 | 0
F3_Commercial_Interruptible - College_Existing_Water Heating_Natural Gas_Commercial Laundry - Alternative Dry-Cleaning Methods_A_Achievable Technical Potential | F3 | Commercial | Interruptible - College | Existing | Water Heating | Natural Gas | Commercial Laundry - Alternative Dry-Cleaning Methods | A | Integrated Unit Winter Peak Savings (kW) | Achievable Technical Potential | 0 | 0 | 0 | 0 | 0 | 0 | 0 | 0 | 0 | 0 | 0 | 0 | 0 | 0 | 0 | 0 | 0 | 0 | 0 | 0 | 0 | 0 | 0 | 0 | 0 | 0 | 0
F4_Commercial_Interruptible - College_Existing_Water Heating_Natural Gas_Commercial Laundry - Alternative Dry-Cleaning Methods_A_Achievable Technical Potential | F4 | Commercial | Interruptible - College | Existing | Water Heating | Natural Gas | Commercial Laundry - Alternative Dry-Cleaning Methods | A | Incremental Energy Savings (MWh or mTherms) | Achievable Technical Potential | 0 | 0 | 0 | 0 | 0 | 0 | 0 | 0 | 0 | 0 | 0 | 0 | 0 | 0 | 0 | 0 | 0 | 0 | 0 | 0 | 0 | 0 | 0 | 0 | 0 | 0 | 0
F5_Commercial_Interruptible - College_Existing_Water Heating_Natural Gas_Commercial Laundry - Alternative Dry-Cleaning Methods_A_Achievable Technical Potential | F5 | Commercial | Interruptible - College | Existing | Water Heating | Natural Gas | Commercial Laundry - Alternative Dry-Cleaning Methods | A | Incremental Summer Peak Savings (MW) | Achievable Technical Potential | 0 | 0 | 0 | 0 | 0 | 0 | 0 | 0 | 0 | 0 | 0 | 0 | 0 | 0 | 0 | 0 | 0 | 0 | 0 | 0 | 0 | 0 | 0 | 0 | 0 | 0 | 0
F6_Commercial_Interruptible - College_Existing_Water Heating_Natural Gas_Commercial Laundry - Alternative Dry-Cleaning Methods_A_Achievable Technical Potential | F6 | Commercial | Interruptible - College | Existing | Water Heating | Natural Gas | Commercial Laundry - Alternative Dry-Cleaning Methods | A | Incremental Winter Peak Savings (MW) | Achievable Technical Potential | 0 | 0 | 0 | 0 | 0 | 0 | 0 | 0 | 0 | 0 | 0 | 0 | 0 | 0 | 0 | 0 | 0 | 0 | 0 | 0 | 0 | 0 | 0 | 0 | 0 | 0 | 0
F7_Commercial_Interruptible - College_Existing_Water Heating_Natural Gas_Commercial Laundry - Alternative Dry-Cleaning Methods_A_Achievable Technical Potential | F7 | Commercial | Interruptible - College | Existing | Water Heating | Natural Gas | Commercial Laundry - Alternative Dry-Cleaning Methods | A | Cumulative Energy Savings (MWh or mTherms) | Achievable Technical Potential | 0 | 0 | 0 | 0 | 0 | 0 | 0 | 0 | 0 | 0 | 0 | 0 | 0 | 0 | 0 | 0 | 0 | 0 | 0 | 0 | 0 | 0 | 0 | 0 | 0 | 0 | 0
F8_Commercial_Interruptible - College_Existing_Water Heating_Natural Gas_Commercial Laundry - Alternative Dry-Cleaning Methods_A_Achievable Technical Potential | F8 | Commercial | Interruptible - College | Existing | Water Heating | Natural Gas | Commercial Laundry - Alternative Dry-Cleaning Methods | A | Cumulative Summer Peak Savings (MW) | Achievable Technical Potential | 0 | 0 | 0 | 0 | 0 | 0 | 0 | 0 | 0 | 0 | 0 | 0 | 0 | 0 | 0 | 0 | 0 | 0 | 0 | 0 | 0 | 0 | 0 | 0 | 0 | 0 | 0
F9_Commercial_Interruptible - College_Existing_Water Heating_Natural Gas_Commercial Laundry - Alternative Dry-Cleaning Methods_A_Achievable Technical Potential | F9 | Commercial | Interruptible - College | Existing | Water Heating | Natural Gas | Commercial Laundry - Alternative Dry-Cleaning Methods | A | Cumulative Winter Peak Savings (MW) | Achievable Technical Potential | 0 | 0 | 0 | 0 | 0 | 0 | 0 | 0 | 0 | 0 | 0 | 0 | 0 | 0 | 0 | 0 | 0 | 0 | 0 | 0 | 0 | 0 | 0 | 0 | 0 | 0 | 0
F10_Commercial_Interruptible - College_Existing_Water Heating_Natural Gas_Commercial Laundry - Alternative Dry-Cleaning Methods_A_Achievable Technical Potential | F10 | Commercial | Interruptible - College | Existing | Water Heating | Natural Gas | Commercial Laundry - Alternative Dry-Cleaning Methods | A | Purchases (Incremental) | Achievable Technical Potential | 0 | 0 | 0.041584 | 0.051058 | 0.062481 | 0.07253 | 0.08273 | 0.096721 | 0.1061 | 0.10839 | 0.10215 | 0.087805 | 0.067947 | 0.04663 | 0.027904 | 0.013033 | 0 | 0 | 0 | 0 | 0 | 0 | 0 | 0 | 0 | 0 | 0
F11_Commercial_Interruptible - College_Existing_Water Heating_Natural Gas_Commercial Laundry - Alternative Dry-Cleaning Methods_A_Achievable Technical Potential | F11 | Commercial | Interruptible - College | Existing | Water Heating | Natural Gas | Commercial Laundry - Alternative Dry-Cleaning Methods | A | Purchases (Cumulative) | Achievable Technical Potential | 0 | 0 | 0.041584 | 0.092642 | 0.15512 | 0.22765 | 0.31038 | 0.4071 | 0.51321 | 0.6216 | 0.72375 | 0.81155 | 0.8795 | 0.92613 | 0.95404 | 0.96707 | 0.96707 | 0.96707 | 0.96707 | 0.96707 | 0.96707 | 0.96707 | 0.96707 | 0.96707 | 0.96707 | 0.96707 | 0.96707
F1_Commercial_Interruptible - College_Existing_Space Heating_Natural Gas_Advanced Kitchen Ventilation Controls_A_Achievable Technical Potential | F1 | Commercial | Interruptible - College | Existing | Space Heating | Natural Gas | Advanced Kitchen Ventilation Controls | A | Integrated Unit Energy Savings (kWh or therms) | Achievable Technical Potential | 0 | 0 | 0.15493 | 0.15429 | 0.15341 | 0.15244 | 0.15138 | 0.15023 | 0.14899 | 0.14766 | 0.14624 | 0.14475 | 0.14319 | 0.14161 | 0.14004 | 0.13852 | 0.13708 | 0.13574 | 0.13451 | 0.13338 | 0.13236 | 0.13138 | 0.13058 | 0.12981 | 0.12905 | 0.12831 | 0.12758
F2_Commercial_Interruptible - College_Existing_Space Heating_Natural Gas_Advanced Kitchen Ventilation Controls_A_Achievable Technical Potential | F2 | Commercial | Interruptible - College | Existing | Space Heating | Natural Gas | Advanced Kitchen Ventilation Controls | A | Integrated Unit Summer Peak Savings (kW) | Achievable Technical Potential | 0 | 0 | 0 | 0 | 0 | 0 | 0 | 0 | 0 | 0 | 0 | 0 | 0 | 0 | 0 | 0 | 0 | 0 | 0 | 0 | 0 | 0 | 0 | 0 | 0 | 0 | 0
F3_Commercial_Interruptible - College_Existing_Space Heating_Natural Gas_Advanced Kitchen Ventilation Controls_A_Achievable Technical Potential | F3 | Commercial | Interruptible - College | Existing | Space Heating | Natural Gas | Advanced Kitchen Ventilation Controls | A | Integrated Unit Winter Peak Savings (kW) | Achievable Technical Potential | 0 | 0 | 0 | 0 | 0 | 0 | 0 | 0 | 0 | 0 | 0 | 0 | 0 | 0 | 0 | 0 | 0 | 0 | 0 | 0 | 0 | 0 | 0 | 0 | 0 | 0 | 0
F4_Commercial_Interruptible - College_Existing_Space Heating_Natural Gas_Advanced Kitchen Ventilation Controls_A_Achievable Technical Potential | F4 | Commercial | Interruptible - College | Existing | Space Heating | Natural Gas | Advanced Kitchen Ventilation Controls | A | Incremental Energy Savings (MWh or mTherms) | Achievable Technical Potential | 0 | 0 | 0.2035 | 0.41599 | 0.41362 | 0.41099 | 0.40813 | 0.40504 | 0.4017 | 0.39811 | 0.39429 | 0.39025 | 0.38607 | 0.38181 | 0.37757 | 0.37347 | 0.36958 | 0.18768 | 6.1169e-17 | 6.672e-16 | 1.2038e-16 | 0 | 0 | 0 | 0 | 0 | 0
F5_Commercial_Interruptible - College_Existing_Space Heating_Natural Gas_Advanced Kitchen Ventilation Controls_A_Achievable Technical Potential | F5 | Commercial | Interruptible - College | Existing | Space Heating | Natural Gas | Advanced Kitchen Ventilation Controls | A | Incremental Summer Peak Savings (MW) | Achievable Technical Potential | 0 | 0 | 0 | 0 | 0 | 0 | 0 | 0 | 0 | 0 | 0 | 0 | 0 | 0 | 0 | 0 | 0 | 0 | 0 | 0 | 0 | 0 | 0 | 0 | 0 | 0 | 0
F6_Commercial_Interruptible - College_Existing_Space Heating_Natural Gas_Advanced Kitchen Ventilation Controls_A_Achievable Technical Potential | F6 | Commercial | Interruptible - College | Existing | Space Heating | Natural Gas | Advanced Kitchen Ventilation Controls | A | Incremental Winter Peak Savings (MW) | Achievable Technical Potential | 0 | 0 | 0 | 0 | 0 | 0 | 0 | 0 | 0 | 0 | 0 | 0 | 0 | 0 | 0 | 0 | 0 | 0 | 0 | 0 | 0 | 0 | 0 | 0 | 0 | 0 | 0
F7_Commercial_Interruptible - College_Existing_Space Heating_Natural Gas_Advanced Kitchen Ventilation Controls_A_Achievable Technical Potential | F7 | Commercial | Interruptible - College | Existing | Space Heating | Natural Gas | Advanced Kitchen Ventilation Controls | A | Cumulative Energy Savings (MWh or mTherms) | Achievable Technical Potential | 0 | 0 | 0.2035 | 0.61865 | 1.0287 | 1.4332 | 1.8314 | 2.2225 | 2.6059 | 2.9808 | 3.3464 | 3.7024 | 4.0487 | 4.3859 | 4.7148 | 5.037 | 5.3541 | 5.4895 | 5.4399 | 5.3942 | 5.3529 | 5.3132 | 5.281 | 5.2496 | 5.2189 | 5.1889 | 5.1595
F8_Commercial_Interruptible - College_Existing_Space Heating_Natural Gas_Advanced Kitchen Ventilation Controls_A_Achievable Technical Potential | F8 | Commercial | Interruptible - College | Existing | Space Heating | Natural Gas | Advanced Kitchen Ventilation Controls | A | Cumulative Summer Peak Savings (MW) | Achievable Technical Potential | 0 | 0 | 0 | 0 | 0 | 0 | 0 | 0 | 0 | 0 | 0 | 0 | 0 | 0 | 0 | 0 | 0 | 0 | 0 | 0 | 0 | 0 | 0 | 0 | 0 | 0 | 0
F9_Commercial_Interruptible - College_Existing_Space Heating_Natural Gas_Advanced Kitchen Ventilation Controls_A_Achievable Technical Potential | F9 | Commercial | Interruptible - College | Existing | Space Heating | Natural Gas | Advanced Kitchen Ventilation Controls | A | Cumulative Winter Peak Savings (MW) | Achievable Technical Potential | 0 | 0 | 0 | 0 | 0 | 0 | 0 | 0 | 0 | 0 | 0 | 0 | 0 | 0 | 0 | 0 | 0 | 0 | 0 | 0 | 0 | 0 | 0 | 0 | 0 | 0 | 0
F10_Commercial_Interruptible - College_Existing_Space Heating_Natural Gas_Advanced Kitchen Ventilation Controls_A_Achievable Technical Potential | F10 | Commercial | Interruptible - College | Existing | Space Heating | Natural Gas | Advanced Kitchen Ventilation Controls | A | Purchases (Incremental) | Achievable Technical Potential | 0 | 0 | 1313.5036 | 2696.139 | 2696.139 | 2696.139 | 2696.139 | 2696.139 | 2696.139 | 2696.139 | 2696.139 | 2696.139 | 2696.139 | 2696.139 | 2696.139 | 2696.139 | 2696.139 | 1382.6354 | 4.5475e-13 | 5.0022e-12 | 9.0949e-13 | 0 | 0 | 0 | 0 | 0 | 0
F11_Commercial_Interruptible - College_Existing_Space Heating_Natural Gas_Advanced Kitchen Ventilation Controls_A_Achievable Technical Potential | F11 | Commercial | Interruptible - College | Existing | Space Heating | Natural Gas | Advanced Kitchen Ventilation Controls | A | Purchases (Cumulative) | Achievable Technical Potential | 0 | 0 | 1313.5036 | 4009.6426 | 6705.7816 | 9401.9206 | 12098.0596 | 14794.1986 | 17490.3376 | 20186.4766 | 22882.6156 | 25578.7546 | 28274.8937 | 30971.0327 | 33667.1717 | 36363.3107 | 39059.4497 | 40442.0851 | 40442.0851 | 40442.0851 | 40442.0851 | 40442.0851 | 40442.0851 | 40442.0851 | 40442.0851 | 40442.0851 | 40442.0851
F1_Commercial_Interruptible - College_Existing_Space Heating_Natural Gas_Infiltration Control - Loading Dock Sealing_A_Achievable Technical Potential | F1 | Commercial | Interruptible - College | Existing | Space Heating | Natural Gas | Infiltration Control - Loading Dock Sealing | A | Integrated Unit Energy Savings (kWh or therms) | Achievable Technical Potential | 0 | 0 | 805.3834 | 794.2431 | 780.772 | 766.0532 | 749.8545 | 732.2882 | 713.0809 | 692.473 | 670.8248 | 648.656 | 626.6853 | 605.3494 | 585.0759 | 566.2871 | 549.5134 | 535.7695 | 525.0955 | 516.0862 | 509.1503 | 502.6985 | 499.6418 | 496.6639 | 493.7559 | 490.9102 | 488.1195
F2_Commercial_Interruptible - College_Existing_Space Heating_Natural Gas_Infiltration Control - Loading Dock Sealing_A_Achievable Technical Potential | F2 | Commercial | Interruptible - College | Existing | Space Heating | Natural Gas | Infiltration Control - Loading Dock Sealing | A | Integrated Unit Summer Peak Savings (kW) | Achievable Technical Potential | 0 | 0 | 0 | 0 | 0 | 0 | 0 | 0 | 0 | 0 | 0 | 0 | 0 | 0 | 0 | 0 | 0 | 0 | 0 | 0 | 0 | 0 | 0 | 0 | 0 | 0 | 0
F3_Commercial_Interruptible - College_Existing_Space Heating_Natural Gas_Infiltration Control - Loading Dock Sealing_A_Achievable Technical Potential | F3 | Commercial | Interruptible - College | Existing | Space Heating | Natural Gas | Infiltration Control - Loading Dock Sealing | A | Integrated Unit Winter Peak Savings (kW) | Achievable Technical Potential | 0 | 0 | 0 | 0 | 0 | 0 | 0 | 0 | 0 | 0 | 0 | 0 | 0 | 0 | 0 | 0 | 0 | 0 | 0 | 0 | 0 | 0 | 0 | 0 | 0 | 0 | 0
F4_Commercial_Interruptible - College_Existing_Space Heating_Natural Gas_Infiltration Control - Loading Dock Sealing_A_Achievable Technical Potential | F4 | Commercial | Interruptible - College | Existing | Space Heating | Natural Gas | Infiltration Control - Loading Dock Sealing | A | Incremental Energy Savings (MWh or mTherms) | Achievable Technical Potential | 0 | 0 | 0 | 0 | 0 | 0 | 0 | 0 | 0 | 0 | 0 | 0 | 0 | 0 | 0 | 0 | 0 | 0 | 0 | 0 | 0 | 0 | 0 | 0 | 0 | 0 | 0
F5_Commercial_Interruptible - College_Existing_Space Heating_Natural Gas_Infiltration Control - Loading Dock Sealing_A_Achievable Technical Potential | F5 | Commercial | Interruptible - College | Existing | Space Heating | Natural Gas | Infiltration Control - Loading Dock Sealing | A | Incremental Summer Peak Savings (MW) | Achievable Technical Potential | 0 | 0 | 0 | 0 | 0 | 0 | 0 | 0 | 0 | 0 | 0 | 0 | 0 | 0 | 0 | 0 | 0 | 0 | 0 | 0 | 0 | 0 | 0 | 0 | 0 | 0 | 0
F6_Commercial_Interruptible - College_Existing_Space Heating_Natural Gas_Infiltration Control - Loading Dock Sealing_A_Achievable Technical Potential | F6 | Commercial | Interruptible - College | Existing | Space Heating | Natural Gas | Infiltration Control - Loading Dock Sealing | A | Incremental Winter Peak Savings (MW) | Achievable Technical Potential | 0 | 0 | 0 | 0 | 0 | 0 | 0 | 0 | 0 | 0 | 0 | 0 | 0 | 0 | 0 | 0 | 0 | 0 | 0 | 0 | 0 | 0 | 0 | 0 | 0 | 0 | 0
F7_Commercial_Interruptible - College_Existing_Space Heating_Natural Gas_Infiltration Control - Loading Dock Sealing_A_Achievable Technical Potential | F7 | Commercial | Interruptible - College | Existing | Space Heating | Natural Gas | Infiltration Control - Loading Dock Sealing | A | Cumulative Energy Savings (MWh or mTherms) | Achievable Technical Potential | 0 | 0 | 0 | 0 | 0 | 0 | 0 | 0 | 0 | 0 | 0 | 0 | 0 | 0 | 0 | 0 | 0 | 0 | 0 | 0 | 0 | 0 | 0 | 0 | 0 | 0 | 0
F8_Commercial_Interruptible - College_Existing_Space Heating_Natural Gas_Infiltration Control - Loading Dock Sealing_A_Achievable Technical Potential | F8 | Commercial | Interruptible - College | Existing | Space Heating | Natural Gas | Infiltration Control - Loading Dock Sealing | A | Cumulative Summer Peak Savings (MW) | Achievable Technical Potential | 0 | 0 | 0 | 0 | 0 | 0 | 0 | 0 | 0 | 0 | 0 | 0 | 0 | 0 | 0 | 0 | 0 | 0 | 0 | 0 | 0 | 0 | 0 | 0 | 0 | 0 | 0
F9_Commercial_Interruptible - College_Existing_Space Heating_Natural Gas_Infiltration Control - Loading Dock Sealing_A_Achievable Technical Potential | F9 | Commercial | Interruptible - College | Existing | Space Heating | Natural Gas | Infiltration Control - Loading Dock Sealing | A | Cumulative Winter Peak Savings (MW) | Achievable Technical Potential | 0 | 0 | 0 | 0 | 0 | 0 | 0 | 0 | 0 | 0 | 0 | 0 | 0 | 0 | 0 | 0 | 0 | 0 | 0 | 0 | 0 | 0 | 0 | 0 | 0 | 0 | 0
F10_Commercial_Interruptible - College_Existing_Space Heating_Natural Gas_Infiltration Control - Loading Dock Sealing_A_Achievable Technical Potential | F10 | Commercial | Interruptible - College | Existing | Space Heating | Natural Gas | Infiltration Control - Loading Dock Sealing | A | Purchases (Incremental) | Achievable Technical Potential | 0 | 0 | 0 | 0 | 0 | 0 | 0 | 0 | 0 | 0 | 0 | 0 | 0 | 0 | 0 | 0 | 0 | 0 | 0 | 0 | 0 | 0 | 0 | 0 | 0 | 0 | 0
F11_Commercial_Interruptible - College_Existing_Space Heating_Natural Gas_Infiltration Control - Loading Dock Sealing_A_Achievable Technical Potential | F11 | Commercial | Interruptible - College | Existing | Space Heating | Natural Gas | Infiltration Control - Loading Dock Sealing | A | Purchases (Cumulative) | Achievable Technical Potential | 0 | 0 | 0 | 0 | 0 | 0 | 0 | 0 | 0 | 0 | 0 | 0 | 0 | 0 | 0 | 0 | 0 | 0 | 0 | 0 | 0 | 0 | 0 | 0 | 0 | 0 | 0
F1_Commercial_Interruptible - College_Existing_Space Heating_Natural Gas_Greenhouse Heat Curtain_A_Achievable Technical Potential | F1 | Commercial | Interruptible - College | Existing | Space Heating | Natural Gas | Greenhouse Heat Curtain | A | Integrated Unit Energy Savings (kWh or therms) | Achievable Technical Potential | 0 | 0 | 704.2922 | 695.7894 | 685.5375 | 674.3067 | 662.0202 | 648.4784 | 633.6413 | 617.5576 | 600.3879 | 582.435 | 564.4297 | 546.7558 | 529.7801 | 513.876 | 499.5083 | 487.6949 | 478.4781 | 470.6291 | 464.4988 | 458.7667 | 455.9778 | 453.2608 | 450.6076 | 448.0111 | 445.4647
F2_Commercial_Interruptible - College_Existing_Space Heating_Natural Gas_Greenhouse Heat Curtain_A_Achievable Technical Potential | F2 | Commercial | Interruptible - College | Existing | Space Heating | Natural Gas | Greenhouse Heat Curtain | A | Integrated Unit Summer Peak Savings (kW) | Achievable Technical Potential | 0 | 0 | 0 | 0 | 0 | 0 | 0 | 0 | 0 | 0 | 0 | 0 | 0 | 0 | 0 | 0 | 0 | 0 | 0 | 0 | 0 | 0 | 0 | 0 | 0 | 0 | 0
F3_Commercial_Interruptible - College_Existing_Space Heating_Natural Gas_Greenhouse Heat Curtain_A_Achievable Technical Potential | F3 | Commercial | Interruptible - College | Existing | Space Heating | Natural Gas | Greenhouse Heat Curtain | A | Integrated Unit Winter Peak Savings (kW) | Achievable Technical Potential | 0 | 0 | 0 | 0 | 0 | 0 | 0 | 0 | 0 | 0 | 0 | 0 | 0 | 0 | 0 | 0 | 0 | 0 | 0 | 0 | 0 | 0 | 0 | 0 | 0 | 0 | 0
F4_Commercial_Interruptible - College_Existing_Space Heating_Natural Gas_Greenhouse Heat Curtain_A_Achievable Technical Potential | F4 | Commercial | Interruptible - College | Existing | Space Heating | Natural Gas | Greenhouse Heat Curtain | A | Incremental Energy Savings (MWh or mTherms) | Achievable Technical Potential | 0 | 0 | 0 | 0 | 0 | 0 | 0 | 0 | 0 | 0 | 0 | 0 | 0 | 0 | 0 | 0 | 0 | 0 | 0 | 0 | 0 | 0 | 0 | 0 | 0 | 0 | 0
F5_Commercial_Interruptible - College_Existing_Space Heating_Natural Gas_Greenhouse Heat Curtain_A_Achievable Technical Potential | F5 | Commercial | Interruptible - College | Existing | Space Heating | Natural Gas | Greenhouse Heat Curtain | A | Incremental Summer Peak Savings (MW) | Achievable Technical Potential | 0 | 0 | 0 | 0 | 0 | 0 | 0 | 0 | 0 | 0 | 0 | 0 | 0 | 0 | 0 | 0 | 0 | 0 | 0 | 0 | 0 | 0 | 0 | 0 | 0 | 0 | 0
F6_Commercial_Interruptible - College_Existing_Space Heating_Natural Gas_Greenhouse Heat Curtain_A_Achievable Technical Potential | F6 | Commercial | Interruptible - College | Existing | Space Heating | Natural Gas | Greenhouse Heat Curtain | A | Incremental Winter Peak Savings (MW) | Achievable Technical Potential | 0 | 0 | 0 | 0 | 0 | 0 | 0 | 0 | 0 | 0 | 0 | 0 | 0 | 0 | 0 | 0 | 0 | 0 | 0 | 0 | 0 | 0 | 0 | 0 | 0 | 0 | 0
F7_Commercial_Interruptible - College_Existing_Space Heating_Natural Gas_Greenhouse Heat Curtain_A_Achievable Technical Potential | F7 | Commercial | Interruptible - College | Existing | Space Heating | Natural Gas | Greenhouse Heat Curtain | A | Cumulative Energy Savings (MWh or mTherms) | Achievable Technical Potential | 0 | 0 | 0 | 0 | 0 | 0 | 0 | 0 | 0 | 0 | 0 | 0 | 0 | 0 | 0 | 0 | 0 | 0 | 0 | 0 | 0 | 0 | 0 | 0 | 0 | 0 | 0
F8_Commercial_Interruptible - College_Existing_Space Heating_Natural Gas_Greenhouse Heat Curtain_A_Achievable Technical Potential | F8 | Commercial | Interruptible - College | Existing | Space Heating | Natural Gas | Greenhouse Heat Curtain | A | Cumulative Summer Peak Savings (MW) | Achievable Technical Potential | 0 | 0 | 0 | 0 | 0 | 0 | 0 | 0 | 0 | 0 | 0 | 0 | 0 | 0 | 0 | 0 | 0 | 0 | 0 | 0 | 0 | 0 | 0 | 0 | 0 | 0 | 0
F9_Commercial_Interruptible - College_Existing_Space Heating_Natural Gas_Greenhouse Heat Curtain_A_Achievable Technical Potential | F9 | Commercial | Interruptible - College | Existing | Space Heating | Natural Gas | Greenhouse Heat Curtain | A | Cumulative Winter Peak Savings (MW) | Achievable Technical Potential | 0 | 0 | 0 | 0 | 0 | 0 | 0 | 0 | 0 | 0 | 0 | 0 | 0 | 0 | 0 | 0 | 0 | 0 | 0 | 0 | 0 | 0 | 0 | 0 | 0 | 0 | 0
F10_Commercial_Interruptible - College_Existing_Space Heating_Natural Gas_Greenhouse Heat Curtain_A_Achievable Technical Potential | F10 | Commercial | Interruptible - College | Existing | Space Heating | Natural Gas | Greenhouse Heat Curtain | A | Purchases (Incremental) | Achievable Technical Potential | 0 | 0 | 0 | 0 | 0 | 0 | 0 | 0 | 0 | 0 | 0 | 0 | 0 | 0 | 0 | 0 | 0 | 0 | 0 | 0 | 0 | 0 | 0 | 0 | 0 | 0 | 0
F11_Commercial_Interruptible - College_Existing_Space Heating_Natural Gas_Greenhouse Heat Curtain_A_Achievable Technical Potential | F11 | Commercial | Interruptible - College | Existing | Space Heating | Natural Gas | Greenhouse Heat Curtain | A | Purchases (Cumulative) | Achievable Technical Potential | 0 | 0 | 0 | 0 | 0 | 0 | 0 | 0 | 0 | 0 | 0 | 0 | 0 | 0 | 0 | 0 | 0 | 0 | 0 | 0 | 0 | 0 | 0 | 0 | 0 | 0 | 0
F1_Commercial_Interruptible - College_Existing_Space Heating_Natural Gas_Ventilation - Parking Garages, Demand Controlled_A_Achievable Technical Potential | F1 | Commercial | Interruptible - College | Existing | Space Heating | Natural Gas | Ventilation - Parking Garages, Demand Controlled | A | Integrated Unit Energy Savings (kWh or therms) | Achievable Technical Potential | 0 | 0 | 0 | 0 | 0 | 0 | 0 | 0 | 0 | 0 | 0 | 0 | 0 | 0 | 0 | 0 | 0 | 0 | 0 | 0 | 0 | 0 | 0 | 0 | 0 | 0 | 0
F2_Commercial_Interruptible - College_Existing_Space Heating_Natural Gas_Ventilation - Parking Garages, Demand Controlled_A_Achievable Technical Potential | F2 | Commercial | Interruptible - College | Existing | Space Heating | Natural Gas | Ventilation - Parking Garages, Demand Controlled | A | Integrated Unit Summer Peak Savings (kW) | Achievable Technical Potential | 0 | 0 | 0 | 0 | 0 | 0 | 0 | 0 | 0 | 0 | 0 | 0 | 0 | 0 | 0 | 0 | 0 | 0 | 0 | 0 | 0 | 0 | 0 | 0 | 0 | 0 | 0
F3_Commercial_Interruptible - College_Existing_Space Heating_Natural Gas_Ventilation - Parking Garages, Demand Controlled_A_Achievable Technical Potential | F3 | Commercial | Interruptible - College | Existing | Space Heating | Natural Gas | Ventilation - Parking Garages, Demand Controlled | A | Integrated Unit Winter Peak Savings (kW) | Achievable Technical Potential | 0 | 0 | 0 | 0 | 0 | 0 | 0 | 0 | 0 | 0 | 0 | 0 | 0 | 0 | 0 | 0 | 0 | 0 | 0 | 0 | 0 | 0 | 0 | 0 | 0 | 0 | 0
F4_Commercial_Interruptible - College_Existing_Space Heating_Natural Gas_Ventilation - Parking Garages, Demand Controlled_A_Achievable Technical Potential | F4 | Commercial | Interruptible - College | Existing | Space Heating | Natural Gas | Ventilation - Parking Garages, Demand Controlled | A | Incremental Energy Savings (MWh or mTherms) | Achievable Technical Potential | 0 | 0 | 0 | 0 | 0 | 0 | 0 | 0 | 0 | 0 | 0 | 0 | 0 | 0 | 0 | 0 | 0 | 0 | 0 | 0 | 0 | 0 | 0 | 0 | 0 | 0 | 0
F5_Commercial_Interruptible - College_Existing_Space Heating_Natural Gas_Ventilation - Parking Garages, Demand Controlled_A_Achievable Technical Potential | F5 | Commercial | Interruptible - College | Existing | Space Heating | Natural Gas | Ventilation - Parking Garages, Demand Controlled | A | Incremental Summer Peak Savings (MW) | Achievable Technical Potential | 0 | 0 | 0 | 0 | 0 | 0 | 0 | 0 | 0 | 0 | 0 | 0 | 0 | 0 | 0 | 0 | 0 | 0 | 0 | 0 | 0 | 0 | 0 | 0 | 0 | 0 | 0
F6_Commercial_Interruptible - College_Existing_Space Heating_Natural Gas_Ventilation - Parking Garages, Demand Controlled_A_Achievable Technical Potential | F6 | Commercial | Interruptible - College | Existing | Space Heating | Natural Gas | Ventilation - Parking Garages, Demand Controlled | A | Incremental Winter Peak Savings (MW) | Achievable Technical Potential | 0 | 0 | 0 | 0 | 0 | 0 | 0 | 0 | 0 | 0 | 0 | 0 | 0 | 0 | 0 | 0 | 0 | 0 | 0 | 0 | 0 | 0 | 0 | 0 | 0 | 0 | 0
F7_Commercial_Interruptible - College_Existing_Space Heating_Natural Gas_Ventilation - Parking Garages, Demand Controlled_A_Achievable Technical Potential | F7 | Commercial | Interruptible - College | Existing | Space Heating | Natural Gas | Ventilation - Parking Garages, Demand Controlled | A | Cumulative Energy Savings (MWh or mTherms) | Achievable Technical Potential | 0 | 0 | 0 | 0 | 0 | 0 | 0 | 0 | 0 | 0 | 0 | 0 | 0 | 0 | 0 | 0 | 0 | 0 | 0 | 0 | 0 | 0 | 0 | 0 | 0 | 0 | 0
F8_Commercial_Interruptible - College_Existing_Space Heating_Natural Gas_Ventilation - Parking Garages, Demand Controlled_A_Achievable Technical Potential | F8 | Commercial | Interruptible - College | Existing | Space Heating | Natural Gas | Ventilation - Parking Garages, Demand Controlled | A | Cumulative Summer Peak Savings (MW) | Achievable Technical Potential | 0 | 0 | 0 | 0 | 0 | 0 | 0 | 0 | 0 | 0 | 0 | 0 | 0 | 0 | 0 | 0 | 0 | 0 | 0 | 0 | 0 | 0 | 0 | 0 | 0 | 0 | 0
F9_Commercial_Interruptible - College_Existing_Space Heating_Natural Gas_Ventilation - Parking Garages, Demand Controlled_A_Achievable Technical Potential | F9 | Commercial | Interruptible - College | Existing | Space Heating | Natural Gas | Ventilation - Parking Garages, Demand Controlled | A | Cumulative Winter Peak Savings (MW) | Achievable Technical Potential | 0 | 0 | 0 | 0 | 0 | 0 | 0 | 0 | 0 | 0 | 0 | 0 | 0 | 0 | 0 | 0 | 0 | 0 | 0 | 0 | 0 | 0 | 0 | 0 | 0 | 0 | 0
F10_Commercial_Interruptible - College_Existing_Space Heating_Natural Gas_Ventilation - Parking Garages, Demand Controlled_A_Achievable Technical Potential | F10 | Commercial | Interruptible - College | Existing | Space Heating | Natural Gas | Ventilation - Parking Garages, Demand Controlled | A | Purchases (Incremental) | Achievable Technical Potential | 0 | 0 | 0 | 0 | 0 | 0 | 0 | 0 | 0 | 0 | 0 | 0 | 0 | 0 | 0 | 0 | 0 | 0 | 0 | 0 | 0 | 0 | 0 | 0 | 0 | 0 | 0
F11_Commercial_Interruptible - College_Existing_Space Heating_Natural Gas_Ventilation - Parking Garages, Demand Controlled_A_Achievable Technical Potential | F11 | Commercial | Interruptible - College | Existing | Space Heating | Natural Gas | Ventilation - Parking Garages, Demand Controlled | A | Purchases (Cumulative) | Achievable Technical Potential | 0 | 0 | 0 | 0 | 0 | 0 | 0 | 0 | 0 | 0 | 0 | 0 | 0 | 0 | 0 | 0 | 0 | 0 | 0 | 0 | 0 | 0 | 0 | 0 | 0 | 0 | 0
F1_Commercial_Interruptible - College_Existing_Miscellaneous_Natural Gas_Pool Heater - Night Covers_A_Achievable Technical Potential | F1 | Commercial | Interruptible - College | Existing | Miscellaneous | Natural Gas | Pool Heater - Night Covers | A | Integrated Unit Energy Savings (kWh or therms) | Achievable Technical Potential | 0 | 0 | 0.00035409 | 0.00035409 | 0.00035409 | 0.00035409 | 0.00035409 | 0.00035409 | 0.00035409 | 0.00035409 | 0.00035409 | 0.00035409 | 0.00035409 | 0.00035409 | 0.00035409 | 0.00035409 | 0.00035409 | 0.00035409 | 0.00035409 | 0.00035409 | 0.00035409 | 0.00035409 | 0.00035409 | 0.00035409 | 0.00035409 | 0.00035409 | 0.00035409
F2_Commercial_Interruptible - College_Existing_Miscellaneous_Natural Gas_Pool Heater - Night Covers_A_Achievable Technical Potential | F2 | Commercial | Interruptible - College | Existing | Miscellaneous | Natural Gas | Pool Heater - Night Covers | A | Integrated Unit Summer Peak Savings (kW) | Achievable Technical Potential | 0 | 0 | 0 | 0 | 0 | 0 | 0 | 0 | 0 | 0 | 0 | 0 | 0 | 0 | 0 | 0 | 0 | 0 | 0 | 0 | 0 | 0 | 0 | 0 | 0 | 0 | 0
F3_Commercial_Interruptible - College_Existing_Miscellaneous_Natural Gas_Pool Heater - Night Covers_A_Achievable Technical Potential | F3 | Commercial | Interruptible - College | Existing | Miscellaneous | Natural Gas | Pool Heater - Night Covers | A | Integrated Unit Winter Peak Savings (kW) | Achievable Technical Potential | 0 | 0 | 0 | 0 | 0 | 0 | 0 | 0 | 0 | 0 | 0 | 0 | 0 | 0 | 0 | 0 | 0 | 0 | 0 | 0 | 0 | 0 | 0 | 0 | 0 | 0 | 0
F4_Commercial_Interruptible - College_Existing_Miscellaneous_Natural Gas_Pool Heater - Night Covers_A_Achievable Technical Potential | F4 | Commercial | Interruptible - College | Existing | Miscellaneous | Natural Gas | Pool Heater - Night Covers | A | Incremental Energy Savings (MWh or mTherms) | Achievable Technical Potential | 0 | 0 | 1.2471e-05 | 1.2471e-05 | 1.2471e-05 | 1.2471e-05 | 1.2471e-05 | 0 | 0 | 0 | 0 | 0 | 0 | 0 | 0 | 0 | 0 | 0 | 0 | 0 | 0 | 0 | 0 | 0 | 0 | 0 | 0
F5_Commercial_Interruptible - College_Existing_Miscellaneous_Natural Gas_Pool Heater - Night Covers_A_Achievable Technical Potential | F5 | Commercial | Interruptible - College | Existing | Miscellaneous | Natural Gas | Pool Heater - Night Covers | A | Incremental Summer Peak Savings (MW) | Achievable Technical Potential | 0 | 0 | 0 | 0 | 0 | 0 | 0 | 0 | 0 | 0 | 0 | 0 | 0 | 0 | 0 | 0 | 0 | 0 | 0 | 0 | 0 | 0 | 0 | 0 | 0 | 0 | 0
F6_Commercial_Interruptible - College_Existing_Miscellaneous_Natural Gas_Pool Heater - Night Covers_A_Achievable Technical Potential | F6 | Commercial | Interruptible - College | Existing | Miscellaneous | Natural Gas | Pool Heater - Night Covers | A | Incremental Winter Peak Savings (MW) | Achievable Technical Potential | 0 | 0 | 0 | 0 | 0 | 0 | 0 | 0 | 0 | 0 | 0 | 0 | 0 | 0 | 0 | 0 | 0 | 0 | 0 | 0 | 0 | 0 | 0 | 0 | 0 | 0 | 0
F7_Commercial_Interruptible - College_Existing_Miscellaneous_Natural Gas_Pool Heater - Night Covers_A_Achievable Technical Potential | F7 | Commercial | Interruptible - College | Existing | Miscellaneous | Natural Gas | Pool Heater - Night Covers | A | Cumulative Energy Savings (MWh or mTherms) | Achievable Technical Potential | 0 | 0 | 1.2471e-05 | 2.4941e-05 | 3.7412e-05 | 4.9882e-05 | 6.2353e-05 | 6.2353e-05 | 6.2353e-05 | 6.2353e-05 | 6.2353e-05 | 6.2353e-05 | 6.2353e-05 | 6.2353e-05 | 6.2353e-05 | 6.2353e-05 | 6.2353e-05 | 6.2353e-05 | 6.2353e-05 | 6.2353e-05 | 6.2353e-05 | 6.2353e-05 | 6.2353e-05 | 6.2353e-05 | 6.2353e-05 | 6.2353e-05 | 6.2353e-05
F8_Commercial_Interruptible - College_Existing_Miscellaneous_Natural Gas_Pool Heater - Night Covers_A_Achievable Technical Potential | F8 | Commercial | Interruptible - College | Existing | Miscellaneous | Natural Gas | Pool Heater - Night Covers | A | Cumulative Summer Peak Savings (MW) | Achievable Technical Potential | 0 | 0 | 0 | 0 | 0 | 0 | 0 | 0 | 0 | 0 | 0 | 0 | 0 | 0 | 0 | 0 | 0 | 0 | 0 | 0 | 0 | 0 | 0 | 0 | 0 | 0 | 0
F9_Commercial_Interruptible - College_Existing_Miscellaneous_Natural Gas_Pool Heater - Night Covers_A_Achievable Technical Potential | F9 | Commercial | Interruptible - College | Existing | Miscellaneous | Natural Gas | Pool Heater - Night Covers | A | Cumulative Winter Peak Savings (MW) | Achievable Technical Potential | 0 | 0 | 0 | 0 | 0 | 0 | 0 | 0 | 0 | 0 | 0 | 0 | 0 | 0 | 0 | 0 | 0 | 0 | 0 | 0 | 0 | 0 | 0 | 0 | 0 | 0 | 0
F10_Commercial_Interruptible - College_Existing_Miscellaneous_Natural Gas_Pool Heater - Night Covers_A_Achievable Technical Potential | F10 | Commercial | Interruptible - College | Existing | Miscellaneous | Natural Gas | Pool Heater - Night Covers | A | Purchases (Incremental) | Achievable Technical Potential | 0 | 0 | 35.2183 | 35.2183 | 35.2183 | 35.2183 | 35.2183 | 0 | 0 | 0 | 0 | 0 | 0 | 0 | 0 | 0 | 0 | 0 | 0 | 0 | 0 | 0 | 0 | 0 | 0 | 0 | 0
F11_Commercial_Interruptible - College_Existing_Miscellaneous_Natural Gas_Pool Heater - Night Covers_A_Achievable Technical Potential | F11 | Commercial | Interruptible - College | Existing | Miscellaneous | Natural Gas | Pool Heater - Night Covers | A | Purchases (Cumulative) | Achievable Technical Potential | 0 | 0 | 35.2183 | 70.4366 | 105.6548 | 140.8731 | 176.0914 | 176.0914 | 176.0914 | 176.0914 | 176.0914 | 176.0914 | 176.0914 | 176.0914 | 176.0914 | 176.0914 | 176.0914 | 176.0914 | 176.0914 | 176.0914 | 176.0914 | 176.0914 | 176.0914 | 176.0914 | 176.0914 | 176.0914 | 176.0914
F1_Commercial_Interruptible - College_Existing_Space Heating_Natural Gas_Advanced New Construction Designs_A_Achievable Technical Potential | F1 | Commercial | Interruptible - College | Existing | Space Heating | Natural Gas | Advanced New Construction Designs | A | Integrated Unit Energy Savings (kWh or therms) | Achievable Technical Potential | 0 | 0 | 0 | 0 | 0 | 0 | 0 | 0 | 0 | 0 | 0 | 0 | 0 | 0 | 0 | 0 | 0 | 0 | 0 | 0 | 0 | 0 | 0 | 0 | 0 | 0 | 0
F2_Commercial_Interruptible - College_Existing_Space Heating_Natural Gas_Advanced New Construction Designs_A_Achievable Technical Potential | F2 | Commercial | Interruptible - College | Existing | Space Heating | Natural Gas | Advanced New Construction Designs | A | Integrated Unit Summer Peak Savings (kW) | Achievable Technical Potential | 0 | 0 | 0 | 0 | 0 | 0 | 0 | 0 | 0 | 0 | 0 | 0 | 0 | 0 | 0 | 0 | 0 | 0 | 0 | 0 | 0 | 0 | 0 | 0 | 0 | 0 | 0
F3_Commercial_Interruptible - College_Existing_Space Heating_Natural Gas_Advanced New Construction Designs_A_Achievable Technical Potential | F3 | Commercial | Interruptible - College | Existing | Space Heating | Natural Gas | Advanced New Construction Designs | A | Integrated Unit Winter Peak Savings (kW) | Achievable Technical Potential | 0 | 0 | 0 | 0 | 0 | 0 | 0 | 0 | 0 | 0 | 0 | 0 | 0 | 0 | 0 | 0 | 0 | 0 | 0 | 0 | 0 | 0 | 0 | 0 | 0 | 0 | 0
F4_Commercial_Interruptible - College_Existing_Space Heating_Natural Gas_Advanced New Construction Designs_A_Achievable Technical Potential | F4 | Commercial | Interruptible - College | Existing | Space Heating | Natural Gas | Advanced New Construction Designs | A | Incremental Energy Savings (MWh or mTherms) | Achievable Technical Potential | 0 | 0 | 0 | 0 | 0 | 0 | 0 | 0 | 0 | 0 | 0 | 0 | 0 | 0 | 0 | 0 | 0 | 0 | 0 | 0 | 0 | 0 | 0 | 0 | 0 | 0 | 0
F5_Commercial_Interruptible - College_Existing_Space Heating_Natural Gas_Advanced New Construction Designs_A_Achievable Technical Potential | F5 | Commercial | Interruptible - College | Existing | Space Heating | Natural Gas | Advanced New Construction Designs | A | Incremental Summer Peak Savings (MW) | Achievable Technical Potential | 0 | 0 | 0 | 0 | 0 | 0 | 0 | 0 | 0 | 0 | 0 | 0 | 0 | 0 | 0 | 0 | 0 | 0 | 0 | 0 | 0 | 0 | 0 | 0 | 0 | 0 | 0
F6_Commercial_Interruptible - College_Existing_Space Heating_Natural Gas_Advanced New Construction Designs_A_Achievable Technical Potential | F6 | Commercial | Interruptible - College | Existing | Space Heating | Natural Gas | Advanced New Construction Designs | A | Incremental Winter Peak Savings (MW) | Achievable Technical Potential | 0 | 0 | 0 | 0 | 0 | 0 | 0 | 0 | 0 | 0 | 0 | 0 | 0 | 0 | 0 | 0 | 0 | 0 | 0 | 0 | 0 | 0 | 0 | 0 | 0 | 0 | 0
F7_Commercial_Interruptible - College_Existing_Space Heating_Natural Gas_Advanced New Construction Designs_A_Achievable Technical Potential | F7 | Commercial | Interruptible - College | Existing | Space Heating | Natural Gas | Advanced New Construction Designs | A | Cumulative Energy Savings (MWh or mTherms) | Achievable Technical Potential | 0 | 0 | 0 | 0 | 0 | 0 | 0 | 0 | 0 | 0 | 0 | 0 | 0 | 0 | 0 | 0 | 0 | 0 | 0 | 0 | 0 | 0 | 0 | 0 | 0 | 0 | 0
F8_Commercial_Interruptible - College_Existing_Space Heating_Natural Gas_Advanced New Construction Designs_A_Achievable Technical Potential | F8 | Commercial | Interruptible - College | Existing | Space Heating | Natural Gas | Advanced New Construction Designs | A | Cumulative Summer Peak Savings (MW) | Achievable Technical Potential | 0 | 0 | 0 | 0 | 0 | 0 | 0 | 0 | 0 | 0 | 0 | 0 | 0 | 0 | 0 | 0 | 0 | 0 | 0 | 0 | 0 | 0 | 0 | 0 | 0 | 0 | 0
F9_Commercial_Interruptible - College_Existing_Space Heating_Natural Gas_Advanced New Construction Designs_A_Achievable Technical Potential | F9 | Commercial | Interruptible - College | Existing | Space Heating | Natural Gas | Advanced New Construction Designs | A | Cumulative Winter Peak Savings (MW) | Achievable Technical Potential | 0 | 0 | 0 | 0 | 0 | 0 | 0 | 0 | 0 | 0 | 0 | 0 | 0 | 0 | 0 | 0 | 0 | 0 | 0 | 0 | 0 | 0 | 0 | 0 | 0 | 0 | 0
F10_Commercial_Interruptible - College_Existing_Space Heating_Natural Gas_Advanced New Construction Designs_A_Achievable Technical Potential | F10 | Commercial | Interruptible - College | Existing | Space Heating | Natural Gas | Advanced New Construction Designs | A | Purchases (Incremental) | Achievable Technical Potential | 0 | 0 | 0 | 0 | 0 | 0 | 0 | 0 | 0 | 0 | 0 | 0 | 0 | 0 | 0 | 0 | 0 | 0 | 0 | 0 | 0 | 0 | 0 | 0 | 0 | 0 | 0
F11_Commercial_Interruptible - College_Existing_Space Heating_Natural Gas_Advanced New Construction Designs_A_Achievable Technical Potential | F11 | Commercial | Interruptible - College | Existing | Space Heating | Natural Gas | Advanced New Construction Designs | A | Purchases (Cumulative) | Achievable Technical Potential | 0 | 0 | 0 | 0 | 0 | 0 | 0 | 0 | 0 | 0 | 0 | 0 | 0 | 0 | 0 | 0 | 0 | 0 | 0 | 0 | 0 | 0 | 0 | 0 | 0 | 0 | 0
F1_Commercial_Interruptible - College_Existing_Water Heating_Natural Gas_Advanced New Construction Designs_A_Achievable Technical Potential | F1 | Commercial | Interruptible - College | Existing | Water Heating | Natural Gas | Advanced New Construction Designs | A | Integrated Unit Energy Savings (kWh or therms) | Achievable Technical Potential | 0 | 0 | 0 | 0 | 0 | 0 | 0 | 0 | 0 | 0 | 0 | 0 | 0 | 0 | 0 | 0 | 0 | 0 | 0 | 0 | 0 | 0 | 0 | 0 | 0 | 0 | 0
F2_Commercial_Interruptible - College_Existing_Water Heating_Natural Gas_Advanced New Construction Designs_A_Achievable Technical Potential | F2 | Commercial | Interruptible - College | Existing | Water Heating | Natural Gas | Advanced New Construction Designs | A | Integrated Unit Summer Peak Savings (kW) | Achievable Technical Potential | 0 | 0 | 0 | 0 | 0 | 0 | 0 | 0 | 0 | 0 | 0 | 0 | 0 | 0 | 0 | 0 | 0 | 0 | 0 | 0 | 0 | 0 | 0 | 0 | 0 | 0 | 0
F3_Commercial_Interruptible - College_Existing_Water Heating_Natural Gas_Advanced New Construction Designs_A_Achievable Technical Potential | F3 | Commercial | Interruptible - College | Existing | Water Heating | Natural Gas | Advanced New Construction Designs | A | Integrated Unit Winter Peak Savings (kW) | Achievable Technical Potential | 0 | 0 | 0 | 0 | 0 | 0 | 0 | 0 | 0 | 0 | 0 | 0 | 0 | 0 | 0 | 0 | 0 | 0 | 0 | 0 | 0 | 0 | 0 | 0 | 0 | 0 | 0
F4_Commercial_Interruptible - College_Existing_Water Heating_Natural Gas_Advanced New Construction Designs_A_Achievable Technical Potential | F4 | Commercial | Interruptible - College | Existing | Water Heating | Natural Gas | Advanced New Construction Designs | A | Incremental Energy Savings (MWh or mTherms) | Achievable Technical Potential | 0 | 0 | 0 | 0 | 0 | 0 | 0 | 0 | 0 | 0 | 0 | 0 | 0 | 0 | 0 | 0 | 0 | 0 | 0 | 0 | 0 | 0 | 0 | 0 | 0 | 0 | 0
F5_Commercial_Interruptible - College_Existing_Water Heating_Natural Gas_Advanced New Construction Designs_A_Achievable Technical Potential | F5 | Commercial | Interruptible - College | Existing | Water Heating | Natural Gas | Advanced New Construction Designs | A | Incremental Summer Peak Savings (MW) | Achievable Technical Potential | 0 | 0 | 0 | 0 | 0 | 0 | 0 | 0 | 0 | 0 | 0 | 0 | 0 | 0 | 0 | 0 | 0 | 0 | 0 | 0 | 0 | 0 | 0 | 0 | 0 | 0 | 0
F6_Commercial_Interruptible - College_Existing_Water Heating_Natural Gas_Advanced New Construction Designs_A_Achievable Technical Potential | F6 | Commercial | Interruptible - College | Existing | Water Heating | Natural Gas | Advanced New Construction Designs | A | Incremental Winter Peak Savings (MW) | Achievable Technical Potential | 0 | 0 | 0 | 0 | 0 | 0 | 0 | 0 | 0 | 0 | 0 | 0 | 0 | 0 | 0 | 0 | 0 | 0 | 0 | 0 | 0 | 0 | 0 | 0 | 0 | 0 | 0
F7_Commercial_Interruptible - College_Existing_Water Heating_Natural Gas_Advanced New Construction Designs_A_Achievable Technical Potential | F7 | Commercial | Interruptible - College | Existing | Water Heating | Natural Gas | Advanced New Construction Designs | A | Cumulative Energy Savings (MWh or mTherms) | Achievable Technical Potential | 0 | 0 | 0 | 0 | 0 | 0 | 0 | 0 | 0 | 0 | 0 | 0 | 0 | 0 | 0 | 0 | 0 | 0 | 0 | 0 | 0 | 0 | 0 | 0 | 0 | 0 | 0
F8_Commercial_Interruptible - College_Existing_Water Heating_Natural Gas_Advanced New Construction Designs_A_Achievable Technical Potential | F8 | Commercial | Interruptible - College | Existing | Water Heating | Natural Gas | Advanced New Construction Designs | A | Cumulative Summer Peak Savings (MW) | Achievable Technical Potential | 0 | 0 | 0 | 0 | 0 | 0 | 0 | 0 | 0 | 0 | 0 | 0 | 0 | 0 | 0 | 0 | 0 | 0 | 0 | 0 | 0 | 0 | 0 | 0 | 0 | 0 | 0
F9_Commercial_Interruptible - College_Existing_Water Heating_Natural Gas_Advanced New Construction Designs_A_Achievable Technical Potential | F9 | Commercial | Interruptible - College | Existing | Water Heating | Natural Gas | Advanced New Construction Designs | A | Cumulative Winter Peak Savings (MW) | Achievable Technical Potential | 0 | 0 | 0 | 0 | 0 | 0 | 0 | 0 | 0 | 0 | 0 | 0 | 0 | 0 | 0 | 0 | 0 | 0 | 0 | 0 | 0 | 0 | 0 | 0 | 0 | 0 | 0
F10_Commercial_Interruptible - College_Existing_Water Heating_Natural Gas_Advanced New Construction Designs_A_Achievable Technical Potential | F10 | Commercial | Interruptible - College | Existing | Water Heating | Natural Gas | Advanced New Construction Designs | A | Purchases (Incremental) | Achievable Technical Potential | 0 | 0 | 0 | 0 | 0 | 0 | 0 | 0 | 0 | 0 | 0 | 0 | 0 | 0 | 0 | 0 | 0 | 0 | 0 | 0 | 0 | 0 | 0 | 0 | 0 | 0 | 0
F11_Commercial_Interruptible - College_Existing_Water Heating_Natural Gas_Advanced New Construction Designs_A_Achievable Technical Potential | F11 | Commercial | Interruptible - College | Existing | Water Heating | Natural Gas | Advanced New Construction Designs | A | Purchases (Cumulative) | Achievable Technical Potential | 0 | 0 | 0 | 0 | 0 | 0 | 0 | 0 | 0 | 0 | 0 | 0 | 0 | 0 | 0 | 0 | 0 | 0 | 0 | 0 | 0 | 0 | 0 | 0 | 0 | 0 | 0
F1_Commercial_Interruptible - College_Existing_Space Heating_Natural Gas_Strategic Energy Management_A_Achievable Technical Potential | F1 | Commercial | Interruptible - College | Existing | Space Heating | Natural Gas | Strategic Energy Management | A | Integrated Unit Energy Savings (kWh or therms) | Achievable Technical Potential | 0 | 0 | 0.094038 | 0.092737 | 0.091164 | 0.089446 | 0.087554 | 0.085503 | 0.083261 | 0.080854 | 0.078327 | 0.075738 | 0.073173 | 0.070682 | 0.068314 | 0.066121 | 0.064162 | 0.062557 | 0.061311 | 0.060259 | 0.059449 | 0.058696 | 0.058339 | 0.057991 | 0.057652 | 0.05732 | 0.056994
F2_Commercial_Interruptible - College_Existing_Space Heating_Natural Gas_Strategic Energy Management_A_Achievable Technical Potential | F2 | Commercial | Interruptible - College | Existing | Space Heating | Natural Gas | Strategic Energy Management | A | Integrated Unit Summer Peak Savings (kW) | Achievable Technical Potential | 0 | 0 | 0 | 0 | 0 | 0 | 0 | 0 | 0 | 0 | 0 | 0 | 0 | 0 | 0 | 0 | 0 | 0 | 0 | 0 | 0 | 0 | 0 | 0 | 0 | 0 | 0
F3_Commercial_Interruptible - College_Existing_Space Heating_Natural Gas_Strategic Energy Management_A_Achievable Technical Potential | F3 | Commercial | Interruptible - College | Existing | Space Heating | Natural Gas | Strategic Energy Management | A | Integrated Unit Winter Peak Savings (kW) | Achievable Technical Potential | 0 | 0 | 0 | 0 | 0 | 0 | 0 | 0 | 0 | 0 | 0 | 0 | 0 | 0 | 0 | 0 | 0 | 0 | 0 | 0 | 0 | 0 | 0 | 0 | 0 | 0 | 0
F4_Commercial_Interruptible - College_Existing_Space Heating_Natural Gas_Strategic Energy Management_A_Achievable Technical Potential | F4 | Commercial | Interruptible - College | Existing | Space Heating | Natural Gas | Strategic Energy Management | A | Incremental Energy Savings (MWh or mTherms) | Achievable Technical Potential | 0 | 0 | 0.38291 | 0.7751 | 0.76195 | 0.38338 | 0 | 0 | 0 | 0 | 0 | 0 | 0 | 0 | 0 | 0 | 0 | 0 | 0 | 0 | 0 | 0 | 0 | 0 | 0 | 0 | 0
F5_Commercial_Interruptible - College_Existing_Space Heating_Natural Gas_Strategic Energy Management_A_Achievable Technical Potential | F5 | Commercial | Interruptible - College | Existing | Space Heating | Natural Gas | Strategic Energy Management | A | Incremental Summer Peak Savings (MW) | Achievable Technical Potential | 0 | 0 | 0 | 0 | 0 | 0 | 0 | 0 | 0 | 0 | 0 | 0 | 0 | 0 | 0 | 0 | 0 | 0 | 0 | 0 | 0 | 0 | 0 | 0 | 0 | 0 | 0
F6_Commercial_Interruptible - College_Existing_Space Heating_Natural Gas_Strategic Energy Management_A_Achievable Technical Potential | F6 | Commercial | Interruptible - College | Existing | Space Heating | Natural Gas | Strategic Energy Management | A | Incremental Winter Peak Savings (MW) | Achievable Technical Potential | 0 | 0 | 0 | 0 | 0 | 0 | 0 | 0 | 0 | 0 | 0 | 0 | 0 | 0 | 0 | 0 | 0 | 0 | 0 | 0 | 0 | 0 | 0 | 0 | 0 | 0 | 0
F7_Commercial_Interruptible - College_Existing_Space Heating_Natural Gas_Strategic Energy Management_A_Achievable Technical Potential | F7 | Commercial | Interruptible - College | Existing | Space Heating | Natural Gas | Strategic Energy Management | A | Cumulative Energy Savings (MWh or mTherms) | Achievable Technical Potential | 0 | 0 | 0.38291 | 1.1527 | 1.8951 | 2.2428 | 2.1953 | 2.1439 | 2.0877 | 2.0273 | 1.964 | 1.8991 | 1.8347 | 1.7723 | 1.7129 | 1.6579 | 1.6088 | 1.5686 | 1.5373 | 1.5109 | 1.4906 | 1.4717 | 1.4628 | 1.4541 | 1.4456 | 1.4372 | 1.4291
F8_Commercial_Interruptible - College_Existing_Space Heating_Natural Gas_Strategic Energy Management_A_Achievable Technical Potential | F8 | Commercial | Interruptible - College | Existing | Space Heating | Natural Gas | Strategic Energy Management | A | Cumulative Summer Peak Savings (MW) | Achievable Technical Potential | 0 | 0 | 0 | 0 | 0 | 0 | 0 | 0 | 0 | 0 | 0 | 0 | 0 | 0 | 0 | 0 | 0 | 0 | 0 | 0 | 0 | 0 | 0 | 0 | 0 | 0 | 0
F9_Commercial_Interruptible - College_Existing_Space Heating_Natural Gas_Strategic Energy Management_A_Achievable Technical Potential | F9 | Commercial | Interruptible - College | Existing | Space Heating | Natural Gas | Strategic Energy Management | A | Cumulative Winter Peak Savings (MW) | Achievable Technical Potential | 0 | 0 | 0 | 0 | 0 | 0 | 0 | 0 | 0 | 0 | 0 | 0 | 0 | 0 | 0 | 0 | 0 | 0 | 0 | 0 | 0 | 0 | 0 | 0 | 0 | 0 | 0
F10_Commercial_Interruptible - College_Existing_Space Heating_Natural Gas_Strategic Energy Management_A_Achievable Technical Potential | F10 | Commercial | Interruptible - College | Existing | Space Heating | Natural Gas | Strategic Energy Management | A | Purchases (Incremental) | Achievable Technical Potential | 0 | 0 | 4071.8612 | 8358.0309 | 8358.0309 | 4286.1697 | 0 | 0 | 0 | 0 | 0 | 0 | 0 | 0 | 0 | 0 | 0 | 0 | 0 | 0 | 0 | 0 | 0 | 0 | 0 | 0 | 0
F11_Commercial_Interruptible - College_Existing_Space Heating_Natural Gas_Strategic Energy Management_A_Achievable Technical Potential | F11 | Commercial | Interruptible - College | Existing | Space Heating | Natural Gas | Strategic Energy Management | A | Purchases (Cumulative) | Achievable Technical Potential | 0 | 0 | 4071.8612 | 12429.8921 | 20787.923 | 25074.0927 | 25074.0927 | 25074.0927 | 25074.0927 | 25074.0927 | 25074.0927 | 25074.0927 | 25074.0927 | 25074.0927 | 25074.0927 | 25074.0927 | 25074.0927 | 25074.0927 | 25074.0927 | 25074.0927 | 25074.0927 | 25074.0927 | 25074.0927 | 25074.0927 | 25074.0927 | 25074.0927 | 25074.0927
F1_Commercial_Interruptible - College_Existing_Water Heating_Natural Gas_Strategic Energy Management_A_Achievable Technical Potential | F1 | Commercial | Interruptible - College | Existing | Water Heating | Natural Gas | Strategic Energy Management | A | Integrated Unit Energy Savings (kWh or therms) | Achievable Technical Potential | 0 | 0 | 0.15571 | 0.14965 | 0.14371 | 0.13795 | 0.13238 | 0.12655 | 0.12089 | 0.1155 | 0.11054 | 0.10631 | 0.1031 | 0.10085 | 0.099921 | 0.099138 | 0.098715 | 0.098379 | 0.098116 | 0.097904 | 0.097753 | 0.097647 | 0.097571 | 0.097517 | 0.097444 | 0.097426 | 0.097411
F2_Commercial_Interruptible - College_Existing_Water Heating_Natural Gas_Strategic Energy Management_A_Achievable Technical Potential | F2 | Commercial | Interruptible - College | Existing | Water Heating | Natural Gas | Strategic Energy Management | A | Integrated Unit Summer Peak Savings (kW) | Achievable Technical Potential | 0 | 0 | 0 | 0 | 0 | 0 | 0 | 0 | 0 | 0 | 0 | 0 | 0 | 0 | 0 | 0 | 0 | 0 | 0 | 0 | 0 | 0 | 0 | 0 | 0 | 0 | 0
F3_Commercial_Interruptible - College_Existing_Water Heating_Natural Gas_Strategic Energy Management_A_Achievable Technical Potential | F3 | Commercial | Interruptible - College | Existing | Water Heating | Natural Gas | Strategic Energy Management | A | Integrated Unit Winter Peak Savings (kW) | Achievable Technical Potential | 0 | 0 | 0 | 0 | 0 | 0 | 0 | 0 | 0 | 0 | 0 | 0 | 0 | 0 | 0 | 0 | 0 | 0 | 0 | 0 | 0 | 0 | 0 | 0 | 0 | 0 | 0
F4_Commercial_Interruptible - College_Existing_Water Heating_Natural Gas_Strategic Energy Management_A_Achievable Technical Potential | F4 | Commercial | Interruptible - College | Existing | Water Heating | Natural Gas | Strategic Energy Management | A | Incremental Energy Savings (MWh or mTherms) | Achievable Technical Potential | 0 | 0 | 0.71423 | 1.409 | 1.353 | 0.66605 | 0 | 0 | 0 | 0 | 0 | 0 | 0 | 0 | 0 | 0 | 0 | 0 | 0 | 0 | 0 | 0 | 0 | 0 | 0 | 0 | 0
F5_Commercial_Interruptible - College_Existing_Water Heating_Natural Gas_Strategic Energy Management_A_Achievable Technical Potential | F5 | Commercial | Interruptible - College | Existing | Water Heating | Natural Gas | Strategic Energy Management | A | Incremental Summer Peak Savings (MW) | Achievable Technical Potential | 0 | 0 | 0 | 0 | 0 | 0 | 0 | 0 | 0 | 0 | 0 | 0 | 0 | 0 | 0 | 0 | 0 | 0 | 0 | 0 | 0 | 0 | 0 | 0 | 0 | 0 | 0
F6_Commercial_Interruptible - College_Existing_Water Heating_Natural Gas_Strategic Energy Management_A_Achievable Technical Potential | F6 | Commercial | Interruptible - College | Existing | Water Heating | Natural Gas | Strategic Energy Management | A | Incremental Winter Peak Savings (MW) | Achievable Technical Potential | 0 | 0 | 0 | 0 | 0 | 0 | 0 | 0 | 0 | 0 | 0 | 0 | 0 | 0 | 0 | 0 | 0 | 0 | 0 | 0 | 0 | 0 | 0 | 0 | 0 | 0 | 0
F7_Commercial_Interruptible - College_Existing_Water Heating_Natural Gas_Strategic Energy Management_A_Achievable Technical Potential | F7 | Commercial | Interruptible - College | Existing | Water Heating | Natural Gas | Strategic Energy Management | A | Cumulative Energy Savings (MWh or mTherms) | Achievable Technical Potential | 0 | 0 | 0.71423 | 2.0954 | 3.3652 | 3.8964 | 3.739 | 3.5746 | 3.4144 | 3.2622 | 3.1221 | 3.0028 | 2.9121 | 2.8484 | 2.8223 | 2.8001 | 2.7882 | 2.7787 | 2.7713 | 2.7653 | 2.761 | 2.758 | 2.7559 | 2.7544 | 2.7523 | 2.7518 | 2.7514
F8_Commercial_Interruptible - College_Existing_Water Heating_Natural Gas_Strategic Energy Management_A_Achievable Technical Potential | F8 | Commercial | Interruptible - College | Existing | Water Heating | Natural Gas | Strategic Energy Management | A | Cumulative Summer Peak Savings (MW) | Achievable Technical Potential | 0 | 0 | 0 | 0 | 0 | 0 | 0 | 0 | 0 | 0 | 0 | 0 | 0 | 0 | 0 | 0 | 0 | 0 | 0 | 0 | 0 | 0 | 0 | 0 | 0 | 0 | 0
F9_Commercial_Interruptible - College_Existing_Water Heating_Natural Gas_Strategic Energy Management_A_Achievable Technical Potential | F9 | Commercial | Interruptible - College | Existing | Water Heating | Natural Gas | Strategic Energy Management | A | Cumulative Winter Peak Savings (MW) | Achievable Technical Potential | 0 | 0 | 0 | 0 | 0 | 0 | 0 | 0 | 0 | 0 | 0 | 0 | 0 | 0 | 0 | 0 | 0 | 0 | 0 | 0 | 0 | 0 | 0 | 0 | 0 | 0 | 0
F10_Commercial_Interruptible - College_Existing_Water Heating_Natural Gas_Strategic Energy Management_A_Achievable Technical Potential | F10 | Commercial | Interruptible - College | Existing | Water Heating | Natural Gas | Strategic Energy Management | A | Purchases (Incremental) | Achievable Technical Potential | 0 | 0 | 4586.8045 | 9415.0198 | 9415.0198 | 4828.2153 | 0 | 0 | 0 | 0 | 0 | 0 | 0 | 0 | 0 | 0 | 0 | 0 | 0 | 0 | 0 | 0 | 0 | 0 | 0 | 0 | 0
F11_Commercial_Interruptible - College_Existing_Water Heating_Natural Gas_Strategic Energy Management_A_Achievable Technical Potential | F11 | Commercial | Interruptible - College | Existing | Water Heating | Natural Gas | Strategic Energy Management | A | Purchases (Cumulative) | Achievable Technical Potential | 0 | 0 | 4586.8045 | 14001.8242 | 23416.844 | 28245.0593 | 28245.0593 | 28245.0593 | 28245.0593 | 28245.0593 | 28245.0593 | 28245.0593 | 28245.0593 | 28245.0593 | 28245.0593 | 28245.0593 | 28245.0593 | 28245.0593 | 28245.0593 | 28245.0593 | 28245.0593 | 28245.0593 | 28245.0593 | 28245.0593 | 28245.0593 | 28245.0593 | 28245.0593
F1_Commercial_Interruptible - College_Existing_Space Heating_Natural Gas_Retrocommissioning_A_Achievable Technical Potential | F1 | Commercial | Interruptible - College | Existing | Space Heating | Natural Gas | Retrocommissioning | A | Integrated Unit Energy Savings (kWh or therms) | Achievable Technical Potential | 0 | 0 | 0.11543 | 0.11376 | 0.11175 | 0.1096 | 0.10728 | 0.10477 | 0.10202 | 0.099072 | 0.095975 | 0.092803 | 0.08966 | 0.086607 | 0.083707 | 0.081018 | 0.078619 | 0.076652 | 0.075125 | 0.073836 | 0.072844 | 0.071921 | 0.071484 | 0.071058 | 0.070642 | 0.070235 | 0.069835
F2_Commercial_Interruptible - College_Existing_Space Heating_Natural Gas_Retrocommissioning_A_Achievable Technical Potential | F2 | Commercial | Interruptible - College | Existing | Space Heating | Natural Gas | Retrocommissioning | A | Integrated Unit Summer Peak Savings (kW) | Achievable Technical Potential | 0 | 0 | 0 | 0 | 0 | 0 | 0 | 0 | 0 | 0 | 0 | 0 | 0 | 0 | 0 | 0 | 0 | 0 | 0 | 0 | 0 | 0 | 0 | 0 | 0 | 0 | 0
F3_Commercial_Interruptible - College_Existing_Space Heating_Natural Gas_Retrocommissioning_A_Achievable Technical Potential | F3 | Commercial | Interruptible - College | Existing | Space Heating | Natural Gas | Retrocommissioning | A | Integrated Unit Winter Peak Savings (kW) | Achievable Technical Potential | 0 | 0 | 0 | 0 | 0 | 0 | 0 | 0 | 0 | 0 | 0 | 0 | 0 | 0 | 0 | 0 | 0 | 0 | 0 | 0 | 0 | 0 | 0 | 0 | 0 | 0 | 0
F4_Commercial_Interruptible - College_Existing_Space Heating_Natural Gas_Retrocommissioning_A_Achievable Technical Potential | F4 | Commercial | Interruptible - College | Existing | Space Heating | Natural Gas | Retrocommissioning | A | Incremental Energy Savings (MWh or mTherms) | Achievable Technical Potential | 0 | 0 | 0.88445 | 1.7891 | 1.7575 | 0.88399 | 1.9515e-16 | 0 | 0 | 0 | 0 | 0 | 0 | 0 | 0 | 0 | 0 | 0 | 0 | 0 | 0 | 0 | 0 | 0 | 0 | 0 | 0
F5_Commercial_Interruptible - College_Existing_Space Heating_Natural Gas_Retrocommissioning_A_Achievable Technical Potential | F5 | Commercial | Interruptible - College | Existing | Space Heating | Natural Gas | Retrocommissioning | A | Incremental Summer Peak Savings (MW) | Achievable Technical Potential | 0 | 0 | 0 | 0 | 0 | 0 | 0 | 0 | 0 | 0 | 0 | 0 | 0 | 0 | 0 | 0 | 0 | 0 | 0 | 0 | 0 | 0 | 0 | 0 | 0 | 0 | 0
F6_Commercial_Interruptible - College_Existing_Space Heating_Natural Gas_Retrocommissioning_A_Achievable Technical Potential | F6 | Commercial | Interruptible - College | Existing | Space Heating | Natural Gas | Retrocommissioning | A | Incremental Winter Peak Savings (MW) | Achievable Technical Potential | 0 | 0 | 0 | 0 | 0 | 0 | 0 | 0 | 0 | 0 | 0 | 0 | 0 | 0 | 0 | 0 | 0 | 0 | 0 | 0 | 0 | 0 | 0 | 0 | 0 | 0 | 0
F7_Commercial_Interruptible - College_Existing_Space Heating_Natural Gas_Retrocommissioning_A_Achievable Technical Potential | F7 | Commercial | Interruptible - College | Existing | Space Heating | Natural Gas | Retrocommissioning | A | Cumulative Energy Savings (MWh or mTherms) | Achievable Technical Potential | 0 | 0 | 0.88445 | 2.6607 | 4.3713 | 5.1713 | 5.0618 | 4.9432 | 4.8136 | 4.6744 | 4.5283 | 4.3787 | 4.2304 | 4.0863 | 3.9495 | 3.8226 | 3.7094 | 3.6166 | 3.5446 | 3.4838 | 3.437 | 3.3934 | 3.3728 | 3.3527 | 3.333 | 3.3138 | 3.295
F8_Commercial_Interruptible - College_Existing_Space Heating_Natural Gas_Retrocommissioning_A_Achievable Technical Potential | F8 | Commercial | Interruptible - College | Existing | Space Heating | Natural Gas | Retrocommissioning | A | Cumulative Summer Peak Savings (MW) | Achievable Technical Potential | 0 | 0 | 0 | 0 | 0 | 0 | 0 | 0 | 0 | 0 | 0 | 0 | 0 | 0 | 0 | 0 | 0 | 0 | 0 | 0 | 0 | 0 | 0 | 0 | 0 | 0 | 0
F9_Commercial_Interruptible - College_Existing_Space Heating_Natural Gas_Retrocommissioning_A_Achievable Technical Potential | F9 | Commercial | Interruptible - College | Existing | Space Heating | Natural Gas | Retrocommissioning | A | Cumulative Winter Peak Savings (MW) | Achievable Technical Potential | 0 | 0 | 0 | 0 | 0 | 0 | 0 | 0 | 0 | 0 | 0 | 0 | 0 | 0 | 0 | 0 | 0 | 0 | 0 | 0 | 0 | 0 | 0 | 0 | 0 | 0 | 0
F10_Commercial_Interruptible - College_Existing_Space Heating_Natural Gas_Retrocommissioning_A_Achievable Technical Potential | F10 | Commercial | Interruptible - College | Existing | Space Heating | Natural Gas | Retrocommissioning | A | Purchases (Incremental) | Achievable Technical Potential | 0 | 0 | 7662.1044 | 15727.4775 | 15727.4775 | 8065.3731 | 1.819e-12 | 0 | 0 | 0 | 0 | 0 | 0 | 0 | 0 | 0 | 0 | 0 | 0 | 0 | 0 | 0 | 0 | 0 | 0 | 0 | 0
F11_Commercial_Interruptible - College_Existing_Space Heating_Natural Gas_Retrocommissioning_A_Achievable Technical Potential | F11 | Commercial | Interruptible - College | Existing | Space Heating | Natural Gas | Retrocommissioning | A | Purchases (Cumulative) | Achievable Technical Potential | 0 | 0 | 7662.1044 | 23389.582 | 39117.0595 | 47182.4326 | 47182.4326 | 47182.4326 | 47182.4326 | 47182.4326 | 47182.4326 | 47182.4326 | 47182.4326 | 47182.4326 | 47182.4326 | 47182.4326 | 47182.4326 | 47182.4326 | 47182.4326 | 47182.4326 | 47182.4326 | 47182.4326 | 47182.4326 | 47182.4326 | 47182.4326 | 47182.4326 | 47182.4326
F1_Commercial_Interruptible - College_Existing_Water Heating_Natural Gas_Retrocommissioning_A_Achievable Technical Potential | F1 | Commercial | Interruptible - College | Existing | Water Heating | Natural Gas | Retrocommissioning | A | Integrated Unit Energy Savings (kWh or therms) | Achievable Technical Potential | 0 | 0 | 0.19152 | 0.18469 | 0.17796 | 0.17113 | 0.16421 | 0.15699 | 0.14996 | 0.14327 | 0.13712 | 0.13188 | 0.1279 | 0.1251 | 0.12395 | 0.12298 | 0.12246 | 0.12204 | 0.12171 | 0.12145 | 0.12126 | 0.12113 | 0.12104 | 0.12097 | 0.12088 | 0.12086 | 0.12084
F2_Commercial_Interruptible - College_Existing_Water Heating_Natural Gas_Retrocommissioning_A_Achievable Technical Potential | F2 | Commercial | Interruptible - College | Existing | Water Heating | Natural Gas | Retrocommissioning | A | Integrated Unit Summer Peak Savings (kW) | Achievable Technical Potential | 0 | 0 | 0 | 0 | 0 | 0 | 0 | 0 | 0 | 0 | 0 | 0 | 0 | 0 | 0 | 0 | 0 | 0 | 0 | 0 | 0 | 0 | 0 | 0 | 0 | 0 | 0
F3_Commercial_Interruptible - College_Existing_Water Heating_Natural Gas_Retrocommissioning_A_Achievable Technical Potential | F3 | Commercial | Interruptible - College | Existing | Water Heating | Natural Gas | Retrocommissioning | A | Integrated Unit Winter Peak Savings (kW) | Achievable Technical Potential | 0 | 0 | 0 | 0 | 0 | 0 | 0 | 0 | 0 | 0 | 0 | 0 | 0 | 0 | 0 | 0 | 0 | 0 | 0 | 0 | 0 | 0 | 0 | 0 | 0 | 0 | 0
F4_Commercial_Interruptible - College_Existing_Water Heating_Natural Gas_Retrocommissioning_A_Achievable Technical Potential | F4 | Commercial | Interruptible - College | Existing | Water Heating | Natural Gas | Retrocommissioning | A | Incremental Energy Savings (MWh or mTherms) | Achievable Technical Potential | 0 | 0 | 1.653 | 3.2721 | 3.1528 | 1.5548 | 0 | 0 | 0 | 0 | 0 | 0 | 0 | 0 | 0 | 0 | 0 | 0 | 0 | 0 | 0 | 0 | 0 | 0 | 0 | 0 | 0
F5_Commercial_Interruptible - College_Existing_Water Heating_Natural Gas_Retrocommissioning_A_Achievable Technical Potential | F5 | Commercial | Interruptible - College | Existing | Water Heating | Natural Gas | Retrocommissioning | A | Incremental Summer Peak Savings (MW) | Achievable Technical Potential | 0 | 0 | 0 | 0 | 0 | 0 | 0 | 0 | 0 | 0 | 0 | 0 | 0 | 0 | 0 | 0 | 0 | 0 | 0 | 0 | 0 | 0 | 0 | 0 | 0 | 0 | 0
F6_Commercial_Interruptible - College_Existing_Water Heating_Natural Gas_Retrocommissioning_A_Achievable Technical Potential | F6 | Commercial | Interruptible - College | Existing | Water Heating | Natural Gas | Retrocommissioning | A | Incremental Winter Peak Savings (MW) | Achievable Technical Potential | 0 | 0 | 0 | 0 | 0 | 0 | 0 | 0 | 0 | 0 | 0 | 0 | 0 | 0 | 0 | 0 | 0 | 0 | 0 | 0 | 0 | 0 | 0 | 0 | 0 | 0 | 0
F7_Commercial_Interruptible - College_Existing_Water Heating_Natural Gas_Retrocommissioning_A_Achievable Technical Potential | F7 | Commercial | Interruptible - College | Existing | Water Heating | Natural Gas | Retrocommissioning | A | Cumulative Energy Savings (MWh or mTherms) | Achievable Technical Potential | 0 | 0 | 1.653 | 4.8662 | 7.8417 | 9.0953 | 8.7278 | 8.344 | 7.9703 | 7.6149 | 7.2879 | 7.0094 | 6.7976 | 6.6489 | 6.588 | 6.5364 | 6.5085 | 6.4863 | 6.469 | 6.455 | 6.4451 | 6.4381 | 6.4331 | 6.4295 | 6.4247 | 6.4235 | 6.4225
F8_Commercial_Interruptible - College_Existing_Water Heating_Natural Gas_Retrocommissioning_A_Achievable Technical Potential | F8 | Commercial | Interruptible - College | Existing | Water Heating | Natural Gas | Retrocommissioning | A | Cumulative Summer Peak Savings (MW) | Achievable Technical Potential | 0 | 0 | 0 | 0 | 0 | 0 | 0 | 0 | 0 | 0 | 0 | 0 | 0 | 0 | 0 | 0 | 0 | 0 | 0 | 0 | 0 | 0 | 0 | 0 | 0 | 0 | 0
F9_Commercial_Interruptible - College_Existing_Water Heating_Natural Gas_Retrocommissioning_A_Achievable Technical Potential | F9 | Commercial | Interruptible - College | Existing | Water Heating | Natural Gas | Retrocommissioning | A | Cumulative Winter Peak Savings (MW) | Achievable Technical Potential | 0 | 0 | 0 | 0 | 0 | 0 | 0 | 0 | 0 | 0 | 0 | 0 | 0 | 0 | 0 | 0 | 0 | 0 | 0 | 0 | 0 | 0 | 0 | 0 | 0 | 0 | 0
F10_Commercial_Interruptible - College_Existing_Water Heating_Natural Gas_Retrocommissioning_A_Achievable Technical Potential | F10 | Commercial | Interruptible - College | Existing | Water Heating | Natural Gas | Retrocommissioning | A | Purchases (Incremental) | Achievable Technical Potential | 0 | 0 | 8631.0837 | 17716.435 | 17716.435 | 9085.3513 | 0 | 0 | 0 | 0 | 0 | 0 | 0 | 0 | 0 | 0 | 0 | 0 | 0 | 0 | 0 | 0 | 0 | 0 | 0 | 0 | 0
F11_Commercial_Interruptible - College_Existing_Water Heating_Natural Gas_Retrocommissioning_A_Achievable Technical Potential | F11 | Commercial | Interruptible - College | Existing | Water Heating | Natural Gas | Retrocommissioning | A | Purchases (Cumulative) | Achievable Technical Potential | 0 | 0 | 8631.0837 | 26347.5187 | 44063.9538 | 53149.305 | 53149.305 | 53149.305 | 53149.305 | 53149.305 | 53149.305 | 53149.305 | 53149.305 | 53149.305 | 53149.305 | 53149.305 | 53149.305 | 53149.305 | 53149.305 | 53149.305 | 53149.305 | 53149.305 | 53149.305 | 53149.305 | 53149.305 | 53149.305 | 53149.305
F1_Commercial_Interruptible - College_New_Space Heating_Natural Gas_Insulation - Ceiling_A_Achievable Technical Potential | F1 | Commercial | Interruptible - College | New | Space Heating | Natural Gas | Insulation - Ceiling | A | Integrated Unit Energy Savings (kWh or therms) | Achievable Technical Potential | 0 | 0 | 0 | 0 | 0 | 0 | 0 | 0 | 0 | 0 | 0 | 0 | 0 | 0 | 0 | 0 | 0 | 0 | 0 | 0 | 0 | 0 | 0 | 0 | 0 | 0 | 0
F2_Commercial_Interruptible - College_New_Space Heating_Natural Gas_Insulation - Ceiling_A_Achievable Technical Potential | F2 | Commercial | Interruptible - College | New | Space Heating | Natural Gas | Insulation - Ceiling | A | Integrated Unit Summer Peak Savings (kW) | Achievable Technical Potential | 0 | 0 | 0 | 0 | 0 | 0 | 0 | 0 | 0 | 0 | 0 | 0 | 0 | 0 | 0 | 0 | 0 | 0 | 0 | 0 | 0 | 0 | 0 | 0 | 0 | 0 | 0
F3_Commercial_Interruptible - College_New_Space Heating_Natural Gas_Insulation - Ceiling_A_Achievable Technical Potential | F3 | Commercial | Interruptible - College | New | Space Heating | Natural Gas | Insulation - Ceiling | A | Integrated Unit Winter Peak Savings (kW) | Achievable Technical Potential | 0 | 0 | 0 | 0 | 0 | 0 | 0 | 0 | 0 | 0 | 0 | 0 | 0 | 0 | 0 | 0 | 0 | 0 | 0 | 0 | 0 | 0 | 0 | 0 | 0 | 0 | 0
F4_Commercial_Interruptible - College_New_Space Heating_Natural Gas_Insulation - Ceiling_A_Achievable Technical Potential | F4 | Commercial | Interruptible - College | New | Space Heating | Natural Gas | Insulation - Ceiling | A | Incremental Energy Savings (MWh or mTherms) | Achievable Technical Potential | 0 | 0 | 0 | 0 | 0 | 0 | 0 | 0 | 0 | 0 | 0 | 0 | 0 | 0 | 0 | 0 | 0 | 0 | 0 | 0 | 0 | 0 | 0 | 0 | 0 | 0 | 0
F5_Commercial_Interruptible - College_New_Space Heating_Natural Gas_Insulation - Ceiling_A_Achievable Technical Potential | F5 | Commercial | Interruptible - College | New | Space Heating | Natural Gas | Insulation - Ceiling | A | Incremental Summer Peak Savings (MW) | Achievable Technical Potential | 0 | 0 | 0 | 0 | 0 | 0 | 0 | 0 | 0 | 0 | 0 | 0 | 0 | 0 | 0 | 0 | 0 | 0 | 0 | 0 | 0 | 0 | 0 | 0 | 0 | 0 | 0
F6_Commercial_Interruptible - College_New_Space Heating_Natural Gas_Insulation - Ceiling_A_Achievable Technical Potential | F6 | Commercial | Interruptible - College | New | Space Heating | Natural Gas | Insulation - Ceiling | A | Incremental Winter Peak Savings (MW) | Achievable Technical Potential | 0 | 0 | 0 | 0 | 0 | 0 | 0 | 0 | 0 | 0 | 0 | 0 | 0 | 0 | 0 | 0 | 0 | 0 | 0 | 0 | 0 | 0 | 0 | 0 | 0 | 0 | 0
F7_Commercial_Interruptible - College_New_Space Heating_Natural Gas_Insulation - Ceiling_A_Achievable Technical Potential | F7 | Commercial | Interruptible - College | New | Space Heating | Natural Gas | Insulation - Ceiling | A | Cumulative Energy Savings (MWh or mTherms) | Achievable Technical Potential | 0 | 0 | 0 | 0 | 0 | 0 | 0 | 0 | 0 | 0 | 0 | 0 | 0 | 0 | 0 | 0 | 0 | 0 | 0 | 0 | 0 | 0 | 0 | 0 | 0 | 0 | 0
F8_Commercial_Interruptible - College_New_Space Heating_Natural Gas_Insulation - Ceiling_A_Achievable Technical Potential | F8 | Commercial | Interruptible - College | New | Space Heating | Natural Gas | Insulation - Ceiling | A | Cumulative Summer Peak Savings (MW) | Achievable Technical Potential | 0 | 0 | 0 | 0 | 0 | 0 | 0 | 0 | 0 | 0 | 0 | 0 | 0 | 0 | 0 | 0 | 0 | 0 | 0 | 0 | 0 | 0 | 0 | 0 | 0 | 0 | 0
F9_Commercial_Interruptible - College_New_Space Heating_Natural Gas_Insulation - Ceiling_A_Achievable Technical Potential | F9 | Commercial | Interruptible - College | New | Space Heating | Natural Gas | Insulation - Ceiling | A | Cumulative Winter Peak Savings (MW) | Achievable Technical Potential | 0 | 0 | 0 | 0 | 0 | 0 | 0 | 0 | 0 | 0 | 0 | 0 | 0 | 0 | 0 | 0 | 0 | 0 | 0 | 0 | 0 | 0 | 0 | 0 | 0 | 0 | 0
F10_Commercial_Interruptible - College_New_Space Heating_Natural Gas_Insulation - Ceiling_A_Achievable Technical Potential | F10 | Commercial | Interruptible - College | New | Space Heating | Natural Gas | Insulation - Ceiling | A | Purchases (Incremental) | Achievable Technical Potential | 0 | 0 | 0 | 0 | 0 | 0 | 0 | 0 | 0 | 0 | 0 | 0 | 0 | 0 | 0 | 0 | 0 | 0 | 0 | 0 | 0 | 0 | 0 | 0 | 0 | 0 | 0
F11_Commercial_Interruptible - College_New_Space Heating_Natural Gas_Insulation - Ceiling_A_Achievable Technical Potential | F11 | Commercial | Interruptible - College | New | Space Heating | Natural Gas | Insulation - Ceiling | A | Purchases (Cumulative) | Achievable Technical Potential | 0 | 0 | 0 | 0 | 0 | 0 | 0 | 0 | 0 | 0 | 0 | 0 | 0 | 0 | 0 | 0 | 0 | 0 | 0 | 0 | 0 | 0 | 0 | 0 | 0 | 0 | 0
F1_Commercial_Interruptible - College_New_Space Heating_Natural Gas_Insulation - Ducting_A_Achievable Technical Potential | F1 | Commercial | Interruptible - College | New | Space Heating | Natural Gas | Insulation - Ducting | A | Integrated Unit Energy Savings (kWh or therms) | Achievable Technical Potential | 0 | 0 | 0 | 0 | 0 | 0 | 0 | 0 | 0 | 0 | 0 | 0 | 0 | 0 | 0 | 0 | 0 | 0 | 0 | 0 | 0 | 0 | 0 | 0 | 0 | 0 | 0
F2_Commercial_Interruptible - College_New_Space Heating_Natural Gas_Insulation - Ducting_A_Achievable Technical Potential | F2 | Commercial | Interruptible - College | New | Space Heating | Natural Gas | Insulation - Ducting | A | Integrated Unit Summer Peak Savings (kW) | Achievable Technical Potential | 0 | 0 | 0 | 0 | 0 | 0 | 0 | 0 | 0 | 0 | 0 | 0 | 0 | 0 | 0 | 0 | 0 | 0 | 0 | 0 | 0 | 0 | 0 | 0 | 0 | 0 | 0
F3_Commercial_Interruptible - College_New_Space Heating_Natural Gas_Insulation - Ducting_A_Achievable Technical Potential | F3 | Commercial | Interruptible - College | New | Space Heating | Natural Gas | Insulation - Ducting | A | Integrated Unit Winter Peak Savings (kW) | Achievable Technical Potential | 0 | 0 | 0 | 0 | 0 | 0 | 0 | 0 | 0 | 0 | 0 | 0 | 0 | 0 | 0 | 0 | 0 | 0 | 0 | 0 | 0 | 0 | 0 | 0 | 0 | 0 | 0
F4_Commercial_Interruptible - College_New_Space Heating_Natural Gas_Insulation - Ducting_A_Achievable Technical Potential | F4 | Commercial | Interruptible - College | New | Space Heating | Natural Gas | Insulation - Ducting | A | Incremental Energy Savings (MWh or mTherms) | Achievable Technical Potential | 0 | 0 | 0 | 0 | 0 | 0 | 0 | 0 | 0 | 0 | 0 | 0 | 0 | 0 | 0 | 0 | 0 | 0 | 0 | 0 | 0 | 0 | 0 | 0 | 0 | 0 | 0
F5_Commercial_Interruptible - College_New_Space Heating_Natural Gas_Insulation - Ducting_A_Achievable Technical Potential | F5 | Commercial | Interruptible - College | New | Space Heating | Natural Gas | Insulation - Ducting | A | Incremental Summer Peak Savings (MW) | Achievable Technical Potential | 0 | 0 | 0 | 0 | 0 | 0 | 0 | 0 | 0 | 0 | 0 | 0 | 0 | 0 | 0 | 0 | 0 | 0 | 0 | 0 | 0 | 0 | 0 | 0 | 0 | 0 | 0
F6_Commercial_Interruptible - College_New_Space Heating_Natural Gas_Insulation - Ducting_A_Achievable Technical Potential | F6 | Commercial | Interruptible - College | New | Space Heating | Natural Gas | Insulation - Ducting | A | Incremental Winter Peak Savings (MW) | Achievable Technical Potential | 0 | 0 | 0 | 0 | 0 | 0 | 0 | 0 | 0 | 0 | 0 | 0 | 0 | 0 | 0 | 0 | 0 | 0 | 0 | 0 | 0 | 0 | 0 | 0 | 0 | 0 | 0
F7_Commercial_Interruptible - College_New_Space Heating_Natural Gas_Insulation - Ducting_A_Achievable Technical Potential | F7 | Commercial | Interruptible - College | New | Space Heating | Natural Gas | Insulation - Ducting | A | Cumulative Energy Savings (MWh or mTherms) | Achievable Technical Potential | 0 | 0 | 0 | 0 | 0 | 0 | 0 | 0 | 0 | 0 | 0 | 0 | 0 | 0 | 0 | 0 | 0 | 0 | 0 | 0 | 0 | 0 | 0 | 0 | 0 | 0 | 0
F8_Commercial_Interruptible - College_New_Space Heating_Natural Gas_Insulation - Ducting_A_Achievable Technical Potential | F8 | Commercial | Interruptible - College | New | Space Heating | Natural Gas | Insulation - Ducting | A | Cumulative Summer Peak Savings (MW) | Achievable Technical Potential | 0 | 0 | 0 | 0 | 0 | 0 | 0 | 0 | 0 | 0 | 0 | 0 | 0 | 0 | 0 | 0 | 0 | 0 | 0 | 0 | 0 | 0 | 0 | 0 | 0 | 0 | 0
F9_Commercial_Interruptible - College_New_Space Heating_Natural Gas_Insulation - Ducting_A_Achievable Technical Potential | F9 | Commercial | Interruptible - College | New | Space Heating | Natural Gas | Insulation - Ducting | A | Cumulative Winter Peak Savings (MW) | Achievable Technical Potential | 0 | 0 | 0 | 0 | 0 | 0 | 0 | 0 | 0 | 0 | 0 | 0 | 0 | 0 | 0 | 0 | 0 | 0 | 0 | 0 | 0 | 0 | 0 | 0 | 0 | 0 | 0
F10_Commercial_Interruptible - College_New_Space Heating_Natural Gas_Insulation - Ducting_A_Achievable Technical Potential | F10 | Commercial | Interruptible - College | New | Space Heating | Natural Gas | Insulation - Ducting | A | Purchases (Incremental) | Achievable Technical Potential | 0 | 0 | 0 | 0 | 0 | 0 | 0 | 0 | 0 | 0 | 0 | 0 | 0 | 0 | 0 | 0 | 0 | 0 | 0 | 0 | 0 | 0 | 0 | 0 | 0 | 0 | 0
F11_Commercial_Interruptible - College_New_Space Heating_Natural Gas_Insulation - Ducting_A_Achievable Technical Potential | F11 | Commercial | Interruptible - College | New | Space Heating | Natural Gas | Insulation - Ducting | A | Purchases (Cumulative) | Achievable Technical Potential | 0 | 0 | 0 | 0 | 0 | 0 | 0 | 0 | 0 | 0 | 0 | 0 | 0 | 0 | 0 | 0 | 0 | 0 | 0 | 0 | 0 | 0 | 0 | 0 | 0 | 0 | 0
F1_Commercial_Interruptible - College_New_Space Heating_Natural Gas_Insulation - Wall Cavity_A_Achievable Technical Potential | F1 | Commercial | Interruptible - College | New | Space Heating | Natural Gas | Insulation - Wall Cavity | A | Integrated Unit Energy Savings (kWh or therms) | Achievable Technical Potential | 0 | 0 | 0 | 0 | 0 | 0 | 0 | 0 | 0 | 0 | 0 | 0 | 0 | 0 | 0 | 0 | 0 | 0 | 0 | 0 | 0 | 0 | 0 | 0 | 0 | 0 | 0
F2_Commercial_Interruptible - College_New_Space Heating_Natural Gas_Insulation - Wall Cavity_A_Achievable Technical Potential | F2 | Commercial | Interruptible - College | New | Space Heating | Natural Gas | Insulation - Wall Cavity | A | Integrated Unit Summer Peak Savings (kW) | Achievable Technical Potential | 0 | 0 | 0 | 0 | 0 | 0 | 0 | 0 | 0 | 0 | 0 | 0 | 0 | 0 | 0 | 0 | 0 | 0 | 0 | 0 | 0 | 0 | 0 | 0 | 0 | 0 | 0
F3_Commercial_Interruptible - College_New_Space Heating_Natural Gas_Insulation - Wall Cavity_A_Achievable Technical Potential | F3 | Commercial | Interruptible - College | New | Space Heating | Natural Gas | Insulation - Wall Cavity | A | Integrated Unit Winter Peak Savings (kW) | Achievable Technical Potential | 0 | 0 | 0 | 0 | 0 | 0 | 0 | 0 | 0 | 0 | 0 | 0 | 0 | 0 | 0 | 0 | 0 | 0 | 0 | 0 | 0 | 0 | 0 | 0 | 0 | 0 | 0
F4_Commercial_Interruptible - College_New_Space Heating_Natural Gas_Insulation - Wall Cavity_A_Achievable Technical Potential | F4 | Commercial | Interruptible - College | New | Space Heating | Natural Gas | Insulation - Wall Cavity | A | Incremental Energy Savings (MWh or mTherms) | Achievable Technical Potential | 0 | 0 | 0 | 0 | 0 | 0 | 0 | 0 | 0 | 0 | 0 | 0 | 0 | 0 | 0 | 0 | 0 | 0 | 0 | 0 | 0 | 0 | 0 | 0 | 0 | 0 | 0
F5_Commercial_Interruptible - College_New_Space Heating_Natural Gas_Insulation - Wall Cavity_A_Achievable Technical Potential | F5 | Commercial | Interruptible - College | New | Space Heating | Natural Gas | Insulation - Wall Cavity | A | Incremental Summer Peak Savings (MW) | Achievable Technical Potential | 0 | 0 | 0 | 0 | 0 | 0 | 0 | 0 | 0 | 0 | 0 | 0 | 0 | 0 | 0 | 0 | 0 | 0 | 0 | 0 | 0 | 0 | 0 | 0 | 0 | 0 | 0
F6_Commercial_Interruptible - College_New_Space Heating_Natural Gas_Insulation - Wall Cavity_A_Achievable Technical Potential | F6 | Commercial | Interruptible - College | New | Space Heating | Natural Gas | Insulation - Wall Cavity | A | Incremental Winter Peak Savings (MW) | Achievable Technical Potential | 0 | 0 | 0 | 0 | 0 | 0 | 0 | 0 | 0 | 0 | 0 | 0 | 0 | 0 | 0 | 0 | 0 | 0 | 0 | 0 | 0 | 0 | 0 | 0 | 0 | 0 | 0
F7_Commercial_Interruptible - College_New_Space Heating_Natural Gas_Insulation - Wall Cavity_A_Achievable Technical Potential | F7 | Commercial | Interruptible - College | New | Space Heating | Natural Gas | Insulation - Wall Cavity | A | Cumulative Energy Savings (MWh or mTherms) | Achievable Technical Potential | 0 | 0 | 0 | 0 | 0 | 0 | 0 | 0 | 0 | 0 | 0 | 0 | 0 | 0 | 0 | 0 | 0 | 0 | 0 | 0 | 0 | 0 | 0 | 0 | 0 | 0 | 0
F8_Commercial_Interruptible - College_New_Space Heating_Natural Gas_Insulation - Wall Cavity_A_Achievable Technical Potential | F8 | Commercial | Interruptible - College | New | Space Heating | Natural Gas | Insulation - Wall Cavity | A | Cumulative Summer Peak Savings (MW) | Achievable Technical Potential | 0 | 0 | 0 | 0 | 0 | 0 | 0 | 0 | 0 | 0 | 0 | 0 | 0 | 0 | 0 | 0 | 0 | 0 | 0 | 0 | 0 | 0 | 0 | 0 | 0 | 0 | 0
F9_Commercial_Interruptible - College_New_Space Heating_Natural Gas_Insulation - Wall Cavity_A_Achievable Technical Potential | F9 | Commercial | Interruptible - College | New | Space Heating | Natural Gas | Insulation - Wall Cavity | A | Cumulative Winter Peak Savings (MW) | Achievable Technical Potential | 0 | 0 | 0 | 0 | 0 | 0 | 0 | 0 | 0 | 0 | 0 | 0 | 0 | 0 | 0 | 0 | 0 | 0 | 0 | 0 | 0 | 0 | 0 | 0 | 0 | 0 | 0
F10_Commercial_Interruptible - College_New_Space Heating_Natural Gas_Insulation - Wall Cavity_A_Achievable Technical Potential | F10 | Commercial | Interruptible - College | New | Space Heating | Natural Gas | Insulation - Wall Cavity | A | Purchases (Incremental) | Achievable Technical Potential | 0 | 0 | 0 | 0 | 0 | 0 | 0 | 0 | 0 | 0 | 0 | 0 | 0 | 0 | 0 | 0 | 0 | 0 | 0 | 0 | 0 | 0 | 0 | 0 | 0 | 0 | 0
F11_Commercial_Interruptible - College_New_Space Heating_Natural Gas_Insulation - Wall Cavity_A_Achievable Technical Potential | F11 | Commercial | Interruptible - College | New | Space Heating | Natural Gas | Insulation - Wall Cavity | A | Purchases (Cumulative) | Achievable Technical Potential | 0 | 0 | 0 | 0 | 0 | 0 | 0 | 0 | 0 | 0 | 0 | 0 | 0 | 0 | 0 | 0 | 0 | 0 | 0 | 0 | 0 | 0 | 0 | 0 | 0 | 0 | 0
F1_Commercial_Interruptible - College_New_Space Heating_Natural Gas_Green Roof - Vegetated Rooftop_A_Achievable Technical Potential | F1 | Commercial | Interruptible - College | New | Space Heating | Natural Gas | Green Roof - Vegetated Rooftop | A | Integrated Unit Energy Savings (kWh or therms) | Achievable Technical Potential | 0 | 0 | 0 | 0 | 0 | 0 | 0 | 0 | 0 | 0 | 0 | 0 | 0 | 0 | 0 | 0 | 0 | 0 | 0 | 0 | 0 | 0 | 0 | 0 | 0 | 0 | 0
F2_Commercial_Interruptible - College_New_Space Heating_Natural Gas_Green Roof - Vegetated Rooftop_A_Achievable Technical Potential | F2 | Commercial | Interruptible - College | New | Space Heating | Natural Gas | Green Roof - Vegetated Rooftop | A | Integrated Unit Summer Peak Savings (kW) | Achievable Technical Potential | 0 | 0 | 0 | 0 | 0 | 0 | 0 | 0 | 0 | 0 | 0 | 0 | 0 | 0 | 0 | 0 | 0 | 0 | 0 | 0 | 0 | 0 | 0 | 0 | 0 | 0 | 0
F3_Commercial_Interruptible - College_New_Space Heating_Natural Gas_Green Roof - Vegetated Rooftop_A_Achievable Technical Potential | F3 | Commercial | Interruptible - College | New | Space Heating | Natural Gas | Green Roof - Vegetated Rooftop | A | Integrated Unit Winter Peak Savings (kW) | Achievable Technical Potential | 0 | 0 | 0 | 0 | 0 | 0 | 0 | 0 | 0 | 0 | 0 | 0 | 0 | 0 | 0 | 0 | 0 | 0 | 0 | 0 | 0 | 0 | 0 | 0 | 0 | 0 | 0
F4_Commercial_Interruptible - College_New_Space Heating_Natural Gas_Green Roof - Vegetated Rooftop_A_Achievable Technical Potential | F4 | Commercial | Interruptible - College | New | Space Heating | Natural Gas | Green Roof - Vegetated Rooftop | A | Incremental Energy Savings (MWh or mTherms) | Achievable Technical Potential | 0 | 0 | 0 | 0 | 0 | 0 | 0 | 0 | 0 | 0 | 0 | 0 | 0 | 0 | 0 | 0 | 0 | 0 | 0 | 0 | 0 | 0 | 0 | 0 | 0 | 0 | 0
F5_Commercial_Interruptible - College_New_Space Heating_Natural Gas_Green Roof - Vegetated Rooftop_A_Achievable Technical Potential | F5 | Commercial | Interruptible - College | New | Space Heating | Natural Gas | Green Roof - Vegetated Rooftop | A | Incremental Summer Peak Savings (MW) | Achievable Technical Potential | 0 | 0 | 0 | 0 | 0 | 0 | 0 | 0 | 0 | 0 | 0 | 0 | 0 | 0 | 0 | 0 | 0 | 0 | 0 | 0 | 0 | 0 | 0 | 0 | 0 | 0 | 0
F6_Commercial_Interruptible - College_New_Space Heating_Natural Gas_Green Roof - Vegetated Rooftop_A_Achievable Technical Potential | F6 | Commercial | Interruptible - College | New | Space Heating | Natural Gas | Green Roof - Vegetated Rooftop | A | Incremental Winter Peak Savings (MW) | Achievable Technical Potential | 0 | 0 | 0 | 0 | 0 | 0 | 0 | 0 | 0 | 0 | 0 | 0 | 0 | 0 | 0 | 0 | 0 | 0 | 0 | 0 | 0 | 0 | 0 | 0 | 0 | 0 | 0
F7_Commercial_Interruptible - College_New_Space Heating_Natural Gas_Green Roof - Vegetated Rooftop_A_Achievable Technical Potential | F7 | Commercial | Interruptible - College | New | Space Heating | Natural Gas | Green Roof - Vegetated Rooftop | A | Cumulative Energy Savings (MWh or mTherms) | Achievable Technical Potential | 0 | 0 | 0 | 0 | 0 | 0 | 0 | 0 | 0 | 0 | 0 | 0 | 0 | 0 | 0 | 0 | 0 | 0 | 0 | 0 | 0 | 0 | 0 | 0 | 0 | 0 | 0
F8_Commercial_Interruptible - College_New_Space Heating_Natural Gas_Green Roof - Vegetated Rooftop_A_Achievable Technical Potential | F8 | Commercial | Interruptible - College | New | Space Heating | Natural Gas | Green Roof - Vegetated Rooftop | A | Cumulative Summer Peak Savings (MW) | Achievable Technical Potential | 0 | 0 | 0 | 0 | 0 | 0 | 0 | 0 | 0 | 0 | 0 | 0 | 0 | 0 | 0 | 0 | 0 | 0 | 0 | 0 | 0 | 0 | 0 | 0 | 0 | 0 | 0
F9_Commercial_Interruptible - College_New_Space Heating_Natural Gas_Green Roof - Vegetated Rooftop_A_Achievable Technical Potential | F9 | Commercial | Interruptible - College | New | Space Heating | Natural Gas | Green Roof - Vegetated Rooftop | A | Cumulative Winter Peak Savings (MW) | Achievable Technical Potential | 0 | 0 | 0 | 0 | 0 | 0 | 0 | 0 | 0 | 0 | 0 | 0 | 0 | 0 | 0 | 0 | 0 | 0 | 0 | 0 | 0 | 0 | 0 | 0 | 0 | 0 | 0
F10_Commercial_Interruptible - College_New_Space Heating_Natural Gas_Green Roof - Vegetated Rooftop_A_Achievable Technical Potential | F10 | Commercial | Interruptible - College | New | Space Heating | Natural Gas | Green Roof - Vegetated Rooftop | A | Purchases (Incremental) | Achievable Technical Potential | 0 | 0 | 0 | 0 | 0 | 0 | 0 | 0 | 0 | 0 | 0 | 0 | 0 | 0 | 0 | 0 | 0 | 0 | 0 | 0 | 0 | 0 | 0 | 0 | 0 | 0 | 0
F11_Commercial_Interruptible - College_New_Space Heating_Natural Gas_Green Roof - Vegetated Rooftop_A_Achievable Technical Potential | F11 | Commercial | Interruptible - College | New | Space Heating | Natural Gas | Green Roof - Vegetated Rooftop | A | Purchases (Cumulative) | Achievable Technical Potential | 0 | 0 | 0 | 0 | 0 | 0 | 0 | 0 | 0 | 0 | 0 | 0 | 0 | 0 | 0 | 0 | 0 | 0 | 0 | 0 | 0 | 0 | 0 | 0 | 0 | 0 | 0
F1_Commercial_Interruptible - College_New_Space Heating_Natural Gas_Ducting - Repair and Sealing_A_Achievable Technical Potential | F1 | Commercial | Interruptible - College | New | Space Heating | Natural Gas | Ducting - Repair and Sealing | A | Integrated Unit Energy Savings (kWh or therms) | Achievable Technical Potential | 0 | 0 | 0 | 0 | 0 | 0 | 0 | 0 | 0 | 0 | 0 | 0 | 0 | 0 | 0 | 0 | 0 | 0 | 0 | 0 | 0 | 0 | 0 | 0 | 0 | 0 | 0
F2_Commercial_Interruptible - College_New_Space Heating_Natural Gas_Ducting - Repair and Sealing_A_Achievable Technical Potential | F2 | Commercial | Interruptible - College | New | Space Heating | Natural Gas | Ducting - Repair and Sealing | A | Integrated Unit Summer Peak Savings (kW) | Achievable Technical Potential | 0 | 0 | 0 | 0 | 0 | 0 | 0 | 0 | 0 | 0 | 0 | 0 | 0 | 0 | 0 | 0 | 0 | 0 | 0 | 0 | 0 | 0 | 0 | 0 | 0 | 0 | 0
F3_Commercial_Interruptible - College_New_Space Heating_Natural Gas_Ducting - Repair and Sealing_A_Achievable Technical Potential | F3 | Commercial | Interruptible - College | New | Space Heating | Natural Gas | Ducting - Repair and Sealing | A | Integrated Unit Winter Peak Savings (kW) | Achievable Technical Potential | 0 | 0 | 0 | 0 | 0 | 0 | 0 | 0 | 0 | 0 | 0 | 0 | 0 | 0 | 0 | 0 | 0 | 0 | 0 | 0 | 0 | 0 | 0 | 0 | 0 | 0 | 0
F4_Commercial_Interruptible - College_New_Space Heating_Natural Gas_Ducting - Repair and Sealing_A_Achievable Technical Potential | F4 | Commercial | Interruptible - College | New | Space Heating | Natural Gas | Ducting - Repair and Sealing | A | Incremental Energy Savings (MWh or mTherms) | Achievable Technical Potential | 0 | 0 | 0 | 0 | 0 | 0 | 0 | 0 | 0 | 0 | 0 | 0 | 0 | 0 | 0 | 0 | 0 | 0 | 0 | 0 | 0 | 0 | 0 | 0 | 0 | 0 | 0
F5_Commercial_Interruptible - College_New_Space Heating_Natural Gas_Ducting - Repair and Sealing_A_Achievable Technical Potential | F5 | Commercial | Interruptible - College | New | Space Heating | Natural Gas | Ducting - Repair and Sealing | A | Incremental Summer Peak Savings (MW) | Achievable Technical Potential | 0 | 0 | 0 | 0 | 0 | 0 | 0 | 0 | 0 | 0 | 0 | 0 | 0 | 0 | 0 | 0 | 0 | 0 | 0 | 0 | 0 | 0 | 0 | 0 | 0 | 0 | 0
F6_Commercial_Interruptible - College_New_Space Heating_Natural Gas_Ducting - Repair and Sealing_A_Achievable Technical Potential | F6 | Commercial | Interruptible - College | New | Space Heating | Natural Gas | Ducting - Repair and Sealing | A | Incremental Winter Peak Savings (MW) | Achievable Technical Potential | 0 | 0 | 0 | 0 | 0 | 0 | 0 | 0 | 0 | 0 | 0 | 0 | 0 | 0 | 0 | 0 | 0 | 0 | 0 | 0 | 0 | 0 | 0 | 0 | 0 | 0 | 0
F7_Commercial_Interruptible - College_New_Space Heating_Natural Gas_Ducting - Repair and Sealing_A_Achievable Technical Potential | F7 | Commercial | Interruptible - College | New | Space Heating | Natural Gas | Ducting - Repair and Sealing | A | Cumulative Energy Savings (MWh or mTherms) | Achievable Technical Potential | 0 | 0 | 0 | 0 | 0 | 0 | 0 | 0 | 0 | 0 | 0 | 0 | 0 | 0 | 0 | 0 | 0 | 0 | 0 | 0 | 0 | 0 | 0 | 0 | 0 | 0 | 0
F8_Commercial_Interruptible - College_New_Space Heating_Natural Gas_Ducting - Repair and Sealing_A_Achievable Technical Potential | F8 | Commercial | Interruptible - College | New | Space Heating | Natural Gas | Ducting - Repair and Sealing | A | Cumulative Summer Peak Savings (MW) | Achievable Technical Potential | 0 | 0 | 0 | 0 | 0 | 0 | 0 | 0 | 0 | 0 | 0 | 0 | 0 | 0 | 0 | 0 | 0 | 0 | 0 | 0 | 0 | 0 | 0 | 0 | 0 | 0 | 0
F9_Commercial_Interruptible - College_New_Space Heating_Natural Gas_Ducting - Repair and Sealing_A_Achievable Technical Potential | F9 | Commercial | Interruptible - College | New | Space Heating | Natural Gas | Ducting - Repair and Sealing | A | Cumulative Winter Peak Savings (MW) | Achievable Technical Potential | 0 | 0 | 0 | 0 | 0 | 0 | 0 | 0 | 0 | 0 | 0 | 0 | 0 | 0 | 0 | 0 | 0 | 0 | 0 | 0 | 0 | 0 | 0 | 0 | 0 | 0 | 0
F10_Commercial_Interruptible - College_New_Space Heating_Natural Gas_Ducting - Repair and Sealing_A_Achievable Technical Potential | F10 | Commercial | Interruptible - College | New | Space Heating | Natural Gas | Ducting - Repair and Sealing | A | Purchases (Incremental) | Achievable Technical Potential | 0 | 0 | 0 | 0 | 0 | 0 | 0 | 0 | 0 | 0 | 0 | 0 | 0 | 0 | 0 | 0 | 0 | 0 | 0 | 0 | 0 | 0 | 0 | 0 | 0 | 0 | 0
F11_Commercial_Interruptible - College_New_Space Heating_Natural Gas_Ducting - Repair and Sealing_A_Achievable Technical Potential | F11 | Commercial | Interruptible - College | New | Space Heating | Natural Gas | Ducting - Repair and Sealing | A | Purchases (Cumulative) | Achievable Technical Potential | 0 | 0 | 0 | 0 | 0 | 0 | 0 | 0 | 0 | 0 | 0 | 0 | 0 | 0 | 0 | 0 | 0 | 0 | 0 | 0 | 0 | 0 | 0 | 0 | 0 | 0 | 0
F1_Commercial_Interruptible - College_New_Space Heating_Natural Gas_Windows - High Efficiency Glazing_A_Achievable Technical Potential | F1 | Commercial | Interruptible - College | New | Space Heating | Natural Gas | Windows - High Efficiency Glazing | A | Integrated Unit Energy Savings (kWh or therms) | Achievable Technical Potential | 0 | 0 | 0 | 0 | 0 | 0 | 0 | 0 | 0 | 0 | 0 | 0 | 0 | 0 | 0 | 0 | 0 | 0 | 0 | 0 | 0 | 0 | 0 | 0 | 0 | 0 | 0
F2_Commercial_Interruptible - College_New_Space Heating_Natural Gas_Windows - High Efficiency Glazing_A_Achievable Technical Potential | F2 | Commercial | Interruptible - College | New | Space Heating | Natural Gas | Windows - High Efficiency Glazing | A | Integrated Unit Summer Peak Savings (kW) | Achievable Technical Potential | 0 | 0 | 0 | 0 | 0 | 0 | 0 | 0 | 0 | 0 | 0 | 0 | 0 | 0 | 0 | 0 | 0 | 0 | 0 | 0 | 0 | 0 | 0 | 0 | 0 | 0 | 0
F3_Commercial_Interruptible - College_New_Space Heating_Natural Gas_Windows - High Efficiency Glazing_A_Achievable Technical Potential | F3 | Commercial | Interruptible - College | New | Space Heating | Natural Gas | Windows - High Efficiency Glazing | A | Integrated Unit Winter Peak Savings (kW) | Achievable Technical Potential | 0 | 0 | 0 | 0 | 0 | 0 | 0 | 0 | 0 | 0 | 0 | 0 | 0 | 0 | 0 | 0 | 0 | 0 | 0 | 0 | 0 | 0 | 0 | 0 | 0 | 0 | 0
F4_Commercial_Interruptible - College_New_Space Heating_Natural Gas_Windows - High Efficiency Glazing_A_Achievable Technical Potential | F4 | Commercial | Interruptible - College | New | Space Heating | Natural Gas | Windows - High Efficiency Glazing | A | Incremental Energy Savings (MWh or mTherms) | Achievable Technical Potential | 0 | 0 | 0 | 0 | 0 | 0 | 0 | 0 | 0 | 0 | 0 | 0 | 0 | 0 | 0 | 0 | 0 | 0 | 0 | 0 | 0 | 0 | 0 | 0 | 0 | 0 | 0
F5_Commercial_Interruptible - College_New_Space Heating_Natural Gas_Windows - High Efficiency Glazing_A_Achievable Technical Potential | F5 | Commercial | Interruptible - College | New | Space Heating | Natural Gas | Windows - High Efficiency Glazing | A | Incremental Summer Peak Savings (MW) | Achievable Technical Potential | 0 | 0 | 0 | 0 | 0 | 0 | 0 | 0 | 0 | 0 | 0 | 0 | 0 | 0 | 0 | 0 | 0 | 0 | 0 | 0 | 0 | 0 | 0 | 0 | 0 | 0 | 0
F6_Commercial_Interruptible - College_New_Space Heating_Natural Gas_Windows - High Efficiency Glazing_A_Achievable Technical Potential | F6 | Commercial | Interruptible - College | New | Space Heating | Natural Gas | Windows - High Efficiency Glazing | A | Incremental Winter Peak Savings (MW) | Achievable Technical Potential | 0 | 0 | 0 | 0 | 0 | 0 | 0 | 0 | 0 | 0 | 0 | 0 | 0 | 0 | 0 | 0 | 0 | 0 | 0 | 0 | 0 | 0 | 0 | 0 | 0 | 0 | 0
F7_Commercial_Interruptible - College_New_Space Heating_Natural Gas_Windows - High Efficiency Glazing_A_Achievable Technical Potential | F7 | Commercial | Interruptible - College | New | Space Heating | Natural Gas | Windows - High Efficiency Glazing | A | Cumulative Energy Savings (MWh or mTherms) | Achievable Technical Potential | 0 | 0 | 0 | 0 | 0 | 0 | 0 | 0 | 0 | 0 | 0 | 0 | 0 | 0 | 0 | 0 | 0 | 0 | 0 | 0 | 0 | 0 | 0 | 0 | 0 | 0 | 0
F8_Commercial_Interruptible - College_New_Space Heating_Natural Gas_Windows - High Efficiency Glazing_A_Achievable Technical Potential | F8 | Commercial | Interruptible - College | New | Space Heating | Natural Gas | Windows - High Efficiency Glazing | A | Cumulative Summer Peak Savings (MW) | Achievable Technical Potential | 0 | 0 | 0 | 0 | 0 | 0 | 0 | 0 | 0 | 0 | 0 | 0 | 0 | 0 | 0 | 0 | 0 | 0 | 0 | 0 | 0 | 0 | 0 | 0 | 0 | 0 | 0
F9_Commercial_Interruptible - College_New_Space Heating_Natural Gas_Windows - High Efficiency Glazing_A_Achievable Technical Potential | F9 | Commercial | Interruptible - College | New | Space Heating | Natural Gas | Windows - High Efficiency Glazing | A | Cumulative Winter Peak Savings (MW) | Achievable Technical Potential | 0 | 0 | 0 | 0 | 0 | 0 | 0 | 0 | 0 | 0 | 0 | 0 | 0 | 0 | 0 | 0 | 0 | 0 | 0 | 0 | 0 | 0 | 0 | 0 | 0 | 0 | 0
F10_Commercial_Interruptible - College_New_Space Heating_Natural Gas_Windows - High Efficiency Glazing_A_Achievable Technical Potential | F10 | Commercial | Interruptible - College | New | Space Heating | Natural Gas | Windows - High Efficiency Glazing | A | Purchases (Incremental) | Achievable Technical Potential | 0 | 0 | 0 | 0 | 0 | 0 | 0 | 0 | 0 | 0 | 0 | 0 | 0 | 0 | 0 | 0 | 0 | 0 | 0 | 0 | 0 | 0 | 0 | 0 | 0 | 0 | 0
F11_Commercial_Interruptible - College_New_Space Heating_Natural Gas_Windows - High Efficiency Glazing_A_Achievable Technical Potential | F11 | Commercial | Interruptible - College | New | Space Heating | Natural Gas | Windows - High Efficiency Glazing | A | Purchases (Cumulative) | Achievable Technical Potential | 0 | 0 | 0 | 0 | 0 | 0 | 0 | 0 | 0 | 0 | 0 | 0 | 0 | 0 | 0 | 0 | 0 | 0 | 0 | 0 | 0 | 0 | 0 | 0 | 0 | 0 | 0
F1_Commercial_Interruptible - College_New_Space Heating_Natural Gas_Windows - Secondary Glazing Systems_A_Achievable Technical Potential | F1 | Commercial | Interruptible - College | New | Space Heating | Natural Gas | Windows - Secondary Glazing Systems | A | Integrated Unit Energy Savings (kWh or therms) | Achievable Technical Potential | 0 | 0 | 0 | 0 | 0 | 0 | 0 | 0 | 0 | 0 | 0 | 0 | 0 | 0 | 0 | 0 | 0 | 0 | 0 | 0 | 0 | 0 | 0 | 0 | 0 | 0 | 0
F2_Commercial_Interruptible - College_New_Space Heating_Natural Gas_Windows - Secondary Glazing Systems_A_Achievable Technical Potential | F2 | Commercial | Interruptible - College | New | Space Heating | Natural Gas | Windows - Secondary Glazing Systems | A | Integrated Unit Summer Peak Savings (kW) | Achievable Technical Potential | 0 | 0 | 0 | 0 | 0 | 0 | 0 | 0 | 0 | 0 | 0 | 0 | 0 | 0 | 0 | 0 | 0 | 0 | 0 | 0 | 0 | 0 | 0 | 0 | 0 | 0 | 0
F3_Commercial_Interruptible - College_New_Space Heating_Natural Gas_Windows - Secondary Glazing Systems_A_Achievable Technical Potential | F3 | Commercial | Interruptible - College | New | Space Heating | Natural Gas | Windows - Secondary Glazing Systems | A | Integrated Unit Winter Peak Savings (kW) | Achievable Technical Potential | 0 | 0 | 0 | 0 | 0 | 0 | 0 | 0 | 0 | 0 | 0 | 0 | 0 | 0 | 0 | 0 | 0 | 0 | 0 | 0 | 0 | 0 | 0 | 0 | 0 | 0 | 0
F4_Commercial_Interruptible - College_New_Space Heating_Natural Gas_Windows - Secondary Glazing Systems_A_Achievable Technical Potential | F4 | Commercial | Interruptible - College | New | Space Heating | Natural Gas | Windows - Secondary Glazing Systems | A | Incremental Energy Savings (MWh or mTherms) | Achievable Technical Potential | 0 | 0 | 0 | 0 | 0 | 0 | 0 | 0 | 0 | 0 | 0 | 0 | 0 | 0 | 0 | 0 | 0 | 0 | 0 | 0 | 0 | 0 | 0 | 0 | 0 | 0 | 0
F5_Commercial_Interruptible - College_New_Space Heating_Natural Gas_Windows - Secondary Glazing Systems_A_Achievable Technical Potential | F5 | Commercial | Interruptible - College | New | Space Heating | Natural Gas | Windows - Secondary Glazing Systems | A | Incremental Summer Peak Savings (MW) | Achievable Technical Potential | 0 | 0 | 0 | 0 | 0 | 0 | 0 | 0 | 0 | 0 | 0 | 0 | 0 | 0 | 0 | 0 | 0 | 0 | 0 | 0 | 0 | 0 | 0 | 0 | 0 | 0 | 0
F6_Commercial_Interruptible - College_New_Space Heating_Natural Gas_Windows - Secondary Glazing Systems_A_Achievable Technical Potential | F6 | Commercial | Interruptible - College | New | Space Heating | Natural Gas | Windows - Secondary Glazing Systems | A | Incremental Winter Peak Savings (MW) | Achievable Technical Potential | 0 | 0 | 0 | 0 | 0 | 0 | 0 | 0 | 0 | 0 | 0 | 0 | 0 | 0 | 0 | 0 | 0 | 0 | 0 | 0 | 0 | 0 | 0 | 0 | 0 | 0 | 0
F7_Commercial_Interruptible - College_New_Space Heating_Natural Gas_Windows - Secondary Glazing Systems_A_Achievable Technical Potential | F7 | Commercial | Interruptible - College | New | Space Heating | Natural Gas | Windows - Secondary Glazing Systems | A | Cumulative Energy Savings (MWh or mTherms) | Achievable Technical Potential | 0 | 0 | 0 | 0 | 0 | 0 | 0 | 0 | 0 | 0 | 0 | 0 | 0 | 0 | 0 | 0 | 0 | 0 | 0 | 0 | 0 | 0 | 0 | 0 | 0 | 0 | 0
F8_Commercial_Interruptible - College_New_Space Heating_Natural Gas_Windows - Secondary Glazing Systems_A_Achievable Technical Potential | F8 | Commercial | Interruptible - College | New | Space Heating | Natural Gas | Windows - Secondary Glazing Systems | A | Cumulative Summer Peak Savings (MW) | Achievable Technical Potential | 0 | 0 | 0 | 0 | 0 | 0 | 0 | 0 | 0 | 0 | 0 | 0 | 0 | 0 | 0 | 0 | 0 | 0 | 0 | 0 | 0 | 0 | 0 | 0 | 0 | 0 | 0
F9_Commercial_Interruptible - College_New_Space Heating_Natural Gas_Windows - Secondary Glazing Systems_A_Achievable Technical Potential | F9 | Commercial | Interruptible - College | New | Space Heating | Natural Gas | Windows - Secondary Glazing Systems | A | Cumulative Winter Peak Savings (MW) | Achievable Technical Potential | 0 | 0 | 0 | 0 | 0 | 0 | 0 | 0 | 0 | 0 | 0 | 0 | 0 | 0 | 0 | 0 | 0 | 0 | 0 | 0 | 0 | 0 | 0 | 0 | 0 | 0 | 0
F10_Commercial_Interruptible - College_New_Space Heating_Natural Gas_Windows - Secondary Glazing Systems_A_Achievable Technical Potential | F10 | Commercial | Interruptible - College | New | Space Heating | Natural Gas | Windows - Secondary Glazing Systems | A | Purchases (Incremental) | Achievable Technical Potential | 0 | 0 | 0 | 0 | 0 | 0 | 0 | 0 | 0 | 0 | 0 | 0 | 0 | 0 | 0 | 0 | 0 | 0 | 0 | 0 | 0 | 0 | 0 | 0 | 0 | 0 | 0
F11_Commercial_Interruptible - College_New_Space Heating_Natural Gas_Windows - Secondary Glazing Systems_A_Achievable Technical Potential | F11 | Commercial | Interruptible - College | New | Space Heating | Natural Gas | Windows - Secondary Glazing Systems | A | Purchases (Cumulative) | Achievable Technical Potential | 0 | 0 | 0 | 0 | 0 | 0 | 0 | 0 | 0 | 0 | 0 | 0 | 0 | 0 | 0 | 0 | 0 | 0 | 0 | 0 | 0 | 0 | 0 | 0 | 0 | 0 | 0
F1_Commercial_Interruptible - College_New_Space Heating_Natural Gas_HVAC - Energy Recovery Ventilator_A_Achievable Technical Potential | F1 | Commercial | Interruptible - College | New | Space Heating | Natural Gas | HVAC - Energy Recovery Ventilator | A | Integrated Unit Energy Savings (kWh or therms) | Achievable Technical Potential | 0 | 0 | 0 | 0 | 0 | 0 | 0 | 0 | 0 | 0 | 0 | 0 | 0 | 0 | 0 | 0 | 0 | 0 | 0 | 0 | 0 | 0 | 0 | 0 | 0 | 0 | 0
F2_Commercial_Interruptible - College_New_Space Heating_Natural Gas_HVAC - Energy Recovery Ventilator_A_Achievable Technical Potential | F2 | Commercial | Interruptible - College | New | Space Heating | Natural Gas | HVAC - Energy Recovery Ventilator | A | Integrated Unit Summer Peak Savings (kW) | Achievable Technical Potential | 0 | 0 | 0 | 0 | 0 | 0 | 0 | 0 | 0 | 0 | 0 | 0 | 0 | 0 | 0 | 0 | 0 | 0 | 0 | 0 | 0 | 0 | 0 | 0 | 0 | 0 | 0
F3_Commercial_Interruptible - College_New_Space Heating_Natural Gas_HVAC - Energy Recovery Ventilator_A_Achievable Technical Potential | F3 | Commercial | Interruptible - College | New | Space Heating | Natural Gas | HVAC - Energy Recovery Ventilator | A | Integrated Unit Winter Peak Savings (kW) | Achievable Technical Potential | 0 | 0 | 0 | 0 | 0 | 0 | 0 | 0 | 0 | 0 | 0 | 0 | 0 | 0 | 0 | 0 | 0 | 0 | 0 | 0 | 0 | 0 | 0 | 0 | 0 | 0 | 0
F4_Commercial_Interruptible - College_New_Space Heating_Natural Gas_HVAC - Energy Recovery Ventilator_A_Achievable Technical Potential | F4 | Commercial | Interruptible - College | New | Space Heating | Natural Gas | HVAC - Energy Recovery Ventilator | A | Incremental Energy Savings (MWh or mTherms) | Achievable Technical Potential | 0 | 0 | 0 | 0 | 0 | 0 | 0 | 0 | 0 | 0 | 0 | 0 | 0 | 0 | 0 | 0 | 0 | 0 | 0 | 0 | 0 | 0 | 0 | 0 | 0 | 0 | 0
F5_Commercial_Interruptible - College_New_Space Heating_Natural Gas_HVAC - Energy Recovery Ventilator_A_Achievable Technical Potential | F5 | Commercial | Interruptible - College | New | Space Heating | Natural Gas | HVAC - Energy Recovery Ventilator | A | Incremental Summer Peak Savings (MW) | Achievable Technical Potential | 0 | 0 | 0 | 0 | 0 | 0 | 0 | 0 | 0 | 0 | 0 | 0 | 0 | 0 | 0 | 0 | 0 | 0 | 0 | 0 | 0 | 0 | 0 | 0 | 0 | 0 | 0
F6_Commercial_Interruptible - College_New_Space Heating_Natural Gas_HVAC - Energy Recovery Ventilator_A_Achievable Technical Potential | F6 | Commercial | Interruptible - College | New | Space Heating | Natural Gas | HVAC - Energy Recovery Ventilator | A | Incremental Winter Peak Savings (MW) | Achievable Technical Potential | 0 | 0 | 0 | 0 | 0 | 0 | 0 | 0 | 0 | 0 | 0 | 0 | 0 | 0 | 0 | 0 | 0 | 0 | 0 | 0 | 0 | 0 | 0 | 0 | 0 | 0 | 0
F7_Commercial_Interruptible - College_New_Space Heating_Natural Gas_HVAC - Energy Recovery Ventilator_A_Achievable Technical Potential | F7 | Commercial | Interruptible - College | New | Space Heating | Natural Gas | HVAC - Energy Recovery Ventilator | A | Cumulative Energy Savings (MWh or mTherms) | Achievable Technical Potential | 0 | 0 | 0 | 0 | 0 | 0 | 0 | 0 | 0 | 0 | 0 | 0 | 0 | 0 | 0 | 0 | 0 | 0 | 0 | 0 | 0 | 0 | 0 | 0 | 0 | 0 | 0
F8_Commercial_Interruptible - College_New_Space Heating_Natural Gas_HVAC - Energy Recovery Ventilator_A_Achievable Technical Potential | F8 | Commercial | Interruptible - College | New | Space Heating | Natural Gas | HVAC - Energy Recovery Ventilator | A | Cumulative Summer Peak Savings (MW) | Achievable Technical Potential | 0 | 0 | 0 | 0 | 0 | 0 | 0 | 0 | 0 | 0 | 0 | 0 | 0 | 0 | 0 | 0 | 0 | 0 | 0 | 0 | 0 | 0 | 0 | 0 | 0 | 0 | 0
F9_Commercial_Interruptible - College_New_Space Heating_Natural Gas_HVAC - Energy Recovery Ventilator_A_Achievable Technical Potential | F9 | Commercial | Interruptible - College | New | Space Heating | Natural Gas | HVAC - Energy Recovery Ventilator | A | Cumulative Winter Peak Savings (MW) | Achievable Technical Potential | 0 | 0 | 0 | 0 | 0 | 0 | 0 | 0 | 0 | 0 | 0 | 0 | 0 | 0 | 0 | 0 | 0 | 0 | 0 | 0 | 0 | 0 | 0 | 0 | 0 | 0 | 0
F10_Commercial_Interruptible - College_New_Space Heating_Natural Gas_HVAC - Energy Recovery Ventilator_A_Achievable Technical Potential | F10 | Commercial | Interruptible - College | New | Space Heating | Natural Gas | HVAC - Energy Recovery Ventilator | A | Purchases (Incremental) | Achievable Technical Potential | 0 | 0 | 0 | 0 | 0 | 0 | 0 | 0 | 0 | 0 | 0 | 0 | 0 | 0 | 0 | 0 | 0 | 0 | 0 | 0 | 0 | 0 | 0 | 0 | 0 | 0 | 0
F11_Commercial_Interruptible - College_New_Space Heating_Natural Gas_HVAC - Energy Recovery Ventilator_A_Achievable Technical Potential | F11 | Commercial | Interruptible - College | New | Space Heating | Natural Gas | HVAC - Energy Recovery Ventilator | A | Purchases (Cumulative) | Achievable Technical Potential | 0 | 0 | 0 | 0 | 0 | 0 | 0 | 0 | 0 | 0 | 0 | 0 | 0 | 0 | 0 | 0 | 0 | 0 | 0 | 0 | 0 | 0 | 0 | 0 | 0 | 0 | 0
F1_Commercial_Interruptible - College_New_Space Heating_Natural Gas_Building Shell - Air Sealing (Infiltration Control)_A_Achievable Technical Potential | F1 | Commercial | Interruptible - College | New | Space Heating | Natural Gas | Building Shell - Air Sealing (Infiltration Control) | A | Integrated Unit Energy Savings (kWh or therms) | Achievable Technical Potential | 0 | 0 | 0 | 0 | 0 | 0 | 0 | 0 | 0 | 0 | 0 | 0 | 0 | 0 | 0 | 0 | 0 | 0 | 0 | 0 | 0 | 0 | 0 | 0 | 0 | 0 | 0
F2_Commercial_Interruptible - College_New_Space Heating_Natural Gas_Building Shell - Air Sealing (Infiltration Control)_A_Achievable Technical Potential | F2 | Commercial | Interruptible - College | New | Space Heating | Natural Gas | Building Shell - Air Sealing (Infiltration Control) | A | Integrated Unit Summer Peak Savings (kW) | Achievable Technical Potential | 0 | 0 | 0 | 0 | 0 | 0 | 0 | 0 | 0 | 0 | 0 | 0 | 0 | 0 | 0 | 0 | 0 | 0 | 0 | 0 | 0 | 0 | 0 | 0 | 0 | 0 | 0
F3_Commercial_Interruptible - College_New_Space Heating_Natural Gas_Building Shell - Air Sealing (Infiltration Control)_A_Achievable Technical Potential | F3 | Commercial | Interruptible - College | New | Space Heating | Natural Gas | Building Shell - Air Sealing (Infiltration Control) | A | Integrated Unit Winter Peak Savings (kW) | Achievable Technical Potential | 0 | 0 | 0 | 0 | 0 | 0 | 0 | 0 | 0 | 0 | 0 | 0 | 0 | 0 | 0 | 0 | 0 | 0 | 0 | 0 | 0 | 0 | 0 | 0 | 0 | 0 | 0
F4_Commercial_Interruptible - College_New_Space Heating_Natural Gas_Building Shell - Air Sealing (Infiltration Control)_A_Achievable Technical Potential | F4 | Commercial | Interruptible - College | New | Space Heating | Natural Gas | Building Shell - Air Sealing (Infiltration Control) | A | Incremental Energy Savings (MWh or mTherms) | Achievable Technical Potential | 0 | 0 | 0 | 0 | 0 | 0 | 0 | 0 | 0 | 0 | 0 | 0 | 0 | 0 | 0 | 0 | 0 | 0 | 0 | 0 | 0 | 0 | 0 | 0 | 0 | 0 | 0
F5_Commercial_Interruptible - College_New_Space Heating_Natural Gas_Building Shell - Air Sealing (Infiltration Control)_A_Achievable Technical Potential | F5 | Commercial | Interruptible - College | New | Space Heating | Natural Gas | Building Shell - Air Sealing (Infiltration Control) | A | Incremental Summer Peak Savings (MW) | Achievable Technical Potential | 0 | 0 | 0 | 0 | 0 | 0 | 0 | 0 | 0 | 0 | 0 | 0 | 0 | 0 | 0 | 0 | 0 | 0 | 0 | 0 | 0 | 0 | 0 | 0 | 0 | 0 | 0
F6_Commercial_Interruptible - College_New_Space Heating_Natural Gas_Building Shell - Air Sealing (Infiltration Control)_A_Achievable Technical Potential | F6 | Commercial | Interruptible - College | New | Space Heating | Natural Gas | Building Shell - Air Sealing (Infiltration Control) | A | Incremental Winter Peak Savings (MW) | Achievable Technical Potential | 0 | 0 | 0 | 0 | 0 | 0 | 0 | 0 | 0 | 0 | 0 | 0 | 0 | 0 | 0 | 0 | 0 | 0 | 0 | 0 | 0 | 0 | 0 | 0 | 0 | 0 | 0
F7_Commercial_Interruptible - College_New_Space Heating_Natural Gas_Building Shell - Air Sealing (Infiltration Control)_A_Achievable Technical Potential | F7 | Commercial | Interruptible - College | New | Space Heating | Natural Gas | Building Shell - Air Sealing (Infiltration Control) | A | Cumulative Energy Savings (MWh or mTherms) | Achievable Technical Potential | 0 | 0 | 0 | 0 | 0 | 0 | 0 | 0 | 0 | 0 | 0 | 0 | 0 | 0 | 0 | 0 | 0 | 0 | 0 | 0 | 0 | 0 | 0 | 0 | 0 | 0 | 0
F8_Commercial_Interruptible - College_New_Space Heating_Natural Gas_Building Shell - Air Sealing (Infiltration Control)_A_Achievable Technical Potential | F8 | Commercial | Interruptible - College | New | Space Heating | Natural Gas | Building Shell - Air Sealing (Infiltration Control) | A | Cumulative Summer Peak Savings (MW) | Achievable Technical Potential | 0 | 0 | 0 | 0 | 0 | 0 | 0 | 0 | 0 | 0 | 0 | 0 | 0 | 0 | 0 | 0 | 0 | 0 | 0 | 0 | 0 | 0 | 0 | 0 | 0 | 0 | 0
F9_Commercial_Interruptible - College_New_Space Heating_Natural Gas_Building Shell - Air Sealing (Infiltration Control)_A_Achievable Technical Potential | F9 | Commercial | Interruptible - College | New | Space Heating | Natural Gas | Building Shell - Air Sealing (Infiltration Control) | A | Cumulative Winter Peak Savings (MW) | Achievable Technical Potential | 0 | 0 | 0 | 0 | 0 | 0 | 0 | 0 | 0 | 0 | 0 | 0 | 0 | 0 | 0 | 0 | 0 | 0 | 0 | 0 | 0 | 0 | 0 | 0 | 0 | 0 | 0
F10_Commercial_Interruptible - College_New_Space Heating_Natural Gas_Building Shell - Air Sealing (Infiltration Control)_A_Achievable Technical Potential | F10 | Commercial | Interruptible - College | New | Space Heating | Natural Gas | Building Shell - Air Sealing (Infiltration Control) | A | Purchases (Incremental) | Achievable Technical Potential | 0 | 0 | 0 | 0 | 0 | 0 | 0 | 0 | 0 | 0 | 0 | 0 | 0 | 0 | 0 | 0 | 0 | 0 | 0 | 0 | 0 | 0 | 0 | 0 | 0 | 0 | 0
F11_Commercial_Interruptible - College_New_Space Heating_Natural Gas_Building Shell - Air Sealing (Infiltration Control)_A_Achievable Technical Potential | F11 | Commercial | Interruptible - College | New | Space Heating | Natural Gas | Building Shell - Air Sealing (Infiltration Control) | A | Purchases (Cumulative) | Achievable Technical Potential | 0 | 0 | 0 | 0 | 0 | 0 | 0 | 0 | 0 | 0 | 0 | 0 | 0 | 0 | 0 | 0 | 0 | 0 | 0 | 0 | 0 | 0 | 0 | 0 | 0 | 0 | 0
F1_Commercial_Interruptible - College_New_Space Heating_Natural Gas_Ventilation - Demand Controlled_A_Achievable Technical Potential | F1 | Commercial | Interruptible - College | New | Space Heating | Natural Gas | Ventilation - Demand Controlled | A | Integrated Unit Energy Savings (kWh or therms) | Achievable Technical Potential | 0 | 0 | 0 | 0 | 0 | 0 | 0 | 0 | 0 | 0 | 0 | 0 | 0 | 0 | 0 | 0 | 0 | 0 | 0 | 0 | 0 | 0 | 0 | 0 | 0 | 0 | 0
F2_Commercial_Interruptible - College_New_Space Heating_Natural Gas_Ventilation - Demand Controlled_A_Achievable Technical Potential | F2 | Commercial | Interruptible - College | New | Space Heating | Natural Gas | Ventilation - Demand Controlled | A | Integrated Unit Summer Peak Savings (kW) | Achievable Technical Potential | 0 | 0 | 0 | 0 | 0 | 0 | 0 | 0 | 0 | 0 | 0 | 0 | 0 | 0 | 0 | 0 | 0 | 0 | 0 | 0 | 0 | 0 | 0 | 0 | 0 | 0 | 0
F3_Commercial_Interruptible - College_New_Space Heating_Natural Gas_Ventilation - Demand Controlled_A_Achievable Technical Potential | F3 | Commercial | Interruptible - College | New | Space Heating | Natural Gas | Ventilation - Demand Controlled | A | Integrated Unit Winter Peak Savings (kW) | Achievable Technical Potential | 0 | 0 | 0 | 0 | 0 | 0 | 0 | 0 | 0 | 0 | 0 | 0 | 0 | 0 | 0 | 0 | 0 | 0 | 0 | 0 | 0 | 0 | 0 | 0 | 0 | 0 | 0
F4_Commercial_Interruptible - College_New_Space Heating_Natural Gas_Ventilation - Demand Controlled_A_Achievable Technical Potential | F4 | Commercial | Interruptible - College | New | Space Heating | Natural Gas | Ventilation - Demand Controlled | A | Incremental Energy Savings (MWh or mTherms) | Achievable Technical Potential | 0 | 0 | 0 | 0 | 0 | 0 | 0 | 0 | 0 | 0 | 0 | 0 | 0 | 0 | 0 | 0 | 0 | 0 | 0 | 0 | 0 | 0 | 0 | 0 | 0 | 0 | 0
F5_Commercial_Interruptible - College_New_Space Heating_Natural Gas_Ventilation - Demand Controlled_A_Achievable Technical Potential | F5 | Commercial | Interruptible - College | New | Space Heating | Natural Gas | Ventilation - Demand Controlled | A | Incremental Summer Peak Savings (MW) | Achievable Technical Potential | 0 | 0 | 0 | 0 | 0 | 0 | 0 | 0 | 0 | 0 | 0 | 0 | 0 | 0 | 0 | 0 | 0 | 0 | 0 | 0 | 0 | 0 | 0 | 0 | 0 | 0 | 0
F6_Commercial_Interruptible - College_New_Space Heating_Natural Gas_Ventilation - Demand Controlled_A_Achievable Technical Potential | F6 | Commercial | Interruptible - College | New | Space Heating | Natural Gas | Ventilation - Demand Controlled | A | Incremental Winter Peak Savings (MW) | Achievable Technical Potential | 0 | 0 | 0 | 0 | 0 | 0 | 0 | 0 | 0 | 0 | 0 | 0 | 0 | 0 | 0 | 0 | 0 | 0 | 0 | 0 | 0 | 0 | 0 | 0 | 0 | 0 | 0
F7_Commercial_Interruptible - College_New_Space Heating_Natural Gas_Ventilation - Demand Controlled_A_Achievable Technical Potential | F7 | Commercial | Interruptible - College | New | Space Heating | Natural Gas | Ventilation - Demand Controlled | A | Cumulative Energy Savings (MWh or mTherms) | Achievable Technical Potential | 0 | 0 | 0 | 0 | 0 | 0 | 0 | 0 | 0 | 0 | 0 | 0 | 0 | 0 | 0 | 0 | 0 | 0 | 0 | 0 | 0 | 0 | 0 | 0 | 0 | 0 | 0
F8_Commercial_Interruptible - College_New_Space Heating_Natural Gas_Ventilation - Demand Controlled_A_Achievable Technical Potential | F8 | Commercial | Interruptible - College | New | Space Heating | Natural Gas | Ventilation - Demand Controlled | A | Cumulative Summer Peak Savings (MW) | Achievable Technical Potential | 0 | 0 | 0 | 0 | 0 | 0 | 0 | 0 | 0 | 0 | 0 | 0 | 0 | 0 | 0 | 0 | 0 | 0 | 0 | 0 | 0 | 0 | 0 | 0 | 0 | 0 | 0
F9_Commercial_Interruptible - College_New_Space Heating_Natural Gas_Ventilation - Demand Controlled_A_Achievable Technical Potential | F9 | Commercial | Interruptible - College | New | Space Heating | Natural Gas | Ventilation - Demand Controlled | A | Cumulative Winter Peak Savings (MW) | Achievable Technical Potential | 0 | 0 | 0 | 0 | 0 | 0 | 0 | 0 | 0 | 0 | 0 | 0 | 0 | 0 | 0 | 0 | 0 | 0 | 0 | 0 | 0 | 0 | 0 | 0 | 0 | 0 | 0
F10_Commercial_Interruptible - College_New_Space Heating_Natural Gas_Ventilation - Demand Controlled_A_Achievable Technical Potential | F10 | Commercial | Interruptible - College | New | Space Heating | Natural Gas | Ventilation - Demand Controlled | A | Purchases (Incremental) | Achievable Technical Potential | 0 | 0 | 0 | 0 | 0 | 0 | 0 | 0 | 0 | 0 | 0 | 0 | 0 | 0 | 0 | 0 | 0 | 0 | 0 | 0 | 0 | 0 | 0 | 0 | 0 | 0 | 0
F11_Commercial_Interruptible - College_New_Space Heating_Natural Gas_Ventilation - Demand Controlled_A_Achievable Technical Potential | F11 | Commercial | Interruptible - College | New | Space Heating | Natural Gas | Ventilation - Demand Controlled | A | Purchases (Cumulative) | Achievable Technical Potential | 0 | 0 | 0 | 0 | 0 | 0 | 0 | 0 | 0 | 0 | 0 | 0 | 0 | 0 | 0 | 0 | 0 | 0 | 0 | 0 | 0 | 0 | 0 | 0 | 0 | 0 | 0
F1_Commercial_Interruptible - College_New_Space Heating_Natural Gas_HVAC - Dedicated Outdoor Air System (DOAS)_A_Achievable Technical Potential | F1 | Commercial | Interruptible - College | New | Space Heating | Natural Gas | HVAC - Dedicated Outdoor Air System (DOAS) | A | Integrated Unit Energy Savings (kWh or therms) | Achievable Technical Potential | 0 | 0 | 0 | 0 | 0 | 0 | 0 | 0 | 0 | 0 | 0 | 0 | 0 | 0 | 0 | 0 | 0 | 0 | 0 | 0 | 0 | 0 | 0 | 0 | 0 | 0 | 0
F2_Commercial_Interruptible - College_New_Space Heating_Natural Gas_HVAC - Dedicated Outdoor Air System (DOAS)_A_Achievable Technical Potential | F2 | Commercial | Interruptible - College | New | Space Heating | Natural Gas | HVAC - Dedicated Outdoor Air System (DOAS) | A | Integrated Unit Summer Peak Savings (kW) | Achievable Technical Potential | 0 | 0 | 0 | 0 | 0 | 0 | 0 | 0 | 0 | 0 | 0 | 0 | 0 | 0 | 0 | 0 | 0 | 0 | 0 | 0 | 0 | 0 | 0 | 0 | 0 | 0 | 0
F3_Commercial_Interruptible - College_New_Space Heating_Natural Gas_HVAC - Dedicated Outdoor Air System (DOAS)_A_Achievable Technical Potential | F3 | Commercial | Interruptible - College | New | Space Heating | Natural Gas | HVAC - Dedicated Outdoor Air System (DOAS) | A | Integrated Unit Winter Peak Savings (kW) | Achievable Technical Potential | 0 | 0 | 0 | 0 | 0 | 0 | 0 | 0 | 0 | 0 | 0 | 0 | 0 | 0 | 0 | 0 | 0 | 0 | 0 | 0 | 0 | 0 | 0 | 0 | 0 | 0 | 0
F4_Commercial_Interruptible - College_New_Space Heating_Natural Gas_HVAC - Dedicated Outdoor Air System (DOAS)_A_Achievable Technical Potential | F4 | Commercial | Interruptible - College | New | Space Heating | Natural Gas | HVAC - Dedicated Outdoor Air System (DOAS) | A | Incremental Energy Savings (MWh or mTherms) | Achievable Technical Potential | 0 | 0 | 0 | 0 | 0 | 0 | 0 | 0 | 0 | 0 | 0 | 0 | 0 | 0 | 0 | 0 | 0 | 0 | 0 | 0 | 0 | 0 | 0 | 0 | 0 | 0 | 0
F5_Commercial_Interruptible - College_New_Space Heating_Natural Gas_HVAC - Dedicated Outdoor Air System (DOAS)_A_Achievable Technical Potential | F5 | Commercial | Interruptible - College | New | Space Heating | Natural Gas | HVAC - Dedicated Outdoor Air System (DOAS) | A | Incremental Summer Peak Savings (MW) | Achievable Technical Potential | 0 | 0 | 0 | 0 | 0 | 0 | 0 | 0 | 0 | 0 | 0 | 0 | 0 | 0 | 0 | 0 | 0 | 0 | 0 | 0 | 0 | 0 | 0 | 0 | 0 | 0 | 0
F6_Commercial_Interruptible - College_New_Space Heating_Natural Gas_HVAC - Dedicated Outdoor Air System (DOAS)_A_Achievable Technical Potential | F6 | Commercial | Interruptible - College | New | Space Heating | Natural Gas | HVAC - Dedicated Outdoor Air System (DOAS) | A | Incremental Winter Peak Savings (MW) | Achievable Technical Potential | 0 | 0 | 0 | 0 | 0 | 0 | 0 | 0 | 0 | 0 | 0 | 0 | 0 | 0 | 0 | 0 | 0 | 0 | 0 | 0 | 0 | 0 | 0 | 0 | 0 | 0 | 0
F7_Commercial_Interruptible - College_New_Space Heating_Natural Gas_HVAC - Dedicated Outdoor Air System (DOAS)_A_Achievable Technical Potential | F7 | Commercial | Interruptible - College | New | Space Heating | Natural Gas | HVAC - Dedicated Outdoor Air System (DOAS) | A | Cumulative Energy Savings (MWh or mTherms) | Achievable Technical Potential | 0 | 0 | 0 | 0 | 0 | 0 | 0 | 0 | 0 | 0 | 0 | 0 | 0 | 0 | 0 | 0 | 0 | 0 | 0 | 0 | 0 | 0 | 0 | 0 | 0 | 0 | 0
F8_Commercial_Interruptible - College_New_Space Heating_Natural Gas_HVAC - Dedicated Outdoor Air System (DOAS)_A_Achievable Technical Potential | F8 | Commercial | Interruptible - College | New | Space Heating | Natural Gas | HVAC - Dedicated Outdoor Air System (DOAS) | A | Cumulative Summer Peak Savings (MW) | Achievable Technical Potential | 0 | 0 | 0 | 0 | 0 | 0 | 0 | 0 | 0 | 0 | 0 | 0 | 0 | 0 | 0 | 0 | 0 | 0 | 0 | 0 | 0 | 0 | 0 | 0 | 0 | 0 | 0
F9_Commercial_Interruptible - College_New_Space Heating_Natural Gas_HVAC - Dedicated Outdoor Air System (DOAS)_A_Achievable Technical Potential | F9 | Commercial | Interruptible - College | New | Space Heating | Natural Gas | HVAC - Dedicated Outdoor Air System (DOAS) | A | Cumulative Winter Peak Savings (MW) | Achievable Technical Potential | 0 | 0 | 0 | 0 | 0 | 0 | 0 | 0 | 0 | 0 | 0 | 0 | 0 | 0 | 0 | 0 | 0 | 0 | 0 | 0 | 0 | 0 | 0 | 0 | 0 | 0 | 0
F10_Commercial_Interruptible - College_New_Space Heating_Natural Gas_HVAC - Dedicated Outdoor Air System (DOAS)_A_Achievable Technical Potential | F10 | Commercial | Interruptible - College | New | Space Heating | Natural Gas | HVAC - Dedicated Outdoor Air System (DOAS) | A | Purchases (Incremental) | Achievable Technical Potential | 0 | 0 | 0 | 0 | 0 | 0 | 0 | 0 | 0 | 0 | 0 | 0 | 0 | 0 | 0 | 0 | 0 | 0 | 0 | 0 | 0 | 0 | 0 | 0 | 0 | 0 | 0
F11_Commercial_Interruptible - College_New_Space Heating_Natural Gas_HVAC - Dedicated Outdoor Air System (DOAS)_A_Achievable Technical Potential | F11 | Commercial | Interruptible - College | New | Space Heating | Natural Gas | HVAC - Dedicated Outdoor Air System (DOAS) | A | Purchases (Cumulative) | Achievable Technical Potential | 0 | 0 | 0 | 0 | 0 | 0 | 0 | 0 | 0 | 0 | 0 | 0 | 0 | 0 | 0 | 0 | 0 | 0 | 0 | 0 | 0 | 0 | 0 | 0 | 0 | 0 | 0
F1_Commercial_Interruptible - College_New_Space Heating_Natural Gas_Destratification Fans (HVLS)_A_Achievable Technical Potential | F1 | Commercial | Interruptible - College | New | Space Heating | Natural Gas | Destratification Fans (HVLS) | A | Integrated Unit Energy Savings (kWh or therms) | Achievable Technical Potential | 0 | 0 | 0 | 0 | 0 | 0 | 0 | 0 | 0 | 0 | 0 | 0 | 0 | 0 | 0 | 0 | 0 | 0 | 0 | 0 | 0 | 0 | 0 | 0 | 0 | 0 | 0
F2_Commercial_Interruptible - College_New_Space Heating_Natural Gas_Destratification Fans (HVLS)_A_Achievable Technical Potential | F2 | Commercial | Interruptible - College | New | Space Heating | Natural Gas | Destratification Fans (HVLS) | A | Integrated Unit Summer Peak Savings (kW) | Achievable Technical Potential | 0 | 0 | 0 | 0 | 0 | 0 | 0 | 0 | 0 | 0 | 0 | 0 | 0 | 0 | 0 | 0 | 0 | 0 | 0 | 0 | 0 | 0 | 0 | 0 | 0 | 0 | 0
F3_Commercial_Interruptible - College_New_Space Heating_Natural Gas_Destratification Fans (HVLS)_A_Achievable Technical Potential | F3 | Commercial | Interruptible - College | New | Space Heating | Natural Gas | Destratification Fans (HVLS) | A | Integrated Unit Winter Peak Savings (kW) | Achievable Technical Potential | 0 | 0 | 0 | 0 | 0 | 0 | 0 | 0 | 0 | 0 | 0 | 0 | 0 | 0 | 0 | 0 | 0 | 0 | 0 | 0 | 0 | 0 | 0 | 0 | 0 | 0 | 0
F4_Commercial_Interruptible - College_New_Space Heating_Natural Gas_Destratification Fans (HVLS)_A_Achievable Technical Potential | F4 | Commercial | Interruptible - College | New | Space Heating | Natural Gas | Destratification Fans (HVLS) | A | Incremental Energy Savings (MWh or mTherms) | Achievable Technical Potential | 0 | 0 | 0 | 0 | 0 | 0 | 0 | 0 | 0 | 0 | 0 | 0 | 0 | 0 | 0 | 0 | 0 | 0 | 0 | 0 | 0 | 0 | 0 | 0 | 0 | 0 | 0
F5_Commercial_Interruptible - College_New_Space Heating_Natural Gas_Destratification Fans (HVLS)_A_Achievable Technical Potential | F5 | Commercial | Interruptible - College | New | Space Heating | Natural Gas | Destratification Fans (HVLS) | A | Incremental Summer Peak Savings (MW) | Achievable Technical Potential | 0 | 0 | 0 | 0 | 0 | 0 | 0 | 0 | 0 | 0 | 0 | 0 | 0 | 0 | 0 | 0 | 0 | 0 | 0 | 0 | 0 | 0 | 0 | 0 | 0 | 0 | 0
F6_Commercial_Interruptible - College_New_Space Heating_Natural Gas_Destratification Fans (HVLS)_A_Achievable Technical Potential | F6 | Commercial | Interruptible - College | New | Space Heating | Natural Gas | Destratification Fans (HVLS) | A | Incremental Winter Peak Savings (MW) | Achievable Technical Potential | 0 | 0 | 0 | 0 | 0 | 0 | 0 | 0 | 0 | 0 | 0 | 0 | 0 | 0 | 0 | 0 | 0 | 0 | 0 | 0 | 0 | 0 | 0 | 0 | 0 | 0 | 0
F7_Commercial_Interruptible - College_New_Space Heating_Natural Gas_Destratification Fans (HVLS)_A_Achievable Technical Potential | F7 | Commercial | Interruptible - College | New | Space Heating | Natural Gas | Destratification Fans (HVLS) | A | Cumulative Energy Savings (MWh or mTherms) | Achievable Technical Potential | 0 | 0 | 0 | 0 | 0 | 0 | 0 | 0 | 0 | 0 | 0 | 0 | 0 | 0 | 0 | 0 | 0 | 0 | 0 | 0 | 0 | 0 | 0 | 0 | 0 | 0 | 0
F8_Commercial_Interruptible - College_New_Space Heating_Natural Gas_Destratification Fans (HVLS)_A_Achievable Technical Potential | F8 | Commercial | Interruptible - College | New | Space Heating | Natural Gas | Destratification Fans (HVLS) | A | Cumulative Summer Peak Savings (MW) | Achievable Technical Potential | 0 | 0 | 0 | 0 | 0 | 0 | 0 | 0 | 0 | 0 | 0 | 0 | 0 | 0 | 0 | 0 | 0 | 0 | 0 | 0 | 0 | 0 | 0 | 0 | 0 | 0 | 0
F9_Commercial_Interruptible - College_New_Space Heating_Natural Gas_Destratification Fans (HVLS)_A_Achievable Technical Potential | F9 | Commercial | Interruptible - College | New | Space Heating | Natural Gas | Destratification Fans (HVLS) | A | Cumulative Winter Peak Savings (MW) | Achievable Technical Potential | 0 | 0 | 0 | 0 | 0 | 0 | 0 | 0 | 0 | 0 | 0 | 0 | 0 | 0 | 0 | 0 | 0 | 0 | 0 | 0 | 0 | 0 | 0 | 0 | 0 | 0 | 0
F10_Commercial_Interruptible - College_New_Space Heating_Natural Gas_Destratification Fans (HVLS)_A_Achievable Technical Potential | F10 | Commercial | Interruptible - College | New | Space Heating | Natural Gas | Destratification Fans (HVLS) | A | Purchases (Incremental) | Achievable Technical Potential | 0 | 0 | 0 | 0 | 0 | 0 | 0 | 0 | 0 | 0 | 0 | 0 | 0 | 0 | 0 | 0 | 0 | 0 | 0 | 0 | 0 | 0 | 0 | 0 | 0 | 0 | 0
F11_Commercial_Interruptible - College_New_Space Heating_Natural Gas_Destratification Fans (HVLS)_A_Achievable Technical Potential | F11 | Commercial | Interruptible - College | New | Space Heating | Natural Gas | Destratification Fans (HVLS) | A | Purchases (Cumulative) | Achievable Technical Potential | 0 | 0 | 0 | 0 | 0 | 0 | 0 | 0 | 0 | 0 | 0 | 0 | 0 | 0 | 0 | 0 | 0 | 0 | 0 | 0 | 0 | 0 | 0 | 0 | 0 | 0 | 0
F1_Commercial_Interruptible - College_New_Space Heating_Natural Gas_Gas Boiler - Maintenance_A_Achievable Technical Potential | F1 | Commercial | Interruptible - College | New | Space Heating | Natural Gas | Gas Boiler - Maintenance | A | Integrated Unit Energy Savings (kWh or therms) | Achievable Technical Potential | 0 | 0 | 0 | 0 | 0 | 0 | 0 | 0 | 0 | 0 | 0 | 0 | 0 | 0 | 0 | 0 | 0 | 0 | 0 | 0 | 0 | 0 | 0 | 0 | 0 | 0 | 0
F2_Commercial_Interruptible - College_New_Space Heating_Natural Gas_Gas Boiler - Maintenance_A_Achievable Technical Potential | F2 | Commercial | Interruptible - College | New | Space Heating | Natural Gas | Gas Boiler - Maintenance | A | Integrated Unit Summer Peak Savings (kW) | Achievable Technical Potential | 0 | 0 | 0 | 0 | 0 | 0 | 0 | 0 | 0 | 0 | 0 | 0 | 0 | 0 | 0 | 0 | 0 | 0 | 0 | 0 | 0 | 0 | 0 | 0 | 0 | 0 | 0
F3_Commercial_Interruptible - College_New_Space Heating_Natural Gas_Gas Boiler - Maintenance_A_Achievable Technical Potential | F3 | Commercial | Interruptible - College | New | Space Heating | Natural Gas | Gas Boiler - Maintenance | A | Integrated Unit Winter Peak Savings (kW) | Achievable Technical Potential | 0 | 0 | 0 | 0 | 0 | 0 | 0 | 0 | 0 | 0 | 0 | 0 | 0 | 0 | 0 | 0 | 0 | 0 | 0 | 0 | 0 | 0 | 0 | 0 | 0 | 0 | 0
F4_Commercial_Interruptible - College_New_Space Heating_Natural Gas_Gas Boiler - Maintenance_A_Achievable Technical Potential | F4 | Commercial | Interruptible - College | New | Space Heating | Natural Gas | Gas Boiler - Maintenance | A | Incremental Energy Savings (MWh or mTherms) | Achievable Technical Potential | 0 | 0 | 0 | 0 | 0 | 0 | 0 | 0 | 0 | 0 | 0 | 0 | 0 | 0 | 0 | 0 | 0 | 0 | 0 | 0 | 0 | 0 | 0 | 0 | 0 | 0 | 0
F5_Commercial_Interruptible - College_New_Space Heating_Natural Gas_Gas Boiler - Maintenance_A_Achievable Technical Potential | F5 | Commercial | Interruptible - College | New | Space Heating | Natural Gas | Gas Boiler - Maintenance | A | Incremental Summer Peak Savings (MW) | Achievable Technical Potential | 0 | 0 | 0 | 0 | 0 | 0 | 0 | 0 | 0 | 0 | 0 | 0 | 0 | 0 | 0 | 0 | 0 | 0 | 0 | 0 | 0 | 0 | 0 | 0 | 0 | 0 | 0
F6_Commercial_Interruptible - College_New_Space Heating_Natural Gas_Gas Boiler - Maintenance_A_Achievable Technical Potential | F6 | Commercial | Interruptible - College | New | Space Heating | Natural Gas | Gas Boiler - Maintenance | A | Incremental Winter Peak Savings (MW) | Achievable Technical Potential | 0 | 0 | 0 | 0 | 0 | 0 | 0 | 0 | 0 | 0 | 0 | 0 | 0 | 0 | 0 | 0 | 0 | 0 | 0 | 0 | 0 | 0 | 0 | 0 | 0 | 0 | 0
F7_Commercial_Interruptible - College_New_Space Heating_Natural Gas_Gas Boiler - Maintenance_A_Achievable Technical Potential | F7 | Commercial | Interruptible - College | New | Space Heating | Natural Gas | Gas Boiler - Maintenance | A | Cumulative Energy Savings (MWh or mTherms) | Achievable Technical Potential | 0 | 0 | 0 | 0 | 0 | 0 | 0 | 0 | 0 | 0 | 0 | 0 | 0 | 0 | 0 | 0 | 0 | 0 | 0 | 0 | 0 | 0 | 0 | 0 | 0 | 0 | 0
F8_Commercial_Interruptible - College_New_Space Heating_Natural Gas_Gas Boiler - Maintenance_A_Achievable Technical Potential | F8 | Commercial | Interruptible - College | New | Space Heating | Natural Gas | Gas Boiler - Maintenance | A | Cumulative Summer Peak Savings (MW) | Achievable Technical Potential | 0 | 0 | 0 | 0 | 0 | 0 | 0 | 0 | 0 | 0 | 0 | 0 | 0 | 0 | 0 | 0 | 0 | 0 | 0 | 0 | 0 | 0 | 0 | 0 | 0 | 0 | 0
F9_Commercial_Interruptible - College_New_Space Heating_Natural Gas_Gas Boiler - Maintenance_A_Achievable Technical Potential | F9 | Commercial | Interruptible - College | New | Space Heating | Natural Gas | Gas Boiler - Maintenance | A | Cumulative Winter Peak Savings (MW) | Achievable Technical Potential | 0 | 0 | 0 | 0 | 0 | 0 | 0 | 0 | 0 | 0 | 0 | 0 | 0 | 0 | 0 | 0 | 0 | 0 | 0 | 0 | 0 | 0 | 0 | 0 | 0 | 0 | 0
F10_Commercial_Interruptible - College_New_Space Heating_Natural Gas_Gas Boiler - Maintenance_A_Achievable Technical Potential | F10 | Commercial | Interruptible - College | New | Space Heating | Natural Gas | Gas Boiler - Maintenance | A | Purchases (Incremental) | Achievable Technical Potential | 0 | 0 | 0 | 0 | 0 | 0 | 0 | 0 | 0 | 0 | 0 | 0 | 0 | 0 | 0 | 0 | 0 | 0 | 0 | 0 | 0 | 0 | 0 | 0 | 0 | 0 | 0
F11_Commercial_Interruptible - College_New_Space Heating_Natural Gas_Gas Boiler - Maintenance_A_Achievable Technical Potential | F11 | Commercial | Interruptible - College | New | Space Heating | Natural Gas | Gas Boiler - Maintenance | A | Purchases (Cumulative) | Achievable Technical Potential | 0 | 0 | 0 | 0 | 0 | 0 | 0 | 0 | 0 | 0 | 0 | 0 | 0 | 0 | 0 | 0 | 0 | 0 | 0 | 0 | 0 | 0 | 0 | 0 | 0 | 0 | 0
F1_Commercial_Interruptible - College_New_Space Heating_Natural Gas_Gas Furnace - Maintenance_A_Achievable Technical Potential | F1 | Commercial | Interruptible - College | New | Space Heating | Natural Gas | Gas Furnace - Maintenance | A | Integrated Unit Energy Savings (kWh or therms) | Achievable Technical Potential | 0 | 0 | 0 | 0 | 0 | 0 | 0 | 0 | 0 | 0 | 0 | 0 | 0 | 0 | 0 | 0 | 0 | 0 | 0 | 0 | 0 | 0 | 0 | 0 | 0 | 0 | 0
F2_Commercial_Interruptible - College_New_Space Heating_Natural Gas_Gas Furnace - Maintenance_A_Achievable Technical Potential | F2 | Commercial | Interruptible - College | New | Space Heating | Natural Gas | Gas Furnace - Maintenance | A | Integrated Unit Summer Peak Savings (kW) | Achievable Technical Potential | 0 | 0 | 0 | 0 | 0 | 0 | 0 | 0 | 0 | 0 | 0 | 0 | 0 | 0 | 0 | 0 | 0 | 0 | 0 | 0 | 0 | 0 | 0 | 0 | 0 | 0 | 0
F3_Commercial_Interruptible - College_New_Space Heating_Natural Gas_Gas Furnace - Maintenance_A_Achievable Technical Potential | F3 | Commercial | Interruptible - College | New | Space Heating | Natural Gas | Gas Furnace - Maintenance | A | Integrated Unit Winter Peak Savings (kW) | Achievable Technical Potential | 0 | 0 | 0 | 0 | 0 | 0 | 0 | 0 | 0 | 0 | 0 | 0 | 0 | 0 | 0 | 0 | 0 | 0 | 0 | 0 | 0 | 0 | 0 | 0 | 0 | 0 | 0
F4_Commercial_Interruptible - College_New_Space Heating_Natural Gas_Gas Furnace - Maintenance_A_Achievable Technical Potential | F4 | Commercial | Interruptible - College | New | Space Heating | Natural Gas | Gas Furnace - Maintenance | A | Incremental Energy Savings (MWh or mTherms) | Achievable Technical Potential | 0 | 0 | 0 | 0 | 0 | 0 | 0 | 0 | 0 | 0 | 0 | 0 | 0 | 0 | 0 | 0 | 0 | 0 | 0 | 0 | 0 | 0 | 0 | 0 | 0 | 0 | 0
F5_Commercial_Interruptible - College_New_Space Heating_Natural Gas_Gas Furnace - Maintenance_A_Achievable Technical Potential | F5 | Commercial | Interruptible - College | New | Space Heating | Natural Gas | Gas Furnace - Maintenance | A | Incremental Summer Peak Savings (MW) | Achievable Technical Potential | 0 | 0 | 0 | 0 | 0 | 0 | 0 | 0 | 0 | 0 | 0 | 0 | 0 | 0 | 0 | 0 | 0 | 0 | 0 | 0 | 0 | 0 | 0 | 0 | 0 | 0 | 0
F6_Commercial_Interruptible - College_New_Space Heating_Natural Gas_Gas Furnace - Maintenance_A_Achievable Technical Potential | F6 | Commercial | Interruptible - College | New | Space Heating | Natural Gas | Gas Furnace - Maintenance | A | Incremental Winter Peak Savings (MW) | Achievable Technical Potential | 0 | 0 | 0 | 0 | 0 | 0 | 0 | 0 | 0 | 0 | 0 | 0 | 0 | 0 | 0 | 0 | 0 | 0 | 0 | 0 | 0 | 0 | 0 | 0 | 0 | 0 | 0
F7_Commercial_Interruptible - College_New_Space Heating_Natural Gas_Gas Furnace - Maintenance_A_Achievable Technical Potential | F7 | Commercial | Interruptible - College | New | Space Heating | Natural Gas | Gas Furnace - Maintenance | A | Cumulative Energy Savings (MWh or mTherms) | Achievable Technical Potential | 0 | 0 | 0 | 0 | 0 | 0 | 0 | 0 | 0 | 0 | 0 | 0 | 0 | 0 | 0 | 0 | 0 | 0 | 0 | 0 | 0 | 0 | 0 | 0 | 0 | 0 | 0
F8_Commercial_Interruptible - College_New_Space Heating_Natural Gas_Gas Furnace - Maintenance_A_Achievable Technical Potential | F8 | Commercial | Interruptible - College | New | Space Heating | Natural Gas | Gas Furnace - Maintenance | A | Cumulative Summer Peak Savings (MW) | Achievable Technical Potential | 0 | 0 | 0 | 0 | 0 | 0 | 0 | 0 | 0 | 0 | 0 | 0 | 0 | 0 | 0 | 0 | 0 | 0 | 0 | 0 | 0 | 0 | 0 | 0 | 0 | 0 | 0
F9_Commercial_Interruptible - College_New_Space Heating_Natural Gas_Gas Furnace - Maintenance_A_Achievable Technical Potential | F9 | Commercial | Interruptible - College | New | Space Heating | Natural Gas | Gas Furnace - Maintenance | A | Cumulative Winter Peak Savings (MW) | Achievable Technical Potential | 0 | 0 | 0 | 0 | 0 | 0 | 0 | 0 | 0 | 0 | 0 | 0 | 0 | 0 | 0 | 0 | 0 | 0 | 0 | 0 | 0 | 0 | 0 | 0 | 0 | 0 | 0
F10_Commercial_Interruptible - College_New_Space Heating_Natural Gas_Gas Furnace - Maintenance_A_Achievable Technical Potential | F10 | Commercial | Interruptible - College | New | Space Heating | Natural Gas | Gas Furnace - Maintenance | A | Purchases (Incremental) | Achievable Technical Potential | 0 | 0 | 0 | 0 | 0 | 0 | 0 | 0 | 0 | 0 | 0 | 0 | 0 | 0 | 0 | 0 | 0 | 0 | 0 | 0 | 0 | 0 | 0 | 0 | 0 | 0 | 0
F11_Commercial_Interruptible - College_New_Space Heating_Natural Gas_Gas Furnace - Maintenance_A_Achievable Technical Potential | F11 | Commercial | Interruptible - College | New | Space Heating | Natural Gas | Gas Furnace - Maintenance | A | Purchases (Cumulative) | Achievable Technical Potential | 0 | 0 | 0 | 0 | 0 | 0 | 0 | 0 | 0 | 0 | 0 | 0 | 0 | 0 | 0 | 0 | 0 | 0 | 0 | 0 | 0 | 0 | 0 | 0 | 0 | 0 | 0
F1_Commercial_Interruptible - College_New_Space Heating_Natural Gas_Gas Boiler - Hot Water Reset_A_Achievable Technical Potential | F1 | Commercial | Interruptible - College | New | Space Heating | Natural Gas | Gas Boiler - Hot Water Reset | A | Integrated Unit Energy Savings (kWh or therms) | Achievable Technical Potential | 0 | 0 | 0 | 0 | 0 | 0 | 0 | 0 | 0 | 0 | 0 | 0 | 0 | 0 | 0 | 0 | 0 | 0 | 0 | 0 | 0 | 0 | 0 | 0 | 0 | 0 | 0
F2_Commercial_Interruptible - College_New_Space Heating_Natural Gas_Gas Boiler - Hot Water Reset_A_Achievable Technical Potential | F2 | Commercial | Interruptible - College | New | Space Heating | Natural Gas | Gas Boiler - Hot Water Reset | A | Integrated Unit Summer Peak Savings (kW) | Achievable Technical Potential | 0 | 0 | 0 | 0 | 0 | 0 | 0 | 0 | 0 | 0 | 0 | 0 | 0 | 0 | 0 | 0 | 0 | 0 | 0 | 0 | 0 | 0 | 0 | 0 | 0 | 0 | 0
F3_Commercial_Interruptible - College_New_Space Heating_Natural Gas_Gas Boiler - Hot Water Reset_A_Achievable Technical Potential | F3 | Commercial | Interruptible - College | New | Space Heating | Natural Gas | Gas Boiler - Hot Water Reset | A | Integrated Unit Winter Peak Savings (kW) | Achievable Technical Potential | 0 | 0 | 0 | 0 | 0 | 0 | 0 | 0 | 0 | 0 | 0 | 0 | 0 | 0 | 0 | 0 | 0 | 0 | 0 | 0 | 0 | 0 | 0 | 0 | 0 | 0 | 0
F4_Commercial_Interruptible - College_New_Space Heating_Natural Gas_Gas Boiler - Hot Water Reset_A_Achievable Technical Potential | F4 | Commercial | Interruptible - College | New | Space Heating | Natural Gas | Gas Boiler - Hot Water Reset | A | Incremental Energy Savings (MWh or mTherms) | Achievable Technical Potential | 0 | 0 | 0 | 0 | 0 | 0 | 0 | 0 | 0 | 0 | 0 | 0 | 0 | 0 | 0 | 0 | 0 | 0 | 0 | 0 | 0 | 0 | 0 | 0 | 0 | 0 | 0
F5_Commercial_Interruptible - College_New_Space Heating_Natural Gas_Gas Boiler - Hot Water Reset_A_Achievable Technical Potential | F5 | Commercial | Interruptible - College | New | Space Heating | Natural Gas | Gas Boiler - Hot Water Reset | A | Incremental Summer Peak Savings (MW) | Achievable Technical Potential | 0 | 0 | 0 | 0 | 0 | 0 | 0 | 0 | 0 | 0 | 0 | 0 | 0 | 0 | 0 | 0 | 0 | 0 | 0 | 0 | 0 | 0 | 0 | 0 | 0 | 0 | 0
F6_Commercial_Interruptible - College_New_Space Heating_Natural Gas_Gas Boiler - Hot Water Reset_A_Achievable Technical Potential | F6 | Commercial | Interruptible - College | New | Space Heating | Natural Gas | Gas Boiler - Hot Water Reset | A | Incremental Winter Peak Savings (MW) | Achievable Technical Potential | 0 | 0 | 0 | 0 | 0 | 0 | 0 | 0 | 0 | 0 | 0 | 0 | 0 | 0 | 0 | 0 | 0 | 0 | 0 | 0 | 0 | 0 | 0 | 0 | 0 | 0 | 0
F7_Commercial_Interruptible - College_New_Space Heating_Natural Gas_Gas Boiler - Hot Water Reset_A_Achievable Technical Potential | F7 | Commercial | Interruptible - College | New | Space Heating | Natural Gas | Gas Boiler - Hot Water Reset | A | Cumulative Energy Savings (MWh or mTherms) | Achievable Technical Potential | 0 | 0 | 0 | 0 | 0 | 0 | 0 | 0 | 0 | 0 | 0 | 0 | 0 | 0 | 0 | 0 | 0 | 0 | 0 | 0 | 0 | 0 | 0 | 0 | 0 | 0 | 0
F8_Commercial_Interruptible - College_New_Space Heating_Natural Gas_Gas Boiler - Hot Water Reset_A_Achievable Technical Potential | F8 | Commercial | Interruptible - College | New | Space Heating | Natural Gas | Gas Boiler - Hot Water Reset | A | Cumulative Summer Peak Savings (MW) | Achievable Technical Potential | 0 | 0 | 0 | 0 | 0 | 0 | 0 | 0 | 0 | 0 | 0 | 0 | 0 | 0 | 0 | 0 | 0 | 0 | 0 | 0 | 0 | 0 | 0 | 0 | 0 | 0 | 0
F9_Commercial_Interruptible - College_New_Space Heating_Natural Gas_Gas Boiler - Hot Water Reset_A_Achievable Technical Potential | F9 | Commercial | Interruptible - College | New | Space Heating | Natural Gas | Gas Boiler - Hot Water Reset | A | Cumulative Winter Peak Savings (MW) | Achievable Technical Potential | 0 | 0 | 0 | 0 | 0 | 0 | 0 | 0 | 0 | 0 | 0 | 0 | 0 | 0 | 0 | 0 | 0 | 0 | 0 | 0 | 0 | 0 | 0 | 0 | 0 | 0 | 0
F10_Commercial_Interruptible - College_New_Space Heating_Natural Gas_Gas Boiler - Hot Water Reset_A_Achievable Technical Potential | F10 | Commercial | Interruptible - College | New | Space Heating | Natural Gas | Gas Boiler - Hot Water Reset | A | Purchases (Incremental) | Achievable Technical Potential | 0 | 0 | 0 | 0 | 0 | 0 | 0 | 0 | 0 | 0 | 0 | 0 | 0 | 0 | 0 | 0 | 0 | 0 | 0 | 0 | 0 | 0 | 0 | 0 | 0 | 0 | 0
F11_Commercial_Interruptible - College_New_Space Heating_Natural Gas_Gas Boiler - Hot Water Reset_A_Achievable Technical Potential | F11 | Commercial | Interruptible - College | New | Space Heating | Natural Gas | Gas Boiler - Hot Water Reset | A | Purchases (Cumulative) | Achievable Technical Potential | 0 | 0 | 0 | 0 | 0 | 0 | 0 | 0 | 0 | 0 | 0 | 0 | 0 | 0 | 0 | 0 | 0 | 0 | 0 | 0 | 0 | 0 | 0 | 0 | 0 | 0 | 0
F1_Commercial_Interruptible - College_New_Space Heating_Natural Gas_Gas Boiler - Steam Trap Replacement_A_Achievable Technical Potential | F1 | Commercial | Interruptible - College | New | Space Heating | Natural Gas | Gas Boiler - Steam Trap Replacement | A | Integrated Unit Energy Savings (kWh or therms) | Achievable Technical Potential | 0 | 0 | 0 | 0 | 0 | 0 | 0 | 0 | 0 | 0 | 0 | 0 | 0 | 0 | 0 | 0 | 0 | 0 | 0 | 0 | 0 | 0 | 0 | 0 | 0 | 0 | 0
F2_Commercial_Interruptible - College_New_Space Heating_Natural Gas_Gas Boiler - Steam Trap Replacement_A_Achievable Technical Potential | F2 | Commercial | Interruptible - College | New | Space Heating | Natural Gas | Gas Boiler - Steam Trap Replacement | A | Integrated Unit Summer Peak Savings (kW) | Achievable Technical Potential | 0 | 0 | 0 | 0 | 0 | 0 | 0 | 0 | 0 | 0 | 0 | 0 | 0 | 0 | 0 | 0 | 0 | 0 | 0 | 0 | 0 | 0 | 0 | 0 | 0 | 0 | 0
F3_Commercial_Interruptible - College_New_Space Heating_Natural Gas_Gas Boiler - Steam Trap Replacement_A_Achievable Technical Potential | F3 | Commercial | Interruptible - College | New | Space Heating | Natural Gas | Gas Boiler - Steam Trap Replacement | A | Integrated Unit Winter Peak Savings (kW) | Achievable Technical Potential | 0 | 0 | 0 | 0 | 0 | 0 | 0 | 0 | 0 | 0 | 0 | 0 | 0 | 0 | 0 | 0 | 0 | 0 | 0 | 0 | 0 | 0 | 0 | 0 | 0 | 0 | 0
F4_Commercial_Interruptible - College_New_Space Heating_Natural Gas_Gas Boiler - Steam Trap Replacement_A_Achievable Technical Potential | F4 | Commercial | Interruptible - College | New | Space Heating | Natural Gas | Gas Boiler - Steam Trap Replacement | A | Incremental Energy Savings (MWh or mTherms) | Achievable Technical Potential | 0 | 0 | 0 | 0 | 0 | 0 | 0 | 0 | 0 | 0 | 0 | 0 | 0 | 0 | 0 | 0 | 0 | 0 | 0 | 0 | 0 | 0 | 0 | 0 | 0 | 0 | 0
F5_Commercial_Interruptible - College_New_Space Heating_Natural Gas_Gas Boiler - Steam Trap Replacement_A_Achievable Technical Potential | F5 | Commercial | Interruptible - College | New | Space Heating | Natural Gas | Gas Boiler - Steam Trap Replacement | A | Incremental Summer Peak Savings (MW) | Achievable Technical Potential | 0 | 0 | 0 | 0 | 0 | 0 | 0 | 0 | 0 | 0 | 0 | 0 | 0 | 0 | 0 | 0 | 0 | 0 | 0 | 0 | 0 | 0 | 0 | 0 | 0 | 0 | 0
F6_Commercial_Interruptible - College_New_Space Heating_Natural Gas_Gas Boiler - Steam Trap Replacement_A_Achievable Technical Potential | F6 | Commercial | Interruptible - College | New | Space Heating | Natural Gas | Gas Boiler - Steam Trap Replacement | A | Incremental Winter Peak Savings (MW) | Achievable Technical Potential | 0 | 0 | 0 | 0 | 0 | 0 | 0 | 0 | 0 | 0 | 0 | 0 | 0 | 0 | 0 | 0 | 0 | 0 | 0 | 0 | 0 | 0 | 0 | 0 | 0 | 0 | 0
F7_Commercial_Interruptible - College_New_Space Heating_Natural Gas_Gas Boiler - Steam Trap Replacement_A_Achievable Technical Potential | F7 | Commercial | Interruptible - College | New | Space Heating | Natural Gas | Gas Boiler - Steam Trap Replacement | A | Cumulative Energy Savings (MWh or mTherms) | Achievable Technical Potential | 0 | 0 | 0 | 0 | 0 | 0 | 0 | 0 | 0 | 0 | 0 | 0 | 0 | 0 | 0 | 0 | 0 | 0 | 0 | 0 | 0 | 0 | 0 | 0 | 0 | 0 | 0
F8_Commercial_Interruptible - College_New_Space Heating_Natural Gas_Gas Boiler - Steam Trap Replacement_A_Achievable Technical Potential | F8 | Commercial | Interruptible - College | New | Space Heating | Natural Gas | Gas Boiler - Steam Trap Replacement | A | Cumulative Summer Peak Savings (MW) | Achievable Technical Potential | 0 | 0 | 0 | 0 | 0 | 0 | 0 | 0 | 0 | 0 | 0 | 0 | 0 | 0 | 0 | 0 | 0 | 0 | 0 | 0 | 0 | 0 | 0 | 0 | 0 | 0 | 0
F9_Commercial_Interruptible - College_New_Space Heating_Natural Gas_Gas Boiler - Steam Trap Replacement_A_Achievable Technical Potential | F9 | Commercial | Interruptible - College | New | Space Heating | Natural Gas | Gas Boiler - Steam Trap Replacement | A | Cumulative Winter Peak Savings (MW) | Achievable Technical Potential | 0 | 0 | 0 | 0 | 0 | 0 | 0 | 0 | 0 | 0 | 0 | 0 | 0 | 0 | 0 | 0 | 0 | 0 | 0 | 0 | 0 | 0 | 0 | 0 | 0 | 0 | 0
F10_Commercial_Interruptible - College_New_Space Heating_Natural Gas_Gas Boiler - Steam Trap Replacement_A_Achievable Technical Potential | F10 | Commercial | Interruptible - College | New | Space Heating | Natural Gas | Gas Boiler - Steam Trap Replacement | A | Purchases (Incremental) | Achievable Technical Potential | 0 | 0 | 0 | 0 | 0 | 0 | 0 | 0 | 0 | 0 | 0 | 0 | 0 | 0 | 0 | 0 | 0 | 0 | 0 | 0 | 0 | 0 | 0 | 0 | 0 | 0 | 0
F11_Commercial_Interruptible - College_New_Space Heating_Natural Gas_Gas Boiler - Steam Trap Replacement_A_Achievable Technical Potential | F11 | Commercial | Interruptible - College | New | Space Heating | Natural Gas | Gas Boiler - Steam Trap Replacement | A | Purchases (Cumulative) | Achievable Technical Potential | 0 | 0 | 0 | 0 | 0 | 0 | 0 | 0 | 0 | 0 | 0 | 0 | 0 | 0 | 0 | 0 | 0 | 0 | 0 | 0 | 0 | 0 | 0 | 0 | 0 | 0 | 0
F1_Commercial_Interruptible - College_New_Space Heating_Natural Gas_Gas Boiler - High Turndown Burner_A_Achievable Technical Potential | F1 | Commercial | Interruptible - College | New | Space Heating | Natural Gas | Gas Boiler - High Turndown Burner | A | Integrated Unit Energy Savings (kWh or therms) | Achievable Technical Potential | 0 | 0 | 0 | 0 | 0 | 0 | 0 | 0 | 0 | 0 | 0 | 0 | 0 | 0 | 0 | 0 | 0 | 0 | 0 | 0 | 0 | 0 | 0 | 0 | 0 | 0 | 0
F2_Commercial_Interruptible - College_New_Space Heating_Natural Gas_Gas Boiler - High Turndown Burner_A_Achievable Technical Potential | F2 | Commercial | Interruptible - College | New | Space Heating | Natural Gas | Gas Boiler - High Turndown Burner | A | Integrated Unit Summer Peak Savings (kW) | Achievable Technical Potential | 0 | 0 | 0 | 0 | 0 | 0 | 0 | 0 | 0 | 0 | 0 | 0 | 0 | 0 | 0 | 0 | 0 | 0 | 0 | 0 | 0 | 0 | 0 | 0 | 0 | 0 | 0
F3_Commercial_Interruptible - College_New_Space Heating_Natural Gas_Gas Boiler - High Turndown Burner_A_Achievable Technical Potential | F3 | Commercial | Interruptible - College | New | Space Heating | Natural Gas | Gas Boiler - High Turndown Burner | A | Integrated Unit Winter Peak Savings (kW) | Achievable Technical Potential | 0 | 0 | 0 | 0 | 0 | 0 | 0 | 0 | 0 | 0 | 0 | 0 | 0 | 0 | 0 | 0 | 0 | 0 | 0 | 0 | 0 | 0 | 0 | 0 | 0 | 0 | 0
F4_Commercial_Interruptible - College_New_Space Heating_Natural Gas_Gas Boiler - High Turndown Burner_A_Achievable Technical Potential | F4 | Commercial | Interruptible - College | New | Space Heating | Natural Gas | Gas Boiler - High Turndown Burner | A | Incremental Energy Savings (MWh or mTherms) | Achievable Technical Potential | 0 | 0 | 0 | 0 | 0 | 0 | 0 | 0 | 0 | 0 | 0 | 0 | 0 | 0 | 0 | 0 | 0 | 0 | 0 | 0 | 0 | 0 | 0 | 0 | 0 | 0 | 0
F5_Commercial_Interruptible - College_New_Space Heating_Natural Gas_Gas Boiler - High Turndown Burner_A_Achievable Technical Potential | F5 | Commercial | Interruptible - College | New | Space Heating | Natural Gas | Gas Boiler - High Turndown Burner | A | Incremental Summer Peak Savings (MW) | Achievable Technical Potential | 0 | 0 | 0 | 0 | 0 | 0 | 0 | 0 | 0 | 0 | 0 | 0 | 0 | 0 | 0 | 0 | 0 | 0 | 0 | 0 | 0 | 0 | 0 | 0 | 0 | 0 | 0
F6_Commercial_Interruptible - College_New_Space Heating_Natural Gas_Gas Boiler - High Turndown Burner_A_Achievable Technical Potential | F6 | Commercial | Interruptible - College | New | Space Heating | Natural Gas | Gas Boiler - High Turndown Burner | A | Incremental Winter Peak Savings (MW) | Achievable Technical Potential | 0 | 0 | 0 | 0 | 0 | 0 | 0 | 0 | 0 | 0 | 0 | 0 | 0 | 0 | 0 | 0 | 0 | 0 | 0 | 0 | 0 | 0 | 0 | 0 | 0 | 0 | 0
F7_Commercial_Interruptible - College_New_Space Heating_Natural Gas_Gas Boiler - High Turndown Burner_A_Achievable Technical Potential | F7 | Commercial | Interruptible - College | New | Space Heating | Natural Gas | Gas Boiler - High Turndown Burner | A | Cumulative Energy Savings (MWh or mTherms) | Achievable Technical Potential | 0 | 0 | 0 | 0 | 0 | 0 | 0 | 0 | 0 | 0 | 0 | 0 | 0 | 0 | 0 | 0 | 0 | 0 | 0 | 0 | 0 | 0 | 0 | 0 | 0 | 0 | 0
F8_Commercial_Interruptible - College_New_Space Heating_Natural Gas_Gas Boiler - High Turndown Burner_A_Achievable Technical Potential | F8 | Commercial | Interruptible - College | New | Space Heating | Natural Gas | Gas Boiler - High Turndown Burner | A | Cumulative Summer Peak Savings (MW) | Achievable Technical Potential | 0 | 0 | 0 | 0 | 0 | 0 | 0 | 0 | 0 | 0 | 0 | 0 | 0 | 0 | 0 | 0 | 0 | 0 | 0 | 0 | 0 | 0 | 0 | 0 | 0 | 0 | 0
F9_Commercial_Interruptible - College_New_Space Heating_Natural Gas_Gas Boiler - High Turndown Burner_A_Achievable Technical Potential | F9 | Commercial | Interruptible - College | New | Space Heating | Natural Gas | Gas Boiler - High Turndown Burner | A | Cumulative Winter Peak Savings (MW) | Achievable Technical Potential | 0 | 0 | 0 | 0 | 0 | 0 | 0 | 0 | 0 | 0 | 0 | 0 | 0 | 0 | 0 | 0 | 0 | 0 | 0 | 0 | 0 | 0 | 0 | 0 | 0 | 0 | 0
F10_Commercial_Interruptible - College_New_Space Heating_Natural Gas_Gas Boiler - High Turndown Burner_A_Achievable Technical Potential | F10 | Commercial | Interruptible - College | New | Space Heating | Natural Gas | Gas Boiler - High Turndown Burner | A | Purchases (Incremental) | Achievable Technical Potential | 0 | 0 | 0 | 0 | 0 | 0 | 0 | 0 | 0 | 0 | 0 | 0 | 0 | 0 | 0 | 0 | 0 | 0 | 0 | 0 | 0 | 0 | 0 | 0 | 0 | 0 | 0
F11_Commercial_Interruptible - College_New_Space Heating_Natural Gas_Gas Boiler - High Turndown Burner_A_Achievable Technical Potential | F11 | Commercial | Interruptible - College | New | Space Heating | Natural Gas | Gas Boiler - High Turndown Burner | A | Purchases (Cumulative) | Achievable Technical Potential | 0 | 0 | 0 | 0 | 0 | 0 | 0 | 0 | 0 | 0 | 0 | 0 | 0 | 0 | 0 | 0 | 0 | 0 | 0 | 0 | 0 | 0 | 0 | 0 | 0 | 0 | 0
F1_Commercial_Interruptible - College_New_Space Heating_Natural Gas_Gas Boiler - Burner Control Optimization_A_Achievable Technical Potential | F1 | Commercial | Interruptible - College | New | Space Heating | Natural Gas | Gas Boiler - Burner Control Optimization | A | Integrated Unit Energy Savings (kWh or therms) | Achievable Technical Potential | 0 | 0 | 0 | 0 | 0 | 0 | 0 | 0 | 0 | 0 | 0 | 0 | 0 | 0 | 0 | 0 | 0 | 0 | 0 | 0 | 0 | 0 | 0 | 0 | 0 | 0 | 0
F2_Commercial_Interruptible - College_New_Space Heating_Natural Gas_Gas Boiler - Burner Control Optimization_A_Achievable Technical Potential | F2 | Commercial | Interruptible - College | New | Space Heating | Natural Gas | Gas Boiler - Burner Control Optimization | A | Integrated Unit Summer Peak Savings (kW) | Achievable Technical Potential | 0 | 0 | 0 | 0 | 0 | 0 | 0 | 0 | 0 | 0 | 0 | 0 | 0 | 0 | 0 | 0 | 0 | 0 | 0 | 0 | 0 | 0 | 0 | 0 | 0 | 0 | 0
F3_Commercial_Interruptible - College_New_Space Heating_Natural Gas_Gas Boiler - Burner Control Optimization_A_Achievable Technical Potential | F3 | Commercial | Interruptible - College | New | Space Heating | Natural Gas | Gas Boiler - Burner Control Optimization | A | Integrated Unit Winter Peak Savings (kW) | Achievable Technical Potential | 0 | 0 | 0 | 0 | 0 | 0 | 0 | 0 | 0 | 0 | 0 | 0 | 0 | 0 | 0 | 0 | 0 | 0 | 0 | 0 | 0 | 0 | 0 | 0 | 0 | 0 | 0
F4_Commercial_Interruptible - College_New_Space Heating_Natural Gas_Gas Boiler - Burner Control Optimization_A_Achievable Technical Potential | F4 | Commercial | Interruptible - College | New | Space Heating | Natural Gas | Gas Boiler - Burner Control Optimization | A | Incremental Energy Savings (MWh or mTherms) | Achievable Technical Potential | 0 | 0 | 0 | 0 | 0 | 0 | 0 | 0 | 0 | 0 | 0 | 0 | 0 | 0 | 0 | 0 | 0 | 0 | 0 | 0 | 0 | 0 | 0 | 0 | 0 | 0 | 0
F5_Commercial_Interruptible - College_New_Space Heating_Natural Gas_Gas Boiler - Burner Control Optimization_A_Achievable Technical Potential | F5 | Commercial | Interruptible - College | New | Space Heating | Natural Gas | Gas Boiler - Burner Control Optimization | A | Incremental Summer Peak Savings (MW) | Achievable Technical Potential | 0 | 0 | 0 | 0 | 0 | 0 | 0 | 0 | 0 | 0 | 0 | 0 | 0 | 0 | 0 | 0 | 0 | 0 | 0 | 0 | 0 | 0 | 0 | 0 | 0 | 0 | 0
F6_Commercial_Interruptible - College_New_Space Heating_Natural Gas_Gas Boiler - Burner Control Optimization_A_Achievable Technical Potential | F6 | Commercial | Interruptible - College | New | Space Heating | Natural Gas | Gas Boiler - Burner Control Optimization | A | Incremental Winter Peak Savings (MW) | Achievable Technical Potential | 0 | 0 | 0 | 0 | 0 | 0 | 0 | 0 | 0 | 0 | 0 | 0 | 0 | 0 | 0 | 0 | 0 | 0 | 0 | 0 | 0 | 0 | 0 | 0 | 0 | 0 | 0
F7_Commercial_Interruptible - College_New_Space Heating_Natural Gas_Gas Boiler - Burner Control Optimization_A_Achievable Technical Potential | F7 | Commercial | Interruptible - College | New | Space Heating | Natural Gas | Gas Boiler - Burner Control Optimization | A | Cumulative Energy Savings (MWh or mTherms) | Achievable Technical Potential | 0 | 0 | 0 | 0 | 0 | 0 | 0 | 0 | 0 | 0 | 0 | 0 | 0 | 0 | 0 | 0 | 0 | 0 | 0 | 0 | 0 | 0 | 0 | 0 | 0 | 0 | 0
F8_Commercial_Interruptible - College_New_Space Heating_Natural Gas_Gas Boiler - Burner Control Optimization_A_Achievable Technical Potential | F8 | Commercial | Interruptible - College | New | Space Heating | Natural Gas | Gas Boiler - Burner Control Optimization | A | Cumulative Summer Peak Savings (MW) | Achievable Technical Potential | 0 | 0 | 0 | 0 | 0 | 0 | 0 | 0 | 0 | 0 | 0 | 0 | 0 | 0 | 0 | 0 | 0 | 0 | 0 | 0 | 0 | 0 | 0 | 0 | 0 | 0 | 0
F9_Commercial_Interruptible - College_New_Space Heating_Natural Gas_Gas Boiler - Burner Control Optimization_A_Achievable Technical Potential | F9 | Commercial | Interruptible - College | New | Space Heating | Natural Gas | Gas Boiler - Burner Control Optimization | A | Cumulative Winter Peak Savings (MW) | Achievable Technical Potential | 0 | 0 | 0 | 0 | 0 | 0 | 0 | 0 | 0 | 0 | 0 | 0 | 0 | 0 | 0 | 0 | 0 | 0 | 0 | 0 | 0 | 0 | 0 | 0 | 0 | 0 | 0
F10_Commercial_Interruptible - College_New_Space Heating_Natural Gas_Gas Boiler - Burner Control Optimization_A_Achievable Technical Potential | F10 | Commercial | Interruptible - College | New | Space Heating | Natural Gas | Gas Boiler - Burner Control Optimization | A | Purchases (Incremental) | Achievable Technical Potential | 0 | 0 | 0 | 0 | 0 | 0 | 0 | 0 | 0 | 0 | 0 | 0 | 0 | 0 | 0 | 0 | 0 | 0 | 0 | 0 | 0 | 0 | 0 | 0 | 0 | 0 | 0
F11_Commercial_Interruptible - College_New_Space Heating_Natural Gas_Gas Boiler - Burner Control Optimization_A_Achievable Technical Potential | F11 | Commercial | Interruptible - College | New | Space Heating | Natural Gas | Gas Boiler - Burner Control Optimization | A | Purchases (Cumulative) | Achievable Technical Potential | 0 | 0 | 0 | 0 | 0 | 0 | 0 | 0 | 0 | 0 | 0 | 0 | 0 | 0 | 0 | 0 | 0 | 0 | 0 | 0 | 0 | 0 | 0 | 0 | 0 | 0 | 0
F1_Commercial_Interruptible - College_New_Space Heating_Natural Gas_Gas Boiler - Stack Economizer_A_Achievable Technical Potential | F1 | Commercial | Interruptible - College | New | Space Heating | Natural Gas | Gas Boiler - Stack Economizer | A | Integrated Unit Energy Savings (kWh or therms) | Achievable Technical Potential | 0 | 0 | 0 | 0 | 0 | 0 | 0 | 0 | 0 | 0 | 0 | 0 | 0 | 0 | 0 | 0 | 0 | 0 | 0 | 0 | 0 | 0 | 0 | 0 | 0 | 0 | 0
F2_Commercial_Interruptible - College_New_Space Heating_Natural Gas_Gas Boiler - Stack Economizer_A_Achievable Technical Potential | F2 | Commercial | Interruptible - College | New | Space Heating | Natural Gas | Gas Boiler - Stack Economizer | A | Integrated Unit Summer Peak Savings (kW) | Achievable Technical Potential | 0 | 0 | 0 | 0 | 0 | 0 | 0 | 0 | 0 | 0 | 0 | 0 | 0 | 0 | 0 | 0 | 0 | 0 | 0 | 0 | 0 | 0 | 0 | 0 | 0 | 0 | 0
F3_Commercial_Interruptible - College_New_Space Heating_Natural Gas_Gas Boiler - Stack Economizer_A_Achievable Technical Potential | F3 | Commercial | Interruptible - College | New | Space Heating | Natural Gas | Gas Boiler - Stack Economizer | A | Integrated Unit Winter Peak Savings (kW) | Achievable Technical Potential | 0 | 0 | 0 | 0 | 0 | 0 | 0 | 0 | 0 | 0 | 0 | 0 | 0 | 0 | 0 | 0 | 0 | 0 | 0 | 0 | 0 | 0 | 0 | 0 | 0 | 0 | 0
F4_Commercial_Interruptible - College_New_Space Heating_Natural Gas_Gas Boiler - Stack Economizer_A_Achievable Technical Potential | F4 | Commercial | Interruptible - College | New | Space Heating | Natural Gas | Gas Boiler - Stack Economizer | A | Incremental Energy Savings (MWh or mTherms) | Achievable Technical Potential | 0 | 0 | 0 | 0 | 0 | 0 | 0 | 0 | 0 | 0 | 0 | 0 | 0 | 0 | 0 | 0 | 0 | 0 | 0 | 0 | 0 | 0 | 0 | 0 | 0 | 0 | 0
F5_Commercial_Interruptible - College_New_Space Heating_Natural Gas_Gas Boiler - Stack Economizer_A_Achievable Technical Potential | F5 | Commercial | Interruptible - College | New | Space Heating | Natural Gas | Gas Boiler - Stack Economizer | A | Incremental Summer Peak Savings (MW) | Achievable Technical Potential | 0 | 0 | 0 | 0 | 0 | 0 | 0 | 0 | 0 | 0 | 0 | 0 | 0 | 0 | 0 | 0 | 0 | 0 | 0 | 0 | 0 | 0 | 0 | 0 | 0 | 0 | 0
F6_Commercial_Interruptible - College_New_Space Heating_Natural Gas_Gas Boiler - Stack Economizer_A_Achievable Technical Potential | F6 | Commercial | Interruptible - College | New | Space Heating | Natural Gas | Gas Boiler - Stack Economizer | A | Incremental Winter Peak Savings (MW) | Achievable Technical Potential | 0 | 0 | 0 | 0 | 0 | 0 | 0 | 0 | 0 | 0 | 0 | 0 | 0 | 0 | 0 | 0 | 0 | 0 | 0 | 0 | 0 | 0 | 0 | 0 | 0 | 0 | 0
F7_Commercial_Interruptible - College_New_Space Heating_Natural Gas_Gas Boiler - Stack Economizer_A_Achievable Technical Potential | F7 | Commercial | Interruptible - College | New | Space Heating | Natural Gas | Gas Boiler - Stack Economizer | A | Cumulative Energy Savings (MWh or mTherms) | Achievable Technical Potential | 0 | 0 | 0 | 0 | 0 | 0 | 0 | 0 | 0 | 0 | 0 | 0 | 0 | 0 | 0 | 0 | 0 | 0 | 0 | 0 | 0 | 0 | 0 | 0 | 0 | 0 | 0
F8_Commercial_Interruptible - College_New_Space Heating_Natural Gas_Gas Boiler - Stack Economizer_A_Achievable Technical Potential | F8 | Commercial | Interruptible - College | New | Space Heating | Natural Gas | Gas Boiler - Stack Economizer | A | Cumulative Summer Peak Savings (MW) | Achievable Technical Potential | 0 | 0 | 0 | 0 | 0 | 0 | 0 | 0 | 0 | 0 | 0 | 0 | 0 | 0 | 0 | 0 | 0 | 0 | 0 | 0 | 0 | 0 | 0 | 0 | 0 | 0 | 0
F9_Commercial_Interruptible - College_New_Space Heating_Natural Gas_Gas Boiler - Stack Economizer_A_Achievable Technical Potential | F9 | Commercial | Interruptible - College | New | Space Heating | Natural Gas | Gas Boiler - Stack Economizer | A | Cumulative Winter Peak Savings (MW) | Achievable Technical Potential | 0 | 0 | 0 | 0 | 0 | 0 | 0 | 0 | 0 | 0 | 0 | 0 | 0 | 0 | 0 | 0 | 0 | 0 | 0 | 0 | 0 | 0 | 0 | 0 | 0 | 0 | 0
F10_Commercial_Interruptible - College_New_Space Heating_Natural Gas_Gas Boiler - Stack Economizer_A_Achievable Technical Potential | F10 | Commercial | Interruptible - College | New | Space Heating | Natural Gas | Gas Boiler - Stack Economizer | A | Purchases (Incremental) | Achievable Technical Potential | 0 | 0 | 0 | 0 | 0 | 0 | 0 | 0 | 0 | 0 | 0 | 0 | 0 | 0 | 0 | 0 | 0 | 0 | 0 | 0 | 0 | 0 | 0 | 0 | 0 | 0 | 0
F11_Commercial_Interruptible - College_New_Space Heating_Natural Gas_Gas Boiler - Stack Economizer_A_Achievable Technical Potential | F11 | Commercial | Interruptible - College | New | Space Heating | Natural Gas | Gas Boiler - Stack Economizer | A | Purchases (Cumulative) | Achievable Technical Potential | 0 | 0 | 0 | 0 | 0 | 0 | 0 | 0 | 0 | 0 | 0 | 0 | 0 | 0 | 0 | 0 | 0 | 0 | 0 | 0 | 0 | 0 | 0 | 0 | 0 | 0 | 0
F1_Commercial_Interruptible - College_New_Space Heating_Natural Gas_Gas Boiler - Thermostatic Radiator Valves_A_Achievable Technical Potential | F1 | Commercial | Interruptible - College | New | Space Heating | Natural Gas | Gas Boiler - Thermostatic Radiator Valves | A | Integrated Unit Energy Savings (kWh or therms) | Achievable Technical Potential | 0 | 0 | 0 | 0 | 0 | 0 | 0 | 0 | 0 | 0 | 0 | 0 | 0 | 0 | 0 | 0 | 0 | 0 | 0 | 0 | 0 | 0 | 0 | 0 | 0 | 0 | 0
F2_Commercial_Interruptible - College_New_Space Heating_Natural Gas_Gas Boiler - Thermostatic Radiator Valves_A_Achievable Technical Potential | F2 | Commercial | Interruptible - College | New | Space Heating | Natural Gas | Gas Boiler - Thermostatic Radiator Valves | A | Integrated Unit Summer Peak Savings (kW) | Achievable Technical Potential | 0 | 0 | 0 | 0 | 0 | 0 | 0 | 0 | 0 | 0 | 0 | 0 | 0 | 0 | 0 | 0 | 0 | 0 | 0 | 0 | 0 | 0 | 0 | 0 | 0 | 0 | 0
F3_Commercial_Interruptible - College_New_Space Heating_Natural Gas_Gas Boiler - Thermostatic Radiator Valves_A_Achievable Technical Potential | F3 | Commercial | Interruptible - College | New | Space Heating | Natural Gas | Gas Boiler - Thermostatic Radiator Valves | A | Integrated Unit Winter Peak Savings (kW) | Achievable Technical Potential | 0 | 0 | 0 | 0 | 0 | 0 | 0 | 0 | 0 | 0 | 0 | 0 | 0 | 0 | 0 | 0 | 0 | 0 | 0 | 0 | 0 | 0 | 0 | 0 | 0 | 0 | 0
F4_Commercial_Interruptible - College_New_Space Heating_Natural Gas_Gas Boiler - Thermostatic Radiator Valves_A_Achievable Technical Potential | F4 | Commercial | Interruptible - College | New | Space Heating | Natural Gas | Gas Boiler - Thermostatic Radiator Valves | A | Incremental Energy Savings (MWh or mTherms) | Achievable Technical Potential | 0 | 0 | 0 | 0 | 0 | 0 | 0 | 0 | 0 | 0 | 0 | 0 | 0 | 0 | 0 | 0 | 0 | 0 | 0 | 0 | 0 | 0 | 0 | 0 | 0 | 0 | 0
F5_Commercial_Interruptible - College_New_Space Heating_Natural Gas_Gas Boiler - Thermostatic Radiator Valves_A_Achievable Technical Potential | F5 | Commercial | Interruptible - College | New | Space Heating | Natural Gas | Gas Boiler - Thermostatic Radiator Valves | A | Incremental Summer Peak Savings (MW) | Achievable Technical Potential | 0 | 0 | 0 | 0 | 0 | 0 | 0 | 0 | 0 | 0 | 0 | 0 | 0 | 0 | 0 | 0 | 0 | 0 | 0 | 0 | 0 | 0 | 0 | 0 | 0 | 0 | 0
F6_Commercial_Interruptible - College_New_Space Heating_Natural Gas_Gas Boiler - Thermostatic Radiator Valves_A_Achievable Technical Potential | F6 | Commercial | Interruptible - College | New | Space Heating | Natural Gas | Gas Boiler - Thermostatic Radiator Valves | A | Incremental Winter Peak Savings (MW) | Achievable Technical Potential | 0 | 0 | 0 | 0 | 0 | 0 | 0 | 0 | 0 | 0 | 0 | 0 | 0 | 0 | 0 | 0 | 0 | 0 | 0 | 0 | 0 | 0 | 0 | 0 | 0 | 0 | 0
F7_Commercial_Interruptible - College_New_Space Heating_Natural Gas_Gas Boiler - Thermostatic Radiator Valves_A_Achievable Technical Potential | F7 | Commercial | Interruptible - College | New | Space Heating | Natural Gas | Gas Boiler - Thermostatic Radiator Valves | A | Cumulative Energy Savings (MWh or mTherms) | Achievable Technical Potential | 0 | 0 | 0 | 0 | 0 | 0 | 0 | 0 | 0 | 0 | 0 | 0 | 0 | 0 | 0 | 0 | 0 | 0 | 0 | 0 | 0 | 0 | 0 | 0 | 0 | 0 | 0
F8_Commercial_Interruptible - College_New_Space Heating_Natural Gas_Gas Boiler - Thermostatic Radiator Valves_A_Achievable Technical Potential | F8 | Commercial | Interruptible - College | New | Space Heating | Natural Gas | Gas Boiler - Thermostatic Radiator Valves | A | Cumulative Summer Peak Savings (MW) | Achievable Technical Potential | 0 | 0 | 0 | 0 | 0 | 0 | 0 | 0 | 0 | 0 | 0 | 0 | 0 | 0 | 0 | 0 | 0 | 0 | 0 | 0 | 0 | 0 | 0 | 0 | 0 | 0 | 0
F9_Commercial_Interruptible - College_New_Space Heating_Natural Gas_Gas Boiler - Thermostatic Radiator Valves_A_Achievable Technical Potential | F9 | Commercial | Interruptible - College | New | Space Heating | Natural Gas | Gas Boiler - Thermostatic Radiator Valves | A | Cumulative Winter Peak Savings (MW) | Achievable Technical Potential | 0 | 0 | 0 | 0 | 0 | 0 | 0 | 0 | 0 | 0 | 0 | 0 | 0 | 0 | 0 | 0 | 0 | 0 | 0 | 0 | 0 | 0 | 0 | 0 | 0 | 0 | 0
F10_Commercial_Interruptible - College_New_Space Heating_Natural Gas_Gas Boiler - Thermostatic Radiator Valves_A_Achievable Technical Potential | F10 | Commercial | Interruptible - College | New | Space Heating | Natural Gas | Gas Boiler - Thermostatic Radiator Valves | A | Purchases (Incremental) | Achievable Technical Potential | 0 | 0 | 0 | 0 | 0 | 0 | 0 | 0 | 0 | 0 | 0 | 0 | 0 | 0 | 0 | 0 | 0 | 0 | 0 | 0 | 0 | 0 | 0 | 0 | 0 | 0 | 0
F11_Commercial_Interruptible - College_New_Space Heating_Natural Gas_Gas Boiler - Thermostatic Radiator Valves_A_Achievable Technical Potential | F11 | Commercial | Interruptible - College | New | Space Heating | Natural Gas | Gas Boiler - Thermostatic Radiator Valves | A | Purchases (Cumulative) | Achievable Technical Potential | 0 | 0 | 0 | 0 | 0 | 0 | 0 | 0 | 0 | 0 | 0 | 0 | 0 | 0 | 0 | 0 | 0 | 0 | 0 | 0 | 0 | 0 | 0 | 0 | 0 | 0 | 0
F1_Commercial_Interruptible - College_New_Space Heating_Natural Gas_HVAC - Shut Off Damper_A_Achievable Technical Potential | F1 | Commercial | Interruptible - College | New | Space Heating | Natural Gas | HVAC - Shut Off Damper | A | Integrated Unit Energy Savings (kWh or therms) | Achievable Technical Potential | 0 | 0 | 0 | 0 | 0 | 0 | 0 | 0 | 0 | 0 | 0 | 0 | 0 | 0 | 0 | 0 | 0 | 0 | 0 | 0 | 0 | 0 | 0 | 0 | 0 | 0 | 0
F2_Commercial_Interruptible - College_New_Space Heating_Natural Gas_HVAC - Shut Off Damper_A_Achievable Technical Potential | F2 | Commercial | Interruptible - College | New | Space Heating | Natural Gas | HVAC - Shut Off Damper | A | Integrated Unit Summer Peak Savings (kW) | Achievable Technical Potential | 0 | 0 | 0 | 0 | 0 | 0 | 0 | 0 | 0 | 0 | 0 | 0 | 0 | 0 | 0 | 0 | 0 | 0 | 0 | 0 | 0 | 0 | 0 | 0 | 0 | 0 | 0
F3_Commercial_Interruptible - College_New_Space Heating_Natural Gas_HVAC - Shut Off Damper_A_Achievable Technical Potential | F3 | Commercial | Interruptible - College | New | Space Heating | Natural Gas | HVAC - Shut Off Damper | A | Integrated Unit Winter Peak Savings (kW) | Achievable Technical Potential | 0 | 0 | 0 | 0 | 0 | 0 | 0 | 0 | 0 | 0 | 0 | 0 | 0 | 0 | 0 | 0 | 0 | 0 | 0 | 0 | 0 | 0 | 0 | 0 | 0 | 0 | 0
F4_Commercial_Interruptible - College_New_Space Heating_Natural Gas_HVAC - Shut Off Damper_A_Achievable Technical Potential | F4 | Commercial | Interruptible - College | New | Space Heating | Natural Gas | HVAC - Shut Off Damper | A | Incremental Energy Savings (MWh or mTherms) | Achievable Technical Potential | 0 | 0 | 0 | 0 | 0 | 0 | 0 | 0 | 0 | 0 | 0 | 0 | 0 | 0 | 0 | 0 | 0 | 0 | 0 | 0 | 0 | 0 | 0 | 0 | 0 | 0 | 0
F5_Commercial_Interruptible - College_New_Space Heating_Natural Gas_HVAC - Shut Off Damper_A_Achievable Technical Potential | F5 | Commercial | Interruptible - College | New | Space Heating | Natural Gas | HVAC - Shut Off Damper | A | Incremental Summer Peak Savings (MW) | Achievable Technical Potential | 0 | 0 | 0 | 0 | 0 | 0 | 0 | 0 | 0 | 0 | 0 | 0 | 0 | 0 | 0 | 0 | 0 | 0 | 0 | 0 | 0 | 0 | 0 | 0 | 0 | 0 | 0
F6_Commercial_Interruptible - College_New_Space Heating_Natural Gas_HVAC - Shut Off Damper_A_Achievable Technical Potential | F6 | Commercial | Interruptible - College | New | Space Heating | Natural Gas | HVAC - Shut Off Damper | A | Incremental Winter Peak Savings (MW) | Achievable Technical Potential | 0 | 0 | 0 | 0 | 0 | 0 | 0 | 0 | 0 | 0 | 0 | 0 | 0 | 0 | 0 | 0 | 0 | 0 | 0 | 0 | 0 | 0 | 0 | 0 | 0 | 0 | 0
F7_Commercial_Interruptible - College_New_Space Heating_Natural Gas_HVAC - Shut Off Damper_A_Achievable Technical Potential | F7 | Commercial | Interruptible - College | New | Space Heating | Natural Gas | HVAC - Shut Off Damper | A | Cumulative Energy Savings (MWh or mTherms) | Achievable Technical Potential | 0 | 0 | 0 | 0 | 0 | 0 | 0 | 0 | 0 | 0 | 0 | 0 | 0 | 0 | 0 | 0 | 0 | 0 | 0 | 0 | 0 | 0 | 0 | 0 | 0 | 0 | 0
F8_Commercial_Interruptible - College_New_Space Heating_Natural Gas_HVAC - Shut Off Damper_A_Achievable Technical Potential | F8 | Commercial | Interruptible - College | New | Space Heating | Natural Gas | HVAC - Shut Off Damper | A | Cumulative Summer Peak Savings (MW) | Achievable Technical Potential | 0 | 0 | 0 | 0 | 0 | 0 | 0 | 0 | 0 | 0 | 0 | 0 | 0 | 0 | 0 | 0 | 0 | 0 | 0 | 0 | 0 | 0 | 0 | 0 | 0 | 0 | 0
F9_Commercial_Interruptible - College_New_Space Heating_Natural Gas_HVAC - Shut Off Damper_A_Achievable Technical Potential | F9 | Commercial | Interruptible - College | New | Space Heating | Natural Gas | HVAC - Shut Off Damper | A | Cumulative Winter Peak Savings (MW) | Achievable Technical Potential | 0 | 0 | 0 | 0 | 0 | 0 | 0 | 0 | 0 | 0 | 0 | 0 | 0 | 0 | 0 | 0 | 0 | 0 | 0 | 0 | 0 | 0 | 0 | 0 | 0 | 0 | 0
F10_Commercial_Interruptible - College_New_Space Heating_Natural Gas_HVAC - Shut Off Damper_A_Achievable Technical Potential | F10 | Commercial | Interruptible - College | New | Space Heating | Natural Gas | HVAC - Shut Off Damper | A | Purchases (Incremental) | Achievable Technical Potential | 0 | 0 | 0 | 0 | 0 | 0 | 0 | 0 | 0 | 0 | 0 | 0 | 0 | 0 | 0 | 0 | 0 | 0 | 0 | 0 | 0 | 0 | 0 | 0 | 0 | 0 | 0
F11_Commercial_Interruptible - College_New_Space Heating_Natural Gas_HVAC - Shut Off Damper_A_Achievable Technical Potential | F11 | Commercial | Interruptible - College | New | Space Heating | Natural Gas | HVAC - Shut Off Damper | A | Purchases (Cumulative) | Achievable Technical Potential | 0 | 0 | 0 | 0 | 0 | 0 | 0 | 0 | 0 | 0 | 0 | 0 | 0 | 0 | 0 | 0 | 0 | 0 | 0 | 0 | 0 | 0 | 0 | 0 | 0 | 0 | 0
F1_Commercial_Interruptible - College_New_Space Heating_Natural Gas_Gas Furnace - Tube Inserts_A_Achievable Technical Potential | F1 | Commercial | Interruptible - College | New | Space Heating | Natural Gas | Gas Furnace - Tube Inserts | A | Integrated Unit Energy Savings (kWh or therms) | Achievable Technical Potential | 0 | 0 | 0 | 0 | 0 | 0 | 0 | 0 | 0 | 0 | 0 | 0 | 0 | 0 | 0 | 0 | 0 | 0 | 0 | 0 | 0 | 0 | 0 | 0 | 0 | 0 | 0
F2_Commercial_Interruptible - College_New_Space Heating_Natural Gas_Gas Furnace - Tube Inserts_A_Achievable Technical Potential | F2 | Commercial | Interruptible - College | New | Space Heating | Natural Gas | Gas Furnace - Tube Inserts | A | Integrated Unit Summer Peak Savings (kW) | Achievable Technical Potential | 0 | 0 | 0 | 0 | 0 | 0 | 0 | 0 | 0 | 0 | 0 | 0 | 0 | 0 | 0 | 0 | 0 | 0 | 0 | 0 | 0 | 0 | 0 | 0 | 0 | 0 | 0
F3_Commercial_Interruptible - College_New_Space Heating_Natural Gas_Gas Furnace - Tube Inserts_A_Achievable Technical Potential | F3 | Commercial | Interruptible - College | New | Space Heating | Natural Gas | Gas Furnace - Tube Inserts | A | Integrated Unit Winter Peak Savings (kW) | Achievable Technical Potential | 0 | 0 | 0 | 0 | 0 | 0 | 0 | 0 | 0 | 0 | 0 | 0 | 0 | 0 | 0 | 0 | 0 | 0 | 0 | 0 | 0 | 0 | 0 | 0 | 0 | 0 | 0
F4_Commercial_Interruptible - College_New_Space Heating_Natural Gas_Gas Furnace - Tube Inserts_A_Achievable Technical Potential | F4 | Commercial | Interruptible - College | New | Space Heating | Natural Gas | Gas Furnace - Tube Inserts | A | Incremental Energy Savings (MWh or mTherms) | Achievable Technical Potential | 0 | 0 | 0 | 0 | 0 | 0 | 0 | 0 | 0 | 0 | 0 | 0 | 0 | 0 | 0 | 0 | 0 | 0 | 0 | 0 | 0 | 0 | 0 | 0 | 0 | 0 | 0
F5_Commercial_Interruptible - College_New_Space Heating_Natural Gas_Gas Furnace - Tube Inserts_A_Achievable Technical Potential | F5 | Commercial | Interruptible - College | New | Space Heating | Natural Gas | Gas Furnace - Tube Inserts | A | Incremental Summer Peak Savings (MW) | Achievable Technical Potential | 0 | 0 | 0 | 0 | 0 | 0 | 0 | 0 | 0 | 0 | 0 | 0 | 0 | 0 | 0 | 0 | 0 | 0 | 0 | 0 | 0 | 0 | 0 | 0 | 0 | 0 | 0
F6_Commercial_Interruptible - College_New_Space Heating_Natural Gas_Gas Furnace - Tube Inserts_A_Achievable Technical Potential | F6 | Commercial | Interruptible - College | New | Space Heating | Natural Gas | Gas Furnace - Tube Inserts | A | Incremental Winter Peak Savings (MW) | Achievable Technical Potential | 0 | 0 | 0 | 0 | 0 | 0 | 0 | 0 | 0 | 0 | 0 | 0 | 0 | 0 | 0 | 0 | 0 | 0 | 0 | 0 | 0 | 0 | 0 | 0 | 0 | 0 | 0
F7_Commercial_Interruptible - College_New_Space Heating_Natural Gas_Gas Furnace - Tube Inserts_A_Achievable Technical Potential | F7 | Commercial | Interruptible - College | New | Space Heating | Natural Gas | Gas Furnace - Tube Inserts | A | Cumulative Energy Savings (MWh or mTherms) | Achievable Technical Potential | 0 | 0 | 0 | 0 | 0 | 0 | 0 | 0 | 0 | 0 | 0 | 0 | 0 | 0 | 0 | 0 | 0 | 0 | 0 | 0 | 0 | 0 | 0 | 0 | 0 | 0 | 0
F8_Commercial_Interruptible - College_New_Space Heating_Natural Gas_Gas Furnace - Tube Inserts_A_Achievable Technical Potential | F8 | Commercial | Interruptible - College | New | Space Heating | Natural Gas | Gas Furnace - Tube Inserts | A | Cumulative Summer Peak Savings (MW) | Achievable Technical Potential | 0 | 0 | 0 | 0 | 0 | 0 | 0 | 0 | 0 | 0 | 0 | 0 | 0 | 0 | 0 | 0 | 0 | 0 | 0 | 0 | 0 | 0 | 0 | 0 | 0 | 0 | 0
F9_Commercial_Interruptible - College_New_Space Heating_Natural Gas_Gas Furnace - Tube Inserts_A_Achievable Technical Potential | F9 | Commercial | Interruptible - College | New | Space Heating | Natural Gas | Gas Furnace - Tube Inserts | A | Cumulative Winter Peak Savings (MW) | Achievable Technical Potential | 0 | 0 | 0 | 0 | 0 | 0 | 0 | 0 | 0 | 0 | 0 | 0 | 0 | 0 | 0 | 0 | 0 | 0 | 0 | 0 | 0 | 0 | 0 | 0 | 0 | 0 | 0
F10_Commercial_Interruptible - College_New_Space Heating_Natural Gas_Gas Furnace - Tube Inserts_A_Achievable Technical Potential | F10 | Commercial | Interruptible - College | New | Space Heating | Natural Gas | Gas Furnace - Tube Inserts | A | Purchases (Incremental) | Achievable Technical Potential | 0 | 0 | 0 | 0 | 0 | 0 | 0 | 0 | 0 | 0 | 0 | 0 | 0 | 0 | 0 | 0 | 0 | 0 | 0 | 0 | 0 | 0 | 0 | 0 | 0 | 0 | 0
F11_Commercial_Interruptible - College_New_Space Heating_Natural Gas_Gas Furnace - Tube Inserts_A_Achievable Technical Potential | F11 | Commercial | Interruptible - College | New | Space Heating | Natural Gas | Gas Furnace - Tube Inserts | A | Purchases (Cumulative) | Achievable Technical Potential | 0 | 0 | 0 | 0 | 0 | 0 | 0 | 0 | 0 | 0 | 0 | 0 | 0 | 0 | 0 | 0 | 0 | 0 | 0 | 0 | 0 | 0 | 0 | 0 | 0 | 0 | 0
F1_Commercial_Interruptible - College_New_Space Heating_Natural Gas_Gas Boiler - Insulate Steam Lines/Condensate Tank_A_Achievable Technical Potential | F1 | Commercial | Interruptible - College | New | Space Heating | Natural Gas | Gas Boiler - Insulate Steam Lines/Condensate Tank | A | Integrated Unit Energy Savings (kWh or therms) | Achievable Technical Potential | 0 | 0 | 0 | 0 | 0 | 0 | 0 | 0 | 0 | 0 | 0 | 0 | 0 | 0 | 0 | 0 | 0 | 0 | 0 | 0 | 0 | 0 | 0 | 0 | 0 | 0 | 0
F2_Commercial_Interruptible - College_New_Space Heating_Natural Gas_Gas Boiler - Insulate Steam Lines/Condensate Tank_A_Achievable Technical Potential | F2 | Commercial | Interruptible - College | New | Space Heating | Natural Gas | Gas Boiler - Insulate Steam Lines/Condensate Tank | A | Integrated Unit Summer Peak Savings (kW) | Achievable Technical Potential | 0 | 0 | 0 | 0 | 0 | 0 | 0 | 0 | 0 | 0 | 0 | 0 | 0 | 0 | 0 | 0 | 0 | 0 | 0 | 0 | 0 | 0 | 0 | 0 | 0 | 0 | 0
F3_Commercial_Interruptible - College_New_Space Heating_Natural Gas_Gas Boiler - Insulate Steam Lines/Condensate Tank_A_Achievable Technical Potential | F3 | Commercial | Interruptible - College | New | Space Heating | Natural Gas | Gas Boiler - Insulate Steam Lines/Condensate Tank | A | Integrated Unit Winter Peak Savings (kW) | Achievable Technical Potential | 0 | 0 | 0 | 0 | 0 | 0 | 0 | 0 | 0 | 0 | 0 | 0 | 0 | 0 | 0 | 0 | 0 | 0 | 0 | 0 | 0 | 0 | 0 | 0 | 0 | 0 | 0
F4_Commercial_Interruptible - College_New_Space Heating_Natural Gas_Gas Boiler - Insulate Steam Lines/Condensate Tank_A_Achievable Technical Potential | F4 | Commercial | Interruptible - College | New | Space Heating | Natural Gas | Gas Boiler - Insulate Steam Lines/Condensate Tank | A | Incremental Energy Savings (MWh or mTherms) | Achievable Technical Potential | 0 | 0 | 0 | 0 | 0 | 0 | 0 | 0 | 0 | 0 | 0 | 0 | 0 | 0 | 0 | 0 | 0 | 0 | 0 | 0 | 0 | 0 | 0 | 0 | 0 | 0 | 0
F5_Commercial_Interruptible - College_New_Space Heating_Natural Gas_Gas Boiler - Insulate Steam Lines/Condensate Tank_A_Achievable Technical Potential | F5 | Commercial | Interruptible - College | New | Space Heating | Natural Gas | Gas Boiler - Insulate Steam Lines/Condensate Tank | A | Incremental Summer Peak Savings (MW) | Achievable Technical Potential | 0 | 0 | 0 | 0 | 0 | 0 | 0 | 0 | 0 | 0 | 0 | 0 | 0 | 0 | 0 | 0 | 0 | 0 | 0 | 0 | 0 | 0 | 0 | 0 | 0 | 0 | 0
F6_Commercial_Interruptible - College_New_Space Heating_Natural Gas_Gas Boiler - Insulate Steam Lines/Condensate Tank_A_Achievable Technical Potential | F6 | Commercial | Interruptible - College | New | Space Heating | Natural Gas | Gas Boiler - Insulate Steam Lines/Condensate Tank | A | Incremental Winter Peak Savings (MW) | Achievable Technical Potential | 0 | 0 | 0 | 0 | 0 | 0 | 0 | 0 | 0 | 0 | 0 | 0 | 0 | 0 | 0 | 0 | 0 | 0 | 0 | 0 | 0 | 0 | 0 | 0 | 0 | 0 | 0
F7_Commercial_Interruptible - College_New_Space Heating_Natural Gas_Gas Boiler - Insulate Steam Lines/Condensate Tank_A_Achievable Technical Potential | F7 | Commercial | Interruptible - College | New | Space Heating | Natural Gas | Gas Boiler - Insulate Steam Lines/Condensate Tank | A | Cumulative Energy Savings (MWh or mTherms) | Achievable Technical Potential | 0 | 0 | 0 | 0 | 0 | 0 | 0 | 0 | 0 | 0 | 0 | 0 | 0 | 0 | 0 | 0 | 0 | 0 | 0 | 0 | 0 | 0 | 0 | 0 | 0 | 0 | 0
F8_Commercial_Interruptible - College_New_Space Heating_Natural Gas_Gas Boiler - Insulate Steam Lines/Condensate Tank_A_Achievable Technical Potential | F8 | Commercial | Interruptible - College | New | Space Heating | Natural Gas | Gas Boiler - Insulate Steam Lines/Condensate Tank | A | Cumulative Summer Peak Savings (MW) | Achievable Technical Potential | 0 | 0 | 0 | 0 | 0 | 0 | 0 | 0 | 0 | 0 | 0 | 0 | 0 | 0 | 0 | 0 | 0 | 0 | 0 | 0 | 0 | 0 | 0 | 0 | 0 | 0 | 0
F9_Commercial_Interruptible - College_New_Space Heating_Natural Gas_Gas Boiler - Insulate Steam Lines/Condensate Tank_A_Achievable Technical Potential | F9 | Commercial | Interruptible - College | New | Space Heating | Natural Gas | Gas Boiler - Insulate Steam Lines/Condensate Tank | A | Cumulative Winter Peak Savings (MW) | Achievable Technical Potential | 0 | 0 | 0 | 0 | 0 | 0 | 0 | 0 | 0 | 0 | 0 | 0 | 0 | 0 | 0 | 0 | 0 | 0 | 0 | 0 | 0 | 0 | 0 | 0 | 0 | 0 | 0
F10_Commercial_Interruptible - College_New_Space Heating_Natural Gas_Gas Boiler - Insulate Steam Lines/Condensate Tank_A_Achievable Technical Potential | F10 | Commercial | Interruptible - College | New | Space Heating | Natural Gas | Gas Boiler - Insulate Steam Lines/Condensate Tank | A | Purchases (Incremental) | Achievable Technical Potential | 0 | 0 | 0 | 0 | 0 | 0 | 0 | 0 | 0 | 0 | 0 | 0 | 0 | 0 | 0 | 0 | 0 | 0 | 0 | 0 | 0 | 0 | 0 | 0 | 0 | 0 | 0
F11_Commercial_Interruptible - College_New_Space Heating_Natural Gas_Gas Boiler - Insulate Steam Lines/Condensate Tank_A_Achievable Technical Potential | F11 | Commercial | Interruptible - College | New | Space Heating | Natural Gas | Gas Boiler - Insulate Steam Lines/Condensate Tank | A | Purchases (Cumulative) | Achievable Technical Potential | 0 | 0 | 0 | 0 | 0 | 0 | 0 | 0 | 0 | 0 | 0 | 0 | 0 | 0 | 0 | 0 | 0 | 0 | 0 | 0 | 0 | 0 | 0 | 0 | 0 | 0 | 0
F1_Commercial_Interruptible - College_New_Space Heating_Natural Gas_Gas Boiler - Insulate Hot Water Lines_A_Achievable Technical Potential | F1 | Commercial | Interruptible - College | New | Space Heating | Natural Gas | Gas Boiler - Insulate Hot Water Lines | A | Integrated Unit Energy Savings (kWh or therms) | Achievable Technical Potential | 0 | 0 | 0 | 0 | 0 | 0 | 0 | 0 | 0 | 0 | 0 | 0 | 0 | 0 | 0 | 0 | 0 | 0 | 0 | 0 | 0 | 0 | 0 | 0 | 0 | 0 | 0
F2_Commercial_Interruptible - College_New_Space Heating_Natural Gas_Gas Boiler - Insulate Hot Water Lines_A_Achievable Technical Potential | F2 | Commercial | Interruptible - College | New | Space Heating | Natural Gas | Gas Boiler - Insulate Hot Water Lines | A | Integrated Unit Summer Peak Savings (kW) | Achievable Technical Potential | 0 | 0 | 0 | 0 | 0 | 0 | 0 | 0 | 0 | 0 | 0 | 0 | 0 | 0 | 0 | 0 | 0 | 0 | 0 | 0 | 0 | 0 | 0 | 0 | 0 | 0 | 0
F3_Commercial_Interruptible - College_New_Space Heating_Natural Gas_Gas Boiler - Insulate Hot Water Lines_A_Achievable Technical Potential | F3 | Commercial | Interruptible - College | New | Space Heating | Natural Gas | Gas Boiler - Insulate Hot Water Lines | A | Integrated Unit Winter Peak Savings (kW) | Achievable Technical Potential | 0 | 0 | 0 | 0 | 0 | 0 | 0 | 0 | 0 | 0 | 0 | 0 | 0 | 0 | 0 | 0 | 0 | 0 | 0 | 0 | 0 | 0 | 0 | 0 | 0 | 0 | 0
F4_Commercial_Interruptible - College_New_Space Heating_Natural Gas_Gas Boiler - Insulate Hot Water Lines_A_Achievable Technical Potential | F4 | Commercial | Interruptible - College | New | Space Heating | Natural Gas | Gas Boiler - Insulate Hot Water Lines | A | Incremental Energy Savings (MWh or mTherms) | Achievable Technical Potential | 0 | 0 | 0 | 0 | 0 | 0 | 0 | 0 | 0 | 0 | 0 | 0 | 0 | 0 | 0 | 0 | 0 | 0 | 0 | 0 | 0 | 0 | 0 | 0 | 0 | 0 | 0
F5_Commercial_Interruptible - College_New_Space Heating_Natural Gas_Gas Boiler - Insulate Hot Water Lines_A_Achievable Technical Potential | F5 | Commercial | Interruptible - College | New | Space Heating | Natural Gas | Gas Boiler - Insulate Hot Water Lines | A | Incremental Summer Peak Savings (MW) | Achievable Technical Potential | 0 | 0 | 0 | 0 | 0 | 0 | 0 | 0 | 0 | 0 | 0 | 0 | 0 | 0 | 0 | 0 | 0 | 0 | 0 | 0 | 0 | 0 | 0 | 0 | 0 | 0 | 0
F6_Commercial_Interruptible - College_New_Space Heating_Natural Gas_Gas Boiler - Insulate Hot Water Lines_A_Achievable Technical Potential | F6 | Commercial | Interruptible - College | New | Space Heating | Natural Gas | Gas Boiler - Insulate Hot Water Lines | A | Incremental Winter Peak Savings (MW) | Achievable Technical Potential | 0 | 0 | 0 | 0 | 0 | 0 | 0 | 0 | 0 | 0 | 0 | 0 | 0 | 0 | 0 | 0 | 0 | 0 | 0 | 0 | 0 | 0 | 0 | 0 | 0 | 0 | 0
F7_Commercial_Interruptible - College_New_Space Heating_Natural Gas_Gas Boiler - Insulate Hot Water Lines_A_Achievable Technical Potential | F7 | Commercial | Interruptible - College | New | Space Heating | Natural Gas | Gas Boiler - Insulate Hot Water Lines | A | Cumulative Energy Savings (MWh or mTherms) | Achievable Technical Potential | 0 | 0 | 0 | 0 | 0 | 0 | 0 | 0 | 0 | 0 | 0 | 0 | 0 | 0 | 0 | 0 | 0 | 0 | 0 | 0 | 0 | 0 | 0 | 0 | 0 | 0 | 0
F8_Commercial_Interruptible - College_New_Space Heating_Natural Gas_Gas Boiler - Insulate Hot Water Lines_A_Achievable Technical Potential | F8 | Commercial | Interruptible - College | New | Space Heating | Natural Gas | Gas Boiler - Insulate Hot Water Lines | A | Cumulative Summer Peak Savings (MW) | Achievable Technical Potential | 0 | 0 | 0 | 0 | 0 | 0 | 0 | 0 | 0 | 0 | 0 | 0 | 0 | 0 | 0 | 0 | 0 | 0 | 0 | 0 | 0 | 0 | 0 | 0 | 0 | 0 | 0
F9_Commercial_Interruptible - College_New_Space Heating_Natural Gas_Gas Boiler - Insulate Hot Water Lines_A_Achievable Technical Potential | F9 | Commercial | Interruptible - College | New | Space Heating | Natural Gas | Gas Boiler - Insulate Hot Water Lines | A | Cumulative Winter Peak Savings (MW) | Achievable Technical Potential | 0 | 0 | 0 | 0 | 0 | 0 | 0 | 0 | 0 | 0 | 0 | 0 | 0 | 0 | 0 | 0 | 0 | 0 | 0 | 0 | 0 | 0 | 0 | 0 | 0 | 0 | 0
F10_Commercial_Interruptible - College_New_Space Heating_Natural Gas_Gas Boiler - Insulate Hot Water Lines_A_Achievable Technical Potential | F10 | Commercial | Interruptible - College | New | Space Heating | Natural Gas | Gas Boiler - Insulate Hot Water Lines | A | Purchases (Incremental) | Achievable Technical Potential | 0 | 0 | 0 | 0 | 0 | 0 | 0 | 0 | 0 | 0 | 0 | 0 | 0 | 0 | 0 | 0 | 0 | 0 | 0 | 0 | 0 | 0 | 0 | 0 | 0 | 0 | 0
F11_Commercial_Interruptible - College_New_Space Heating_Natural Gas_Gas Boiler - Insulate Hot Water Lines_A_Achievable Technical Potential | F11 | Commercial | Interruptible - College | New | Space Heating | Natural Gas | Gas Boiler - Insulate Hot Water Lines | A | Purchases (Cumulative) | Achievable Technical Potential | 0 | 0 | 0 | 0 | 0 | 0 | 0 | 0 | 0 | 0 | 0 | 0 | 0 | 0 | 0 | 0 | 0 | 0 | 0 | 0 | 0 | 0 | 0 | 0 | 0 | 0 | 0
F1_Commercial_Interruptible - College_New_Space Heating_Natural Gas_Condensing RTU_A_Achievable Technical Potential | F1 | Commercial | Interruptible - College | New | Space Heating | Natural Gas | Condensing RTU | A | Integrated Unit Energy Savings (kWh or therms) | Achievable Technical Potential | 0 | 0 | 0 | 0 | 0 | 0 | 0 | 0 | 0 | 0 | 0 | 0 | 0 | 0 | 0 | 0 | 0 | 0 | 0 | 0 | 0 | 0 | 0 | 0 | 0 | 0 | 0
F2_Commercial_Interruptible - College_New_Space Heating_Natural Gas_Condensing RTU_A_Achievable Technical Potential | F2 | Commercial | Interruptible - College | New | Space Heating | Natural Gas | Condensing RTU | A | Integrated Unit Summer Peak Savings (kW) | Achievable Technical Potential | 0 | 0 | 0 | 0 | 0 | 0 | 0 | 0 | 0 | 0 | 0 | 0 | 0 | 0 | 0 | 0 | 0 | 0 | 0 | 0 | 0 | 0 | 0 | 0 | 0 | 0 | 0
F3_Commercial_Interruptible - College_New_Space Heating_Natural Gas_Condensing RTU_A_Achievable Technical Potential | F3 | Commercial | Interruptible - College | New | Space Heating | Natural Gas | Condensing RTU | A | Integrated Unit Winter Peak Savings (kW) | Achievable Technical Potential | 0 | 0 | 0 | 0 | 0 | 0 | 0 | 0 | 0 | 0 | 0 | 0 | 0 | 0 | 0 | 0 | 0 | 0 | 0 | 0 | 0 | 0 | 0 | 0 | 0 | 0 | 0
F4_Commercial_Interruptible - College_New_Space Heating_Natural Gas_Condensing RTU_A_Achievable Technical Potential | F4 | Commercial | Interruptible - College | New | Space Heating | Natural Gas | Condensing RTU | A | Incremental Energy Savings (MWh or mTherms) | Achievable Technical Potential | 0 | 0 | 0 | 0 | 0 | 0 | 0 | 0 | 0 | 0 | 0 | 0 | 0 | 0 | 0 | 0 | 0 | 0 | 0 | 0 | 0 | 0 | 0 | 0 | 0 | 0 | 0
F5_Commercial_Interruptible - College_New_Space Heating_Natural Gas_Condensing RTU_A_Achievable Technical Potential | F5 | Commercial | Interruptible - College | New | Space Heating | Natural Gas | Condensing RTU | A | Incremental Summer Peak Savings (MW) | Achievable Technical Potential | 0 | 0 | 0 | 0 | 0 | 0 | 0 | 0 | 0 | 0 | 0 | 0 | 0 | 0 | 0 | 0 | 0 | 0 | 0 | 0 | 0 | 0 | 0 | 0 | 0 | 0 | 0
F6_Commercial_Interruptible - College_New_Space Heating_Natural Gas_Condensing RTU_A_Achievable Technical Potential | F6 | Commercial | Interruptible - College | New | Space Heating | Natural Gas | Condensing RTU | A | Incremental Winter Peak Savings (MW) | Achievable Technical Potential | 0 | 0 | 0 | 0 | 0 | 0 | 0 | 0 | 0 | 0 | 0 | 0 | 0 | 0 | 0 | 0 | 0 | 0 | 0 | 0 | 0 | 0 | 0 | 0 | 0 | 0 | 0
F7_Commercial_Interruptible - College_New_Space Heating_Natural Gas_Condensing RTU_A_Achievable Technical Potential | F7 | Commercial | Interruptible - College | New | Space Heating | Natural Gas | Condensing RTU | A | Cumulative Energy Savings (MWh or mTherms) | Achievable Technical Potential | 0 | 0 | 0 | 0 | 0 | 0 | 0 | 0 | 0 | 0 | 0 | 0 | 0 | 0 | 0 | 0 | 0 | 0 | 0 | 0 | 0 | 0 | 0 | 0 | 0 | 0 | 0
F8_Commercial_Interruptible - College_New_Space Heating_Natural Gas_Condensing RTU_A_Achievable Technical Potential | F8 | Commercial | Interruptible - College | New | Space Heating | Natural Gas | Condensing RTU | A | Cumulative Summer Peak Savings (MW) | Achievable Technical Potential | 0 | 0 | 0 | 0 | 0 | 0 | 0 | 0 | 0 | 0 | 0 | 0 | 0 | 0 | 0 | 0 | 0 | 0 | 0 | 0 | 0 | 0 | 0 | 0 | 0 | 0 | 0
F9_Commercial_Interruptible - College_New_Space Heating_Natural Gas_Condensing RTU_A_Achievable Technical Potential | F9 | Commercial | Interruptible - College | New | Space Heating | Natural Gas | Condensing RTU | A | Cumulative Winter Peak Savings (MW) | Achievable Technical Potential | 0 | 0 | 0 | 0 | 0 | 0 | 0 | 0 | 0 | 0 | 0 | 0 | 0 | 0 | 0 | 0 | 0 | 0 | 0 | 0 | 0 | 0 | 0 | 0 | 0 | 0 | 0
F10_Commercial_Interruptible - College_New_Space Heating_Natural Gas_Condensing RTU_A_Achievable Technical Potential | F10 | Commercial | Interruptible - College | New | Space Heating | Natural Gas | Condensing RTU | A | Purchases (Incremental) | Achievable Technical Potential | 0 | 0 | 0 | 0 | 0 | 0 | 0 | 0 | 0 | 0 | 0 | 0 | 0 | 0 | 0 | 0 | 0 | 0 | 0 | 0 | 0 | 0 | 0 | 0 | 0 | 0 | 0
F11_Commercial_Interruptible - College_New_Space Heating_Natural Gas_Condensing RTU_A_Achievable Technical Potential | F11 | Commercial | Interruptible - College | New | Space Heating | Natural Gas | Condensing RTU | A | Purchases (Cumulative) | Achievable Technical Potential | 0 | 0 | 0 | 0 | 0 | 0 | 0 | 0 | 0 | 0 | 0 | 0 | 0 | 0 | 0 | 0 | 0 | 0 | 0 | 0 | 0 | 0 | 0 | 0 | 0 | 0 | 0
F1_Commercial_Interruptible - College_New_Space Heating_Natural Gas_Hydronic Heating Radiator Replacement_A_Achievable Technical Potential | F1 | Commercial | Interruptible - College | New | Space Heating | Natural Gas | Hydronic Heating Radiator Replacement | A | Integrated Unit Energy Savings (kWh or therms) | Achievable Technical Potential | 0 | 0 | 0 | 0 | 0 | 0 | 0 | 0 | 0 | 0 | 0 | 0 | 0 | 0 | 0 | 0 | 0 | 0 | 0 | 0 | 0 | 0 | 0 | 0 | 0 | 0 | 0
F2_Commercial_Interruptible - College_New_Space Heating_Natural Gas_Hydronic Heating Radiator Replacement_A_Achievable Technical Potential | F2 | Commercial | Interruptible - College | New | Space Heating | Natural Gas | Hydronic Heating Radiator Replacement | A | Integrated Unit Summer Peak Savings (kW) | Achievable Technical Potential | 0 | 0 | 0 | 0 | 0 | 0 | 0 | 0 | 0 | 0 | 0 | 0 | 0 | 0 | 0 | 0 | 0 | 0 | 0 | 0 | 0 | 0 | 0 | 0 | 0 | 0 | 0
F3_Commercial_Interruptible - College_New_Space Heating_Natural Gas_Hydronic Heating Radiator Replacement_A_Achievable Technical Potential | F3 | Commercial | Interruptible - College | New | Space Heating | Natural Gas | Hydronic Heating Radiator Replacement | A | Integrated Unit Winter Peak Savings (kW) | Achievable Technical Potential | 0 | 0 | 0 | 0 | 0 | 0 | 0 | 0 | 0 | 0 | 0 | 0 | 0 | 0 | 0 | 0 | 0 | 0 | 0 | 0 | 0 | 0 | 0 | 0 | 0 | 0 | 0
F4_Commercial_Interruptible - College_New_Space Heating_Natural Gas_Hydronic Heating Radiator Replacement_A_Achievable Technical Potential | F4 | Commercial | Interruptible - College | New | Space Heating | Natural Gas | Hydronic Heating Radiator Replacement | A | Incremental Energy Savings (MWh or mTherms) | Achievable Technical Potential | 0 | 0 | 0 | 0 | 0 | 0 | 0 | 0 | 0 | 0 | 0 | 0 | 0 | 0 | 0 | 0 | 0 | 0 | 0 | 0 | 0 | 0 | 0 | 0 | 0 | 0 | 0
F5_Commercial_Interruptible - College_New_Space Heating_Natural Gas_Hydronic Heating Radiator Replacement_A_Achievable Technical Potential | F5 | Commercial | Interruptible - College | New | Space Heating | Natural Gas | Hydronic Heating Radiator Replacement | A | Incremental Summer Peak Savings (MW) | Achievable Technical Potential | 0 | 0 | 0 | 0 | 0 | 0 | 0 | 0 | 0 | 0 | 0 | 0 | 0 | 0 | 0 | 0 | 0 | 0 | 0 | 0 | 0 | 0 | 0 | 0 | 0 | 0 | 0
F6_Commercial_Interruptible - College_New_Space Heating_Natural Gas_Hydronic Heating Radiator Replacement_A_Achievable Technical Potential | F6 | Commercial | Interruptible - College | New | Space Heating | Natural Gas | Hydronic Heating Radiator Replacement | A | Incremental Winter Peak Savings (MW) | Achievable Technical Potential | 0 | 0 | 0 | 0 | 0 | 0 | 0 | 0 | 0 | 0 | 0 | 0 | 0 | 0 | 0 | 0 | 0 | 0 | 0 | 0 | 0 | 0 | 0 | 0 | 0 | 0 | 0
F7_Commercial_Interruptible - College_New_Space Heating_Natural Gas_Hydronic Heating Radiator Replacement_A_Achievable Technical Potential | F7 | Commercial | Interruptible - College | New | Space Heating | Natural Gas | Hydronic Heating Radiator Replacement | A | Cumulative Energy Savings (MWh or mTherms) | Achievable Technical Potential | 0 | 0 | 0 | 0 | 0 | 0 | 0 | 0 | 0 | 0 | 0 | 0 | 0 | 0 | 0 | 0 | 0 | 0 | 0 | 0 | 0 | 0 | 0 | 0 | 0 | 0 | 0
F8_Commercial_Interruptible - College_New_Space Heating_Natural Gas_Hydronic Heating Radiator Replacement_A_Achievable Technical Potential | F8 | Commercial | Interruptible - College | New | Space Heating | Natural Gas | Hydronic Heating Radiator Replacement | A | Cumulative Summer Peak Savings (MW) | Achievable Technical Potential | 0 | 0 | 0 | 0 | 0 | 0 | 0 | 0 | 0 | 0 | 0 | 0 | 0 | 0 | 0 | 0 | 0 | 0 | 0 | 0 | 0 | 0 | 0 | 0 | 0 | 0 | 0
F9_Commercial_Interruptible - College_New_Space Heating_Natural Gas_Hydronic Heating Radiator Replacement_A_Achievable Technical Potential | F9 | Commercial | Interruptible - College | New | Space Heating | Natural Gas | Hydronic Heating Radiator Replacement | A | Cumulative Winter Peak Savings (MW) | Achievable Technical Potential | 0 | 0 | 0 | 0 | 0 | 0 | 0 | 0 | 0 | 0 | 0 | 0 | 0 | 0 | 0 | 0 | 0 | 0 | 0 | 0 | 0 | 0 | 0 | 0 | 0 | 0 | 0
F10_Commercial_Interruptible - College_New_Space Heating_Natural Gas_Hydronic Heating Radiator Replacement_A_Achievable Technical Potential | F10 | Commercial | Interruptible - College | New | Space Heating | Natural Gas | Hydronic Heating Radiator Replacement | A | Purchases (Incremental) | Achievable Technical Potential | 0 | 0 | 0 | 0 | 0 | 0 | 0 | 0 | 0 | 0 | 0 | 0 | 0 | 0 | 0 | 0 | 0 | 0 | 0 | 0 | 0 | 0 | 0 | 0 | 0 | 0 | 0
F11_Commercial_Interruptible - College_New_Space Heating_Natural Gas_Hydronic Heating Radiator Replacement_A_Achievable Technical Potential | F11 | Commercial | Interruptible - College | New | Space Heating | Natural Gas | Hydronic Heating Radiator Replacement | A | Purchases (Cumulative) | Achievable Technical Potential | 0 | 0 | 0 | 0 | 0 | 0 | 0 | 0 | 0 | 0 | 0 | 0 | 0 | 0 | 0 | 0 | 0 | 0 | 0 | 0 | 0 | 0 | 0 | 0 | 0 | 0 | 0
F1_Commercial_Interruptible - College_New_Space Heating_Natural Gas_Thermostat - Connected_A_Achievable Technical Potential | F1 | Commercial | Interruptible - College | New | Space Heating | Natural Gas | Thermostat - Connected | A | Integrated Unit Energy Savings (kWh or therms) | Achievable Technical Potential | 0 | 0 | 0 | 0 | 0 | 0 | 0 | 0 | 0 | 0 | 0 | 0 | 0 | 0 | 0 | 0 | 0 | 0 | 0 | 0 | 0 | 0 | 0 | 0 | 0 | 0 | 0
F2_Commercial_Interruptible - College_New_Space Heating_Natural Gas_Thermostat - Connected_A_Achievable Technical Potential | F2 | Commercial | Interruptible - College | New | Space Heating | Natural Gas | Thermostat - Connected | A | Integrated Unit Summer Peak Savings (kW) | Achievable Technical Potential | 0 | 0 | 0 | 0 | 0 | 0 | 0 | 0 | 0 | 0 | 0 | 0 | 0 | 0 | 0 | 0 | 0 | 0 | 0 | 0 | 0 | 0 | 0 | 0 | 0 | 0 | 0
F3_Commercial_Interruptible - College_New_Space Heating_Natural Gas_Thermostat - Connected_A_Achievable Technical Potential | F3 | Commercial | Interruptible - College | New | Space Heating | Natural Gas | Thermostat - Connected | A | Integrated Unit Winter Peak Savings (kW) | Achievable Technical Potential | 0 | 0 | 0 | 0 | 0 | 0 | 0 | 0 | 0 | 0 | 0 | 0 | 0 | 0 | 0 | 0 | 0 | 0 | 0 | 0 | 0 | 0 | 0 | 0 | 0 | 0 | 0
F4_Commercial_Interruptible - College_New_Space Heating_Natural Gas_Thermostat - Connected_A_Achievable Technical Potential | F4 | Commercial | Interruptible - College | New | Space Heating | Natural Gas | Thermostat - Connected | A | Incremental Energy Savings (MWh or mTherms) | Achievable Technical Potential | 0 | 0 | 0 | 0 | 0 | 0 | 0 | 0 | 0 | 0 | 0 | 0 | 0 | 0 | 0 | 0 | 0 | 0 | 0 | 0 | 0 | 0 | 0 | 0 | 0 | 0 | 0
F5_Commercial_Interruptible - College_New_Space Heating_Natural Gas_Thermostat - Connected_A_Achievable Technical Potential | F5 | Commercial | Interruptible - College | New | Space Heating | Natural Gas | Thermostat - Connected | A | Incremental Summer Peak Savings (MW) | Achievable Technical Potential | 0 | 0 | 0 | 0 | 0 | 0 | 0 | 0 | 0 | 0 | 0 | 0 | 0 | 0 | 0 | 0 | 0 | 0 | 0 | 0 | 0 | 0 | 0 | 0 | 0 | 0 | 0
F6_Commercial_Interruptible - College_New_Space Heating_Natural Gas_Thermostat - Connected_A_Achievable Technical Potential | F6 | Commercial | Interruptible - College | New | Space Heating | Natural Gas | Thermostat - Connected | A | Incremental Winter Peak Savings (MW) | Achievable Technical Potential | 0 | 0 | 0 | 0 | 0 | 0 | 0 | 0 | 0 | 0 | 0 | 0 | 0 | 0 | 0 | 0 | 0 | 0 | 0 | 0 | 0 | 0 | 0 | 0 | 0 | 0 | 0
F7_Commercial_Interruptible - College_New_Space Heating_Natural Gas_Thermostat - Connected_A_Achievable Technical Potential | F7 | Commercial | Interruptible - College | New | Space Heating | Natural Gas | Thermostat - Connected | A | Cumulative Energy Savings (MWh or mTherms) | Achievable Technical Potential | 0 | 0 | 0 | 0 | 0 | 0 | 0 | 0 | 0 | 0 | 0 | 0 | 0 | 0 | 0 | 0 | 0 | 0 | 0 | 0 | 0 | 0 | 0 | 0 | 0 | 0 | 0
F8_Commercial_Interruptible - College_New_Space Heating_Natural Gas_Thermostat - Connected_A_Achievable Technical Potential | F8 | Commercial | Interruptible - College | New | Space Heating | Natural Gas | Thermostat - Connected | A | Cumulative Summer Peak Savings (MW) | Achievable Technical Potential | 0 | 0 | 0 | 0 | 0 | 0 | 0 | 0 | 0 | 0 | 0 | 0 | 0 | 0 | 0 | 0 | 0 | 0 | 0 | 0 | 0 | 0 | 0 | 0 | 0 | 0 | 0
F9_Commercial_Interruptible - College_New_Space Heating_Natural Gas_Thermostat - Connected_A_Achievable Technical Potential | F9 | Commercial | Interruptible - College | New | Space Heating | Natural Gas | Thermostat - Connected | A | Cumulative Winter Peak Savings (MW) | Achievable Technical Potential | 0 | 0 | 0 | 0 | 0 | 0 | 0 | 0 | 0 | 0 | 0 | 0 | 0 | 0 | 0 | 0 | 0 | 0 | 0 | 0 | 0 | 0 | 0 | 0 | 0 | 0 | 0
F10_Commercial_Interruptible - College_New_Space Heating_Natural Gas_Thermostat - Connected_A_Achievable Technical Potential | F10 | Commercial | Interruptible - College | New | Space Heating | Natural Gas | Thermostat - Connected | A | Purchases (Incremental) | Achievable Technical Potential | 0 | 0 | 0 | 0 | 0 | 0 | 0 | 0 | 0 | 0 | 0 | 0 | 0 | 0 | 0 | 0 | 0 | 0 | 0 | 0 | 0 | 0 | 0 | 0 | 0 | 0 | 0
F11_Commercial_Interruptible - College_New_Space Heating_Natural Gas_Thermostat - Connected_A_Achievable Technical Potential | F11 | Commercial | Interruptible - College | New | Space Heating | Natural Gas | Thermostat - Connected | A | Purchases (Cumulative) | Achievable Technical Potential | 0 | 0 | 0 | 0 | 0 | 0 | 0 | 0 | 0 | 0 | 0 | 0 | 0 | 0 | 0 | 0 | 0 | 0 | 0 | 0 | 0 | 0 | 0 | 0 | 0 | 0 | 0
F1_Commercial_Interruptible - College_New_Water Heating_Natural Gas_Water Heater - Thermostatic Shower Restriction Valve_A_Achievable Technical Potential | F1 | Commercial | Interruptible - College | New | Water Heating | Natural Gas | Water Heater - Thermostatic Shower Restriction Valve | A | Integrated Unit Energy Savings (kWh or therms) | Achievable Technical Potential | 0 | 0 | 0 | 0 | 0 | 0 | 0 | 0 | 0 | 0 | 0 | 0 | 0 | 0 | 0 | 0 | 0 | 0 | 0 | 0 | 0 | 0 | 0 | 0 | 0 | 0 | 0
F2_Commercial_Interruptible - College_New_Water Heating_Natural Gas_Water Heater - Thermostatic Shower Restriction Valve_A_Achievable Technical Potential | F2 | Commercial | Interruptible - College | New | Water Heating | Natural Gas | Water Heater - Thermostatic Shower Restriction Valve | A | Integrated Unit Summer Peak Savings (kW) | Achievable Technical Potential | 0 | 0 | 0 | 0 | 0 | 0 | 0 | 0 | 0 | 0 | 0 | 0 | 0 | 0 | 0 | 0 | 0 | 0 | 0 | 0 | 0 | 0 | 0 | 0 | 0 | 0 | 0
F3_Commercial_Interruptible - College_New_Water Heating_Natural Gas_Water Heater - Thermostatic Shower Restriction Valve_A_Achievable Technical Potential | F3 | Commercial | Interruptible - College | New | Water Heating | Natural Gas | Water Heater - Thermostatic Shower Restriction Valve | A | Integrated Unit Winter Peak Savings (kW) | Achievable Technical Potential | 0 | 0 | 0 | 0 | 0 | 0 | 0 | 0 | 0 | 0 | 0 | 0 | 0 | 0 | 0 | 0 | 0 | 0 | 0 | 0 | 0 | 0 | 0 | 0 | 0 | 0 | 0
F4_Commercial_Interruptible - College_New_Water Heating_Natural Gas_Water Heater - Thermostatic Shower Restriction Valve_A_Achievable Technical Potential | F4 | Commercial | Interruptible - College | New | Water Heating | Natural Gas | Water Heater - Thermostatic Shower Restriction Valve | A | Incremental Energy Savings (MWh or mTherms) | Achievable Technical Potential | 0 | 0 | 0 | 0 | 0 | 0 | 0 | 0 | 0 | 0 | 0 | 0 | 0 | 0 | 0 | 0 | 0 | 0 | 0 | 0 | 0 | 0 | 0 | 0 | 0 | 0 | 0
F5_Commercial_Interruptible - College_New_Water Heating_Natural Gas_Water Heater - Thermostatic Shower Restriction Valve_A_Achievable Technical Potential | F5 | Commercial | Interruptible - College | New | Water Heating | Natural Gas | Water Heater - Thermostatic Shower Restriction Valve | A | Incremental Summer Peak Savings (MW) | Achievable Technical Potential | 0 | 0 | 0 | 0 | 0 | 0 | 0 | 0 | 0 | 0 | 0 | 0 | 0 | 0 | 0 | 0 | 0 | 0 | 0 | 0 | 0 | 0 | 0 | 0 | 0 | 0 | 0
F6_Commercial_Interruptible - College_New_Water Heating_Natural Gas_Water Heater - Thermostatic Shower Restriction Valve_A_Achievable Technical Potential | F6 | Commercial | Interruptible - College | New | Water Heating | Natural Gas | Water Heater - Thermostatic Shower Restriction Valve | A | Incremental Winter Peak Savings (MW) | Achievable Technical Potential | 0 | 0 | 0 | 0 | 0 | 0 | 0 | 0 | 0 | 0 | 0 | 0 | 0 | 0 | 0 | 0 | 0 | 0 | 0 | 0 | 0 | 0 | 0 | 0 | 0 | 0 | 0
F7_Commercial_Interruptible - College_New_Water Heating_Natural Gas_Water Heater - Thermostatic Shower Restriction Valve_A_Achievable Technical Potential | F7 | Commercial | Interruptible - College | New | Water Heating | Natural Gas | Water Heater - Thermostatic Shower Restriction Valve | A | Cumulative Energy Savings (MWh or mTherms) | Achievable Technical Potential | 0 | 0 | 0 | 0 | 0 | 0 | 0 | 0 | 0 | 0 | 0 | 0 | 0 | 0 | 0 | 0 | 0 | 0 | 0 | 0 | 0 | 0 | 0 | 0 | 0 | 0 | 0
F8_Commercial_Interruptible - College_New_Water Heating_Natural Gas_Water Heater - Thermostatic Shower Restriction Valve_A_Achievable Technical Potential | F8 | Commercial | Interruptible - College | New | Water Heating | Natural Gas | Water Heater - Thermostatic Shower Restriction Valve | A | Cumulative Summer Peak Savings (MW) | Achievable Technical Potential | 0 | 0 | 0 | 0 | 0 | 0 | 0 | 0 | 0 | 0 | 0 | 0 | 0 | 0 | 0 | 0 | 0 | 0 | 0 | 0 | 0 | 0 | 0 | 0 | 0 | 0 | 0
F9_Commercial_Interruptible - College_New_Water Heating_Natural Gas_Water Heater - Thermostatic Shower Restriction Valve_A_Achievable Technical Potential | F9 | Commercial | Interruptible - College | New | Water Heating | Natural Gas | Water Heater - Thermostatic Shower Restriction Valve | A | Cumulative Winter Peak Savings (MW) | Achievable Technical Potential | 0 | 0 | 0 | 0 | 0 | 0 | 0 | 0 | 0 | 0 | 0 | 0 | 0 | 0 | 0 | 0 | 0 | 0 | 0 | 0 | 0 | 0 | 0 | 0 | 0 | 0 | 0
F10_Commercial_Interruptible - College_New_Water Heating_Natural Gas_Water Heater - Thermostatic Shower Restriction Valve_A_Achievable Technical Potential | F10 | Commercial | Interruptible - College | New | Water Heating | Natural Gas | Water Heater - Thermostatic Shower Restriction Valve | A | Purchases (Incremental) | Achievable Technical Potential | 0 | 0 | 0 | 0 | 0 | 0 | 0 | 0 | 0 | 0 | 0 | 0 | 0 | 0 | 0 | 0 | 0 | 0 | 0 | 0 | 0 | 0 | 0 | 0 | 0 | 0 | 0
F11_Commercial_Interruptible - College_New_Water Heating_Natural Gas_Water Heater - Thermostatic Shower Restriction Valve_A_Achievable Technical Potential | F11 | Commercial | Interruptible - College | New | Water Heating | Natural Gas | Water Heater - Thermostatic Shower Restriction Valve | A | Purchases (Cumulative) | Achievable Technical Potential | 0 | 0 | 0 | 0 | 0 | 0 | 0 | 0 | 0 | 0 | 0 | 0 | 0 | 0 | 0 | 0 | 0 | 0 | 0 | 0 | 0 | 0 | 0 | 0 | 0 | 0 | 0
F1_Commercial_Interruptible - College_New_Water Heating_Natural Gas_Water Heater - Pre-Rinse Spray Valve_A_Achievable Technical Potential | F1 | Commercial | Interruptible - College | New | Water Heating | Natural Gas | Water Heater - Pre-Rinse Spray Valve | A | Integrated Unit Energy Savings (kWh or therms) | Achievable Technical Potential | 0 | 0 | 0 | 0 | 0 | 0 | 0 | 0 | 0 | 0 | 0 | 0 | 0 | 0 | 0 | 0 | 0 | 0 | 0 | 0 | 0 | 0 | 0 | 0 | 0 | 0 | 0
F2_Commercial_Interruptible - College_New_Water Heating_Natural Gas_Water Heater - Pre-Rinse Spray Valve_A_Achievable Technical Potential | F2 | Commercial | Interruptible - College | New | Water Heating | Natural Gas | Water Heater - Pre-Rinse Spray Valve | A | Integrated Unit Summer Peak Savings (kW) | Achievable Technical Potential | 0 | 0 | 0 | 0 | 0 | 0 | 0 | 0 | 0 | 0 | 0 | 0 | 0 | 0 | 0 | 0 | 0 | 0 | 0 | 0 | 0 | 0 | 0 | 0 | 0 | 0 | 0
F3_Commercial_Interruptible - College_New_Water Heating_Natural Gas_Water Heater - Pre-Rinse Spray Valve_A_Achievable Technical Potential | F3 | Commercial | Interruptible - College | New | Water Heating | Natural Gas | Water Heater - Pre-Rinse Spray Valve | A | Integrated Unit Winter Peak Savings (kW) | Achievable Technical Potential | 0 | 0 | 0 | 0 | 0 | 0 | 0 | 0 | 0 | 0 | 0 | 0 | 0 | 0 | 0 | 0 | 0 | 0 | 0 | 0 | 0 | 0 | 0 | 0 | 0 | 0 | 0
F4_Commercial_Interruptible - College_New_Water Heating_Natural Gas_Water Heater - Pre-Rinse Spray Valve_A_Achievable Technical Potential | F4 | Commercial | Interruptible - College | New | Water Heating | Natural Gas | Water Heater - Pre-Rinse Spray Valve | A | Incremental Energy Savings (MWh or mTherms) | Achievable Technical Potential | 0 | 0 | 0 | 0 | 0 | 0 | 0 | 0 | 0 | 0 | 0 | 0 | 0 | 0 | 0 | 0 | 0 | 0 | 0 | 0 | 0 | 0 | 0 | 0 | 0 | 0 | 0
F5_Commercial_Interruptible - College_New_Water Heating_Natural Gas_Water Heater - Pre-Rinse Spray Valve_A_Achievable Technical Potential | F5 | Commercial | Interruptible - College | New | Water Heating | Natural Gas | Water Heater - Pre-Rinse Spray Valve | A | Incremental Summer Peak Savings (MW) | Achievable Technical Potential | 0 | 0 | 0 | 0 | 0 | 0 | 0 | 0 | 0 | 0 | 0 | 0 | 0 | 0 | 0 | 0 | 0 | 0 | 0 | 0 | 0 | 0 | 0 | 0 | 0 | 0 | 0
F6_Commercial_Interruptible - College_New_Water Heating_Natural Gas_Water Heater - Pre-Rinse Spray Valve_A_Achievable Technical Potential | F6 | Commercial | Interruptible - College | New | Water Heating | Natural Gas | Water Heater - Pre-Rinse Spray Valve | A | Incremental Winter Peak Savings (MW) | Achievable Technical Potential | 0 | 0 | 0 | 0 | 0 | 0 | 0 | 0 | 0 | 0 | 0 | 0 | 0 | 0 | 0 | 0 | 0 | 0 | 0 | 0 | 0 | 0 | 0 | 0 | 0 | 0 | 0
F7_Commercial_Interruptible - College_New_Water Heating_Natural Gas_Water Heater - Pre-Rinse Spray Valve_A_Achievable Technical Potential | F7 | Commercial | Interruptible - College | New | Water Heating | Natural Gas | Water Heater - Pre-Rinse Spray Valve | A | Cumulative Energy Savings (MWh or mTherms) | Achievable Technical Potential | 0 | 0 | 0 | 0 | 0 | 0 | 0 | 0 | 0 | 0 | 0 | 0 | 0 | 0 | 0 | 0 | 0 | 0 | 0 | 0 | 0 | 0 | 0 | 0 | 0 | 0 | 0
F8_Commercial_Interruptible - College_New_Water Heating_Natural Gas_Water Heater - Pre-Rinse Spray Valve_A_Achievable Technical Potential | F8 | Commercial | Interruptible - College | New | Water Heating | Natural Gas | Water Heater - Pre-Rinse Spray Valve | A | Cumulative Summer Peak Savings (MW) | Achievable Technical Potential | 0 | 0 | 0 | 0 | 0 | 0 | 0 | 0 | 0 | 0 | 0 | 0 | 0 | 0 | 0 | 0 | 0 | 0 | 0 | 0 | 0 | 0 | 0 | 0 | 0 | 0 | 0
F9_Commercial_Interruptible - College_New_Water Heating_Natural Gas_Water Heater - Pre-Rinse Spray Valve_A_Achievable Technical Potential | F9 | Commercial | Interruptible - College | New | Water Heating | Natural Gas | Water Heater - Pre-Rinse Spray Valve | A | Cumulative Winter Peak Savings (MW) | Achievable Technical Potential | 0 | 0 | 0 | 0 | 0 | 0 | 0 | 0 | 0 | 0 | 0 | 0 | 0 | 0 | 0 | 0 | 0 | 0 | 0 | 0 | 0 | 0 | 0 | 0 | 0 | 0 | 0
F10_Commercial_Interruptible - College_New_Water Heating_Natural Gas_Water Heater - Pre-Rinse Spray Valve_A_Achievable Technical Potential | F10 | Commercial | Interruptible - College | New | Water Heating | Natural Gas | Water Heater - Pre-Rinse Spray Valve | A | Purchases (Incremental) | Achievable Technical Potential | 0 | 0 | 0 | 0 | 0 | 0 | 0 | 0 | 0 | 0 | 0 | 0 | 0 | 0 | 0 | 0 | 0 | 0 | 0 | 0 | 0 | 0 | 0 | 0 | 0 | 0 | 0
F11_Commercial_Interruptible - College_New_Water Heating_Natural Gas_Water Heater - Pre-Rinse Spray Valve_A_Achievable Technical Potential | F11 | Commercial | Interruptible - College | New | Water Heating | Natural Gas | Water Heater - Pre-Rinse Spray Valve | A | Purchases (Cumulative) | Achievable Technical Potential | 0 | 0 | 0 | 0 | 0 | 0 | 0 | 0 | 0 | 0 | 0 | 0 | 0 | 0 | 0 | 0 | 0 | 0 | 0 | 0 | 0 | 0 | 0 | 0 | 0 | 0 | 0
F1_Commercial_Interruptible - College_New_Water Heating_Natural Gas_Water Heater - Temperature Setback_A_Achievable Technical Potential | F1 | Commercial | Interruptible - College | New | Water Heating | Natural Gas | Water Heater - Temperature Setback | A | Integrated Unit Energy Savings (kWh or therms) | Achievable Technical Potential | 0 | 0 | 0 | 0 | 0 | 0 | 0 | 0 | 0 | 0 | 0 | 0 | 0 | 0 | 0 | 0 | 0 | 0 | 0 | 0 | 0 | 0 | 0 | 0 | 0 | 0 | 0
F2_Commercial_Interruptible - College_New_Water Heating_Natural Gas_Water Heater - Temperature Setback_A_Achievable Technical Potential | F2 | Commercial | Interruptible - College | New | Water Heating | Natural Gas | Water Heater - Temperature Setback | A | Integrated Unit Summer Peak Savings (kW) | Achievable Technical Potential | 0 | 0 | 0 | 0 | 0 | 0 | 0 | 0 | 0 | 0 | 0 | 0 | 0 | 0 | 0 | 0 | 0 | 0 | 0 | 0 | 0 | 0 | 0 | 0 | 0 | 0 | 0
F3_Commercial_Interruptible - College_New_Water Heating_Natural Gas_Water Heater - Temperature Setback_A_Achievable Technical Potential | F3 | Commercial | Interruptible - College | New | Water Heating | Natural Gas | Water Heater - Temperature Setback | A | Integrated Unit Winter Peak Savings (kW) | Achievable Technical Potential | 0 | 0 | 0 | 0 | 0 | 0 | 0 | 0 | 0 | 0 | 0 | 0 | 0 | 0 | 0 | 0 | 0 | 0 | 0 | 0 | 0 | 0 | 0 | 0 | 0 | 0 | 0
F4_Commercial_Interruptible - College_New_Water Heating_Natural Gas_Water Heater - Temperature Setback_A_Achievable Technical Potential | F4 | Commercial | Interruptible - College | New | Water Heating | Natural Gas | Water Heater - Temperature Setback | A | Incremental Energy Savings (MWh or mTherms) | Achievable Technical Potential | 0 | 0 | 0 | 0 | 0 | 0 | 0 | 0 | 0 | 0 | 0 | 0 | 0 | 0 | 0 | 0 | 0 | 0 | 0 | 0 | 0 | 0 | 0 | 0 | 0 | 0 | 0
F5_Commercial_Interruptible - College_New_Water Heating_Natural Gas_Water Heater - Temperature Setback_A_Achievable Technical Potential | F5 | Commercial | Interruptible - College | New | Water Heating | Natural Gas | Water Heater - Temperature Setback | A | Incremental Summer Peak Savings (MW) | Achievable Technical Potential | 0 | 0 | 0 | 0 | 0 | 0 | 0 | 0 | 0 | 0 | 0 | 0 | 0 | 0 | 0 | 0 | 0 | 0 | 0 | 0 | 0 | 0 | 0 | 0 | 0 | 0 | 0
F6_Commercial_Interruptible - College_New_Water Heating_Natural Gas_Water Heater - Temperature Setback_A_Achievable Technical Potential | F6 | Commercial | Interruptible - College | New | Water Heating | Natural Gas | Water Heater - Temperature Setback | A | Incremental Winter Peak Savings (MW) | Achievable Technical Potential | 0 | 0 | 0 | 0 | 0 | 0 | 0 | 0 | 0 | 0 | 0 | 0 | 0 | 0 | 0 | 0 | 0 | 0 | 0 | 0 | 0 | 0 | 0 | 0 | 0 | 0 | 0
F7_Commercial_Interruptible - College_New_Water Heating_Natural Gas_Water Heater - Temperature Setback_A_Achievable Technical Potential | F7 | Commercial | Interruptible - College | New | Water Heating | Natural Gas | Water Heater - Temperature Setback | A | Cumulative Energy Savings (MWh or mTherms) | Achievable Technical Potential | 0 | 0 | 0 | 0 | 0 | 0 | 0 | 0 | 0 | 0 | 0 | 0 | 0 | 0 | 0 | 0 | 0 | 0 | 0 | 0 | 0 | 0 | 0 | 0 | 0 | 0 | 0
F8_Commercial_Interruptible - College_New_Water Heating_Natural Gas_Water Heater - Temperature Setback_A_Achievable Technical Potential | F8 | Commercial | Interruptible - College | New | Water Heating | Natural Gas | Water Heater - Temperature Setback | A | Cumulative Summer Peak Savings (MW) | Achievable Technical Potential | 0 | 0 | 0 | 0 | 0 | 0 | 0 | 0 | 0 | 0 | 0 | 0 | 0 | 0 | 0 | 0 | 0 | 0 | 0 | 0 | 0 | 0 | 0 | 0 | 0 | 0 | 0
F9_Commercial_Interruptible - College_New_Water Heating_Natural Gas_Water Heater - Temperature Setback_A_Achievable Technical Potential | F9 | Commercial | Interruptible - College | New | Water Heating | Natural Gas | Water Heater - Temperature Setback | A | Cumulative Winter Peak Savings (MW) | Achievable Technical Potential | 0 | 0 | 0 | 0 | 0 | 0 | 0 | 0 | 0 | 0 | 0 | 0 | 0 | 0 | 0 | 0 | 0 | 0 | 0 | 0 | 0 | 0 | 0 | 0 | 0 | 0 | 0
F10_Commercial_Interruptible - College_New_Water Heating_Natural Gas_Water Heater - Temperature Setback_A_Achievable Technical Potential | F10 | Commercial | Interruptible - College | New | Water Heating | Natural Gas | Water Heater - Temperature Setback | A | Purchases (Incremental) | Achievable Technical Potential | 0 | 0 | 0 | 0 | 0 | 0 | 0 | 0 | 0 | 0 | 0 | 0 | 0 | 0 | 0 | 0 | 0 | 0 | 0 | 0 | 0 | 0 | 0 | 0 | 0 | 0 | 0
F11_Commercial_Interruptible - College_New_Water Heating_Natural Gas_Water Heater - Temperature Setback_A_Achievable Technical Potential | F11 | Commercial | Interruptible - College | New | Water Heating | Natural Gas | Water Heater - Temperature Setback | A | Purchases (Cumulative) | Achievable Technical Potential | 0 | 0 | 0 | 0 | 0 | 0 | 0 | 0 | 0 | 0 | 0 | 0 | 0 | 0 | 0 | 0 | 0 | 0 | 0 | 0 | 0 | 0 | 0 | 0 | 0 | 0 | 0
F1_Commercial_Interruptible - College_New_Water Heating_Natural Gas_Water Heater - Faucet Aerators_A_Achievable Technical Potential | F1 | Commercial | Interruptible - College | New | Water Heating | Natural Gas | Water Heater - Faucet Aerators | A | Integrated Unit Energy Savings (kWh or therms) | Achievable Technical Potential | 0 | 0 | 0 | 0 | 0 | 0 | 0 | 0 | 0 | 0 | 0 | 0 | 0 | 0 | 0 | 0 | 0 | 0 | 0 | 0 | 0 | 0 | 0 | 0 | 0 | 0 | 0
F2_Commercial_Interruptible - College_New_Water Heating_Natural Gas_Water Heater - Faucet Aerators_A_Achievable Technical Potential | F2 | Commercial | Interruptible - College | New | Water Heating | Natural Gas | Water Heater - Faucet Aerators | A | Integrated Unit Summer Peak Savings (kW) | Achievable Technical Potential | 0 | 0 | 0 | 0 | 0 | 0 | 0 | 0 | 0 | 0 | 0 | 0 | 0 | 0 | 0 | 0 | 0 | 0 | 0 | 0 | 0 | 0 | 0 | 0 | 0 | 0 | 0
F3_Commercial_Interruptible - College_New_Water Heating_Natural Gas_Water Heater - Faucet Aerators_A_Achievable Technical Potential | F3 | Commercial | Interruptible - College | New | Water Heating | Natural Gas | Water Heater - Faucet Aerators | A | Integrated Unit Winter Peak Savings (kW) | Achievable Technical Potential | 0 | 0 | 0 | 0 | 0 | 0 | 0 | 0 | 0 | 0 | 0 | 0 | 0 | 0 | 0 | 0 | 0 | 0 | 0 | 0 | 0 | 0 | 0 | 0 | 0 | 0 | 0
F4_Commercial_Interruptible - College_New_Water Heating_Natural Gas_Water Heater - Faucet Aerators_A_Achievable Technical Potential | F4 | Commercial | Interruptible - College | New | Water Heating | Natural Gas | Water Heater - Faucet Aerators | A | Incremental Energy Savings (MWh or mTherms) | Achievable Technical Potential | 0 | 0 | 0 | 0 | 0 | 0 | 0 | 0 | 0 | 0 | 0 | 0 | 0 | 0 | 0 | 0 | 0 | 0 | 0 | 0 | 0 | 0 | 0 | 0 | 0 | 0 | 0
F5_Commercial_Interruptible - College_New_Water Heating_Natural Gas_Water Heater - Faucet Aerators_A_Achievable Technical Potential | F5 | Commercial | Interruptible - College | New | Water Heating | Natural Gas | Water Heater - Faucet Aerators | A | Incremental Summer Peak Savings (MW) | Achievable Technical Potential | 0 | 0 | 0 | 0 | 0 | 0 | 0 | 0 | 0 | 0 | 0 | 0 | 0 | 0 | 0 | 0 | 0 | 0 | 0 | 0 | 0 | 0 | 0 | 0 | 0 | 0 | 0
F6_Commercial_Interruptible - College_New_Water Heating_Natural Gas_Water Heater - Faucet Aerators_A_Achievable Technical Potential | F6 | Commercial | Interruptible - College | New | Water Heating | Natural Gas | Water Heater - Faucet Aerators | A | Incremental Winter Peak Savings (MW) | Achievable Technical Potential | 0 | 0 | 0 | 0 | 0 | 0 | 0 | 0 | 0 | 0 | 0 | 0 | 0 | 0 | 0 | 0 | 0 | 0 | 0 | 0 | 0 | 0 | 0 | 0 | 0 | 0 | 0
F7_Commercial_Interruptible - College_New_Water Heating_Natural Gas_Water Heater - Faucet Aerators_A_Achievable Technical Potential | F7 | Commercial | Interruptible - College | New | Water Heating | Natural Gas | Water Heater - Faucet Aerators | A | Cumulative Energy Savings (MWh or mTherms) | Achievable Technical Potential | 0 | 0 | 0 | 0 | 0 | 0 | 0 | 0 | 0 | 0 | 0 | 0 | 0 | 0 | 0 | 0 | 0 | 0 | 0 | 0 | 0 | 0 | 0 | 0 | 0 | 0 | 0
F8_Commercial_Interruptible - College_New_Water Heating_Natural Gas_Water Heater - Faucet Aerators_A_Achievable Technical Potential | F8 | Commercial | Interruptible - College | New | Water Heating | Natural Gas | Water Heater - Faucet Aerators | A | Cumulative Summer Peak Savings (MW) | Achievable Technical Potential | 0 | 0 | 0 | 0 | 0 | 0 | 0 | 0 | 0 | 0 | 0 | 0 | 0 | 0 | 0 | 0 | 0 | 0 | 0 | 0 | 0 | 0 | 0 | 0 | 0 | 0 | 0
F9_Commercial_Interruptible - College_New_Water Heating_Natural Gas_Water Heater - Faucet Aerators_A_Achievable Technical Potential | F9 | Commercial | Interruptible - College | New | Water Heating | Natural Gas | Water Heater - Faucet Aerators | A | Cumulative Winter Peak Savings (MW) | Achievable Technical Potential | 0 | 0 | 0 | 0 | 0 | 0 | 0 | 0 | 0 | 0 | 0 | 0 | 0 | 0 | 0 | 0 | 0 | 0 | 0 | 0 | 0 | 0 | 0 | 0 | 0 | 0 | 0
F10_Commercial_Interruptible - College_New_Water Heating_Natural Gas_Water Heater - Faucet Aerators_A_Achievable Technical Potential | F10 | Commercial | Interruptible - College | New | Water Heating | Natural Gas | Water Heater - Faucet Aerators | A | Purchases (Incremental) | Achievable Technical Potential | 0 | 0 | 0 | 0 | 0 | 0 | 0 | 0 | 0 | 0 | 0 | 0 | 0 | 0 | 0 | 0 | 0 | 0 | 0 | 0 | 0 | 0 | 0 | 0 | 0 | 0 | 0
F11_Commercial_Interruptible - College_New_Water Heating_Natural Gas_Water Heater - Faucet Aerators_A_Achievable Technical Potential | F11 | Commercial | Interruptible - College | New | Water Heating | Natural Gas | Water Heater - Faucet Aerators | A | Purchases (Cumulative) | Achievable Technical Potential | 0 | 0 | 0 | 0 | 0 | 0 | 0 | 0 | 0 | 0 | 0 | 0 | 0 | 0 | 0 | 0 | 0 | 0 | 0 | 0 | 0 | 0 | 0 | 0 | 0 | 0 | 0
F1_Commercial_Interruptible - College_New_Water Heating_Natural Gas_Water Heater - Low-Flow Showerheads_A_Achievable Technical Potential | F1 | Commercial | Interruptible - College | New | Water Heating | Natural Gas | Water Heater - Low-Flow Showerheads | A | Integrated Unit Energy Savings (kWh or therms) | Achievable Technical Potential | 0 | 0 | 0 | 0 | 0 | 0 | 0 | 0 | 0 | 0 | 0 | 0 | 0 | 0 | 0 | 0 | 0 | 0 | 0 | 0 | 0 | 0 | 0 | 0 | 0 | 0 | 0
F2_Commercial_Interruptible - College_New_Water Heating_Natural Gas_Water Heater - Low-Flow Showerheads_A_Achievable Technical Potential | F2 | Commercial | Interruptible - College | New | Water Heating | Natural Gas | Water Heater - Low-Flow Showerheads | A | Integrated Unit Summer Peak Savings (kW) | Achievable Technical Potential | 0 | 0 | 0 | 0 | 0 | 0 | 0 | 0 | 0 | 0 | 0 | 0 | 0 | 0 | 0 | 0 | 0 | 0 | 0 | 0 | 0 | 0 | 0 | 0 | 0 | 0 | 0
F3_Commercial_Interruptible - College_New_Water Heating_Natural Gas_Water Heater - Low-Flow Showerheads_A_Achievable Technical Potential | F3 | Commercial | Interruptible - College | New | Water Heating | Natural Gas | Water Heater - Low-Flow Showerheads | A | Integrated Unit Winter Peak Savings (kW) | Achievable Technical Potential | 0 | 0 | 0 | 0 | 0 | 0 | 0 | 0 | 0 | 0 | 0 | 0 | 0 | 0 | 0 | 0 | 0 | 0 | 0 | 0 | 0 | 0 | 0 | 0 | 0 | 0 | 0
F4_Commercial_Interruptible - College_New_Water Heating_Natural Gas_Water Heater - Low-Flow Showerheads_A_Achievable Technical Potential | F4 | Commercial | Interruptible - College | New | Water Heating | Natural Gas | Water Heater - Low-Flow Showerheads | A | Incremental Energy Savings (MWh or mTherms) | Achievable Technical Potential | 0 | 0 | 0 | 0 | 0 | 0 | 0 | 0 | 0 | 0 | 0 | 0 | 0 | 0 | 0 | 0 | 0 | 0 | 0 | 0 | 0 | 0 | 0 | 0 | 0 | 0 | 0
F5_Commercial_Interruptible - College_New_Water Heating_Natural Gas_Water Heater - Low-Flow Showerheads_A_Achievable Technical Potential | F5 | Commercial | Interruptible - College | New | Water Heating | Natural Gas | Water Heater - Low-Flow Showerheads | A | Incremental Summer Peak Savings (MW) | Achievable Technical Potential | 0 | 0 | 0 | 0 | 0 | 0 | 0 | 0 | 0 | 0 | 0 | 0 | 0 | 0 | 0 | 0 | 0 | 0 | 0 | 0 | 0 | 0 | 0 | 0 | 0 | 0 | 0
F6_Commercial_Interruptible - College_New_Water Heating_Natural Gas_Water Heater - Low-Flow Showerheads_A_Achievable Technical Potential | F6 | Commercial | Interruptible - College | New | Water Heating | Natural Gas | Water Heater - Low-Flow Showerheads | A | Incremental Winter Peak Savings (MW) | Achievable Technical Potential | 0 | 0 | 0 | 0 | 0 | 0 | 0 | 0 | 0 | 0 | 0 | 0 | 0 | 0 | 0 | 0 | 0 | 0 | 0 | 0 | 0 | 0 | 0 | 0 | 0 | 0 | 0
F7_Commercial_Interruptible - College_New_Water Heating_Natural Gas_Water Heater - Low-Flow Showerheads_A_Achievable Technical Potential | F7 | Commercial | Interruptible - College | New | Water Heating | Natural Gas | Water Heater - Low-Flow Showerheads | A | Cumulative Energy Savings (MWh or mTherms) | Achievable Technical Potential | 0 | 0 | 0 | 0 | 0 | 0 | 0 | 0 | 0 | 0 | 0 | 0 | 0 | 0 | 0 | 0 | 0 | 0 | 0 | 0 | 0 | 0 | 0 | 0 | 0 | 0 | 0
F8_Commercial_Interruptible - College_New_Water Heating_Natural Gas_Water Heater - Low-Flow Showerheads_A_Achievable Technical Potential | F8 | Commercial | Interruptible - College | New | Water Heating | Natural Gas | Water Heater - Low-Flow Showerheads | A | Cumulative Summer Peak Savings (MW) | Achievable Technical Potential | 0 | 0 | 0 | 0 | 0 | 0 | 0 | 0 | 0 | 0 | 0 | 0 | 0 | 0 | 0 | 0 | 0 | 0 | 0 | 0 | 0 | 0 | 0 | 0 | 0 | 0 | 0
F9_Commercial_Interruptible - College_New_Water Heating_Natural Gas_Water Heater - Low-Flow Showerheads_A_Achievable Technical Potential | F9 | Commercial | Interruptible - College | New | Water Heating | Natural Gas | Water Heater - Low-Flow Showerheads | A | Cumulative Winter Peak Savings (MW) | Achievable Technical Potential | 0 | 0 | 0 | 0 | 0 | 0 | 0 | 0 | 0 | 0 | 0 | 0 | 0 | 0 | 0 | 0 | 0 | 0 | 0 | 0 | 0 | 0 | 0 | 0 | 0 | 0 | 0
F10_Commercial_Interruptible - College_New_Water Heating_Natural Gas_Water Heater - Low-Flow Showerheads_A_Achievable Technical Potential | F10 | Commercial | Interruptible - College | New | Water Heating | Natural Gas | Water Heater - Low-Flow Showerheads | A | Purchases (Incremental) | Achievable Technical Potential | 0 | 0 | 0 | 0 | 0 | 0 | 0 | 0 | 0 | 0 | 0 | 0 | 0 | 0 | 0 | 0 | 0 | 0 | 0 | 0 | 0 | 0 | 0 | 0 | 0 | 0 | 0
F11_Commercial_Interruptible - College_New_Water Heating_Natural Gas_Water Heater - Low-Flow Showerheads_A_Achievable Technical Potential | F11 | Commercial | Interruptible - College | New | Water Heating | Natural Gas | Water Heater - Low-Flow Showerheads | A | Purchases (Cumulative) | Achievable Technical Potential | 0 | 0 | 0 | 0 | 0 | 0 | 0 | 0 | 0 | 0 | 0 | 0 | 0 | 0 | 0 | 0 | 0 | 0 | 0 | 0 | 0 | 0 | 0 | 0 | 0 | 0 | 0
F1_Commercial_Interruptible - College_New_Water Heating_Natural Gas_Water Heater - Tank Blanket/Insulation_A_Achievable Technical Potential | F1 | Commercial | Interruptible - College | New | Water Heating | Natural Gas | Water Heater - Tank Blanket/Insulation | A | Integrated Unit Energy Savings (kWh or therms) | Achievable Technical Potential | 0 | 0 | 0 | 0 | 0 | 0 | 0 | 0 | 0 | 0 | 0 | 0 | 0 | 0 | 0 | 0 | 0 | 0 | 0 | 0 | 0 | 0 | 0 | 0 | 0 | 0 | 0
F2_Commercial_Interruptible - College_New_Water Heating_Natural Gas_Water Heater - Tank Blanket/Insulation_A_Achievable Technical Potential | F2 | Commercial | Interruptible - College | New | Water Heating | Natural Gas | Water Heater - Tank Blanket/Insulation | A | Integrated Unit Summer Peak Savings (kW) | Achievable Technical Potential | 0 | 0 | 0 | 0 | 0 | 0 | 0 | 0 | 0 | 0 | 0 | 0 | 0 | 0 | 0 | 0 | 0 | 0 | 0 | 0 | 0 | 0 | 0 | 0 | 0 | 0 | 0
F3_Commercial_Interruptible - College_New_Water Heating_Natural Gas_Water Heater - Tank Blanket/Insulation_A_Achievable Technical Potential | F3 | Commercial | Interruptible - College | New | Water Heating | Natural Gas | Water Heater - Tank Blanket/Insulation | A | Integrated Unit Winter Peak Savings (kW) | Achievable Technical Potential | 0 | 0 | 0 | 0 | 0 | 0 | 0 | 0 | 0 | 0 | 0 | 0 | 0 | 0 | 0 | 0 | 0 | 0 | 0 | 0 | 0 | 0 | 0 | 0 | 0 | 0 | 0
F4_Commercial_Interruptible - College_New_Water Heating_Natural Gas_Water Heater - Tank Blanket/Insulation_A_Achievable Technical Potential | F4 | Commercial | Interruptible - College | New | Water Heating | Natural Gas | Water Heater - Tank Blanket/Insulation | A | Incremental Energy Savings (MWh or mTherms) | Achievable Technical Potential | 0 | 0 | 0 | 0 | 0 | 0 | 0 | 0 | 0 | 0 | 0 | 0 | 0 | 0 | 0 | 0 | 0 | 0 | 0 | 0 | 0 | 0 | 0 | 0 | 0 | 0 | 0
F5_Commercial_Interruptible - College_New_Water Heating_Natural Gas_Water Heater - Tank Blanket/Insulation_A_Achievable Technical Potential | F5 | Commercial | Interruptible - College | New | Water Heating | Natural Gas | Water Heater - Tank Blanket/Insulation | A | Incremental Summer Peak Savings (MW) | Achievable Technical Potential | 0 | 0 | 0 | 0 | 0 | 0 | 0 | 0 | 0 | 0 | 0 | 0 | 0 | 0 | 0 | 0 | 0 | 0 | 0 | 0 | 0 | 0 | 0 | 0 | 0 | 0 | 0
F6_Commercial_Interruptible - College_New_Water Heating_Natural Gas_Water Heater - Tank Blanket/Insulation_A_Achievable Technical Potential | F6 | Commercial | Interruptible - College | New | Water Heating | Natural Gas | Water Heater - Tank Blanket/Insulation | A | Incremental Winter Peak Savings (MW) | Achievable Technical Potential | 0 | 0 | 0 | 0 | 0 | 0 | 0 | 0 | 0 | 0 | 0 | 0 | 0 | 0 | 0 | 0 | 0 | 0 | 0 | 0 | 0 | 0 | 0 | 0 | 0 | 0 | 0
F7_Commercial_Interruptible - College_New_Water Heating_Natural Gas_Water Heater - Tank Blanket/Insulation_A_Achievable Technical Potential | F7 | Commercial | Interruptible - College | New | Water Heating | Natural Gas | Water Heater - Tank Blanket/Insulation | A | Cumulative Energy Savings (MWh or mTherms) | Achievable Technical Potential | 0 | 0 | 0 | 0 | 0 | 0 | 0 | 0 | 0 | 0 | 0 | 0 | 0 | 0 | 0 | 0 | 0 | 0 | 0 | 0 | 0 | 0 | 0 | 0 | 0 | 0 | 0
F8_Commercial_Interruptible - College_New_Water Heating_Natural Gas_Water Heater - Tank Blanket/Insulation_A_Achievable Technical Potential | F8 | Commercial | Interruptible - College | New | Water Heating | Natural Gas | Water Heater - Tank Blanket/Insulation | A | Cumulative Summer Peak Savings (MW) | Achievable Technical Potential | 0 | 0 | 0 | 0 | 0 | 0 | 0 | 0 | 0 | 0 | 0 | 0 | 0 | 0 | 0 | 0 | 0 | 0 | 0 | 0 | 0 | 0 | 0 | 0 | 0 | 0 | 0
F9_Commercial_Interruptible - College_New_Water Heating_Natural Gas_Water Heater - Tank Blanket/Insulation_A_Achievable Technical Potential | F9 | Commercial | Interruptible - College | New | Water Heating | Natural Gas | Water Heater - Tank Blanket/Insulation | A | Cumulative Winter Peak Savings (MW) | Achievable Technical Potential | 0 | 0 | 0 | 0 | 0 | 0 | 0 | 0 | 0 | 0 | 0 | 0 | 0 | 0 | 0 | 0 | 0 | 0 | 0 | 0 | 0 | 0 | 0 | 0 | 0 | 0 | 0
F10_Commercial_Interruptible - College_New_Water Heating_Natural Gas_Water Heater - Tank Blanket/Insulation_A_Achievable Technical Potential | F10 | Commercial | Interruptible - College | New | Water Heating | Natural Gas | Water Heater - Tank Blanket/Insulation | A | Purchases (Incremental) | Achievable Technical Potential | 0 | 0 | 0 | 0 | 0 | 0 | 0 | 0 | 0 | 0 | 0 | 0 | 0 | 0 | 0 | 0 | 0 | 0 | 0 | 0 | 0 | 0 | 0 | 0 | 0 | 0 | 0
F11_Commercial_Interruptible - College_New_Water Heating_Natural Gas_Water Heater - Tank Blanket/Insulation_A_Achievable Technical Potential | F11 | Commercial | Interruptible - College | New | Water Heating | Natural Gas | Water Heater - Tank Blanket/Insulation | A | Purchases (Cumulative) | Achievable Technical Potential | 0 | 0 | 0 | 0 | 0 | 0 | 0 | 0 | 0 | 0 | 0 | 0 | 0 | 0 | 0 | 0 | 0 | 0 | 0 | 0 | 0 | 0 | 0 | 0 | 0 | 0 | 0
F1_Commercial_Interruptible - College_New_Water Heating_Natural Gas_Water Heater - Drainwater Heat Recovery_A_Achievable Technical Potential | F1 | Commercial | Interruptible - College | New | Water Heating | Natural Gas | Water Heater - Drainwater Heat Recovery | A | Integrated Unit Energy Savings (kWh or therms) | Achievable Technical Potential | 0 | 0 | 0 | 0 | 0 | 0 | 0 | 0 | 0 | 0 | 0 | 0 | 0 | 0 | 0 | 0 | 0 | 0 | 0 | 0 | 0 | 0 | 0 | 0 | 0 | 0 | 0
F2_Commercial_Interruptible - College_New_Water Heating_Natural Gas_Water Heater - Drainwater Heat Recovery_A_Achievable Technical Potential | F2 | Commercial | Interruptible - College | New | Water Heating | Natural Gas | Water Heater - Drainwater Heat Recovery | A | Integrated Unit Summer Peak Savings (kW) | Achievable Technical Potential | 0 | 0 | 0 | 0 | 0 | 0 | 0 | 0 | 0 | 0 | 0 | 0 | 0 | 0 | 0 | 0 | 0 | 0 | 0 | 0 | 0 | 0 | 0 | 0 | 0 | 0 | 0
F3_Commercial_Interruptible - College_New_Water Heating_Natural Gas_Water Heater - Drainwater Heat Recovery_A_Achievable Technical Potential | F3 | Commercial | Interruptible - College | New | Water Heating | Natural Gas | Water Heater - Drainwater Heat Recovery | A | Integrated Unit Winter Peak Savings (kW) | Achievable Technical Potential | 0 | 0 | 0 | 0 | 0 | 0 | 0 | 0 | 0 | 0 | 0 | 0 | 0 | 0 | 0 | 0 | 0 | 0 | 0 | 0 | 0 | 0 | 0 | 0 | 0 | 0 | 0
F4_Commercial_Interruptible - College_New_Water Heating_Natural Gas_Water Heater - Drainwater Heat Recovery_A_Achievable Technical Potential | F4 | Commercial | Interruptible - College | New | Water Heating | Natural Gas | Water Heater - Drainwater Heat Recovery | A | Incremental Energy Savings (MWh or mTherms) | Achievable Technical Potential | 0 | 0 | 0 | 0 | 0 | 0 | 0 | 0 | 0 | 0 | 0 | 0 | 0 | 0 | 0 | 0 | 0 | 0 | 0 | 0 | 0 | 0 | 0 | 0 | 0 | 0 | 0
F5_Commercial_Interruptible - College_New_Water Heating_Natural Gas_Water Heater - Drainwater Heat Recovery_A_Achievable Technical Potential | F5 | Commercial | Interruptible - College | New | Water Heating | Natural Gas | Water Heater - Drainwater Heat Recovery | A | Incremental Summer Peak Savings (MW) | Achievable Technical Potential | 0 | 0 | 0 | 0 | 0 | 0 | 0 | 0 | 0 | 0 | 0 | 0 | 0 | 0 | 0 | 0 | 0 | 0 | 0 | 0 | 0 | 0 | 0 | 0 | 0 | 0 | 0
F6_Commercial_Interruptible - College_New_Water Heating_Natural Gas_Water Heater - Drainwater Heat Recovery_A_Achievable Technical Potential | F6 | Commercial | Interruptible - College | New | Water Heating | Natural Gas | Water Heater - Drainwater Heat Recovery | A | Incremental Winter Peak Savings (MW) | Achievable Technical Potential | 0 | 0 | 0 | 0 | 0 | 0 | 0 | 0 | 0 | 0 | 0 | 0 | 0 | 0 | 0 | 0 | 0 | 0 | 0 | 0 | 0 | 0 | 0 | 0 | 0 | 0 | 0
F7_Commercial_Interruptible - College_New_Water Heating_Natural Gas_Water Heater - Drainwater Heat Recovery_A_Achievable Technical Potential | F7 | Commercial | Interruptible - College | New | Water Heating | Natural Gas | Water Heater - Drainwater Heat Recovery | A | Cumulative Energy Savings (MWh or mTherms) | Achievable Technical Potential | 0 | 0 | 0 | 0 | 0 | 0 | 0 | 0 | 0 | 0 | 0 | 0 | 0 | 0 | 0 | 0 | 0 | 0 | 0 | 0 | 0 | 0 | 0 | 0 | 0 | 0 | 0
F8_Commercial_Interruptible - College_New_Water Heating_Natural Gas_Water Heater - Drainwater Heat Recovery_A_Achievable Technical Potential | F8 | Commercial | Interruptible - College | New | Water Heating | Natural Gas | Water Heater - Drainwater Heat Recovery | A | Cumulative Summer Peak Savings (MW) | Achievable Technical Potential | 0 | 0 | 0 | 0 | 0 | 0 | 0 | 0 | 0 | 0 | 0 | 0 | 0 | 0 | 0 | 0 | 0 | 0 | 0 | 0 | 0 | 0 | 0 | 0 | 0 | 0 | 0
F9_Commercial_Interruptible - College_New_Water Heating_Natural Gas_Water Heater - Drainwater Heat Recovery_A_Achievable Technical Potential | F9 | Commercial | Interruptible - College | New | Water Heating | Natural Gas | Water Heater - Drainwater Heat Recovery | A | Cumulative Winter Peak Savings (MW) | Achievable Technical Potential | 0 | 0 | 0 | 0 | 0 | 0 | 0 | 0 | 0 | 0 | 0 | 0 | 0 | 0 | 0 | 0 | 0 | 0 | 0 | 0 | 0 | 0 | 0 | 0 | 0 | 0 | 0
F10_Commercial_Interruptible - College_New_Water Heating_Natural Gas_Water Heater - Drainwater Heat Recovery_A_Achievable Technical Potential | F10 | Commercial | Interruptible - College | New | Water Heating | Natural Gas | Water Heater - Drainwater Heat Recovery | A | Purchases (Incremental) | Achievable Technical Potential | 0 | 0 | 0 | 0 | 0 | 0 | 0 | 0 | 0 | 0 | 0 | 0 | 0 | 0 | 0 | 0 | 0 | 0 | 0 | 0 | 0 | 0 | 0 | 0 | 0 | 0 | 0
F11_Commercial_Interruptible - College_New_Water Heating_Natural Gas_Water Heater - Drainwater Heat Recovery_A_Achievable Technical Potential | F11 | Commercial | Interruptible - College | New | Water Heating | Natural Gas | Water Heater - Drainwater Heat Recovery | A | Purchases (Cumulative) | Achievable Technical Potential | 0 | 0 | 0 | 0 | 0 | 0 | 0 | 0 | 0 | 0 | 0 | 0 | 0 | 0 | 0 | 0 | 0 | 0 | 0 | 0 | 0 | 0 | 0 | 0 | 0 | 0 | 0
F1_Commercial_Interruptible - College_New_Water Heating_Natural Gas_Water Heater - Circulation Pump Controls_A_Achievable Technical Potential | F1 | Commercial | Interruptible - College | New | Water Heating | Natural Gas | Water Heater - Circulation Pump Controls | A | Integrated Unit Energy Savings (kWh or therms) | Achievable Technical Potential | 0 | 0 | 0 | 0 | 0 | 0 | 0 | 0 | 0 | 0 | 0 | 0 | 0 | 0 | 0 | 0 | 0 | 0 | 0 | 0 | 0 | 0 | 0 | 0 | 0 | 0 | 0
F2_Commercial_Interruptible - College_New_Water Heating_Natural Gas_Water Heater - Circulation Pump Controls_A_Achievable Technical Potential | F2 | Commercial | Interruptible - College | New | Water Heating | Natural Gas | Water Heater - Circulation Pump Controls | A | Integrated Unit Summer Peak Savings (kW) | Achievable Technical Potential | 0 | 0 | 0 | 0 | 0 | 0 | 0 | 0 | 0 | 0 | 0 | 0 | 0 | 0 | 0 | 0 | 0 | 0 | 0 | 0 | 0 | 0 | 0 | 0 | 0 | 0 | 0
F3_Commercial_Interruptible - College_New_Water Heating_Natural Gas_Water Heater - Circulation Pump Controls_A_Achievable Technical Potential | F3 | Commercial | Interruptible - College | New | Water Heating | Natural Gas | Water Heater - Circulation Pump Controls | A | Integrated Unit Winter Peak Savings (kW) | Achievable Technical Potential | 0 | 0 | 0 | 0 | 0 | 0 | 0 | 0 | 0 | 0 | 0 | 0 | 0 | 0 | 0 | 0 | 0 | 0 | 0 | 0 | 0 | 0 | 0 | 0 | 0 | 0 | 0
F4_Commercial_Interruptible - College_New_Water Heating_Natural Gas_Water Heater - Circulation Pump Controls_A_Achievable Technical Potential | F4 | Commercial | Interruptible - College | New | Water Heating | Natural Gas | Water Heater - Circulation Pump Controls | A | Incremental Energy Savings (MWh or mTherms) | Achievable Technical Potential | 0 | 0 | 0 | 0 | 0 | 0 | 0 | 0 | 0 | 0 | 0 | 0 | 0 | 0 | 0 | 0 | 0 | 0 | 0 | 0 | 0 | 0 | 0 | 0 | 0 | 0 | 0
F5_Commercial_Interruptible - College_New_Water Heating_Natural Gas_Water Heater - Circulation Pump Controls_A_Achievable Technical Potential | F5 | Commercial | Interruptible - College | New | Water Heating | Natural Gas | Water Heater - Circulation Pump Controls | A | Incremental Summer Peak Savings (MW) | Achievable Technical Potential | 0 | 0 | 0 | 0 | 0 | 0 | 0 | 0 | 0 | 0 | 0 | 0 | 0 | 0 | 0 | 0 | 0 | 0 | 0 | 0 | 0 | 0 | 0 | 0 | 0 | 0 | 0
F6_Commercial_Interruptible - College_New_Water Heating_Natural Gas_Water Heater - Circulation Pump Controls_A_Achievable Technical Potential | F6 | Commercial | Interruptible - College | New | Water Heating | Natural Gas | Water Heater - Circulation Pump Controls | A | Incremental Winter Peak Savings (MW) | Achievable Technical Potential | 0 | 0 | 0 | 0 | 0 | 0 | 0 | 0 | 0 | 0 | 0 | 0 | 0 | 0 | 0 | 0 | 0 | 0 | 0 | 0 | 0 | 0 | 0 | 0 | 0 | 0 | 0
F7_Commercial_Interruptible - College_New_Water Heating_Natural Gas_Water Heater - Circulation Pump Controls_A_Achievable Technical Potential | F7 | Commercial | Interruptible - College | New | Water Heating | Natural Gas | Water Heater - Circulation Pump Controls | A | Cumulative Energy Savings (MWh or mTherms) | Achievable Technical Potential | 0 | 0 | 0 | 0 | 0 | 0 | 0 | 0 | 0 | 0 | 0 | 0 | 0 | 0 | 0 | 0 | 0 | 0 | 0 | 0 | 0 | 0 | 0 | 0 | 0 | 0 | 0
F8_Commercial_Interruptible - College_New_Water Heating_Natural Gas_Water Heater - Circulation Pump Controls_A_Achievable Technical Potential | F8 | Commercial | Interruptible - College | New | Water Heating | Natural Gas | Water Heater - Circulation Pump Controls | A | Cumulative Summer Peak Savings (MW) | Achievable Technical Potential | 0 | 0 | 0 | 0 | 0 | 0 | 0 | 0 | 0 | 0 | 0 | 0 | 0 | 0 | 0 | 0 | 0 | 0 | 0 | 0 | 0 | 0 | 0 | 0 | 0 | 0 | 0
F9_Commercial_Interruptible - College_New_Water Heating_Natural Gas_Water Heater - Circulation Pump Controls_A_Achievable Technical Potential | F9 | Commercial | Interruptible - College | New | Water Heating | Natural Gas | Water Heater - Circulation Pump Controls | A | Cumulative Winter Peak Savings (MW) | Achievable Technical Potential | 0 | 0 | 0 | 0 | 0 | 0 | 0 | 0 | 0 | 0 | 0 | 0 | 0 | 0 | 0 | 0 | 0 | 0 | 0 | 0 | 0 | 0 | 0 | 0 | 0 | 0 | 0
F10_Commercial_Interruptible - College_New_Water Heating_Natural Gas_Water Heater - Circulation Pump Controls_A_Achievable Technical Potential | F10 | Commercial | Interruptible - College | New | Water Heating | Natural Gas | Water Heater - Circulation Pump Controls | A | Purchases (Incremental) | Achievable Technical Potential | 0 | 0 | 0 | 0 | 0 | 0 | 0 | 0 | 0 | 0 | 0 | 0 | 0 | 0 | 0 | 0 | 0 | 0 | 0 | 0 | 0 | 0 | 0 | 0 | 0 | 0 | 0
F11_Commercial_Interruptible - College_New_Water Heating_Natural Gas_Water Heater - Circulation Pump Controls_A_Achievable Technical Potential | F11 | Commercial | Interruptible - College | New | Water Heating | Natural Gas | Water Heater - Circulation Pump Controls | A | Purchases (Cumulative) | Achievable Technical Potential | 0 | 0 | 0 | 0 | 0 | 0 | 0 | 0 | 0 | 0 | 0 | 0 | 0 | 0 | 0 | 0 | 0 | 0 | 0 | 0 | 0 | 0 | 0 | 0 | 0 | 0 | 0
F1_Commercial_Interruptible - College_New_Water Heating_Natural Gas_Water Heater - Pipe Insulation_A_Achievable Technical Potential | F1 | Commercial | Interruptible - College | New | Water Heating | Natural Gas | Water Heater - Pipe Insulation | A | Integrated Unit Energy Savings (kWh or therms) | Achievable Technical Potential | 0 | 0 | 0 | 0 | 0 | 0 | 0 | 0 | 0 | 0 | 0 | 0 | 0 | 0 | 0 | 0 | 0 | 0 | 0 | 0 | 0 | 0 | 0 | 0 | 0 | 0 | 0
F2_Commercial_Interruptible - College_New_Water Heating_Natural Gas_Water Heater - Pipe Insulation_A_Achievable Technical Potential | F2 | Commercial | Interruptible - College | New | Water Heating | Natural Gas | Water Heater - Pipe Insulation | A | Integrated Unit Summer Peak Savings (kW) | Achievable Technical Potential | 0 | 0 | 0 | 0 | 0 | 0 | 0 | 0 | 0 | 0 | 0 | 0 | 0 | 0 | 0 | 0 | 0 | 0 | 0 | 0 | 0 | 0 | 0 | 0 | 0 | 0 | 0
F3_Commercial_Interruptible - College_New_Water Heating_Natural Gas_Water Heater - Pipe Insulation_A_Achievable Technical Potential | F3 | Commercial | Interruptible - College | New | Water Heating | Natural Gas | Water Heater - Pipe Insulation | A | Integrated Unit Winter Peak Savings (kW) | Achievable Technical Potential | 0 | 0 | 0 | 0 | 0 | 0 | 0 | 0 | 0 | 0 | 0 | 0 | 0 | 0 | 0 | 0 | 0 | 0 | 0 | 0 | 0 | 0 | 0 | 0 | 0 | 0 | 0
F4_Commercial_Interruptible - College_New_Water Heating_Natural Gas_Water Heater - Pipe Insulation_A_Achievable Technical Potential | F4 | Commercial | Interruptible - College | New | Water Heating | Natural Gas | Water Heater - Pipe Insulation | A | Incremental Energy Savings (MWh or mTherms) | Achievable Technical Potential | 0 | 0 | 0 | 0 | 0 | 0 | 0 | 0 | 0 | 0 | 0 | 0 | 0 | 0 | 0 | 0 | 0 | 0 | 0 | 0 | 0 | 0 | 0 | 0 | 0 | 0 | 0
F5_Commercial_Interruptible - College_New_Water Heating_Natural Gas_Water Heater - Pipe Insulation_A_Achievable Technical Potential | F5 | Commercial | Interruptible - College | New | Water Heating | Natural Gas | Water Heater - Pipe Insulation | A | Incremental Summer Peak Savings (MW) | Achievable Technical Potential | 0 | 0 | 0 | 0 | 0 | 0 | 0 | 0 | 0 | 0 | 0 | 0 | 0 | 0 | 0 | 0 | 0 | 0 | 0 | 0 | 0 | 0 | 0 | 0 | 0 | 0 | 0
F6_Commercial_Interruptible - College_New_Water Heating_Natural Gas_Water Heater - Pipe Insulation_A_Achievable Technical Potential | F6 | Commercial | Interruptible - College | New | Water Heating | Natural Gas | Water Heater - Pipe Insulation | A | Incremental Winter Peak Savings (MW) | Achievable Technical Potential | 0 | 0 | 0 | 0 | 0 | 0 | 0 | 0 | 0 | 0 | 0 | 0 | 0 | 0 | 0 | 0 | 0 | 0 | 0 | 0 | 0 | 0 | 0 | 0 | 0 | 0 | 0
F7_Commercial_Interruptible - College_New_Water Heating_Natural Gas_Water Heater - Pipe Insulation_A_Achievable Technical Potential | F7 | Commercial | Interruptible - College | New | Water Heating | Natural Gas | Water Heater - Pipe Insulation | A | Cumulative Energy Savings (MWh or mTherms) | Achievable Technical Potential | 0 | 0 | 0 | 0 | 0 | 0 | 0 | 0 | 0 | 0 | 0 | 0 | 0 | 0 | 0 | 0 | 0 | 0 | 0 | 0 | 0 | 0 | 0 | 0 | 0 | 0 | 0
F8_Commercial_Interruptible - College_New_Water Heating_Natural Gas_Water Heater - Pipe Insulation_A_Achievable Technical Potential | F8 | Commercial | Interruptible - College | New | Water Heating | Natural Gas | Water Heater - Pipe Insulation | A | Cumulative Summer Peak Savings (MW) | Achievable Technical Potential | 0 | 0 | 0 | 0 | 0 | 0 | 0 | 0 | 0 | 0 | 0 | 0 | 0 | 0 | 0 | 0 | 0 | 0 | 0 | 0 | 0 | 0 | 0 | 0 | 0 | 0 | 0
F9_Commercial_Interruptible - College_New_Water Heating_Natural Gas_Water Heater - Pipe Insulation_A_Achievable Technical Potential | F9 | Commercial | Interruptible - College | New | Water Heating | Natural Gas | Water Heater - Pipe Insulation | A | Cumulative Winter Peak Savings (MW) | Achievable Technical Potential | 0 | 0 | 0 | 0 | 0 | 0 | 0 | 0 | 0 | 0 | 0 | 0 | 0 | 0 | 0 | 0 | 0 | 0 | 0 | 0 | 0 | 0 | 0 | 0 | 0 | 0 | 0
F10_Commercial_Interruptible - College_New_Water Heating_Natural Gas_Water Heater - Pipe Insulation_A_Achievable Technical Potential | F10 | Commercial | Interruptible - College | New | Water Heating | Natural Gas | Water Heater - Pipe Insulation | A | Purchases (Incremental) | Achievable Technical Potential | 0 | 0 | 0 | 0 | 0 | 0 | 0 | 0 | 0 | 0 | 0 | 0 | 0 | 0 | 0 | 0 | 0 | 0 | 0 | 0 | 0 | 0 | 0 | 0 | 0 | 0 | 0
F11_Commercial_Interruptible - College_New_Water Heating_Natural Gas_Water Heater - Pipe Insulation_A_Achievable Technical Potential | F11 | Commercial | Interruptible - College | New | Water Heating | Natural Gas | Water Heater - Pipe Insulation | A | Purchases (Cumulative) | Achievable Technical Potential | 0 | 0 | 0 | 0 | 0 | 0 | 0 | 0 | 0 | 0 | 0 | 0 | 0 | 0 | 0 | 0 | 0 | 0 | 0 | 0 | 0 | 0 | 0 | 0 | 0 | 0 | 0
F1_Commercial_Interruptible - College_New_Water Heating_Natural Gas_Water Heater - Motion Control Faucet_A_Achievable Technical Potential | F1 | Commercial | Interruptible - College | New | Water Heating | Natural Gas | Water Heater - Motion Control Faucet | A | Integrated Unit Energy Savings (kWh or therms) | Achievable Technical Potential | 0 | 0 | 0 | 0 | 0 | 0 | 0 | 0 | 0 | 0 | 0 | 0 | 0 | 0 | 0 | 0 | 0 | 0 | 0 | 0 | 0 | 0 | 0 | 0 | 0 | 0 | 0
F2_Commercial_Interruptible - College_New_Water Heating_Natural Gas_Water Heater - Motion Control Faucet_A_Achievable Technical Potential | F2 | Commercial | Interruptible - College | New | Water Heating | Natural Gas | Water Heater - Motion Control Faucet | A | Integrated Unit Summer Peak Savings (kW) | Achievable Technical Potential | 0 | 0 | 0 | 0 | 0 | 0 | 0 | 0 | 0 | 0 | 0 | 0 | 0 | 0 | 0 | 0 | 0 | 0 | 0 | 0 | 0 | 0 | 0 | 0 | 0 | 0 | 0
F3_Commercial_Interruptible - College_New_Water Heating_Natural Gas_Water Heater - Motion Control Faucet_A_Achievable Technical Potential | F3 | Commercial | Interruptible - College | New | Water Heating | Natural Gas | Water Heater - Motion Control Faucet | A | Integrated Unit Winter Peak Savings (kW) | Achievable Technical Potential | 0 | 0 | 0 | 0 | 0 | 0 | 0 | 0 | 0 | 0 | 0 | 0 | 0 | 0 | 0 | 0 | 0 | 0 | 0 | 0 | 0 | 0 | 0 | 0 | 0 | 0 | 0
F4_Commercial_Interruptible - College_New_Water Heating_Natural Gas_Water Heater - Motion Control Faucet_A_Achievable Technical Potential | F4 | Commercial | Interruptible - College | New | Water Heating | Natural Gas | Water Heater - Motion Control Faucet | A | Incremental Energy Savings (MWh or mTherms) | Achievable Technical Potential | 0 | 0 | 0 | 0 | 0 | 0 | 0 | 0 | 0 | 0 | 0 | 0 | 0 | 0 | 0 | 0 | 0 | 0 | 0 | 0 | 0 | 0 | 0 | 0 | 0 | 0 | 0
F5_Commercial_Interruptible - College_New_Water Heating_Natural Gas_Water Heater - Motion Control Faucet_A_Achievable Technical Potential | F5 | Commercial | Interruptible - College | New | Water Heating | Natural Gas | Water Heater - Motion Control Faucet | A | Incremental Summer Peak Savings (MW) | Achievable Technical Potential | 0 | 0 | 0 | 0 | 0 | 0 | 0 | 0 | 0 | 0 | 0 | 0 | 0 | 0 | 0 | 0 | 0 | 0 | 0 | 0 | 0 | 0 | 0 | 0 | 0 | 0 | 0
F6_Commercial_Interruptible - College_New_Water Heating_Natural Gas_Water Heater - Motion Control Faucet_A_Achievable Technical Potential | F6 | Commercial | Interruptible - College | New | Water Heating | Natural Gas | Water Heater - Motion Control Faucet | A | Incremental Winter Peak Savings (MW) | Achievable Technical Potential | 0 | 0 | 0 | 0 | 0 | 0 | 0 | 0 | 0 | 0 | 0 | 0 | 0 | 0 | 0 | 0 | 0 | 0 | 0 | 0 | 0 | 0 | 0 | 0 | 0 | 0 | 0
F7_Commercial_Interruptible - College_New_Water Heating_Natural Gas_Water Heater - Motion Control Faucet_A_Achievable Technical Potential | F7 | Commercial | Interruptible - College | New | Water Heating | Natural Gas | Water Heater - Motion Control Faucet | A | Cumulative Energy Savings (MWh or mTherms) | Achievable Technical Potential | 0 | 0 | 0 | 0 | 0 | 0 | 0 | 0 | 0 | 0 | 0 | 0 | 0 | 0 | 0 | 0 | 0 | 0 | 0 | 0 | 0 | 0 | 0 | 0 | 0 | 0 | 0
F8_Commercial_Interruptible - College_New_Water Heating_Natural Gas_Water Heater - Motion Control Faucet_A_Achievable Technical Potential | F8 | Commercial | Interruptible - College | New | Water Heating | Natural Gas | Water Heater - Motion Control Faucet | A | Cumulative Summer Peak Savings (MW) | Achievable Technical Potential | 0 | 0 | 0 | 0 | 0 | 0 | 0 | 0 | 0 | 0 | 0 | 0 | 0 | 0 | 0 | 0 | 0 | 0 | 0 | 0 | 0 | 0 | 0 | 0 | 0 | 0 | 0
F9_Commercial_Interruptible - College_New_Water Heating_Natural Gas_Water Heater - Motion Control Faucet_A_Achievable Technical Potential | F9 | Commercial | Interruptible - College | New | Water Heating | Natural Gas | Water Heater - Motion Control Faucet | A | Cumulative Winter Peak Savings (MW) | Achievable Technical Potential | 0 | 0 | 0 | 0 | 0 | 0 | 0 | 0 | 0 | 0 | 0 | 0 | 0 | 0 | 0 | 0 | 0 | 0 | 0 | 0 | 0 | 0 | 0 | 0 | 0 | 0 | 0
F10_Commercial_Interruptible - College_New_Water Heating_Natural Gas_Water Heater - Motion Control Faucet_A_Achievable Technical Potential | F10 | Commercial | Interruptible - College | New | Water Heating | Natural Gas | Water Heater - Motion Control Faucet | A | Purchases (Incremental) | Achievable Technical Potential | 0 | 0 | 0 | 0 | 0 | 0 | 0 | 0 | 0 | 0 | 0 | 0 | 0 | 0 | 0 | 0 | 0 | 0 | 0 | 0 | 0 | 0 | 0 | 0 | 0 | 0 | 0
F11_Commercial_Interruptible - College_New_Water Heating_Natural Gas_Water Heater - Motion Control Faucet_A_Achievable Technical Potential | F11 | Commercial | Interruptible - College | New | Water Heating | Natural Gas | Water Heater - Motion Control Faucet | A | Purchases (Cumulative) | Achievable Technical Potential | 0 | 0 | 0 | 0 | 0 | 0 | 0 | 0 | 0 | 0 | 0 | 0 | 0 | 0 | 0 | 0 | 0 | 0 | 0 | 0 | 0 | 0 | 0 | 0 | 0 | 0 | 0
F1_Commercial_Interruptible - College_New_Water Heating_Natural Gas_Water Heater - Solar System_A_Achievable Technical Potential | F1 | Commercial | Interruptible - College | New | Water Heating | Natural Gas | Water Heater - Solar System | A | Integrated Unit Energy Savings (kWh or therms) | Achievable Technical Potential | 0 | 0 | 0 | 0 | 0 | 0 | 0 | 0 | 0 | 0 | 0 | 0 | 0 | 0 | 0 | 0 | 0 | 0 | 0 | 0 | 0 | 0 | 0 | 0 | 0 | 0 | 0
F2_Commercial_Interruptible - College_New_Water Heating_Natural Gas_Water Heater - Solar System_A_Achievable Technical Potential | F2 | Commercial | Interruptible - College | New | Water Heating | Natural Gas | Water Heater - Solar System | A | Integrated Unit Summer Peak Savings (kW) | Achievable Technical Potential | 0 | 0 | 0 | 0 | 0 | 0 | 0 | 0 | 0 | 0 | 0 | 0 | 0 | 0 | 0 | 0 | 0 | 0 | 0 | 0 | 0 | 0 | 0 | 0 | 0 | 0 | 0
F3_Commercial_Interruptible - College_New_Water Heating_Natural Gas_Water Heater - Solar System_A_Achievable Technical Potential | F3 | Commercial | Interruptible - College | New | Water Heating | Natural Gas | Water Heater - Solar System | A | Integrated Unit Winter Peak Savings (kW) | Achievable Technical Potential | 0 | 0 | 0 | 0 | 0 | 0 | 0 | 0 | 0 | 0 | 0 | 0 | 0 | 0 | 0 | 0 | 0 | 0 | 0 | 0 | 0 | 0 | 0 | 0 | 0 | 0 | 0
F4_Commercial_Interruptible - College_New_Water Heating_Natural Gas_Water Heater - Solar System_A_Achievable Technical Potential | F4 | Commercial | Interruptible - College | New | Water Heating | Natural Gas | Water Heater - Solar System | A | Incremental Energy Savings (MWh or mTherms) | Achievable Technical Potential | 0 | 0 | 0 | 0 | 0 | 0 | 0 | 0 | 0 | 0 | 0 | 0 | 0 | 0 | 0 | 0 | 0 | 0 | 0 | 0 | 0 | 0 | 0 | 0 | 0 | 0 | 0
F5_Commercial_Interruptible - College_New_Water Heating_Natural Gas_Water Heater - Solar System_A_Achievable Technical Potential | F5 | Commercial | Interruptible - College | New | Water Heating | Natural Gas | Water Heater - Solar System | A | Incremental Summer Peak Savings (MW) | Achievable Technical Potential | 0 | 0 | 0 | 0 | 0 | 0 | 0 | 0 | 0 | 0 | 0 | 0 | 0 | 0 | 0 | 0 | 0 | 0 | 0 | 0 | 0 | 0 | 0 | 0 | 0 | 0 | 0
F6_Commercial_Interruptible - College_New_Water Heating_Natural Gas_Water Heater - Solar System_A_Achievable Technical Potential | F6 | Commercial | Interruptible - College | New | Water Heating | Natural Gas | Water Heater - Solar System | A | Incremental Winter Peak Savings (MW) | Achievable Technical Potential | 0 | 0 | 0 | 0 | 0 | 0 | 0 | 0 | 0 | 0 | 0 | 0 | 0 | 0 | 0 | 0 | 0 | 0 | 0 | 0 | 0 | 0 | 0 | 0 | 0 | 0 | 0
F7_Commercial_Interruptible - College_New_Water Heating_Natural Gas_Water Heater - Solar System_A_Achievable Technical Potential | F7 | Commercial | Interruptible - College | New | Water Heating | Natural Gas | Water Heater - Solar System | A | Cumulative Energy Savings (MWh or mTherms) | Achievable Technical Potential | 0 | 0 | 0 | 0 | 0 | 0 | 0 | 0 | 0 | 0 | 0 | 0 | 0 | 0 | 0 | 0 | 0 | 0 | 0 | 0 | 0 | 0 | 0 | 0 | 0 | 0 | 0
F8_Commercial_Interruptible - College_New_Water Heating_Natural Gas_Water Heater - Solar System_A_Achievable Technical Potential | F8 | Commercial | Interruptible - College | New | Water Heating | Natural Gas | Water Heater - Solar System | A | Cumulative Summer Peak Savings (MW) | Achievable Technical Potential | 0 | 0 | 0 | 0 | 0 | 0 | 0 | 0 | 0 | 0 | 0 | 0 | 0 | 0 | 0 | 0 | 0 | 0 | 0 | 0 | 0 | 0 | 0 | 0 | 0 | 0 | 0
F9_Commercial_Interruptible - College_New_Water Heating_Natural Gas_Water Heater - Solar System_A_Achievable Technical Potential | F9 | Commercial | Interruptible - College | New | Water Heating | Natural Gas | Water Heater - Solar System | A | Cumulative Winter Peak Savings (MW) | Achievable Technical Potential | 0 | 0 | 0 | 0 | 0 | 0 | 0 | 0 | 0 | 0 | 0 | 0 | 0 | 0 | 0 | 0 | 0 | 0 | 0 | 0 | 0 | 0 | 0 | 0 | 0 | 0 | 0
F10_Commercial_Interruptible - College_New_Water Heating_Natural Gas_Water Heater - Solar System_A_Achievable Technical Potential | F10 | Commercial | Interruptible - College | New | Water Heating | Natural Gas | Water Heater - Solar System | A | Purchases (Incremental) | Achievable Technical Potential | 0 | 0 | 0 | 0 | 0 | 0 | 0 | 0 | 0 | 0 | 0 | 0 | 0 | 0 | 0 | 0 | 0 | 0 | 0 | 0 | 0 | 0 | 0 | 0 | 0 | 0 | 0
F11_Commercial_Interruptible - College_New_Water Heating_Natural Gas_Water Heater - Solar System_A_Achievable Technical Potential | F11 | Commercial | Interruptible - College | New | Water Heating | Natural Gas | Water Heater - Solar System | A | Purchases (Cumulative) | Achievable Technical Potential | 0 | 0 | 0 | 0 | 0 | 0 | 0 | 0 | 0 | 0 | 0 | 0 | 0 | 0 | 0 | 0 | 0 | 0 | 0 | 0 | 0 | 0 | 0 | 0 | 0 | 0 | 0
F1_Commercial_Interruptible - College_New_Water Heating_Natural Gas_Commercial Laundry - Ozone Treatment_A_Achievable Technical Potential | F1 | Commercial | Interruptible - College | New | Water Heating | Natural Gas | Commercial Laundry - Ozone Treatment | A | Integrated Unit Energy Savings (kWh or therms) | Achievable Technical Potential | 0 | 0 | 0 | 0 | 0 | 0 | 0 | 0 | 0 | 0 | 0 | 0 | 0 | 0 | 0 | 0 | 0 | 0 | 0 | 0 | 0 | 0 | 0 | 0 | 0 | 0 | 0
F2_Commercial_Interruptible - College_New_Water Heating_Natural Gas_Commercial Laundry - Ozone Treatment_A_Achievable Technical Potential | F2 | Commercial | Interruptible - College | New | Water Heating | Natural Gas | Commercial Laundry - Ozone Treatment | A | Integrated Unit Summer Peak Savings (kW) | Achievable Technical Potential | 0 | 0 | 0 | 0 | 0 | 0 | 0 | 0 | 0 | 0 | 0 | 0 | 0 | 0 | 0 | 0 | 0 | 0 | 0 | 0 | 0 | 0 | 0 | 0 | 0 | 0 | 0
F3_Commercial_Interruptible - College_New_Water Heating_Natural Gas_Commercial Laundry - Ozone Treatment_A_Achievable Technical Potential | F3 | Commercial | Interruptible - College | New | Water Heating | Natural Gas | Commercial Laundry - Ozone Treatment | A | Integrated Unit Winter Peak Savings (kW) | Achievable Technical Potential | 0 | 0 | 0 | 0 | 0 | 0 | 0 | 0 | 0 | 0 | 0 | 0 | 0 | 0 | 0 | 0 | 0 | 0 | 0 | 0 | 0 | 0 | 0 | 0 | 0 | 0 | 0
F4_Commercial_Interruptible - College_New_Water Heating_Natural Gas_Commercial Laundry - Ozone Treatment_A_Achievable Technical Potential | F4 | Commercial | Interruptible - College | New | Water Heating | Natural Gas | Commercial Laundry - Ozone Treatment | A | Incremental Energy Savings (MWh or mTherms) | Achievable Technical Potential | 0 | 0 | 0 | 0 | 0 | 0 | 0 | 0 | 0 | 0 | 0 | 0 | 0 | 0 | 0 | 0 | 0 | 0 | 0 | 0 | 0 | 0 | 0 | 0 | 0 | 0 | 0
F5_Commercial_Interruptible - College_New_Water Heating_Natural Gas_Commercial Laundry - Ozone Treatment_A_Achievable Technical Potential | F5 | Commercial | Interruptible - College | New | Water Heating | Natural Gas | Commercial Laundry - Ozone Treatment | A | Incremental Summer Peak Savings (MW) | Achievable Technical Potential | 0 | 0 | 0 | 0 | 0 | 0 | 0 | 0 | 0 | 0 | 0 | 0 | 0 | 0 | 0 | 0 | 0 | 0 | 0 | 0 | 0 | 0 | 0 | 0 | 0 | 0 | 0
F6_Commercial_Interruptible - College_New_Water Heating_Natural Gas_Commercial Laundry - Ozone Treatment_A_Achievable Technical Potential | F6 | Commercial | Interruptible - College | New | Water Heating | Natural Gas | Commercial Laundry - Ozone Treatment | A | Incremental Winter Peak Savings (MW) | Achievable Technical Potential | 0 | 0 | 0 | 0 | 0 | 0 | 0 | 0 | 0 | 0 | 0 | 0 | 0 | 0 | 0 | 0 | 0 | 0 | 0 | 0 | 0 | 0 | 0 | 0 | 0 | 0 | 0
F7_Commercial_Interruptible - College_New_Water Heating_Natural Gas_Commercial Laundry - Ozone Treatment_A_Achievable Technical Potential | F7 | Commercial | Interruptible - College | New | Water Heating | Natural Gas | Commercial Laundry - Ozone Treatment | A | Cumulative Energy Savings (MWh or mTherms) | Achievable Technical Potential | 0 | 0 | 0 | 0 | 0 | 0 | 0 | 0 | 0 | 0 | 0 | 0 | 0 | 0 | 0 | 0 | 0 | 0 | 0 | 0 | 0 | 0 | 0 | 0 | 0 | 0 | 0
F8_Commercial_Interruptible - College_New_Water Heating_Natural Gas_Commercial Laundry - Ozone Treatment_A_Achievable Technical Potential | F8 | Commercial | Interruptible - College | New | Water Heating | Natural Gas | Commercial Laundry - Ozone Treatment | A | Cumulative Summer Peak Savings (MW) | Achievable Technical Potential | 0 | 0 | 0 | 0 | 0 | 0 | 0 | 0 | 0 | 0 | 0 | 0 | 0 | 0 | 0 | 0 | 0 | 0 | 0 | 0 | 0 | 0 | 0 | 0 | 0 | 0 | 0
F9_Commercial_Interruptible - College_New_Water Heating_Natural Gas_Commercial Laundry - Ozone Treatment_A_Achievable Technical Potential | F9 | Commercial | Interruptible - College | New | Water Heating | Natural Gas | Commercial Laundry - Ozone Treatment | A | Cumulative Winter Peak Savings (MW) | Achievable Technical Potential | 0 | 0 | 0 | 0 | 0 | 0 | 0 | 0 | 0 | 0 | 0 | 0 | 0 | 0 | 0 | 0 | 0 | 0 | 0 | 0 | 0 | 0 | 0 | 0 | 0 | 0 | 0
F10_Commercial_Interruptible - College_New_Water Heating_Natural Gas_Commercial Laundry - Ozone Treatment_A_Achievable Technical Potential | F10 | Commercial | Interruptible - College | New | Water Heating | Natural Gas | Commercial Laundry - Ozone Treatment | A | Purchases (Incremental) | Achievable Technical Potential | 0 | 0 | 0 | 0 | 0 | 0 | 0 | 0 | 0 | 0 | 0 | 0 | 0 | 0 | 0 | 0 | 0 | 0 | 0 | 0 | 0 | 0 | 0 | 0 | 0 | 0 | 0
F11_Commercial_Interruptible - College_New_Water Heating_Natural Gas_Commercial Laundry - Ozone Treatment_A_Achievable Technical Potential | F11 | Commercial | Interruptible - College | New | Water Heating | Natural Gas | Commercial Laundry - Ozone Treatment | A | Purchases (Cumulative) | Achievable Technical Potential | 0 | 0 | 0 | 0 | 0 | 0 | 0 | 0 | 0 | 0 | 0 | 0 | 0 | 0 | 0 | 0 | 0 | 0 | 0 | 0 | 0 | 0 | 0 | 0 | 0 | 0 | 0
F1_Commercial_Interruptible - College_New_Water Heating_Natural Gas_Commercial Laundry - ENERGY STAR Washer_A_Achievable Technical Potential | F1 | Commercial | Interruptible - College | New | Water Heating | Natural Gas | Commercial Laundry - ENERGY STAR Washer | A | Integrated Unit Energy Savings (kWh or therms) | Achievable Technical Potential | 0 | 0 | 0 | 0 | 0 | 0 | 0 | 0 | 0 | 0 | 0 | 0 | 0 | 0 | 0 | 0 | 0 | 0 | 0 | 0 | 0 | 0 | 0 | 0 | 0 | 0 | 0
F2_Commercial_Interruptible - College_New_Water Heating_Natural Gas_Commercial Laundry - ENERGY STAR Washer_A_Achievable Technical Potential | F2 | Commercial | Interruptible - College | New | Water Heating | Natural Gas | Commercial Laundry - ENERGY STAR Washer | A | Integrated Unit Summer Peak Savings (kW) | Achievable Technical Potential | 0 | 0 | 0 | 0 | 0 | 0 | 0 | 0 | 0 | 0 | 0 | 0 | 0 | 0 | 0 | 0 | 0 | 0 | 0 | 0 | 0 | 0 | 0 | 0 | 0 | 0 | 0
F3_Commercial_Interruptible - College_New_Water Heating_Natural Gas_Commercial Laundry - ENERGY STAR Washer_A_Achievable Technical Potential | F3 | Commercial | Interruptible - College | New | Water Heating | Natural Gas | Commercial Laundry - ENERGY STAR Washer | A | Integrated Unit Winter Peak Savings (kW) | Achievable Technical Potential | 0 | 0 | 0 | 0 | 0 | 0 | 0 | 0 | 0 | 0 | 0 | 0 | 0 | 0 | 0 | 0 | 0 | 0 | 0 | 0 | 0 | 0 | 0 | 0 | 0 | 0 | 0
F4_Commercial_Interruptible - College_New_Water Heating_Natural Gas_Commercial Laundry - ENERGY STAR Washer_A_Achievable Technical Potential | F4 | Commercial | Interruptible - College | New | Water Heating | Natural Gas | Commercial Laundry - ENERGY STAR Washer | A | Incremental Energy Savings (MWh or mTherms) | Achievable Technical Potential | 0 | 0 | 0 | 0 | 0 | 0 | 0 | 0 | 0 | 0 | 0 | 0 | 0 | 0 | 0 | 0 | 0 | 0 | 0 | 0 | 0 | 0 | 0 | 0 | 0 | 0 | 0
F5_Commercial_Interruptible - College_New_Water Heating_Natural Gas_Commercial Laundry - ENERGY STAR Washer_A_Achievable Technical Potential | F5 | Commercial | Interruptible - College | New | Water Heating | Natural Gas | Commercial Laundry - ENERGY STAR Washer | A | Incremental Summer Peak Savings (MW) | Achievable Technical Potential | 0 | 0 | 0 | 0 | 0 | 0 | 0 | 0 | 0 | 0 | 0 | 0 | 0 | 0 | 0 | 0 | 0 | 0 | 0 | 0 | 0 | 0 | 0 | 0 | 0 | 0 | 0
F6_Commercial_Interruptible - College_New_Water Heating_Natural Gas_Commercial Laundry - ENERGY STAR Washer_A_Achievable Technical Potential | F6 | Commercial | Interruptible - College | New | Water Heating | Natural Gas | Commercial Laundry - ENERGY STAR Washer | A | Incremental Winter Peak Savings (MW) | Achievable Technical Potential | 0 | 0 | 0 | 0 | 0 | 0 | 0 | 0 | 0 | 0 | 0 | 0 | 0 | 0 | 0 | 0 | 0 | 0 | 0 | 0 | 0 | 0 | 0 | 0 | 0 | 0 | 0
F7_Commercial_Interruptible - College_New_Water Heating_Natural Gas_Commercial Laundry - ENERGY STAR Washer_A_Achievable Technical Potential | F7 | Commercial | Interruptible - College | New | Water Heating | Natural Gas | Commercial Laundry - ENERGY STAR Washer | A | Cumulative Energy Savings (MWh or mTherms) | Achievable Technical Potential | 0 | 0 | 0 | 0 | 0 | 0 | 0 | 0 | 0 | 0 | 0 | 0 | 0 | 0 | 0 | 0 | 0 | 0 | 0 | 0 | 0 | 0 | 0 | 0 | 0 | 0 | 0
F8_Commercial_Interruptible - College_New_Water Heating_Natural Gas_Commercial Laundry - ENERGY STAR Washer_A_Achievable Technical Potential | F8 | Commercial | Interruptible - College | New | Water Heating | Natural Gas | Commercial Laundry - ENERGY STAR Washer | A | Cumulative Summer Peak Savings (MW) | Achievable Technical Potential | 0 | 0 | 0 | 0 | 0 | 0 | 0 | 0 | 0 | 0 | 0 | 0 | 0 | 0 | 0 | 0 | 0 | 0 | 0 | 0 | 0 | 0 | 0 | 0 | 0 | 0 | 0
F9_Commercial_Interruptible - College_New_Water Heating_Natural Gas_Commercial Laundry - ENERGY STAR Washer_A_Achievable Technical Potential | F9 | Commercial | Interruptible - College | New | Water Heating | Natural Gas | Commercial Laundry - ENERGY STAR Washer | A | Cumulative Winter Peak Savings (MW) | Achievable Technical Potential | 0 | 0 | 0 | 0 | 0 | 0 | 0 | 0 | 0 | 0 | 0 | 0 | 0 | 0 | 0 | 0 | 0 | 0 | 0 | 0 | 0 | 0 | 0 | 0 | 0 | 0 | 0
F10_Commercial_Interruptible - College_New_Water Heating_Natural Gas_Commercial Laundry - ENERGY STAR Washer_A_Achievable Technical Potential | F10 | Commercial | Interruptible - College | New | Water Heating | Natural Gas | Commercial Laundry - ENERGY STAR Washer | A | Purchases (Incremental) | Achievable Technical Potential | 0 | 0 | 0 | 0 | 0 | 0 | 0 | 0 | 0 | 0 | 0 | 0 | 0 | 0 | 0 | 0 | 0 | 0 | 0 | 0 | 0 | 0 | 0 | 0 | 0 | 0 | 0
F11_Commercial_Interruptible - College_New_Water Heating_Natural Gas_Commercial Laundry - ENERGY STAR Washer_A_Achievable Technical Potential | F11 | Commercial | Interruptible - College | New | Water Heating | Natural Gas | Commercial Laundry - ENERGY STAR Washer | A | Purchases (Cumulative) | Achievable Technical Potential | 0 | 0 | 0 | 0 | 0 | 0 | 0 | 0 | 0 | 0 | 0 | 0 | 0 | 0 | 0 | 0 | 0 | 0 | 0 | 0 | 0 | 0 | 0 | 0 | 0 | 0 | 0
F1_Commercial_Interruptible - College_New_Water Heating_Natural Gas_Water Heater - Efficient Dishwasher_A_Achievable Technical Potential | F1 | Commercial | Interruptible - College | New | Water Heating | Natural Gas | Water Heater - Efficient Dishwasher | A | Integrated Unit Energy Savings (kWh or therms) | Achievable Technical Potential | 0 | 0 | 0 | 0 | 0 | 0 | 0 | 0 | 0 | 0 | 0 | 0 | 0 | 0 | 0 | 0 | 0 | 0 | 0 | 0 | 0 | 0 | 0 | 0 | 0 | 0 | 0
F2_Commercial_Interruptible - College_New_Water Heating_Natural Gas_Water Heater - Efficient Dishwasher_A_Achievable Technical Potential | F2 | Commercial | Interruptible - College | New | Water Heating | Natural Gas | Water Heater - Efficient Dishwasher | A | Integrated Unit Summer Peak Savings (kW) | Achievable Technical Potential | 0 | 0 | 0 | 0 | 0 | 0 | 0 | 0 | 0 | 0 | 0 | 0 | 0 | 0 | 0 | 0 | 0 | 0 | 0 | 0 | 0 | 0 | 0 | 0 | 0 | 0 | 0
F3_Commercial_Interruptible - College_New_Water Heating_Natural Gas_Water Heater - Efficient Dishwasher_A_Achievable Technical Potential | F3 | Commercial | Interruptible - College | New | Water Heating | Natural Gas | Water Heater - Efficient Dishwasher | A | Integrated Unit Winter Peak Savings (kW) | Achievable Technical Potential | 0 | 0 | 0 | 0 | 0 | 0 | 0 | 0 | 0 | 0 | 0 | 0 | 0 | 0 | 0 | 0 | 0 | 0 | 0 | 0 | 0 | 0 | 0 | 0 | 0 | 0 | 0
F4_Commercial_Interruptible - College_New_Water Heating_Natural Gas_Water Heater - Efficient Dishwasher_A_Achievable Technical Potential | F4 | Commercial | Interruptible - College | New | Water Heating | Natural Gas | Water Heater - Efficient Dishwasher | A | Incremental Energy Savings (MWh or mTherms) | Achievable Technical Potential | 0 | 0 | 0 | 0 | 0 | 0 | 0 | 0 | 0 | 0 | 0 | 0 | 0 | 0 | 0 | 0 | 0 | 0 | 0 | 0 | 0 | 0 | 0 | 0 | 0 | 0 | 0
F5_Commercial_Interruptible - College_New_Water Heating_Natural Gas_Water Heater - Efficient Dishwasher_A_Achievable Technical Potential | F5 | Commercial | Interruptible - College | New | Water Heating | Natural Gas | Water Heater - Efficient Dishwasher | A | Incremental Summer Peak Savings (MW) | Achievable Technical Potential | 0 | 0 | 0 | 0 | 0 | 0 | 0 | 0 | 0 | 0 | 0 | 0 | 0 | 0 | 0 | 0 | 0 | 0 | 0 | 0 | 0 | 0 | 0 | 0 | 0 | 0 | 0
F6_Commercial_Interruptible - College_New_Water Heating_Natural Gas_Water Heater - Efficient Dishwasher_A_Achievable Technical Potential | F6 | Commercial | Interruptible - College | New | Water Heating | Natural Gas | Water Heater - Efficient Dishwasher | A | Incremental Winter Peak Savings (MW) | Achievable Technical Potential | 0 | 0 | 0 | 0 | 0 | 0 | 0 | 0 | 0 | 0 | 0 | 0 | 0 | 0 | 0 | 0 | 0 | 0 | 0 | 0 | 0 | 0 | 0 | 0 | 0 | 0 | 0
F7_Commercial_Interruptible - College_New_Water Heating_Natural Gas_Water Heater - Efficient Dishwasher_A_Achievable Technical Potential | F7 | Commercial | Interruptible - College | New | Water Heating | Natural Gas | Water Heater - Efficient Dishwasher | A | Cumulative Energy Savings (MWh or mTherms) | Achievable Technical Potential | 0 | 0 | 0 | 0 | 0 | 0 | 0 | 0 | 0 | 0 | 0 | 0 | 0 | 0 | 0 | 0 | 0 | 0 | 0 | 0 | 0 | 0 | 0 | 0 | 0 | 0 | 0
F8_Commercial_Interruptible - College_New_Water Heating_Natural Gas_Water Heater - Efficient Dishwasher_A_Achievable Technical Potential | F8 | Commercial | Interruptible - College | New | Water Heating | Natural Gas | Water Heater - Efficient Dishwasher | A | Cumulative Summer Peak Savings (MW) | Achievable Technical Potential | 0 | 0 | 0 | 0 | 0 | 0 | 0 | 0 | 0 | 0 | 0 | 0 | 0 | 0 | 0 | 0 | 0 | 0 | 0 | 0 | 0 | 0 | 0 | 0 | 0 | 0 | 0
F9_Commercial_Interruptible - College_New_Water Heating_Natural Gas_Water Heater - Efficient Dishwasher_A_Achievable Technical Potential | F9 | Commercial | Interruptible - College | New | Water Heating | Natural Gas | Water Heater - Efficient Dishwasher | A | Cumulative Winter Peak Savings (MW) | Achievable Technical Potential | 0 | 0 | 0 | 0 | 0 | 0 | 0 | 0 | 0 | 0 | 0 | 0 | 0 | 0 | 0 | 0 | 0 | 0 | 0 | 0 | 0 | 0 | 0 | 0 | 0 | 0 | 0
F10_Commercial_Interruptible - College_New_Water Heating_Natural Gas_Water Heater - Efficient Dishwasher_A_Achievable Technical Potential | F10 | Commercial | Interruptible - College | New | Water Heating | Natural Gas | Water Heater - Efficient Dishwasher | A | Purchases (Incremental) | Achievable Technical Potential | 0 | 0 | 0 | 0 | 0 | 0 | 0 | 0 | 0 | 0 | 0 | 0 | 0 | 0 | 0 | 0 | 0 | 0 | 0 | 0 | 0 | 0 | 0 | 0 | 0 | 0 | 0
F11_Commercial_Interruptible - College_New_Water Heating_Natural Gas_Water Heater - Efficient Dishwasher_A_Achievable Technical Potential | F11 | Commercial | Interruptible - College | New | Water Heating | Natural Gas | Water Heater - Efficient Dishwasher | A | Purchases (Cumulative) | Achievable Technical Potential | 0 | 0 | 0 | 0 | 0 | 0 | 0 | 0 | 0 | 0 | 0 | 0 | 0 | 0 | 0 | 0 | 0 | 0 | 0 | 0 | 0 | 0 | 0 | 0 | 0 | 0 | 0
F1_Commercial_Interruptible - College_New_Water Heating_Natural Gas_Commercial Laundry - Alternative Dry-Cleaning Methods_A_Achievable Technical Potential | F1 | Commercial | Interruptible - College | New | Water Heating | Natural Gas | Commercial Laundry - Alternative Dry-Cleaning Methods | A | Integrated Unit Energy Savings (kWh or therms) | Achievable Technical Potential | 0 | 0 | 0 | 0 | 0 | 0 | 0 | 0 | 0 | 0 | 0 | 0 | 0 | 0 | 0 | 0 | 0 | 0 | 0 | 0 | 0 | 0 | 0 | 0 | 0 | 0 | 0
F2_Commercial_Interruptible - College_New_Water Heating_Natural Gas_Commercial Laundry - Alternative Dry-Cleaning Methods_A_Achievable Technical Potential | F2 | Commercial | Interruptible - College | New | Water Heating | Natural Gas | Commercial Laundry - Alternative Dry-Cleaning Methods | A | Integrated Unit Summer Peak Savings (kW) | Achievable Technical Potential | 0 | 0 | 0 | 0 | 0 | 0 | 0 | 0 | 0 | 0 | 0 | 0 | 0 | 0 | 0 | 0 | 0 | 0 | 0 | 0 | 0 | 0 | 0 | 0 | 0 | 0 | 0
F3_Commercial_Interruptible - College_New_Water Heating_Natural Gas_Commercial Laundry - Alternative Dry-Cleaning Methods_A_Achievable Technical Potential | F3 | Commercial | Interruptible - College | New | Water Heating | Natural Gas | Commercial Laundry - Alternative Dry-Cleaning Methods | A | Integrated Unit Winter Peak Savings (kW) | Achievable Technical Potential | 0 | 0 | 0 | 0 | 0 | 0 | 0 | 0 | 0 | 0 | 0 | 0 | 0 | 0 | 0 | 0 | 0 | 0 | 0 | 0 | 0 | 0 | 0 | 0 | 0 | 0 | 0
F4_Commercial_Interruptible - College_New_Water Heating_Natural Gas_Commercial Laundry - Alternative Dry-Cleaning Methods_A_Achievable Technical Potential | F4 | Commercial | Interruptible - College | New | Water Heating | Natural Gas | Commercial Laundry - Alternative Dry-Cleaning Methods | A | Incremental Energy Savings (MWh or mTherms) | Achievable Technical Potential | 0 | 0 | 0 | 0 | 0 | 0 | 0 | 0 | 0 | 0 | 0 | 0 | 0 | 0 | 0 | 0 | 0 | 0 | 0 | 0 | 0 | 0 | 0 | 0 | 0 | 0 | 0
F5_Commercial_Interruptible - College_New_Water Heating_Natural Gas_Commercial Laundry - Alternative Dry-Cleaning Methods_A_Achievable Technical Potential | F5 | Commercial | Interruptible - College | New | Water Heating | Natural Gas | Commercial Laundry - Alternative Dry-Cleaning Methods | A | Incremental Summer Peak Savings (MW) | Achievable Technical Potential | 0 | 0 | 0 | 0 | 0 | 0 | 0 | 0 | 0 | 0 | 0 | 0 | 0 | 0 | 0 | 0 | 0 | 0 | 0 | 0 | 0 | 0 | 0 | 0 | 0 | 0 | 0
F6_Commercial_Interruptible - College_New_Water Heating_Natural Gas_Commercial Laundry - Alternative Dry-Cleaning Methods_A_Achievable Technical Potential | F6 | Commercial | Interruptible - College | New | Water Heating | Natural Gas | Commercial Laundry - Alternative Dry-Cleaning Methods | A | Incremental Winter Peak Savings (MW) | Achievable Technical Potential | 0 | 0 | 0 | 0 | 0 | 0 | 0 | 0 | 0 | 0 | 0 | 0 | 0 | 0 | 0 | 0 | 0 | 0 | 0 | 0 | 0 | 0 | 0 | 0 | 0 | 0 | 0
F7_Commercial_Interruptible - College_New_Water Heating_Natural Gas_Commercial Laundry - Alternative Dry-Cleaning Methods_A_Achievable Technical Potential | F7 | Commercial | Interruptible - College | New | Water Heating | Natural Gas | Commercial Laundry - Alternative Dry-Cleaning Methods | A | Cumulative Energy Savings (MWh or mTherms) | Achievable Technical Potential | 0 | 0 | 0 | 0 | 0 | 0 | 0 | 0 | 0 | 0 | 0 | 0 | 0 | 0 | 0 | 0 | 0 | 0 | 0 | 0 | 0 | 0 | 0 | 0 | 0 | 0 | 0
F8_Commercial_Interruptible - College_New_Water Heating_Natural Gas_Commercial Laundry - Alternative Dry-Cleaning Methods_A_Achievable Technical Potential | F8 | Commercial | Interruptible - College | New | Water Heating | Natural Gas | Commercial Laundry - Alternative Dry-Cleaning Methods | A | Cumulative Summer Peak Savings (MW) | Achievable Technical Potential | 0 | 0 | 0 | 0 | 0 | 0 | 0 | 0 | 0 | 0 | 0 | 0 | 0 | 0 | 0 | 0 | 0 | 0 | 0 | 0 | 0 | 0 | 0 | 0 | 0 | 0 | 0
F9_Commercial_Interruptible - College_New_Water Heating_Natural Gas_Commercial Laundry - Alternative Dry-Cleaning Methods_A_Achievable Technical Potential | F9 | Commercial | Interruptible - College | New | Water Heating | Natural Gas | Commercial Laundry - Alternative Dry-Cleaning Methods | A | Cumulative Winter Peak Savings (MW) | Achievable Technical Potential | 0 | 0 | 0 | 0 | 0 | 0 | 0 | 0 | 0 | 0 | 0 | 0 | 0 | 0 | 0 | 0 | 0 | 0 | 0 | 0 | 0 | 0 | 0 | 0 | 0 | 0 | 0
F10_Commercial_Interruptible - College_New_Water Heating_Natural Gas_Commercial Laundry - Alternative Dry-Cleaning Methods_A_Achievable Technical Potential | F10 | Commercial | Interruptible - College | New | Water Heating | Natural Gas | Commercial Laundry - Alternative Dry-Cleaning Methods | A | Purchases (Incremental) | Achievable Technical Potential | 0 | 0 | 0 | 0 | 0 | 0 | 0 | 0 | 0 | 0 | 0 | 0 | 0 | 0 | 0 | 0 | 0 | 0 | 0 | 0 | 0 | 0 | 0 | 0 | 0 | 0 | 0
F11_Commercial_Interruptible - College_New_Water Heating_Natural Gas_Commercial Laundry - Alternative Dry-Cleaning Methods_A_Achievable Technical Potential | F11 | Commercial | Interruptible - College | New | Water Heating | Natural Gas | Commercial Laundry - Alternative Dry-Cleaning Methods | A | Purchases (Cumulative) | Achievable Technical Potential | 0 | 0 | 0 | 0 | 0 | 0 | 0 | 0 | 0 | 0 | 0 | 0 | 0 | 0 | 0 | 0 | 0 | 0 | 0 | 0 | 0 | 0 | 0 | 0 | 0 | 0 | 0
F1_Commercial_Interruptible - College_New_Space Heating_Natural Gas_Advanced Kitchen Ventilation Controls_A_Achievable Technical Potential | F1 | Commercial | Interruptible - College | New | Space Heating | Natural Gas | Advanced Kitchen Ventilation Controls | A | Integrated Unit Energy Savings (kWh or therms) | Achievable Technical Potential | 0 | 0 | 0 | 0 | 0 | 0 | 0 | 0 | 0 | 0 | 0 | 0 | 0 | 0 | 0 | 0 | 0 | 0 | 0 | 0 | 0 | 0 | 0 | 0 | 0 | 0 | 0
F2_Commercial_Interruptible - College_New_Space Heating_Natural Gas_Advanced Kitchen Ventilation Controls_A_Achievable Technical Potential | F2 | Commercial | Interruptible - College | New | Space Heating | Natural Gas | Advanced Kitchen Ventilation Controls | A | Integrated Unit Summer Peak Savings (kW) | Achievable Technical Potential | 0 | 0 | 0 | 0 | 0 | 0 | 0 | 0 | 0 | 0 | 0 | 0 | 0 | 0 | 0 | 0 | 0 | 0 | 0 | 0 | 0 | 0 | 0 | 0 | 0 | 0 | 0
F3_Commercial_Interruptible - College_New_Space Heating_Natural Gas_Advanced Kitchen Ventilation Controls_A_Achievable Technical Potential | F3 | Commercial | Interruptible - College | New | Space Heating | Natural Gas | Advanced Kitchen Ventilation Controls | A | Integrated Unit Winter Peak Savings (kW) | Achievable Technical Potential | 0 | 0 | 0 | 0 | 0 | 0 | 0 | 0 | 0 | 0 | 0 | 0 | 0 | 0 | 0 | 0 | 0 | 0 | 0 | 0 | 0 | 0 | 0 | 0 | 0 | 0 | 0
F4_Commercial_Interruptible - College_New_Space Heating_Natural Gas_Advanced Kitchen Ventilation Controls_A_Achievable Technical Potential | F4 | Commercial | Interruptible - College | New | Space Heating | Natural Gas | Advanced Kitchen Ventilation Controls | A | Incremental Energy Savings (MWh or mTherms) | Achievable Technical Potential | 0 | 0 | 0 | 0 | 0 | 0 | 0 | 0 | 0 | 0 | 0 | 0 | 0 | 0 | 0 | 0 | 0 | 0 | 0 | 0 | 0 | 0 | 0 | 0 | 0 | 0 | 0
F5_Commercial_Interruptible - College_New_Space Heating_Natural Gas_Advanced Kitchen Ventilation Controls_A_Achievable Technical Potential | F5 | Commercial | Interruptible - College | New | Space Heating | Natural Gas | Advanced Kitchen Ventilation Controls | A | Incremental Summer Peak Savings (MW) | Achievable Technical Potential | 0 | 0 | 0 | 0 | 0 | 0 | 0 | 0 | 0 | 0 | 0 | 0 | 0 | 0 | 0 | 0 | 0 | 0 | 0 | 0 | 0 | 0 | 0 | 0 | 0 | 0 | 0
F6_Commercial_Interruptible - College_New_Space Heating_Natural Gas_Advanced Kitchen Ventilation Controls_A_Achievable Technical Potential | F6 | Commercial | Interruptible - College | New | Space Heating | Natural Gas | Advanced Kitchen Ventilation Controls | A | Incremental Winter Peak Savings (MW) | Achievable Technical Potential | 0 | 0 | 0 | 0 | 0 | 0 | 0 | 0 | 0 | 0 | 0 | 0 | 0 | 0 | 0 | 0 | 0 | 0 | 0 | 0 | 0 | 0 | 0 | 0 | 0 | 0 | 0
F7_Commercial_Interruptible - College_New_Space Heating_Natural Gas_Advanced Kitchen Ventilation Controls_A_Achievable Technical Potential | F7 | Commercial | Interruptible - College | New | Space Heating | Natural Gas | Advanced Kitchen Ventilation Controls | A | Cumulative Energy Savings (MWh or mTherms) | Achievable Technical Potential | 0 | 0 | 0 | 0 | 0 | 0 | 0 | 0 | 0 | 0 | 0 | 0 | 0 | 0 | 0 | 0 | 0 | 0 | 0 | 0 | 0 | 0 | 0 | 0 | 0 | 0 | 0
F8_Commercial_Interruptible - College_New_Space Heating_Natural Gas_Advanced Kitchen Ventilation Controls_A_Achievable Technical Potential | F8 | Commercial | Interruptible - College | New | Space Heating | Natural Gas | Advanced Kitchen Ventilation Controls | A | Cumulative Summer Peak Savings (MW) | Achievable Technical Potential | 0 | 0 | 0 | 0 | 0 | 0 | 0 | 0 | 0 | 0 | 0 | 0 | 0 | 0 | 0 | 0 | 0 | 0 | 0 | 0 | 0 | 0 | 0 | 0 | 0 | 0 | 0
F9_Commercial_Interruptible - College_New_Space Heating_Natural Gas_Advanced Kitchen Ventilation Controls_A_Achievable Technical Potential | F9 | Commercial | Interruptible - College | New | Space Heating | Natural Gas | Advanced Kitchen Ventilation Controls | A | Cumulative Winter Peak Savings (MW) | Achievable Technical Potential | 0 | 0 | 0 | 0 | 0 | 0 | 0 | 0 | 0 | 0 | 0 | 0 | 0 | 0 | 0 | 0 | 0 | 0 | 0 | 0 | 0 | 0 | 0 | 0 | 0 | 0 | 0
F10_Commercial_Interruptible - College_New_Space Heating_Natural Gas_Advanced Kitchen Ventilation Controls_A_Achievable Technical Potential | F10 | Commercial | Interruptible - College | New | Space Heating | Natural Gas | Advanced Kitchen Ventilation Controls | A | Purchases (Incremental) | Achievable Technical Potential | 0 | 0 | 0 | 0 | 0 | 0 | 0 | 0 | 0 | 0 | 0 | 0 | 0 | 0 | 0 | 0 | 0 | 0 | 0 | 0 | 0 | 0 | 0 | 0 | 0 | 0 | 0
F11_Commercial_Interruptible - College_New_Space Heating_Natural Gas_Advanced Kitchen Ventilation Controls_A_Achievable Technical Potential | F11 | Commercial | Interruptible - College | New | Space Heating | Natural Gas | Advanced Kitchen Ventilation Controls | A | Purchases (Cumulative) | Achievable Technical Potential | 0 | 0 | 0 | 0 | 0 | 0 | 0 | 0 | 0 | 0 | 0 | 0 | 0 | 0 | 0 | 0 | 0 | 0 | 0 | 0 | 0 | 0 | 0 | 0 | 0 | 0 | 0
F1_Commercial_Interruptible - College_New_Space Heating_Natural Gas_Infiltration Control - Loading Dock Sealing_A_Achievable Technical Potential | F1 | Commercial | Interruptible - College | New | Space Heating | Natural Gas | Infiltration Control - Loading Dock Sealing | A | Integrated Unit Energy Savings (kWh or therms) | Achievable Technical Potential | 0 | 0 | 0 | 0 | 0 | 0 | 0 | 0 | 0 | 0 | 0 | 0 | 0 | 0 | 0 | 0 | 0 | 0 | 0 | 0 | 0 | 0 | 0 | 0 | 0 | 0 | 0
F2_Commercial_Interruptible - College_New_Space Heating_Natural Gas_Infiltration Control - Loading Dock Sealing_A_Achievable Technical Potential | F2 | Commercial | Interruptible - College | New | Space Heating | Natural Gas | Infiltration Control - Loading Dock Sealing | A | Integrated Unit Summer Peak Savings (kW) | Achievable Technical Potential | 0 | 0 | 0 | 0 | 0 | 0 | 0 | 0 | 0 | 0 | 0 | 0 | 0 | 0 | 0 | 0 | 0 | 0 | 0 | 0 | 0 | 0 | 0 | 0 | 0 | 0 | 0
F3_Commercial_Interruptible - College_New_Space Heating_Natural Gas_Infiltration Control - Loading Dock Sealing_A_Achievable Technical Potential | F3 | Commercial | Interruptible - College | New | Space Heating | Natural Gas | Infiltration Control - Loading Dock Sealing | A | Integrated Unit Winter Peak Savings (kW) | Achievable Technical Potential | 0 | 0 | 0 | 0 | 0 | 0 | 0 | 0 | 0 | 0 | 0 | 0 | 0 | 0 | 0 | 0 | 0 | 0 | 0 | 0 | 0 | 0 | 0 | 0 | 0 | 0 | 0
F4_Commercial_Interruptible - College_New_Space Heating_Natural Gas_Infiltration Control - Loading Dock Sealing_A_Achievable Technical Potential | F4 | Commercial | Interruptible - College | New | Space Heating | Natural Gas | Infiltration Control - Loading Dock Sealing | A | Incremental Energy Savings (MWh or mTherms) | Achievable Technical Potential | 0 | 0 | 0 | 0 | 0 | 0 | 0 | 0 | 0 | 0 | 0 | 0 | 0 | 0 | 0 | 0 | 0 | 0 | 0 | 0 | 0 | 0 | 0 | 0 | 0 | 0 | 0
F5_Commercial_Interruptible - College_New_Space Heating_Natural Gas_Infiltration Control - Loading Dock Sealing_A_Achievable Technical Potential | F5 | Commercial | Interruptible - College | New | Space Heating | Natural Gas | Infiltration Control - Loading Dock Sealing | A | Incremental Summer Peak Savings (MW) | Achievable Technical Potential | 0 | 0 | 0 | 0 | 0 | 0 | 0 | 0 | 0 | 0 | 0 | 0 | 0 | 0 | 0 | 0 | 0 | 0 | 0 | 0 | 0 | 0 | 0 | 0 | 0 | 0 | 0
F6_Commercial_Interruptible - College_New_Space Heating_Natural Gas_Infiltration Control - Loading Dock Sealing_A_Achievable Technical Potential | F6 | Commercial | Interruptible - College | New | Space Heating | Natural Gas | Infiltration Control - Loading Dock Sealing | A | Incremental Winter Peak Savings (MW) | Achievable Technical Potential | 0 | 0 | 0 | 0 | 0 | 0 | 0 | 0 | 0 | 0 | 0 | 0 | 0 | 0 | 0 | 0 | 0 | 0 | 0 | 0 | 0 | 0 | 0 | 0 | 0 | 0 | 0
F7_Commercial_Interruptible - College_New_Space Heating_Natural Gas_Infiltration Control - Loading Dock Sealing_A_Achievable Technical Potential | F7 | Commercial | Interruptible - College | New | Space Heating | Natural Gas | Infiltration Control - Loading Dock Sealing | A | Cumulative Energy Savings (MWh or mTherms) | Achievable Technical Potential | 0 | 0 | 0 | 0 | 0 | 0 | 0 | 0 | 0 | 0 | 0 | 0 | 0 | 0 | 0 | 0 | 0 | 0 | 0 | 0 | 0 | 0 | 0 | 0 | 0 | 0 | 0
F8_Commercial_Interruptible - College_New_Space Heating_Natural Gas_Infiltration Control - Loading Dock Sealing_A_Achievable Technical Potential | F8 | Commercial | Interruptible - College | New | Space Heating | Natural Gas | Infiltration Control - Loading Dock Sealing | A | Cumulative Summer Peak Savings (MW) | Achievable Technical Potential | 0 | 0 | 0 | 0 | 0 | 0 | 0 | 0 | 0 | 0 | 0 | 0 | 0 | 0 | 0 | 0 | 0 | 0 | 0 | 0 | 0 | 0 | 0 | 0 | 0 | 0 | 0
F9_Commercial_Interruptible - College_New_Space Heating_Natural Gas_Infiltration Control - Loading Dock Sealing_A_Achievable Technical Potential | F9 | Commercial | Interruptible - College | New | Space Heating | Natural Gas | Infiltration Control - Loading Dock Sealing | A | Cumulative Winter Peak Savings (MW) | Achievable Technical Potential | 0 | 0 | 0 | 0 | 0 | 0 | 0 | 0 | 0 | 0 | 0 | 0 | 0 | 0 | 0 | 0 | 0 | 0 | 0 | 0 | 0 | 0 | 0 | 0 | 0 | 0 | 0
F10_Commercial_Interruptible - College_New_Space Heating_Natural Gas_Infiltration Control - Loading Dock Sealing_A_Achievable Technical Potential | F10 | Commercial | Interruptible - College | New | Space Heating | Natural Gas | Infiltration Control - Loading Dock Sealing | A | Purchases (Incremental) | Achievable Technical Potential | 0 | 0 | 0 | 0 | 0 | 0 | 0 | 0 | 0 | 0 | 0 | 0 | 0 | 0 | 0 | 0 | 0 | 0 | 0 | 0 | 0 | 0 | 0 | 0 | 0 | 0 | 0
F11_Commercial_Interruptible - College_New_Space Heating_Natural Gas_Infiltration Control - Loading Dock Sealing_A_Achievable Technical Potential | F11 | Commercial | Interruptible - College | New | Space Heating | Natural Gas | Infiltration Control - Loading Dock Sealing | A | Purchases (Cumulative) | Achievable Technical Potential | 0 | 0 | 0 | 0 | 0 | 0 | 0 | 0 | 0 | 0 | 0 | 0 | 0 | 0 | 0 | 0 | 0 | 0 | 0 | 0 | 0 | 0 | 0 | 0 | 0 | 0 | 0
F1_Commercial_Interruptible - College_New_Space Heating_Natural Gas_Greenhouse Heat Curtain_A_Achievable Technical Potential | F1 | Commercial | Interruptible - College | New | Space Heating | Natural Gas | Greenhouse Heat Curtain | A | Integrated Unit Energy Savings (kWh or therms) | Achievable Technical Potential | 0 | 0 | 0 | 0 | 0 | 0 | 0 | 0 | 0 | 0 | 0 | 0 | 0 | 0 | 0 | 0 | 0 | 0 | 0 | 0 | 0 | 0 | 0 | 0 | 0 | 0 | 0
F2_Commercial_Interruptible - College_New_Space Heating_Natural Gas_Greenhouse Heat Curtain_A_Achievable Technical Potential | F2 | Commercial | Interruptible - College | New | Space Heating | Natural Gas | Greenhouse Heat Curtain | A | Integrated Unit Summer Peak Savings (kW) | Achievable Technical Potential | 0 | 0 | 0 | 0 | 0 | 0 | 0 | 0 | 0 | 0 | 0 | 0 | 0 | 0 | 0 | 0 | 0 | 0 | 0 | 0 | 0 | 0 | 0 | 0 | 0 | 0 | 0
F3_Commercial_Interruptible - College_New_Space Heating_Natural Gas_Greenhouse Heat Curtain_A_Achievable Technical Potential | F3 | Commercial | Interruptible - College | New | Space Heating | Natural Gas | Greenhouse Heat Curtain | A | Integrated Unit Winter Peak Savings (kW) | Achievable Technical Potential | 0 | 0 | 0 | 0 | 0 | 0 | 0 | 0 | 0 | 0 | 0 | 0 | 0 | 0 | 0 | 0 | 0 | 0 | 0 | 0 | 0 | 0 | 0 | 0 | 0 | 0 | 0
F4_Commercial_Interruptible - College_New_Space Heating_Natural Gas_Greenhouse Heat Curtain_A_Achievable Technical Potential | F4 | Commercial | Interruptible - College | New | Space Heating | Natural Gas | Greenhouse Heat Curtain | A | Incremental Energy Savings (MWh or mTherms) | Achievable Technical Potential | 0 | 0 | 0 | 0 | 0 | 0 | 0 | 0 | 0 | 0 | 0 | 0 | 0 | 0 | 0 | 0 | 0 | 0 | 0 | 0 | 0 | 0 | 0 | 0 | 0 | 0 | 0
F5_Commercial_Interruptible - College_New_Space Heating_Natural Gas_Greenhouse Heat Curtain_A_Achievable Technical Potential | F5 | Commercial | Interruptible - College | New | Space Heating | Natural Gas | Greenhouse Heat Curtain | A | Incremental Summer Peak Savings (MW) | Achievable Technical Potential | 0 | 0 | 0 | 0 | 0 | 0 | 0 | 0 | 0 | 0 | 0 | 0 | 0 | 0 | 0 | 0 | 0 | 0 | 0 | 0 | 0 | 0 | 0 | 0 | 0 | 0 | 0
F6_Commercial_Interruptible - College_New_Space Heating_Natural Gas_Greenhouse Heat Curtain_A_Achievable Technical Potential | F6 | Commercial | Interruptible - College | New | Space Heating | Natural Gas | Greenhouse Heat Curtain | A | Incremental Winter Peak Savings (MW) | Achievable Technical Potential | 0 | 0 | 0 | 0 | 0 | 0 | 0 | 0 | 0 | 0 | 0 | 0 | 0 | 0 | 0 | 0 | 0 | 0 | 0 | 0 | 0 | 0 | 0 | 0 | 0 | 0 | 0
F7_Commercial_Interruptible - College_New_Space Heating_Natural Gas_Greenhouse Heat Curtain_A_Achievable Technical Potential | F7 | Commercial | Interruptible - College | New | Space Heating | Natural Gas | Greenhouse Heat Curtain | A | Cumulative Energy Savings (MWh or mTherms) | Achievable Technical Potential | 0 | 0 | 0 | 0 | 0 | 0 | 0 | 0 | 0 | 0 | 0 | 0 | 0 | 0 | 0 | 0 | 0 | 0 | 0 | 0 | 0 | 0 | 0 | 0 | 0 | 0 | 0
F8_Commercial_Interruptible - College_New_Space Heating_Natural Gas_Greenhouse Heat Curtain_A_Achievable Technical Potential | F8 | Commercial | Interruptible - College | New | Space Heating | Natural Gas | Greenhouse Heat Curtain | A | Cumulative Summer Peak Savings (MW) | Achievable Technical Potential | 0 | 0 | 0 | 0 | 0 | 0 | 0 | 0 | 0 | 0 | 0 | 0 | 0 | 0 | 0 | 0 | 0 | 0 | 0 | 0 | 0 | 0 | 0 | 0 | 0 | 0 | 0
F9_Commercial_Interruptible - College_New_Space Heating_Natural Gas_Greenhouse Heat Curtain_A_Achievable Technical Potential | F9 | Commercial | Interruptible - College | New | Space Heating | Natural Gas | Greenhouse Heat Curtain | A | Cumulative Winter Peak Savings (MW) | Achievable Technical Potential | 0 | 0 | 0 | 0 | 0 | 0 | 0 | 0 | 0 | 0 | 0 | 0 | 0 | 0 | 0 | 0 | 0 | 0 | 0 | 0 | 0 | 0 | 0 | 0 | 0 | 0 | 0
F10_Commercial_Interruptible - College_New_Space Heating_Natural Gas_Greenhouse Heat Curtain_A_Achievable Technical Potential | F10 | Commercial | Interruptible - College | New | Space Heating | Natural Gas | Greenhouse Heat Curtain | A | Purchases (Incremental) | Achievable Technical Potential | 0 | 0 | 0 | 0 | 0 | 0 | 0 | 0 | 0 | 0 | 0 | 0 | 0 | 0 | 0 | 0 | 0 | 0 | 0 | 0 | 0 | 0 | 0 | 0 | 0 | 0 | 0
F11_Commercial_Interruptible - College_New_Space Heating_Natural Gas_Greenhouse Heat Curtain_A_Achievable Technical Potential | F11 | Commercial | Interruptible - College | New | Space Heating | Natural Gas | Greenhouse Heat Curtain | A | Purchases (Cumulative) | Achievable Technical Potential | 0 | 0 | 0 | 0 | 0 | 0 | 0 | 0 | 0 | 0 | 0 | 0 | 0 | 0 | 0 | 0 | 0 | 0 | 0 | 0 | 0 | 0 | 0 | 0 | 0 | 0 | 0
F1_Commercial_Interruptible - College_New_Space Heating_Natural Gas_Ventilation - Parking Garages, Demand Controlled_A_Achievable Technical Potential | F1 | Commercial | Interruptible - College | New | Space Heating | Natural Gas | Ventilation - Parking Garages, Demand Controlled | A | Integrated Unit Energy Savings (kWh or therms) | Achievable Technical Potential | 0 | 0 | 0 | 0 | 0 | 0 | 0 | 0 | 0 | 0 | 0 | 0 | 0 | 0 | 0 | 0 | 0 | 0 | 0 | 0 | 0 | 0 | 0 | 0 | 0 | 0 | 0
F2_Commercial_Interruptible - College_New_Space Heating_Natural Gas_Ventilation - Parking Garages, Demand Controlled_A_Achievable Technical Potential | F2 | Commercial | Interruptible - College | New | Space Heating | Natural Gas | Ventilation - Parking Garages, Demand Controlled | A | Integrated Unit Summer Peak Savings (kW) | Achievable Technical Potential | 0 | 0 | 0 | 0 | 0 | 0 | 0 | 0 | 0 | 0 | 0 | 0 | 0 | 0 | 0 | 0 | 0 | 0 | 0 | 0 | 0 | 0 | 0 | 0 | 0 | 0 | 0
F3_Commercial_Interruptible - College_New_Space Heating_Natural Gas_Ventilation - Parking Garages, Demand Controlled_A_Achievable Technical Potential | F3 | Commercial | Interruptible - College | New | Space Heating | Natural Gas | Ventilation - Parking Garages, Demand Controlled | A | Integrated Unit Winter Peak Savings (kW) | Achievable Technical Potential | 0 | 0 | 0 | 0 | 0 | 0 | 0 | 0 | 0 | 0 | 0 | 0 | 0 | 0 | 0 | 0 | 0 | 0 | 0 | 0 | 0 | 0 | 0 | 0 | 0 | 0 | 0
F4_Commercial_Interruptible - College_New_Space Heating_Natural Gas_Ventilation - Parking Garages, Demand Controlled_A_Achievable Technical Potential | F4 | Commercial | Interruptible - College | New | Space Heating | Natural Gas | Ventilation - Parking Garages, Demand Controlled | A | Incremental Energy Savings (MWh or mTherms) | Achievable Technical Potential | 0 | 0 | 0 | 0 | 0 | 0 | 0 | 0 | 0 | 0 | 0 | 0 | 0 | 0 | 0 | 0 | 0 | 0 | 0 | 0 | 0 | 0 | 0 | 0 | 0 | 0 | 0
F5_Commercial_Interruptible - College_New_Space Heating_Natural Gas_Ventilation - Parking Garages, Demand Controlled_A_Achievable Technical Potential | F5 | Commercial | Interruptible - College | New | Space Heating | Natural Gas | Ventilation - Parking Garages, Demand Controlled | A | Incremental Summer Peak Savings (MW) | Achievable Technical Potential | 0 | 0 | 0 | 0 | 0 | 0 | 0 | 0 | 0 | 0 | 0 | 0 | 0 | 0 | 0 | 0 | 0 | 0 | 0 | 0 | 0 | 0 | 0 | 0 | 0 | 0 | 0
F6_Commercial_Interruptible - College_New_Space Heating_Natural Gas_Ventilation - Parking Garages, Demand Controlled_A_Achievable Technical Potential | F6 | Commercial | Interruptible - College | New | Space Heating | Natural Gas | Ventilation - Parking Garages, Demand Controlled | A | Incremental Winter Peak Savings (MW) | Achievable Technical Potential | 0 | 0 | 0 | 0 | 0 | 0 | 0 | 0 | 0 | 0 | 0 | 0 | 0 | 0 | 0 | 0 | 0 | 0 | 0 | 0 | 0 | 0 | 0 | 0 | 0 | 0 | 0
F7_Commercial_Interruptible - College_New_Space Heating_Natural Gas_Ventilation - Parking Garages, Demand Controlled_A_Achievable Technical Potential | F7 | Commercial | Interruptible - College | New | Space Heating | Natural Gas | Ventilation - Parking Garages, Demand Controlled | A | Cumulative Energy Savings (MWh or mTherms) | Achievable Technical Potential | 0 | 0 | 0 | 0 | 0 | 0 | 0 | 0 | 0 | 0 | 0 | 0 | 0 | 0 | 0 | 0 | 0 | 0 | 0 | 0 | 0 | 0 | 0 | 0 | 0 | 0 | 0
F8_Commercial_Interruptible - College_New_Space Heating_Natural Gas_Ventilation - Parking Garages, Demand Controlled_A_Achievable Technical Potential | F8 | Commercial | Interruptible - College | New | Space Heating | Natural Gas | Ventilation - Parking Garages, Demand Controlled | A | Cumulative Summer Peak Savings (MW) | Achievable Technical Potential | 0 | 0 | 0 | 0 | 0 | 0 | 0 | 0 | 0 | 0 | 0 | 0 | 0 | 0 | 0 | 0 | 0 | 0 | 0 | 0 | 0 | 0 | 0 | 0 | 0 | 0 | 0
F9_Commercial_Interruptible - College_New_Space Heating_Natural Gas_Ventilation - Parking Garages, Demand Controlled_A_Achievable Technical Potential | F9 | Commercial | Interruptible - College | New | Space Heating | Natural Gas | Ventilation - Parking Garages, Demand Controlled | A | Cumulative Winter Peak Savings (MW) | Achievable Technical Potential | 0 | 0 | 0 | 0 | 0 | 0 | 0 | 0 | 0 | 0 | 0 | 0 | 0 | 0 | 0 | 0 | 0 | 0 | 0 | 0 | 0 | 0 | 0 | 0 | 0 | 0 | 0
F10_Commercial_Interruptible - College_New_Space Heating_Natural Gas_Ventilation - Parking Garages, Demand Controlled_A_Achievable Technical Potential | F10 | Commercial | Interruptible - College | New | Space Heating | Natural Gas | Ventilation - Parking Garages, Demand Controlled | A | Purchases (Incremental) | Achievable Technical Potential | 0 | 0 | 0 | 0 | 0 | 0 | 0 | 0 | 0 | 0 | 0 | 0 | 0 | 0 | 0 | 0 | 0 | 0 | 0 | 0 | 0 | 0 | 0 | 0 | 0 | 0 | 0
F11_Commercial_Interruptible - College_New_Space Heating_Natural Gas_Ventilation - Parking Garages, Demand Controlled_A_Achievable Technical Potential | F11 | Commercial | Interruptible - College | New | Space Heating | Natural Gas | Ventilation - Parking Garages, Demand Controlled | A | Purchases (Cumulative) | Achievable Technical Potential | 0 | 0 | 0 | 0 | 0 | 0 | 0 | 0 | 0 | 0 | 0 | 0 | 0 | 0 | 0 | 0 | 0 | 0 | 0 | 0 | 0 | 0 | 0 | 0 | 0 | 0 | 0
F1_Commercial_Interruptible - College_New_Miscellaneous_Natural Gas_Pool Heater - Night Covers_A_Achievable Technical Potential | F1 | Commercial | Interruptible - College | New | Miscellaneous | Natural Gas | Pool Heater - Night Covers | A | Integrated Unit Energy Savings (kWh or therms) | Achievable Technical Potential | 0 | 0 | 0 | 0 | 0 | 0 | 0 | 0 | 0 | 0 | 0 | 0 | 0 | 0 | 0 | 0 | 0 | 0 | 0 | 0 | 0 | 0 | 0 | 0 | 0 | 0 | 0
F2_Commercial_Interruptible - College_New_Miscellaneous_Natural Gas_Pool Heater - Night Covers_A_Achievable Technical Potential | F2 | Commercial | Interruptible - College | New | Miscellaneous | Natural Gas | Pool Heater - Night Covers | A | Integrated Unit Summer Peak Savings (kW) | Achievable Technical Potential | 0 | 0 | 0 | 0 | 0 | 0 | 0 | 0 | 0 | 0 | 0 | 0 | 0 | 0 | 0 | 0 | 0 | 0 | 0 | 0 | 0 | 0 | 0 | 0 | 0 | 0 | 0
F3_Commercial_Interruptible - College_New_Miscellaneous_Natural Gas_Pool Heater - Night Covers_A_Achievable Technical Potential | F3 | Commercial | Interruptible - College | New | Miscellaneous | Natural Gas | Pool Heater - Night Covers | A | Integrated Unit Winter Peak Savings (kW) | Achievable Technical Potential | 0 | 0 | 0 | 0 | 0 | 0 | 0 | 0 | 0 | 0 | 0 | 0 | 0 | 0 | 0 | 0 | 0 | 0 | 0 | 0 | 0 | 0 | 0 | 0 | 0 | 0 | 0
F4_Commercial_Interruptible - College_New_Miscellaneous_Natural Gas_Pool Heater - Night Covers_A_Achievable Technical Potential | F4 | Commercial | Interruptible - College | New | Miscellaneous | Natural Gas | Pool Heater - Night Covers | A | Incremental Energy Savings (MWh or mTherms) | Achievable Technical Potential | 0 | 0 | 0 | 0 | 0 | 0 | 0 | 0 | 0 | 0 | 0 | 0 | 0 | 0 | 0 | 0 | 0 | 0 | 0 | 0 | 0 | 0 | 0 | 0 | 0 | 0 | 0
F5_Commercial_Interruptible - College_New_Miscellaneous_Natural Gas_Pool Heater - Night Covers_A_Achievable Technical Potential | F5 | Commercial | Interruptible - College | New | Miscellaneous | Natural Gas | Pool Heater - Night Covers | A | Incremental Summer Peak Savings (MW) | Achievable Technical Potential | 0 | 0 | 0 | 0 | 0 | 0 | 0 | 0 | 0 | 0 | 0 | 0 | 0 | 0 | 0 | 0 | 0 | 0 | 0 | 0 | 0 | 0 | 0 | 0 | 0 | 0 | 0
F6_Commercial_Interruptible - College_New_Miscellaneous_Natural Gas_Pool Heater - Night Covers_A_Achievable Technical Potential | F6 | Commercial | Interruptible - College | New | Miscellaneous | Natural Gas | Pool Heater - Night Covers | A | Incremental Winter Peak Savings (MW) | Achievable Technical Potential | 0 | 0 | 0 | 0 | 0 | 0 | 0 | 0 | 0 | 0 | 0 | 0 | 0 | 0 | 0 | 0 | 0 | 0 | 0 | 0 | 0 | 0 | 0 | 0 | 0 | 0 | 0
F7_Commercial_Interruptible - College_New_Miscellaneous_Natural Gas_Pool Heater - Night Covers_A_Achievable Technical Potential | F7 | Commercial | Interruptible - College | New | Miscellaneous | Natural Gas | Pool Heater - Night Covers | A | Cumulative Energy Savings (MWh or mTherms) | Achievable Technical Potential | 0 | 0 | 0 | 0 | 0 | 0 | 0 | 0 | 0 | 0 | 0 | 0 | 0 | 0 | 0 | 0 | 0 | 0 | 0 | 0 | 0 | 0 | 0 | 0 | 0 | 0 | 0
F8_Commercial_Interruptible - College_New_Miscellaneous_Natural Gas_Pool Heater - Night Covers_A_Achievable Technical Potential | F8 | Commercial | Interruptible - College | New | Miscellaneous | Natural Gas | Pool Heater - Night Covers | A | Cumulative Summer Peak Savings (MW) | Achievable Technical Potential | 0 | 0 | 0 | 0 | 0 | 0 | 0 | 0 | 0 | 0 | 0 | 0 | 0 | 0 | 0 | 0 | 0 | 0 | 0 | 0 | 0 | 0 | 0 | 0 | 0 | 0 | 0
F9_Commercial_Interruptible - College_New_Miscellaneous_Natural Gas_Pool Heater - Night Covers_A_Achievable Technical Potential | F9 | Commercial | Interruptible - College | New | Miscellaneous | Natural Gas | Pool Heater - Night Covers | A | Cumulative Winter Peak Savings (MW) | Achievable Technical Potential | 0 | 0 | 0 | 0 | 0 | 0 | 0 | 0 | 0 | 0 | 0 | 0 | 0 | 0 | 0 | 0 | 0 | 0 | 0 | 0 | 0 | 0 | 0 | 0 | 0 | 0 | 0
F10_Commercial_Interruptible - College_New_Miscellaneous_Natural Gas_Pool Heater - Night Covers_A_Achievable Technical Potential | F10 | Commercial | Interruptible - College | New | Miscellaneous | Natural Gas | Pool Heater - Night Covers | A | Purchases (Incremental) | Achievable Technical Potential | 0 | 0 | 0 | 0 | 0 | 0 | 0 | 0 | 0 | 0 | 0 | 0 | 0 | 0 | 0 | 0 | 0 | 0 | 0 | 0 | 0 | 0 | 0 | 0 | 0 | 0 | 0
F11_Commercial_Interruptible - College_New_Miscellaneous_Natural Gas_Pool Heater - Night Covers_A_Achievable Technical Potential | F11 | Commercial | Interruptible - College | New | Miscellaneous | Natural Gas | Pool Heater - Night Covers | A | Purchases (Cumulative) | Achievable Technical Potential | 0 | 0 | 0 | 0 | 0 | 0 | 0 | 0 | 0 | 0 | 0 | 0 | 0 | 0 | 0 | 0 | 0 | 0 | 0 | 0 | 0 | 0 | 0 | 0 | 0 | 0 | 0
F1_Commercial_Interruptible - College_New_Space Heating_Natural Gas_Advanced New Construction Designs_A_Achievable Technical Potential | F1 | Commercial | Interruptible - College | New | Space Heating | Natural Gas | Advanced New Construction Designs | A | Integrated Unit Energy Savings (kWh or therms) | Achievable Technical Potential | 0 | 0 | 0 | 0 | 0 | 0 | 0 | 0 | 0 | 0 | 0 | 0 | 0 | 0 | 0 | 0 | 0 | 0 | 0 | 0 | 0 | 0 | 0 | 0 | 0 | 0 | 0
F2_Commercial_Interruptible - College_New_Space Heating_Natural Gas_Advanced New Construction Designs_A_Achievable Technical Potential | F2 | Commercial | Interruptible - College | New | Space Heating | Natural Gas | Advanced New Construction Designs | A | Integrated Unit Summer Peak Savings (kW) | Achievable Technical Potential | 0 | 0 | 0 | 0 | 0 | 0 | 0 | 0 | 0 | 0 | 0 | 0 | 0 | 0 | 0 | 0 | 0 | 0 | 0 | 0 | 0 | 0 | 0 | 0 | 0 | 0 | 0
F3_Commercial_Interruptible - College_New_Space Heating_Natural Gas_Advanced New Construction Designs_A_Achievable Technical Potential | F3 | Commercial | Interruptible - College | New | Space Heating | Natural Gas | Advanced New Construction Designs | A | Integrated Unit Winter Peak Savings (kW) | Achievable Technical Potential | 0 | 0 | 0 | 0 | 0 | 0 | 0 | 0 | 0 | 0 | 0 | 0 | 0 | 0 | 0 | 0 | 0 | 0 | 0 | 0 | 0 | 0 | 0 | 0 | 0 | 0 | 0
F4_Commercial_Interruptible - College_New_Space Heating_Natural Gas_Advanced New Construction Designs_A_Achievable Technical Potential | F4 | Commercial | Interruptible - College | New | Space Heating | Natural Gas | Advanced New Construction Designs | A | Incremental Energy Savings (MWh or mTherms) | Achievable Technical Potential | 0 | 0 | 0 | 0 | 0 | 0 | 0 | 0 | 0 | 0 | 0 | 0 | 0 | 0 | 0 | 0 | 0 | 0 | 0 | 0 | 0 | 0 | 0 | 0 | 0 | 0 | 0
F5_Commercial_Interruptible - College_New_Space Heating_Natural Gas_Advanced New Construction Designs_A_Achievable Technical Potential | F5 | Commercial | Interruptible - College | New | Space Heating | Natural Gas | Advanced New Construction Designs | A | Incremental Summer Peak Savings (MW) | Achievable Technical Potential | 0 | 0 | 0 | 0 | 0 | 0 | 0 | 0 | 0 | 0 | 0 | 0 | 0 | 0 | 0 | 0 | 0 | 0 | 0 | 0 | 0 | 0 | 0 | 0 | 0 | 0 | 0
F6_Commercial_Interruptible - College_New_Space Heating_Natural Gas_Advanced New Construction Designs_A_Achievable Technical Potential | F6 | Commercial | Interruptible - College | New | Space Heating | Natural Gas | Advanced New Construction Designs | A | Incremental Winter Peak Savings (MW) | Achievable Technical Potential | 0 | 0 | 0 | 0 | 0 | 0 | 0 | 0 | 0 | 0 | 0 | 0 | 0 | 0 | 0 | 0 | 0 | 0 | 0 | 0 | 0 | 0 | 0 | 0 | 0 | 0 | 0
F7_Commercial_Interruptible - College_New_Space Heating_Natural Gas_Advanced New Construction Designs_A_Achievable Technical Potential | F7 | Commercial | Interruptible - College | New | Space Heating | Natural Gas | Advanced New Construction Designs | A | Cumulative Energy Savings (MWh or mTherms) | Achievable Technical Potential | 0 | 0 | 0 | 0 | 0 | 0 | 0 | 0 | 0 | 0 | 0 | 0 | 0 | 0 | 0 | 0 | 0 | 0 | 0 | 0 | 0 | 0 | 0 | 0 | 0 | 0 | 0
F8_Commercial_Interruptible - College_New_Space Heating_Natural Gas_Advanced New Construction Designs_A_Achievable Technical Potential | F8 | Commercial | Interruptible - College | New | Space Heating | Natural Gas | Advanced New Construction Designs | A | Cumulative Summer Peak Savings (MW) | Achievable Technical Potential | 0 | 0 | 0 | 0 | 0 | 0 | 0 | 0 | 0 | 0 | 0 | 0 | 0 | 0 | 0 | 0 | 0 | 0 | 0 | 0 | 0 | 0 | 0 | 0 | 0 | 0 | 0
F9_Commercial_Interruptible - College_New_Space Heating_Natural Gas_Advanced New Construction Designs_A_Achievable Technical Potential | F9 | Commercial | Interruptible - College | New | Space Heating | Natural Gas | Advanced New Construction Designs | A | Cumulative Winter Peak Savings (MW) | Achievable Technical Potential | 0 | 0 | 0 | 0 | 0 | 0 | 0 | 0 | 0 | 0 | 0 | 0 | 0 | 0 | 0 | 0 | 0 | 0 | 0 | 0 | 0 | 0 | 0 | 0 | 0 | 0 | 0
F10_Commercial_Interruptible - College_New_Space Heating_Natural Gas_Advanced New Construction Designs_A_Achievable Technical Potential | F10 | Commercial | Interruptible - College | New | Space Heating | Natural Gas | Advanced New Construction Designs | A | Purchases (Incremental) | Achievable Technical Potential | 0 | 0 | 0 | 0 | 0 | 0 | 0 | 0 | 0 | 0 | 0 | 0 | 0 | 0 | 0 | 0 | 0 | 0 | 0 | 0 | 0 | 0 | 0 | 0 | 0 | 0 | 0
F11_Commercial_Interruptible - College_New_Space Heating_Natural Gas_Advanced New Construction Designs_A_Achievable Technical Potential | F11 | Commercial | Interruptible - College | New | Space Heating | Natural Gas | Advanced New Construction Designs | A | Purchases (Cumulative) | Achievable Technical Potential | 0 | 0 | 0 | 0 | 0 | 0 | 0 | 0 | 0 | 0 | 0 | 0 | 0 | 0 | 0 | 0 | 0 | 0 | 0 | 0 | 0 | 0 | 0 | 0 | 0 | 0 | 0
F1_Commercial_Interruptible - College_New_Water Heating_Natural Gas_Advanced New Construction Designs_A_Achievable Technical Potential | F1 | Commercial | Interruptible - College | New | Water Heating | Natural Gas | Advanced New Construction Designs | A | Integrated Unit Energy Savings (kWh or therms) | Achievable Technical Potential | 0 | 0 | 0 | 0 | 0 | 0 | 0 | 0 | 0 | 0 | 0 | 0 | 0 | 0 | 0 | 0 | 0 | 0 | 0 | 0 | 0 | 0 | 0 | 0 | 0 | 0 | 0
F2_Commercial_Interruptible - College_New_Water Heating_Natural Gas_Advanced New Construction Designs_A_Achievable Technical Potential | F2 | Commercial | Interruptible - College | New | Water Heating | Natural Gas | Advanced New Construction Designs | A | Integrated Unit Summer Peak Savings (kW) | Achievable Technical Potential | 0 | 0 | 0 | 0 | 0 | 0 | 0 | 0 | 0 | 0 | 0 | 0 | 0 | 0 | 0 | 0 | 0 | 0 | 0 | 0 | 0 | 0 | 0 | 0 | 0 | 0 | 0
F3_Commercial_Interruptible - College_New_Water Heating_Natural Gas_Advanced New Construction Designs_A_Achievable Technical Potential | F3 | Commercial | Interruptible - College | New | Water Heating | Natural Gas | Advanced New Construction Designs | A | Integrated Unit Winter Peak Savings (kW) | Achievable Technical Potential | 0 | 0 | 0 | 0 | 0 | 0 | 0 | 0 | 0 | 0 | 0 | 0 | 0 | 0 | 0 | 0 | 0 | 0 | 0 | 0 | 0 | 0 | 0 | 0 | 0 | 0 | 0
F4_Commercial_Interruptible - College_New_Water Heating_Natural Gas_Advanced New Construction Designs_A_Achievable Technical Potential | F4 | Commercial | Interruptible - College | New | Water Heating | Natural Gas | Advanced New Construction Designs | A | Incremental Energy Savings (MWh or mTherms) | Achievable Technical Potential | 0 | 0 | 0 | 0 | 0 | 0 | 0 | 0 | 0 | 0 | 0 | 0 | 0 | 0 | 0 | 0 | 0 | 0 | 0 | 0 | 0 | 0 | 0 | 0 | 0 | 0 | 0
F5_Commercial_Interruptible - College_New_Water Heating_Natural Gas_Advanced New Construction Designs_A_Achievable Technical Potential | F5 | Commercial | Interruptible - College | New | Water Heating | Natural Gas | Advanced New Construction Designs | A | Incremental Summer Peak Savings (MW) | Achievable Technical Potential | 0 | 0 | 0 | 0 | 0 | 0 | 0 | 0 | 0 | 0 | 0 | 0 | 0 | 0 | 0 | 0 | 0 | 0 | 0 | 0 | 0 | 0 | 0 | 0 | 0 | 0 | 0
F6_Commercial_Interruptible - College_New_Water Heating_Natural Gas_Advanced New Construction Designs_A_Achievable Technical Potential | F6 | Commercial | Interruptible - College | New | Water Heating | Natural Gas | Advanced New Construction Designs | A | Incremental Winter Peak Savings (MW) | Achievable Technical Potential | 0 | 0 | 0 | 0 | 0 | 0 | 0 | 0 | 0 | 0 | 0 | 0 | 0 | 0 | 0 | 0 | 0 | 0 | 0 | 0 | 0 | 0 | 0 | 0 | 0 | 0 | 0
F7_Commercial_Interruptible - College_New_Water Heating_Natural Gas_Advanced New Construction Designs_A_Achievable Technical Potential | F7 | Commercial | Interruptible - College | New | Water Heating | Natural Gas | Advanced New Construction Designs | A | Cumulative Energy Savings (MWh or mTherms) | Achievable Technical Potential | 0 | 0 | 0 | 0 | 0 | 0 | 0 | 0 | 0 | 0 | 0 | 0 | 0 | 0 | 0 | 0 | 0 | 0 | 0 | 0 | 0 | 0 | 0 | 0 | 0 | 0 | 0
F8_Commercial_Interruptible - College_New_Water Heating_Natural Gas_Advanced New Construction Designs_A_Achievable Technical Potential | F8 | Commercial | Interruptible - College | New | Water Heating | Natural Gas | Advanced New Construction Designs | A | Cumulative Summer Peak Savings (MW) | Achievable Technical Potential | 0 | 0 | 0 | 0 | 0 | 0 | 0 | 0 | 0 | 0 | 0 | 0 | 0 | 0 | 0 | 0 | 0 | 0 | 0 | 0 | 0 | 0 | 0 | 0 | 0 | 0 | 0
F9_Commercial_Interruptible - College_New_Water Heating_Natural Gas_Advanced New Construction Designs_A_Achievable Technical Potential | F9 | Commercial | Interruptible - College | New | Water Heating | Natural Gas | Advanced New Construction Designs | A | Cumulative Winter Peak Savings (MW) | Achievable Technical Potential | 0 | 0 | 0 | 0 | 0 | 0 | 0 | 0 | 0 | 0 | 0 | 0 | 0 | 0 | 0 | 0 | 0 | 0 | 0 | 0 | 0 | 0 | 0 | 0 | 0 | 0 | 0
F10_Commercial_Interruptible - College_New_Water Heating_Natural Gas_Advanced New Construction Designs_A_Achievable Technical Potential | F10 | Commercial | Interruptible - College | New | Water Heating | Natural Gas | Advanced New Construction Designs | A | Purchases (Incremental) | Achievable Technical Potential | 0 | 0 | 0 | 0 | 0 | 0 | 0 | 0 | 0 | 0 | 0 | 0 | 0 | 0 | 0 | 0 | 0 | 0 | 0 | 0 | 0 | 0 | 0 | 0 | 0 | 0 | 0
F11_Commercial_Interruptible - College_New_Water Heating_Natural Gas_Advanced New Construction Designs_A_Achievable Technical Potential | F11 | Commercial | Interruptible - College | New | Water Heating | Natural Gas | Advanced New Construction Designs | A | Purchases (Cumulative) | Achievable Technical Potential | 0 | 0 | 0 | 0 | 0 | 0 | 0 | 0 | 0 | 0 | 0 | 0 | 0 | 0 | 0 | 0 | 0 | 0 | 0 | 0 | 0 | 0 | 0 | 0 | 0 | 0 | 0
F1_Commercial_Interruptible - College_New_Space Heating_Natural Gas_Strategic Energy Management_A_Achievable Technical Potential | F1 | Commercial | Interruptible - College | New | Space Heating | Natural Gas | Strategic Energy Management | A | Integrated Unit Energy Savings (kWh or therms) | Achievable Technical Potential | 0 | 0 | 0 | 0 | 0 | 0 | 0 | 0 | 0 | 0 | 0 | 0 | 0 | 0 | 0 | 0 | 0 | 0 | 0 | 0 | 0 | 0 | 0 | 0 | 0 | 0 | 0
F2_Commercial_Interruptible - College_New_Space Heating_Natural Gas_Strategic Energy Management_A_Achievable Technical Potential | F2 | Commercial | Interruptible - College | New | Space Heating | Natural Gas | Strategic Energy Management | A | Integrated Unit Summer Peak Savings (kW) | Achievable Technical Potential | 0 | 0 | 0 | 0 | 0 | 0 | 0 | 0 | 0 | 0 | 0 | 0 | 0 | 0 | 0 | 0 | 0 | 0 | 0 | 0 | 0 | 0 | 0 | 0 | 0 | 0 | 0
F3_Commercial_Interruptible - College_New_Space Heating_Natural Gas_Strategic Energy Management_A_Achievable Technical Potential | F3 | Commercial | Interruptible - College | New | Space Heating | Natural Gas | Strategic Energy Management | A | Integrated Unit Winter Peak Savings (kW) | Achievable Technical Potential | 0 | 0 | 0 | 0 | 0 | 0 | 0 | 0 | 0 | 0 | 0 | 0 | 0 | 0 | 0 | 0 | 0 | 0 | 0 | 0 | 0 | 0 | 0 | 0 | 0 | 0 | 0
F4_Commercial_Interruptible - College_New_Space Heating_Natural Gas_Strategic Energy Management_A_Achievable Technical Potential | F4 | Commercial | Interruptible - College | New | Space Heating | Natural Gas | Strategic Energy Management | A | Incremental Energy Savings (MWh or mTherms) | Achievable Technical Potential | 0 | 0 | 0 | 0 | 0 | 0 | 0 | 0 | 0 | 0 | 0 | 0 | 0 | 0 | 0 | 0 | 0 | 0 | 0 | 0 | 0 | 0 | 0 | 0 | 0 | 0 | 0
F5_Commercial_Interruptible - College_New_Space Heating_Natural Gas_Strategic Energy Management_A_Achievable Technical Potential | F5 | Commercial | Interruptible - College | New | Space Heating | Natural Gas | Strategic Energy Management | A | Incremental Summer Peak Savings (MW) | Achievable Technical Potential | 0 | 0 | 0 | 0 | 0 | 0 | 0 | 0 | 0 | 0 | 0 | 0 | 0 | 0 | 0 | 0 | 0 | 0 | 0 | 0 | 0 | 0 | 0 | 0 | 0 | 0 | 0
F6_Commercial_Interruptible - College_New_Space Heating_Natural Gas_Strategic Energy Management_A_Achievable Technical Potential | F6 | Commercial | Interruptible - College | New | Space Heating | Natural Gas | Strategic Energy Management | A | Incremental Winter Peak Savings (MW) | Achievable Technical Potential | 0 | 0 | 0 | 0 | 0 | 0 | 0 | 0 | 0 | 0 | 0 | 0 | 0 | 0 | 0 | 0 | 0 | 0 | 0 | 0 | 0 | 0 | 0 | 0 | 0 | 0 | 0
F7_Commercial_Interruptible - College_New_Space Heating_Natural Gas_Strategic Energy Management_A_Achievable Technical Potential | F7 | Commercial | Interruptible - College | New | Space Heating | Natural Gas | Strategic Energy Management | A | Cumulative Energy Savings (MWh or mTherms) | Achievable Technical Potential | 0 | 0 | 0 | 0 | 0 | 0 | 0 | 0 | 0 | 0 | 0 | 0 | 0 | 0 | 0 | 0 | 0 | 0 | 0 | 0 | 0 | 0 | 0 | 0 | 0 | 0 | 0
F8_Commercial_Interruptible - College_New_Space Heating_Natural Gas_Strategic Energy Management_A_Achievable Technical Potential | F8 | Commercial | Interruptible - College | New | Space Heating | Natural Gas | Strategic Energy Management | A | Cumulative Summer Peak Savings (MW) | Achievable Technical Potential | 0 | 0 | 0 | 0 | 0 | 0 | 0 | 0 | 0 | 0 | 0 | 0 | 0 | 0 | 0 | 0 | 0 | 0 | 0 | 0 | 0 | 0 | 0 | 0 | 0 | 0 | 0
F9_Commercial_Interruptible - College_New_Space Heating_Natural Gas_Strategic Energy Management_A_Achievable Technical Potential | F9 | Commercial | Interruptible - College | New | Space Heating | Natural Gas | Strategic Energy Management | A | Cumulative Winter Peak Savings (MW) | Achievable Technical Potential | 0 | 0 | 0 | 0 | 0 | 0 | 0 | 0 | 0 | 0 | 0 | 0 | 0 | 0 | 0 | 0 | 0 | 0 | 0 | 0 | 0 | 0 | 0 | 0 | 0 | 0 | 0
F10_Commercial_Interruptible - College_New_Space Heating_Natural Gas_Strategic Energy Management_A_Achievable Technical Potential | F10 | Commercial | Interruptible - College | New | Space Heating | Natural Gas | Strategic Energy Management | A | Purchases (Incremental) | Achievable Technical Potential | 0 | 0 | 0 | 0 | 0 | 0 | 0 | 0 | 0 | 0 | 0 | 0 | 0 | 0 | 0 | 0 | 0 | 0 | 0 | 0 | 0 | 0 | 0 | 0 | 0 | 0 | 0
F11_Commercial_Interruptible - College_New_Space Heating_Natural Gas_Strategic Energy Management_A_Achievable Technical Potential | F11 | Commercial | Interruptible - College | New | Space Heating | Natural Gas | Strategic Energy Management | A | Purchases (Cumulative) | Achievable Technical Potential | 0 | 0 | 0 | 0 | 0 | 0 | 0 | 0 | 0 | 0 | 0 | 0 | 0 | 0 | 0 | 0 | 0 | 0 | 0 | 0 | 0 | 0 | 0 | 0 | 0 | 0 | 0
F1_Commercial_Interruptible - College_New_Water Heating_Natural Gas_Strategic Energy Management_A_Achievable Technical Potential | F1 | Commercial | Interruptible - College | New | Water Heating | Natural Gas | Strategic Energy Management | A | Integrated Unit Energy Savings (kWh or therms) | Achievable Technical Potential | 0 | 0 | 0 | 0 | 0 | 0 | 0 | 0 | 0 | 0 | 0 | 0 | 0 | 0 | 0 | 0 | 0 | 0 | 0 | 0 | 0 | 0 | 0 | 0 | 0 | 0 | 0
F2_Commercial_Interruptible - College_New_Water Heating_Natural Gas_Strategic Energy Management_A_Achievable Technical Potential | F2 | Commercial | Interruptible - College | New | Water Heating | Natural Gas | Strategic Energy Management | A | Integrated Unit Summer Peak Savings (kW) | Achievable Technical Potential | 0 | 0 | 0 | 0 | 0 | 0 | 0 | 0 | 0 | 0 | 0 | 0 | 0 | 0 | 0 | 0 | 0 | 0 | 0 | 0 | 0 | 0 | 0 | 0 | 0 | 0 | 0
F3_Commercial_Interruptible - College_New_Water Heating_Natural Gas_Strategic Energy Management_A_Achievable Technical Potential | F3 | Commercial | Interruptible - College | New | Water Heating | Natural Gas | Strategic Energy Management | A | Integrated Unit Winter Peak Savings (kW) | Achievable Technical Potential | 0 | 0 | 0 | 0 | 0 | 0 | 0 | 0 | 0 | 0 | 0 | 0 | 0 | 0 | 0 | 0 | 0 | 0 | 0 | 0 | 0 | 0 | 0 | 0 | 0 | 0 | 0
F4_Commercial_Interruptible - College_New_Water Heating_Natural Gas_Strategic Energy Management_A_Achievable Technical Potential | F4 | Commercial | Interruptible - College | New | Water Heating | Natural Gas | Strategic Energy Management | A | Incremental Energy Savings (MWh or mTherms) | Achievable Technical Potential | 0 | 0 | 0 | 0 | 0 | 0 | 0 | 0 | 0 | 0 | 0 | 0 | 0 | 0 | 0 | 0 | 0 | 0 | 0 | 0 | 0 | 0 | 0 | 0 | 0 | 0 | 0
F5_Commercial_Interruptible - College_New_Water Heating_Natural Gas_Strategic Energy Management_A_Achievable Technical Potential | F5 | Commercial | Interruptible - College | New | Water Heating | Natural Gas | Strategic Energy Management | A | Incremental Summer Peak Savings (MW) | Achievable Technical Potential | 0 | 0 | 0 | 0 | 0 | 0 | 0 | 0 | 0 | 0 | 0 | 0 | 0 | 0 | 0 | 0 | 0 | 0 | 0 | 0 | 0 | 0 | 0 | 0 | 0 | 0 | 0
F6_Commercial_Interruptible - College_New_Water Heating_Natural Gas_Strategic Energy Management_A_Achievable Technical Potential | F6 | Commercial | Interruptible - College | New | Water Heating | Natural Gas | Strategic Energy Management | A | Incremental Winter Peak Savings (MW) | Achievable Technical Potential | 0 | 0 | 0 | 0 | 0 | 0 | 0 | 0 | 0 | 0 | 0 | 0 | 0 | 0 | 0 | 0 | 0 | 0 | 0 | 0 | 0 | 0 | 0 | 0 | 0 | 0 | 0
F7_Commercial_Interruptible - College_New_Water Heating_Natural Gas_Strategic Energy Management_A_Achievable Technical Potential | F7 | Commercial | Interruptible - College | New | Water Heating | Natural Gas | Strategic Energy Management | A | Cumulative Energy Savings (MWh or mTherms) | Achievable Technical Potential | 0 | 0 | 0 | 0 | 0 | 0 | 0 | 0 | 0 | 0 | 0 | 0 | 0 | 0 | 0 | 0 | 0 | 0 | 0 | 0 | 0 | 0 | 0 | 0 | 0 | 0 | 0
F8_Commercial_Interruptible - College_New_Water Heating_Natural Gas_Strategic Energy Management_A_Achievable Technical Potential | F8 | Commercial | Interruptible - College | New | Water Heating | Natural Gas | Strategic Energy Management | A | Cumulative Summer Peak Savings (MW) | Achievable Technical Potential | 0 | 0 | 0 | 0 | 0 | 0 | 0 | 0 | 0 | 0 | 0 | 0 | 0 | 0 | 0 | 0 | 0 | 0 | 0 | 0 | 0 | 0 | 0 | 0 | 0 | 0 | 0
F9_Commercial_Interruptible - College_New_Water Heating_Natural Gas_Strategic Energy Management_A_Achievable Technical Potential | F9 | Commercial | Interruptible - College | New | Water Heating | Natural Gas | Strategic Energy Management | A | Cumulative Winter Peak Savings (MW) | Achievable Technical Potential | 0 | 0 | 0 | 0 | 0 | 0 | 0 | 0 | 0 | 0 | 0 | 0 | 0 | 0 | 0 | 0 | 0 | 0 | 0 | 0 | 0 | 0 | 0 | 0 | 0 | 0 | 0
F10_Commercial_Interruptible - College_New_Water Heating_Natural Gas_Strategic Energy Management_A_Achievable Technical Potential | F10 | Commercial | Interruptible - College | New | Water Heating | Natural Gas | Strategic Energy Management | A | Purchases (Incremental) | Achievable Technical Potential | 0 | 0 | 0 | 0 | 0 | 0 | 0 | 0 | 0 | 0 | 0 | 0 | 0 | 0 | 0 | 0 | 0 | 0 | 0 | 0 | 0 | 0 | 0 | 0 | 0 | 0 | 0
F11_Commercial_Interruptible - College_New_Water Heating_Natural Gas_Strategic Energy Management_A_Achievable Technical Potential | F11 | Commercial | Interruptible - College | New | Water Heating | Natural Gas | Strategic Energy Management | A | Purchases (Cumulative) | Achievable Technical Potential | 0 | 0 | 0 | 0 | 0 | 0 | 0 | 0 | 0 | 0 | 0 | 0 | 0 | 0 | 0 | 0 | 0 | 0 | 0 | 0 | 0 | 0 | 0 | 0 | 0 | 0 | 0
F1_Commercial_Interruptible - College_New_Space Heating_Natural Gas_Retrocommissioning_A_Achievable Technical Potential | F1 | Commercial | Interruptible - College | New | Space Heating | Natural Gas | Retrocommissioning | A | Integrated Unit Energy Savings (kWh or therms) | Achievable Technical Potential | 0 | 0 | 0 | 0 | 0 | 0 | 0 | 0 | 0 | 0 | 0 | 0 | 0 | 0 | 0 | 0 | 0 | 0 | 0 | 0 | 0 | 0 | 0 | 0 | 0 | 0 | 0
F2_Commercial_Interruptible - College_New_Space Heating_Natural Gas_Retrocommissioning_A_Achievable Technical Potential | F2 | Commercial | Interruptible - College | New | Space Heating | Natural Gas | Retrocommissioning | A | Integrated Unit Summer Peak Savings (kW) | Achievable Technical Potential | 0 | 0 | 0 | 0 | 0 | 0 | 0 | 0 | 0 | 0 | 0 | 0 | 0 | 0 | 0 | 0 | 0 | 0 | 0 | 0 | 0 | 0 | 0 | 0 | 0 | 0 | 0
F3_Commercial_Interruptible - College_New_Space Heating_Natural Gas_Retrocommissioning_A_Achievable Technical Potential | F3 | Commercial | Interruptible - College | New | Space Heating | Natural Gas | Retrocommissioning | A | Integrated Unit Winter Peak Savings (kW) | Achievable Technical Potential | 0 | 0 | 0 | 0 | 0 | 0 | 0 | 0 | 0 | 0 | 0 | 0 | 0 | 0 | 0 | 0 | 0 | 0 | 0 | 0 | 0 | 0 | 0 | 0 | 0 | 0 | 0
F4_Commercial_Interruptible - College_New_Space Heating_Natural Gas_Retrocommissioning_A_Achievable Technical Potential | F4 | Commercial | Interruptible - College | New | Space Heating | Natural Gas | Retrocommissioning | A | Incremental Energy Savings (MWh or mTherms) | Achievable Technical Potential | 0 | 0 | 0 | 0 | 0 | 0 | 0 | 0 | 0 | 0 | 0 | 0 | 0 | 0 | 0 | 0 | 0 | 0 | 0 | 0 | 0 | 0 | 0 | 0 | 0 | 0 | 0
F5_Commercial_Interruptible - College_New_Space Heating_Natural Gas_Retrocommissioning_A_Achievable Technical Potential | F5 | Commercial | Interruptible - College | New | Space Heating | Natural Gas | Retrocommissioning | A | Incremental Summer Peak Savings (MW) | Achievable Technical Potential | 0 | 0 | 0 | 0 | 0 | 0 | 0 | 0 | 0 | 0 | 0 | 0 | 0 | 0 | 0 | 0 | 0 | 0 | 0 | 0 | 0 | 0 | 0 | 0 | 0 | 0 | 0
F6_Commercial_Interruptible - College_New_Space Heating_Natural Gas_Retrocommissioning_A_Achievable Technical Potential | F6 | Commercial | Interruptible - College | New | Space Heating | Natural Gas | Retrocommissioning | A | Incremental Winter Peak Savings (MW) | Achievable Technical Potential | 0 | 0 | 0 | 0 | 0 | 0 | 0 | 0 | 0 | 0 | 0 | 0 | 0 | 0 | 0 | 0 | 0 | 0 | 0 | 0 | 0 | 0 | 0 | 0 | 0 | 0 | 0
F7_Commercial_Interruptible - College_New_Space Heating_Natural Gas_Retrocommissioning_A_Achievable Technical Potential | F7 | Commercial | Interruptible - College | New | Space Heating | Natural Gas | Retrocommissioning | A | Cumulative Energy Savings (MWh or mTherms) | Achievable Technical Potential | 0 | 0 | 0 | 0 | 0 | 0 | 0 | 0 | 0 | 0 | 0 | 0 | 0 | 0 | 0 | 0 | 0 | 0 | 0 | 0 | 0 | 0 | 0 | 0 | 0 | 0 | 0
F8_Commercial_Interruptible - College_New_Space Heating_Natural Gas_Retrocommissioning_A_Achievable Technical Potential | F8 | Commercial | Interruptible - College | New | Space Heating | Natural Gas | Retrocommissioning | A | Cumulative Summer Peak Savings (MW) | Achievable Technical Potential | 0 | 0 | 0 | 0 | 0 | 0 | 0 | 0 | 0 | 0 | 0 | 0 | 0 | 0 | 0 | 0 | 0 | 0 | 0 | 0 | 0 | 0 | 0 | 0 | 0 | 0 | 0
F9_Commercial_Interruptible - College_New_Space Heating_Natural Gas_Retrocommissioning_A_Achievable Technical Potential | F9 | Commercial | Interruptible - College | New | Space Heating | Natural Gas | Retrocommissioning | A | Cumulative Winter Peak Savings (MW) | Achievable Technical Potential | 0 | 0 | 0 | 0 | 0 | 0 | 0 | 0 | 0 | 0 | 0 | 0 | 0 | 0 | 0 | 0 | 0 | 0 | 0 | 0 | 0 | 0 | 0 | 0 | 0 | 0 | 0
F10_Commercial_Interruptible - College_New_Space Heating_Natural Gas_Retrocommissioning_A_Achievable Technical Potential | F10 | Commercial | Interruptible - College | New | Space Heating | Natural Gas | Retrocommissioning | A | Purchases (Incremental) | Achievable Technical Potential | 0 | 0 | 0 | 0 | 0 | 0 | 0 | 0 | 0 | 0 | 0 | 0 | 0 | 0 | 0 | 0 | 0 | 0 | 0 | 0 | 0 | 0 | 0 | 0 | 0 | 0 | 0
F11_Commercial_Interruptible - College_New_Space Heating_Natural Gas_Retrocommissioning_A_Achievable Technical Potential | F11 | Commercial | Interruptible - College | New | Space Heating | Natural Gas | Retrocommissioning | A | Purchases (Cumulative) | Achievable Technical Potential | 0 | 0 | 0 | 0 | 0 | 0 | 0 | 0 | 0 | 0 | 0 | 0 | 0 | 0 | 0 | 0 | 0 | 0 | 0 | 0 | 0 | 0 | 0 | 0 | 0 | 0 | 0
F1_Commercial_Interruptible - College_New_Water Heating_Natural Gas_Retrocommissioning_A_Achievable Technical Potential | F1 | Commercial | Interruptible - College | New | Water Heating | Natural Gas | Retrocommissioning | A | Integrated Unit Energy Savings (kWh or therms) | Achievable Technical Potential | 0 | 0 | 0 | 0 | 0 | 0 | 0 | 0 | 0 | 0 | 0 | 0 | 0 | 0 | 0 | 0 | 0 | 0 | 0 | 0 | 0 | 0 | 0 | 0 | 0 | 0 | 0
F2_Commercial_Interruptible - College_New_Water Heating_Natural Gas_Retrocommissioning_A_Achievable Technical Potential | F2 | Commercial | Interruptible - College | New | Water Heating | Natural Gas | Retrocommissioning | A | Integrated Unit Summer Peak Savings (kW) | Achievable Technical Potential | 0 | 0 | 0 | 0 | 0 | 0 | 0 | 0 | 0 | 0 | 0 | 0 | 0 | 0 | 0 | 0 | 0 | 0 | 0 | 0 | 0 | 0 | 0 | 0 | 0 | 0 | 0
F3_Commercial_Interruptible - College_New_Water Heating_Natural Gas_Retrocommissioning_A_Achievable Technical Potential | F3 | Commercial | Interruptible - College | New | Water Heating | Natural Gas | Retrocommissioning | A | Integrated Unit Winter Peak Savings (kW) | Achievable Technical Potential | 0 | 0 | 0 | 0 | 0 | 0 | 0 | 0 | 0 | 0 | 0 | 0 | 0 | 0 | 0 | 0 | 0 | 0 | 0 | 0 | 0 | 0 | 0 | 0 | 0 | 0 | 0
F4_Commercial_Interruptible - College_New_Water Heating_Natural Gas_Retrocommissioning_A_Achievable Technical Potential | F4 | Commercial | Interruptible - College | New | Water Heating | Natural Gas | Retrocommissioning | A | Incremental Energy Savings (MWh or mTherms) | Achievable Technical Potential | 0 | 0 | 0 | 0 | 0 | 0 | 0 | 0 | 0 | 0 | 0 | 0 | 0 | 0 | 0 | 0 | 0 | 0 | 0 | 0 | 0 | 0 | 0 | 0 | 0 | 0 | 0
F5_Commercial_Interruptible - College_New_Water Heating_Natural Gas_Retrocommissioning_A_Achievable Technical Potential | F5 | Commercial | Interruptible - College | New | Water Heating | Natural Gas | Retrocommissioning | A | Incremental Summer Peak Savings (MW) | Achievable Technical Potential | 0 | 0 | 0 | 0 | 0 | 0 | 0 | 0 | 0 | 0 | 0 | 0 | 0 | 0 | 0 | 0 | 0 | 0 | 0 | 0 | 0 | 0 | 0 | 0 | 0 | 0 | 0
F6_Commercial_Interruptible - College_New_Water Heating_Natural Gas_Retrocommissioning_A_Achievable Technical Potential | F6 | Commercial | Interruptible - College | New | Water Heating | Natural Gas | Retrocommissioning | A | Incremental Winter Peak Savings (MW) | Achievable Technical Potential | 0 | 0 | 0 | 0 | 0 | 0 | 0 | 0 | 0 | 0 | 0 | 0 | 0 | 0 | 0 | 0 | 0 | 0 | 0 | 0 | 0 | 0 | 0 | 0 | 0 | 0 | 0
F7_Commercial_Interruptible - College_New_Water Heating_Natural Gas_Retrocommissioning_A_Achievable Technical Potential | F7 | Commercial | Interruptible - College | New | Water Heating | Natural Gas | Retrocommissioning | A | Cumulative Energy Savings (MWh or mTherms) | Achievable Technical Potential | 0 | 0 | 0 | 0 | 0 | 0 | 0 | 0 | 0 | 0 | 0 | 0 | 0 | 0 | 0 | 0 | 0 | 0 | 0 | 0 | 0 | 0 | 0 | 0 | 0 | 0 | 0
F8_Commercial_Interruptible - College_New_Water Heating_Natural Gas_Retrocommissioning_A_Achievable Technical Potential | F8 | Commercial | Interruptible - College | New | Water Heating | Natural Gas | Retrocommissioning | A | Cumulative Summer Peak Savings (MW) | Achievable Technical Potential | 0 | 0 | 0 | 0 | 0 | 0 | 0 | 0 | 0 | 0 | 0 | 0 | 0 | 0 | 0 | 0 | 0 | 0 | 0 | 0 | 0 | 0 | 0 | 0 | 0 | 0 | 0
F9_Commercial_Interruptible - College_New_Water Heating_Natural Gas_Retrocommissioning_A_Achievable Technical Potential | F9 | Commercial | Interruptible - College | New | Water Heating | Natural Gas | Retrocommissioning | A | Cumulative Winter Peak Savings (MW) | Achievable Technical Potential | 0 | 0 | 0 | 0 | 0 | 0 | 0 | 0 | 0 | 0 | 0 | 0 | 0 | 0 | 0 | 0 | 0 | 0 | 0 | 0 | 0 | 0 | 0 | 0 | 0 | 0 | 0
F10_Commercial_Interruptible - College_New_Water Heating_Natural Gas_Retrocommissioning_A_Achievable Technical Potential | F10 | Commercial | Interruptible - College | New | Water Heating | Natural Gas | Retrocommissioning | A | Purchases (Incremental) | Achievable Technical Potential | 0 | 0 | 0 | 0 | 0 | 0 | 0 | 0 | 0 | 0 | 0 | 0 | 0 | 0 | 0 | 0 | 0 | 0 | 0 | 0 | 0 | 0 | 0 | 0 | 0 | 0 | 0
F11_Commercial_Interruptible - College_New_Water Heating_Natural Gas_Retrocommissioning_A_Achievable Technical Potential | F11 | Commercial | Interruptible - College | New | Water Heating | Natural Gas | Retrocommissioning | A | Purchases (Cumulative) | Achievable Technical Potential | 0 | 0 | 0 | 0 | 0 | 0 | 0 | 0 | 0 | 0 | 0 | 0 | 0 | 0 | 0 | 0 | 0 | 0 | 0 | 0 | 0 | 0 | 0 | 0 | 0 | 0 | 0
F1_Commercial_OR - Miscellaneous_Existing_Space Heating_Natural Gas_Insulation - Ceiling_A_Achievable Technical Potential | F1 | Commercial | OR - Miscellaneous | Existing | Space Heating | Natural Gas | Insulation - Ceiling | A | Integrated Unit Energy Savings (kWh or therms) | Achievable Technical Potential | 0 | 0 | 0.095834 | 0.095145 | 0.09434 | 0.093435 | 0.092412 | 0.091246 | 0.089934 | 0.088476 | 0.086883 | 0.085182 | 0.083457 | 0.081715 | 0.079983 | 0.078323 | 0.076788 | 0.075451 | 0.074325 | 0.073352 | 0.072576 | 0.071854 | 0.071413 | 0.070992 | 0.070591 | 0.070208 | 0.06984
F2_Commercial_OR - Miscellaneous_Existing_Space Heating_Natural Gas_Insulation - Ceiling_A_Achievable Technical Potential | F2 | Commercial | OR - Miscellaneous | Existing | Space Heating | Natural Gas | Insulation - Ceiling | A | Integrated Unit Summer Peak Savings (kW) | Achievable Technical Potential | 0 | 0 | 0 | 0 | 0 | 0 | 0 | 0 | 0 | 0 | 0 | 0 | 0 | 0 | 0 | 0 | 0 | 0 | 0 | 0 | 0 | 0 | 0 | 0 | 0 | 0 | 0
F3_Commercial_OR - Miscellaneous_Existing_Space Heating_Natural Gas_Insulation - Ceiling_A_Achievable Technical Potential | F3 | Commercial | OR - Miscellaneous | Existing | Space Heating | Natural Gas | Insulation - Ceiling | A | Integrated Unit Winter Peak Savings (kW) | Achievable Technical Potential | 0 | 0 | 0 | 0 | 0 | 0 | 0 | 0 | 0 | 0 | 0 | 0 | 0 | 0 | 0 | 0 | 0 | 0 | 0 | 0 | 0 | 0 | 0 | 0 | 0 | 0 | 0
F4_Commercial_OR - Miscellaneous_Existing_Space Heating_Natural Gas_Insulation - Ceiling_A_Achievable Technical Potential | F4 | Commercial | OR - Miscellaneous | Existing | Space Heating | Natural Gas | Insulation - Ceiling | A | Incremental Energy Savings (MWh or mTherms) | Achievable Technical Potential | 0 | 0 | 0.024715 | 0.013203 | 0.044287 | 0.071348 | 0.10711 | 0.15147 | 0.20308 | 0.259 | 0.31457 | 0.36369 | 0.39977 | 0.4164 | 0.40928 | 0.37781 | 0.32566 | 0.26048 | 0.19179 | 0.13868 | 0.074867 | 0.059298 | 0 | 0 | 0 | 0 | 0
F5_Commercial_OR - Miscellaneous_Existing_Space Heating_Natural Gas_Insulation - Ceiling_A_Achievable Technical Potential | F5 | Commercial | OR - Miscellaneous | Existing | Space Heating | Natural Gas | Insulation - Ceiling | A | Incremental Summer Peak Savings (MW) | Achievable Technical Potential | 0 | 0 | 0 | 0 | 0 | 0 | 0 | 0 | 0 | 0 | 0 | 0 | 0 | 0 | 0 | 0 | 0 | 0 | 0 | 0 | 0 | 0 | 0 | 0 | 0 | 0 | 0
F6_Commercial_OR - Miscellaneous_Existing_Space Heating_Natural Gas_Insulation - Ceiling_A_Achievable Technical Potential | F6 | Commercial | OR - Miscellaneous | Existing | Space Heating | Natural Gas | Insulation - Ceiling | A | Incremental Winter Peak Savings (MW) | Achievable Technical Potential | 0 | 0 | 0 | 0 | 0 | 0 | 0 | 0 | 0 | 0 | 0 | 0 | 0 | 0 | 0 | 0 | 0 | 0 | 0 | 0 | 0 | 0 | 0 | 0 | 0 | 0 | 0
F7_Commercial_OR - Miscellaneous_Existing_Space Heating_Natural Gas_Insulation - Ceiling_A_Achievable Technical Potential | F7 | Commercial | OR - Miscellaneous | Existing | Space Heating | Natural Gas | Insulation - Ceiling | A | Cumulative Energy Savings (MWh or mTherms) | Achievable Technical Potential | 0 | 0 | 0.024715 | 0.03774 | 0.081708 | 0.15227 | 0.25772 | 0.40594 | 0.60318 | 0.8524 | 1.1516 | 1.4928 | 1.8623 | 2.2398 | 2.6016 | 2.9254 | 3.1937 | 3.3986 | 3.5397 | 3.6321 | 3.6685 | 3.6913 | 3.6686 | 3.647 | 3.6264 | 3.6067 | 3.5878
F8_Commercial_OR - Miscellaneous_Existing_Space Heating_Natural Gas_Insulation - Ceiling_A_Achievable Technical Potential | F8 | Commercial | OR - Miscellaneous | Existing | Space Heating | Natural Gas | Insulation - Ceiling | A | Cumulative Summer Peak Savings (MW) | Achievable Technical Potential | 0 | 0 | 0 | 0 | 0 | 0 | 0 | 0 | 0 | 0 | 0 | 0 | 0 | 0 | 0 | 0 | 0 | 0 | 0 | 0 | 0 | 0 | 0 | 0 | 0 | 0 | 0
F9_Commercial_OR - Miscellaneous_Existing_Space Heating_Natural Gas_Insulation - Ceiling_A_Achievable Technical Potential | F9 | Commercial | OR - Miscellaneous | Existing | Space Heating | Natural Gas | Insulation - Ceiling | A | Cumulative Winter Peak Savings (MW) | Achievable Technical Potential | 0 | 0 | 0 | 0 | 0 | 0 | 0 | 0 | 0 | 0 | 0 | 0 | 0 | 0 | 0 | 0 | 0 | 0 | 0 | 0 | 0 | 0 | 0 | 0 | 0 | 0 | 0
F10_Commercial_OR - Miscellaneous_Existing_Space Heating_Natural Gas_Insulation - Ceiling_A_Achievable Technical Potential | F10 | Commercial | OR - Miscellaneous | Existing | Space Heating | Natural Gas | Insulation - Ceiling | A | Purchases (Incremental) | Achievable Technical Potential | 0 | 0 | 257.8923 | 138.7697 | 469.4442 | 763.6153 | 1159.0614 | 1660.0236 | 2258.0879 | 2927.2975 | 3620.5625 | 4269.5032 | 4790.1052 | 5095.77 | 5117.0442 | 4823.6771 | 4241.091 | 3452.3304 | 2580.448 | 1890.6002 | 1031.5692 | 825.2554 | 0 | 0 | 0 | 0 | 0
F11_Commercial_OR - Miscellaneous_Existing_Space Heating_Natural Gas_Insulation - Ceiling_A_Achievable Technical Potential | F11 | Commercial | OR - Miscellaneous | Existing | Space Heating | Natural Gas | Insulation - Ceiling | A | Purchases (Cumulative) | Achievable Technical Potential | 0 | 0 | 257.8923 | 396.662 | 866.1062 | 1629.7215 | 2788.7829 | 4448.8064 | 6706.8943 | 9634.1918 | 13254.7543 | 17524.2576 | 22314.3627 | 27410.1328 | 32527.1769 | 37350.8541 | 41591.9451 | 45044.2755 | 47624.7236 | 49515.3237 | 50546.8929 | 51372.1483 | 51372.1483 | 51372.1483 | 51372.1483 | 51372.1483 | 51372.1483
F1_Commercial_OR - Miscellaneous_Existing_Space Heating_Natural Gas_Insulation - Ducting_A_Achievable Technical Potential | F1 | Commercial | OR - Miscellaneous | Existing | Space Heating | Natural Gas | Insulation - Ducting | A | Integrated Unit Energy Savings (kWh or therms) | Achievable Technical Potential | 0 | 0 | 0 | 0 | 0 | 0 | 0 | 0 | 0 | 0 | 0 | 0 | 0 | 0 | 0 | 0 | 0 | 0 | 0 | 0 | 0 | 0 | 0 | 0 | 0 | 0 | 0
F2_Commercial_OR - Miscellaneous_Existing_Space Heating_Natural Gas_Insulation - Ducting_A_Achievable Technical Potential | F2 | Commercial | OR - Miscellaneous | Existing | Space Heating | Natural Gas | Insulation - Ducting | A | Integrated Unit Summer Peak Savings (kW) | Achievable Technical Potential | 0 | 0 | 0 | 0 | 0 | 0 | 0 | 0 | 0 | 0 | 0 | 0 | 0 | 0 | 0 | 0 | 0 | 0 | 0 | 0 | 0 | 0 | 0 | 0 | 0 | 0 | 0
F3_Commercial_OR - Miscellaneous_Existing_Space Heating_Natural Gas_Insulation - Ducting_A_Achievable Technical Potential | F3 | Commercial | OR - Miscellaneous | Existing | Space Heating | Natural Gas | Insulation - Ducting | A | Integrated Unit Winter Peak Savings (kW) | Achievable Technical Potential | 0 | 0 | 0 | 0 | 0 | 0 | 0 | 0 | 0 | 0 | 0 | 0 | 0 | 0 | 0 | 0 | 0 | 0 | 0 | 0 | 0 | 0 | 0 | 0 | 0 | 0 | 0
F4_Commercial_OR - Miscellaneous_Existing_Space Heating_Natural Gas_Insulation - Ducting_A_Achievable Technical Potential | F4 | Commercial | OR - Miscellaneous | Existing | Space Heating | Natural Gas | Insulation - Ducting | A | Incremental Energy Savings (MWh or mTherms) | Achievable Technical Potential | 0 | 0 | 0 | 0 | 0 | 0 | 0 | 0 | 0 | 0 | 0 | 0 | 0 | 0 | 0 | 0 | 0 | 0 | 0 | 0 | 0 | 0 | 0 | 0 | 0 | 0 | 0
F5_Commercial_OR - Miscellaneous_Existing_Space Heating_Natural Gas_Insulation - Ducting_A_Achievable Technical Potential | F5 | Commercial | OR - Miscellaneous | Existing | Space Heating | Natural Gas | Insulation - Ducting | A | Incremental Summer Peak Savings (MW) | Achievable Technical Potential | 0 | 0 | 0 | 0 | 0 | 0 | 0 | 0 | 0 | 0 | 0 | 0 | 0 | 0 | 0 | 0 | 0 | 0 | 0 | 0 | 0 | 0 | 0 | 0 | 0 | 0 | 0
F6_Commercial_OR - Miscellaneous_Existing_Space Heating_Natural Gas_Insulation - Ducting_A_Achievable Technical Potential | F6 | Commercial | OR - Miscellaneous | Existing | Space Heating | Natural Gas | Insulation - Ducting | A | Incremental Winter Peak Savings (MW) | Achievable Technical Potential | 0 | 0 | 0 | 0 | 0 | 0 | 0 | 0 | 0 | 0 | 0 | 0 | 0 | 0 | 0 | 0 | 0 | 0 | 0 | 0 | 0 | 0 | 0 | 0 | 0 | 0 | 0
F7_Commercial_OR - Miscellaneous_Existing_Space Heating_Natural Gas_Insulation - Ducting_A_Achievable Technical Potential | F7 | Commercial | OR - Miscellaneous | Existing | Space Heating | Natural Gas | Insulation - Ducting | A | Cumulative Energy Savings (MWh or mTherms) | Achievable Technical Potential | 0 | 0 | 0 | 0 | 0 | 0 | 0 | 0 | 0 | 0 | 0 | 0 | 0 | 0 | 0 | 0 | 0 | 0 | 0 | 0 | 0 | 0 | 0 | 0 | 0 | 0 | 0
F8_Commercial_OR - Miscellaneous_Existing_Space Heating_Natural Gas_Insulation - Ducting_A_Achievable Technical Potential | F8 | Commercial | OR - Miscellaneous | Existing | Space Heating | Natural Gas | Insulation - Ducting | A | Cumulative Summer Peak Savings (MW) | Achievable Technical Potential | 0 | 0 | 0 | 0 | 0 | 0 | 0 | 0 | 0 | 0 | 0 | 0 | 0 | 0 | 0 | 0 | 0 | 0 | 0 | 0 | 0 | 0 | 0 | 0 | 0 | 0 | 0
F9_Commercial_OR - Miscellaneous_Existing_Space Heating_Natural Gas_Insulation - Ducting_A_Achievable Technical Potential | F9 | Commercial | OR - Miscellaneous | Existing | Space Heating | Natural Gas | Insulation - Ducting | A | Cumulative Winter Peak Savings (MW) | Achievable Technical Potential | 0 | 0 | 0 | 0 | 0 | 0 | 0 | 0 | 0 | 0 | 0 | 0 | 0 | 0 | 0 | 0 | 0 | 0 | 0 | 0 | 0 | 0 | 0 | 0 | 0 | 0 | 0
F10_Commercial_OR - Miscellaneous_Existing_Space Heating_Natural Gas_Insulation - Ducting_A_Achievable Technical Potential | F10 | Commercial | OR - Miscellaneous | Existing | Space Heating | Natural Gas | Insulation - Ducting | A | Purchases (Incremental) | Achievable Technical Potential | 0 | 0 | 209.1273 | 112.5297 | 380.6767 | 619.2229 | 939.8938 | 1346.1288 | 1831.1049 | 2373.7733 | 2935.9484 | 3462.1806 | 3884.3417 | 4132.2082 | 4149.4596 | 3911.5655 | 3439.1409 | 2799.5274 | 2092.5098 | 1533.1056 | 836.5093 | 669.2074 | 0 | 0 | 0 | 0 | 0
F11_Commercial_OR - Miscellaneous_Existing_Space Heating_Natural Gas_Insulation - Ducting_A_Achievable Technical Potential | F11 | Commercial | OR - Miscellaneous | Existing | Space Heating | Natural Gas | Insulation - Ducting | A | Purchases (Cumulative) | Achievable Technical Potential | 0 | 0 | 209.1273 | 321.657 | 702.3337 | 1321.5566 | 2261.4505 | 3607.5793 | 5438.6842 | 7812.4574 | 10748.4058 | 14210.5865 | 18094.9281 | 22227.1363 | 26376.5959 | 30288.1614 | 33727.3023 | 36526.8297 | 38619.3395 | 40152.4451 | 40988.9543 | 41658.1618 | 41658.1618 | 41658.1618 | 41658.1618 | 41658.1618 | 41658.1618
F1_Commercial_OR - Miscellaneous_Existing_Space Heating_Natural Gas_Insulation - Wall Cavity_A_Achievable Technical Potential | F1 | Commercial | OR - Miscellaneous | Existing | Space Heating | Natural Gas | Insulation - Wall Cavity | A | Integrated Unit Energy Savings (kWh or therms) | Achievable Technical Potential | 0 | 0 | 0.38428 | 0.38291 | 0.38141 | 0.3798 | 0.37808 | 0.37626 | 0.37434 | 0.37232 | 0.37021 | 0.36801 | 0.36572 | 0.36336 | 0.36093 | 0.35844 | 0.3559 | 0.35332 | 0.35071 | 0.3482 | 0.34577 | 0.34346 | 0.34136 | 0.33936 | 0.33746 | 0.33564 | 0.33389
F2_Commercial_OR - Miscellaneous_Existing_Space Heating_Natural Gas_Insulation - Wall Cavity_A_Achievable Technical Potential | F2 | Commercial | OR - Miscellaneous | Existing | Space Heating | Natural Gas | Insulation - Wall Cavity | A | Integrated Unit Summer Peak Savings (kW) | Achievable Technical Potential | 0 | 0 | 0 | 0 | 0 | 0 | 0 | 0 | 0 | 0 | 0 | 0 | 0 | 0 | 0 | 0 | 0 | 0 | 0 | 0 | 0 | 0 | 0 | 0 | 0 | 0 | 0
F3_Commercial_OR - Miscellaneous_Existing_Space Heating_Natural Gas_Insulation - Wall Cavity_A_Achievable Technical Potential | F3 | Commercial | OR - Miscellaneous | Existing | Space Heating | Natural Gas | Insulation - Wall Cavity | A | Integrated Unit Winter Peak Savings (kW) | Achievable Technical Potential | 0 | 0 | 0 | 0 | 0 | 0 | 0 | 0 | 0 | 0 | 0 | 0 | 0 | 0 | 0 | 0 | 0 | 0 | 0 | 0 | 0 | 0 | 0 | 0 | 0 | 0 | 0
F4_Commercial_OR - Miscellaneous_Existing_Space Heating_Natural Gas_Insulation - Wall Cavity_A_Achievable Technical Potential | F4 | Commercial | OR - Miscellaneous | Existing | Space Heating | Natural Gas | Insulation - Wall Cavity | A | Incremental Energy Savings (MWh or mTherms) | Achievable Technical Potential | 0 | 0 | 0.051496 | 0.02761 | 0.093037 | 0.1507 | 0.2277 | 0.32455 | 0.43923 | 0.56633 | 0.69647 | 0.81642 | 0.91029 | 0.96213 | 0.95969 | 0.89842 | 0.78431 | 0.63382 | 0.47025 | 0.34207 | 0.18534 | 0.14728 | 0 | 0 | 0 | 0 | 0
F5_Commercial_OR - Miscellaneous_Existing_Space Heating_Natural Gas_Insulation - Wall Cavity_A_Achievable Technical Potential | F5 | Commercial | OR - Miscellaneous | Existing | Space Heating | Natural Gas | Insulation - Wall Cavity | A | Incremental Summer Peak Savings (MW) | Achievable Technical Potential | 0 | 0 | 0 | 0 | 0 | 0 | 0 | 0 | 0 | 0 | 0 | 0 | 0 | 0 | 0 | 0 | 0 | 0 | 0 | 0 | 0 | 0 | 0 | 0 | 0 | 0 | 0
F6_Commercial_OR - Miscellaneous_Existing_Space Heating_Natural Gas_Insulation - Wall Cavity_A_Achievable Technical Potential | F6 | Commercial | OR - Miscellaneous | Existing | Space Heating | Natural Gas | Insulation - Wall Cavity | A | Incremental Winter Peak Savings (MW) | Achievable Technical Potential | 0 | 0 | 0 | 0 | 0 | 0 | 0 | 0 | 0 | 0 | 0 | 0 | 0 | 0 | 0 | 0 | 0 | 0 | 0 | 0 | 0 | 0 | 0 | 0 | 0 | 0 | 0
F7_Commercial_OR - Miscellaneous_Existing_Space Heating_Natural Gas_Insulation - Wall Cavity_A_Achievable Technical Potential | F7 | Commercial | OR - Miscellaneous | Existing | Space Heating | Natural Gas | Insulation - Wall Cavity | A | Cumulative Energy Savings (MWh or mTherms) | Achievable Technical Potential | 0 | 0 | 0.051496 | 0.078922 | 0.17165 | 0.32162 | 0.54787 | 0.86979 | 1.3046 | 1.8639 | 2.5498 | 3.351 | 4.2405 | 5.1753 | 6.1004 | 6.9567 | 7.6917 | 8.2697 | 8.679 | 8.9588 | 9.0817 | 9.1682 | 9.1121 | 9.0588 | 9.008 | 8.9594 | 8.9127
F8_Commercial_OR - Miscellaneous_Existing_Space Heating_Natural Gas_Insulation - Wall Cavity_A_Achievable Technical Potential | F8 | Commercial | OR - Miscellaneous | Existing | Space Heating | Natural Gas | Insulation - Wall Cavity | A | Cumulative Summer Peak Savings (MW) | Achievable Technical Potential | 0 | 0 | 0 | 0 | 0 | 0 | 0 | 0 | 0 | 0 | 0 | 0 | 0 | 0 | 0 | 0 | 0 | 0 | 0 | 0 | 0 | 0 | 0 | 0 | 0 | 0 | 0
F9_Commercial_OR - Miscellaneous_Existing_Space Heating_Natural Gas_Insulation - Wall Cavity_A_Achievable Technical Potential | F9 | Commercial | OR - Miscellaneous | Existing | Space Heating | Natural Gas | Insulation - Wall Cavity | A | Cumulative Winter Peak Savings (MW) | Achievable Technical Potential | 0 | 0 | 0 | 0 | 0 | 0 | 0 | 0 | 0 | 0 | 0 | 0 | 0 | 0 | 0 | 0 | 0 | 0 | 0 | 0 | 0 | 0 | 0 | 0 | 0 | 0 | 0
F10_Commercial_OR - Miscellaneous_Existing_Space Heating_Natural Gas_Insulation - Wall Cavity_A_Achievable Technical Potential | F10 | Commercial | OR - Miscellaneous | Existing | Space Heating | Natural Gas | Insulation - Wall Cavity | A | Purchases (Incremental) | Achievable Technical Potential | 0 | 0 | 134.005 | 72.107 | 243.9307 | 396.7867 | 602.2668 | 862.5748 | 1173.3386 | 1521.0706 | 1881.3022 | 2218.5022 | 2489.0153 | 2647.8436 | 2658.898 | 2506.4598 | 2203.7388 | 1793.8861 | 1340.8421 | 982.3861 | 536.0199 | 428.8159 | 0 | 0 | 0 | 0 | 0
F11_Commercial_OR - Miscellaneous_Existing_Space Heating_Natural Gas_Insulation - Wall Cavity_A_Achievable Technical Potential | F11 | Commercial | OR - Miscellaneous | Existing | Space Heating | Natural Gas | Insulation - Wall Cavity | A | Purchases (Cumulative) | Achievable Technical Potential | 0 | 0 | 134.005 | 206.1119 | 450.0426 | 846.8294 | 1449.0962 | 2311.671 | 3485.0096 | 5006.0802 | 6887.3824 | 9105.8846 | 11594.8999 | 14242.7435 | 16901.6416 | 19408.1014 | 21611.8402 | 23405.7263 | 24746.5684 | 25728.9544 | 26264.9743 | 26693.7902 | 26693.7902 | 26693.7902 | 26693.7902 | 26693.7902 | 26693.7902
F1_Commercial_OR - Miscellaneous_Existing_Space Heating_Natural Gas_Green Roof - Vegetated Rooftop_A_Achievable Technical Potential | F1 | Commercial | OR - Miscellaneous | Existing | Space Heating | Natural Gas | Green Roof - Vegetated Rooftop | A | Integrated Unit Energy Savings (kWh or therms) | Achievable Technical Potential | 0 | 0 | 0.0052247 | 0.0051722 | 0.0051088 | 0.0050362 | 0.0049525 | 0.0048588 | 0.0047526 | 0.0046341 | 0.0045052 | 0.004369 | 0.0042305 | 0.0040925 | 0.0039589 | 0.0038341 | 0.0037226 | 0.0036288 | 0.0035531 | 0.0034906 | 0.003444 | 0.0034016 | 0.0033806 | 0.0033606 | 0.0033415 | 0.0033233 | 0.0033058
F2_Commercial_OR - Miscellaneous_Existing_Space Heating_Natural Gas_Green Roof - Vegetated Rooftop_A_Achievable Technical Potential | F2 | Commercial | OR - Miscellaneous | Existing | Space Heating | Natural Gas | Green Roof - Vegetated Rooftop | A | Integrated Unit Summer Peak Savings (kW) | Achievable Technical Potential | 0 | 0 | 0 | 0 | 0 | 0 | 0 | 0 | 0 | 0 | 0 | 0 | 0 | 0 | 0 | 0 | 0 | 0 | 0 | 0 | 0 | 0 | 0 | 0 | 0 | 0 | 0
F3_Commercial_OR - Miscellaneous_Existing_Space Heating_Natural Gas_Green Roof - Vegetated Rooftop_A_Achievable Technical Potential | F3 | Commercial | OR - Miscellaneous | Existing | Space Heating | Natural Gas | Green Roof - Vegetated Rooftop | A | Integrated Unit Winter Peak Savings (kW) | Achievable Technical Potential | 0 | 0 | 0 | 0 | 0 | 0 | 0 | 0 | 0 | 0 | 0 | 0 | 0 | 0 | 0 | 0 | 0 | 0 | 0 | 0 | 0 | 0 | 0 | 0 | 0 | 0 | 0
F4_Commercial_OR - Miscellaneous_Existing_Space Heating_Natural Gas_Green Roof - Vegetated Rooftop_A_Achievable Technical Potential | F4 | Commercial | OR - Miscellaneous | Existing | Space Heating | Natural Gas | Green Roof - Vegetated Rooftop | A | Incremental Energy Savings (MWh or mTherms) | Achievable Technical Potential | 0 | 0 | 0 | 0 | 0 | 0 | 0 | 0 | 0 | 0 | 0 | 0 | 0 | 0 | 0 | 0 | 0 | 0 | 0 | 0 | 0 | 0 | 0 | 0 | 0 | 0 | 0
F5_Commercial_OR - Miscellaneous_Existing_Space Heating_Natural Gas_Green Roof - Vegetated Rooftop_A_Achievable Technical Potential | F5 | Commercial | OR - Miscellaneous | Existing | Space Heating | Natural Gas | Green Roof - Vegetated Rooftop | A | Incremental Summer Peak Savings (MW) | Achievable Technical Potential | 0 | 0 | 0 | 0 | 0 | 0 | 0 | 0 | 0 | 0 | 0 | 0 | 0 | 0 | 0 | 0 | 0 | 0 | 0 | 0 | 0 | 0 | 0 | 0 | 0 | 0 | 0
F6_Commercial_OR - Miscellaneous_Existing_Space Heating_Natural Gas_Green Roof - Vegetated Rooftop_A_Achievable Technical Potential | F6 | Commercial | OR - Miscellaneous | Existing | Space Heating | Natural Gas | Green Roof - Vegetated Rooftop | A | Incremental Winter Peak Savings (MW) | Achievable Technical Potential | 0 | 0 | 0 | 0 | 0 | 0 | 0 | 0 | 0 | 0 | 0 | 0 | 0 | 0 | 0 | 0 | 0 | 0 | 0 | 0 | 0 | 0 | 0 | 0 | 0 | 0 | 0
F7_Commercial_OR - Miscellaneous_Existing_Space Heating_Natural Gas_Green Roof - Vegetated Rooftop_A_Achievable Technical Potential | F7 | Commercial | OR - Miscellaneous | Existing | Space Heating | Natural Gas | Green Roof - Vegetated Rooftop | A | Cumulative Energy Savings (MWh or mTherms) | Achievable Technical Potential | 0 | 0 | 0 | 0 | 0 | 0 | 0 | 0 | 0 | 0 | 0 | 0 | 0 | 0 | 0 | 0 | 0 | 0 | 0 | 0 | 0 | 0 | 0 | 0 | 0 | 0 | 0
F8_Commercial_OR - Miscellaneous_Existing_Space Heating_Natural Gas_Green Roof - Vegetated Rooftop_A_Achievable Technical Potential | F8 | Commercial | OR - Miscellaneous | Existing | Space Heating | Natural Gas | Green Roof - Vegetated Rooftop | A | Cumulative Summer Peak Savings (MW) | Achievable Technical Potential | 0 | 0 | 0 | 0 | 0 | 0 | 0 | 0 | 0 | 0 | 0 | 0 | 0 | 0 | 0 | 0 | 0 | 0 | 0 | 0 | 0 | 0 | 0 | 0 | 0 | 0 | 0
F9_Commercial_OR - Miscellaneous_Existing_Space Heating_Natural Gas_Green Roof - Vegetated Rooftop_A_Achievable Technical Potential | F9 | Commercial | OR - Miscellaneous | Existing | Space Heating | Natural Gas | Green Roof - Vegetated Rooftop | A | Cumulative Winter Peak Savings (MW) | Achievable Technical Potential | 0 | 0 | 0 | 0 | 0 | 0 | 0 | 0 | 0 | 0 | 0 | 0 | 0 | 0 | 0 | 0 | 0 | 0 | 0 | 0 | 0 | 0 | 0 | 0 | 0 | 0 | 0
F10_Commercial_OR - Miscellaneous_Existing_Space Heating_Natural Gas_Green Roof - Vegetated Rooftop_A_Achievable Technical Potential | F10 | Commercial | OR - Miscellaneous | Existing | Space Heating | Natural Gas | Green Roof - Vegetated Rooftop | A | Purchases (Incremental) | Achievable Technical Potential | 0 | 0 | 0 | 0 | 0 | 0 | 0 | 0 | 0 | 0 | 0 | 0 | 0 | 0 | 0 | 0 | 0 | 0 | 0 | 0 | 0 | 0 | 0 | 0 | 0 | 0 | 0
F11_Commercial_OR - Miscellaneous_Existing_Space Heating_Natural Gas_Green Roof - Vegetated Rooftop_A_Achievable Technical Potential | F11 | Commercial | OR - Miscellaneous | Existing | Space Heating | Natural Gas | Green Roof - Vegetated Rooftop | A | Purchases (Cumulative) | Achievable Technical Potential | 0 | 0 | 0 | 0 | 0 | 0 | 0 | 0 | 0 | 0 | 0 | 0 | 0 | 0 | 0 | 0 | 0 | 0 | 0 | 0 | 0 | 0 | 0 | 0 | 0 | 0 | 0
F1_Commercial_OR - Miscellaneous_Existing_Space Heating_Natural Gas_Ducting - Repair and Sealing_A_Achievable Technical Potential | F1 | Commercial | OR - Miscellaneous | Existing | Space Heating | Natural Gas | Ducting - Repair and Sealing | A | Integrated Unit Energy Savings (kWh or therms) | Achievable Technical Potential | 0 | 0 | 0.15035 | 0.14961 | 0.14874 | 0.14778 | 0.1467 | 0.14548 | 0.14411 | 0.14258 | 0.14089 | 0.13904 | 0.13708 | 0.13504 | 0.13299 | 0.13099 | 0.1291 | 0.12743 | 0.126 | 0.12474 | 0.12368 | 0.12269 | 0.12194 | 0.12122 | 0.12053 | 0.11988 | 0.11925
F2_Commercial_OR - Miscellaneous_Existing_Space Heating_Natural Gas_Ducting - Repair and Sealing_A_Achievable Technical Potential | F2 | Commercial | OR - Miscellaneous | Existing | Space Heating | Natural Gas | Ducting - Repair and Sealing | A | Integrated Unit Summer Peak Savings (kW) | Achievable Technical Potential | 0 | 0 | 0 | 0 | 0 | 0 | 0 | 0 | 0 | 0 | 0 | 0 | 0 | 0 | 0 | 0 | 0 | 0 | 0 | 0 | 0 | 0 | 0 | 0 | 0 | 0 | 0
F3_Commercial_OR - Miscellaneous_Existing_Space Heating_Natural Gas_Ducting - Repair and Sealing_A_Achievable Technical Potential | F3 | Commercial | OR - Miscellaneous | Existing | Space Heating | Natural Gas | Ducting - Repair and Sealing | A | Integrated Unit Winter Peak Savings (kW) | Achievable Technical Potential | 0 | 0 | 0 | 0 | 0 | 0 | 0 | 0 | 0 | 0 | 0 | 0 | 0 | 0 | 0 | 0 | 0 | 0 | 0 | 0 | 0 | 0 | 0 | 0 | 0 | 0 | 0
F4_Commercial_OR - Miscellaneous_Existing_Space Heating_Natural Gas_Ducting - Repair and Sealing_A_Achievable Technical Potential | F4 | Commercial | OR - Miscellaneous | Existing | Space Heating | Natural Gas | Ducting - Repair and Sealing | A | Incremental Energy Savings (MWh or mTherms) | Achievable Technical Potential | 0 | 0 | 0.031443 | 0.016835 | 0.056623 | 0.091509 | 0.13788 | 0.19583 | 0.26388 | 0.33845 | 0.41363 | 0.48139 | 0.53246 | 0.55802 | 0.55184 | 0.51238 | 0.444 | 0.35675 | 0.26366 | 0.19124 | 0.077592 | 0.068299 | 0 | 0 | 0 | 0 | 0
F5_Commercial_OR - Miscellaneous_Existing_Space Heating_Natural Gas_Ducting - Repair and Sealing_A_Achievable Technical Potential | F5 | Commercial | OR - Miscellaneous | Existing | Space Heating | Natural Gas | Ducting - Repair and Sealing | A | Incremental Summer Peak Savings (MW) | Achievable Technical Potential | 0 | 0 | 0 | 0 | 0 | 0 | 0 | 0 | 0 | 0 | 0 | 0 | 0 | 0 | 0 | 0 | 0 | 0 | 0 | 0 | 0 | 0 | 0 | 0 | 0 | 0 | 0
F6_Commercial_OR - Miscellaneous_Existing_Space Heating_Natural Gas_Ducting - Repair and Sealing_A_Achievable Technical Potential | F6 | Commercial | OR - Miscellaneous | Existing | Space Heating | Natural Gas | Ducting - Repair and Sealing | A | Incremental Winter Peak Savings (MW) | Achievable Technical Potential | 0 | 0 | 0 | 0 | 0 | 0 | 0 | 0 | 0 | 0 | 0 | 0 | 0 | 0 | 0 | 0 | 0 | 0 | 0 | 0 | 0 | 0 | 0 | 0 | 0 | 0 | 0
F7_Commercial_OR - Miscellaneous_Existing_Space Heating_Natural Gas_Ducting - Repair and Sealing_A_Achievable Technical Potential | F7 | Commercial | OR - Miscellaneous | Existing | Space Heating | Natural Gas | Ducting - Repair and Sealing | A | Cumulative Energy Savings (MWh or mTherms) | Achievable Technical Potential | 0 | 0 | 0.031443 | 0.048122 | 0.10447 | 0.1953 | 0.33175 | 0.52482 | 0.78376 | 1.1139 | 1.5143 | 1.9759 | 2.4804 | 3.0016 | 3.5079 | 3.9675 | 4.3543 | 4.6547 | 4.8661 | 5.0086 | 5.0435 | 5.0716 | 5.0404 | 5.0107 | 4.9824 | 4.9554 | 4.9294
F8_Commercial_OR - Miscellaneous_Existing_Space Heating_Natural Gas_Ducting - Repair and Sealing_A_Achievable Technical Potential | F8 | Commercial | OR - Miscellaneous | Existing | Space Heating | Natural Gas | Ducting - Repair and Sealing | A | Cumulative Summer Peak Savings (MW) | Achievable Technical Potential | 0 | 0 | 0 | 0 | 0 | 0 | 0 | 0 | 0 | 0 | 0 | 0 | 0 | 0 | 0 | 0 | 0 | 0 | 0 | 0 | 0 | 0 | 0 | 0 | 0 | 0 | 0
F9_Commercial_OR - Miscellaneous_Existing_Space Heating_Natural Gas_Ducting - Repair and Sealing_A_Achievable Technical Potential | F9 | Commercial | OR - Miscellaneous | Existing | Space Heating | Natural Gas | Ducting - Repair and Sealing | A | Cumulative Winter Peak Savings (MW) | Achievable Technical Potential | 0 | 0 | 0 | 0 | 0 | 0 | 0 | 0 | 0 | 0 | 0 | 0 | 0 | 0 | 0 | 0 | 0 | 0 | 0 | 0 | 0 | 0 | 0 | 0 | 0 | 0 | 0
F10_Commercial_OR - Miscellaneous_Existing_Space Heating_Natural Gas_Ducting - Repair and Sealing_A_Achievable Technical Potential | F10 | Commercial | OR - Miscellaneous | Existing | Space Heating | Natural Gas | Ducting - Repair and Sealing | A | Purchases (Incremental) | Achievable Technical Potential | 0 | 0 | 209.1273 | 112.5297 | 380.6767 | 619.2229 | 939.8938 | 1346.1288 | 1831.1049 | 2373.7733 | 2935.9484 | 3462.1806 | 3884.3417 | 4132.2082 | 4149.4596 | 3911.5655 | 3439.1409 | 2799.5274 | 2092.5098 | 1533.1056 | 627.382 | 556.6777 | 0 | 0 | 0 | 0 | 0
F11_Commercial_OR - Miscellaneous_Existing_Space Heating_Natural Gas_Ducting - Repair and Sealing_A_Achievable Technical Potential | F11 | Commercial | OR - Miscellaneous | Existing | Space Heating | Natural Gas | Ducting - Repair and Sealing | A | Purchases (Cumulative) | Achievable Technical Potential | 0 | 0 | 209.1273 | 321.657 | 702.3337 | 1321.5566 | 2261.4505 | 3607.5793 | 5438.6842 | 7812.4574 | 10748.4058 | 14210.5865 | 18094.9281 | 22227.1363 | 26376.5959 | 30288.1614 | 33727.3023 | 36526.8297 | 38619.3395 | 40152.4451 | 40779.827 | 41336.5048 | 41336.5048 | 41336.5048 | 41336.5048 | 41336.5048 | 41336.5048
F1_Commercial_OR - Miscellaneous_Existing_Space Heating_Natural Gas_Windows - High Efficiency Glazing_A_Achievable Technical Potential | F1 | Commercial | OR - Miscellaneous | Existing | Space Heating | Natural Gas | Windows - High Efficiency Glazing | A | Integrated Unit Energy Savings (kWh or therms) | Achievable Technical Potential | 0 | 0 | 0.29064 | 0.28773 | 0.28424 | 0.28025 | 0.27568 | 0.27058 | 0.26483 | 0.25843 | 0.25148 | 0.24415 | 0.23672 | 0.22931 | 0.22213 | 0.21541 | 0.20938 | 0.20429 | 0.20017 | 0.19675 | 0.19417 | 0.19183 | 0.19064 | 0.18952 | 0.18844 | 0.18741 | 0.18643
F2_Commercial_OR - Miscellaneous_Existing_Space Heating_Natural Gas_Windows - High Efficiency Glazing_A_Achievable Technical Potential | F2 | Commercial | OR - Miscellaneous | Existing | Space Heating | Natural Gas | Windows - High Efficiency Glazing | A | Integrated Unit Summer Peak Savings (kW) | Achievable Technical Potential | 0 | 0 | 0 | 0 | 0 | 0 | 0 | 0 | 0 | 0 | 0 | 0 | 0 | 0 | 0 | 0 | 0 | 0 | 0 | 0 | 0 | 0 | 0 | 0 | 0 | 0 | 0
F3_Commercial_OR - Miscellaneous_Existing_Space Heating_Natural Gas_Windows - High Efficiency Glazing_A_Achievable Technical Potential | F3 | Commercial | OR - Miscellaneous | Existing | Space Heating | Natural Gas | Windows - High Efficiency Glazing | A | Integrated Unit Winter Peak Savings (kW) | Achievable Technical Potential | 0 | 0 | 0 | 0 | 0 | 0 | 0 | 0 | 0 | 0 | 0 | 0 | 0 | 0 | 0 | 0 | 0 | 0 | 0 | 0 | 0 | 0 | 0 | 0 | 0 | 0 | 0
F4_Commercial_OR - Miscellaneous_Existing_Space Heating_Natural Gas_Windows - High Efficiency Glazing_A_Achievable Technical Potential | F4 | Commercial | OR - Miscellaneous | Existing | Space Heating | Natural Gas | Windows - High Efficiency Glazing | A | Incremental Energy Savings (MWh or mTherms) | Achievable Technical Potential | 0 | 0 | 0.0098051 | 0.0052233 | 0.017455 | 0.027996 | 0.0418 | 0.05876 | 0.07823 | 0.098963 | 0.11911 | 0.13637 | 0.14834 | 0.15286 | 0.14869 | 0.13593 | 0.11617 | 0.092263 | 0.067572 | 0.04866 | 0.026203 | 0.02071 | 0 | 0 | 0 | 0 | 0
F5_Commercial_OR - Miscellaneous_Existing_Space Heating_Natural Gas_Windows - High Efficiency Glazing_A_Achievable Technical Potential | F5 | Commercial | OR - Miscellaneous | Existing | Space Heating | Natural Gas | Windows - High Efficiency Glazing | A | Incremental Summer Peak Savings (MW) | Achievable Technical Potential | 0 | 0 | 0 | 0 | 0 | 0 | 0 | 0 | 0 | 0 | 0 | 0 | 0 | 0 | 0 | 0 | 0 | 0 | 0 | 0 | 0 | 0 | 0 | 0 | 0 | 0 | 0
F6_Commercial_OR - Miscellaneous_Existing_Space Heating_Natural Gas_Windows - High Efficiency Glazing_A_Achievable Technical Potential | F6 | Commercial | OR - Miscellaneous | Existing | Space Heating | Natural Gas | Windows - High Efficiency Glazing | A | Incremental Winter Peak Savings (MW) | Achievable Technical Potential | 0 | 0 | 0 | 0 | 0 | 0 | 0 | 0 | 0 | 0 | 0 | 0 | 0 | 0 | 0 | 0 | 0 | 0 | 0 | 0 | 0 | 0 | 0 | 0 | 0 | 0 | 0
F7_Commercial_OR - Miscellaneous_Existing_Space Heating_Natural Gas_Windows - High Efficiency Glazing_A_Achievable Technical Potential | F7 | Commercial | OR - Miscellaneous | Existing | Space Heating | Natural Gas | Windows - High Efficiency Glazing | A | Cumulative Energy Savings (MWh or mTherms) | Achievable Technical Potential | 0 | 0 | 0.0098051 | 0.01493 | 0.032205 | 0.059749 | 0.10057 | 0.15747 | 0.23236 | 0.3257 | 0.43605 | 0.55972 | 0.69101 | 0.82225 | 0.94518 | 1.0525 | 1.1392 | 1.2038 | 1.2471 | 1.2744 | 1.284 | 1.2892 | 1.2812 | 1.2736 | 1.2664 | 1.2595 | 1.2528
F8_Commercial_OR - Miscellaneous_Existing_Space Heating_Natural Gas_Windows - High Efficiency Glazing_A_Achievable Technical Potential | F8 | Commercial | OR - Miscellaneous | Existing | Space Heating | Natural Gas | Windows - High Efficiency Glazing | A | Cumulative Summer Peak Savings (MW) | Achievable Technical Potential | 0 | 0 | 0 | 0 | 0 | 0 | 0 | 0 | 0 | 0 | 0 | 0 | 0 | 0 | 0 | 0 | 0 | 0 | 0 | 0 | 0 | 0 | 0 | 0 | 0 | 0 | 0
F9_Commercial_OR - Miscellaneous_Existing_Space Heating_Natural Gas_Windows - High Efficiency Glazing_A_Achievable Technical Potential | F9 | Commercial | OR - Miscellaneous | Existing | Space Heating | Natural Gas | Windows - High Efficiency Glazing | A | Cumulative Winter Peak Savings (MW) | Achievable Technical Potential | 0 | 0 | 0 | 0 | 0 | 0 | 0 | 0 | 0 | 0 | 0 | 0 | 0 | 0 | 0 | 0 | 0 | 0 | 0 | 0 | 0 | 0 | 0 | 0 | 0 | 0 | 0
F10_Commercial_OR - Miscellaneous_Existing_Space Heating_Natural Gas_Windows - High Efficiency Glazing_A_Achievable Technical Potential | F10 | Commercial | OR - Miscellaneous | Existing | Space Heating | Natural Gas | Windows - High Efficiency Glazing | A | Purchases (Incremental) | Achievable Technical Potential | 0 | 0 | 33.7367 | 18.1535 | 61.4113 | 99.894 | 151.6251 | 217.1595 | 295.3966 | 382.9406 | 473.6316 | 558.5241 | 626.6278 | 666.614 | 669.397 | 631.0196 | 554.8073 | 451.6239 | 337.5668 | 247.3229 | 134.9469 | 107.9575 | 0 | 0 | 0 | 0 | 0
F11_Commercial_OR - Miscellaneous_Existing_Space Heating_Natural Gas_Windows - High Efficiency Glazing_A_Achievable Technical Potential | F11 | Commercial | OR - Miscellaneous | Existing | Space Heating | Natural Gas | Windows - High Efficiency Glazing | A | Purchases (Cumulative) | Achievable Technical Potential | 0 | 0 | 33.7367 | 51.8902 | 113.3015 | 213.1955 | 364.8206 | 581.9801 | 877.3766 | 1260.3173 | 1733.9488 | 2292.4729 | 2919.1007 | 3585.7147 | 4255.1117 | 4886.1312 | 5440.9386 | 5892.5625 | 6230.1293 | 6477.4521 | 6612.3991 | 6720.3566 | 6720.3566 | 6720.3566 | 6720.3566 | 6720.3566 | 6720.3566
F1_Commercial_OR - Miscellaneous_Existing_Space Heating_Natural Gas_Windows - Secondary Glazing Systems_A_Achievable Technical Potential | F1 | Commercial | OR - Miscellaneous | Existing | Space Heating | Natural Gas | Windows - Secondary Glazing Systems | A | Integrated Unit Energy Savings (kWh or therms) | Achievable Technical Potential | 0 | 0 | 1.1613 | 1.1498 | 1.1365 | 1.1214 | 1.1045 | 1.086 | 1.0655 | 1.043 | 1.0189 | 0.99379 | 0.96855 | 0.94347 | 0.91905 | 0.896 | 0.87503 | 0.85705 | 0.8422 | 0.82955 | 0.81964 | 0.8105 | 0.80549 | 0.80072 | 0.79617 | 0.79183 | 0.78766
F2_Commercial_OR - Miscellaneous_Existing_Space Heating_Natural Gas_Windows - Secondary Glazing Systems_A_Achievable Technical Potential | F2 | Commercial | OR - Miscellaneous | Existing | Space Heating | Natural Gas | Windows - Secondary Glazing Systems | A | Integrated Unit Summer Peak Savings (kW) | Achievable Technical Potential | 0 | 0 | 0 | 0 | 0 | 0 | 0 | 0 | 0 | 0 | 0 | 0 | 0 | 0 | 0 | 0 | 0 | 0 | 0 | 0 | 0 | 0 | 0 | 0 | 0 | 0 | 0
F3_Commercial_OR - Miscellaneous_Existing_Space Heating_Natural Gas_Windows - Secondary Glazing Systems_A_Achievable Technical Potential | F3 | Commercial | OR - Miscellaneous | Existing | Space Heating | Natural Gas | Windows - Secondary Glazing Systems | A | Integrated Unit Winter Peak Savings (kW) | Achievable Technical Potential | 0 | 0 | 0 | 0 | 0 | 0 | 0 | 0 | 0 | 0 | 0 | 0 | 0 | 0 | 0 | 0 | 0 | 0 | 0 | 0 | 0 | 0 | 0 | 0 | 0 | 0 | 0
F4_Commercial_OR - Miscellaneous_Existing_Space Heating_Natural Gas_Windows - Secondary Glazing Systems_A_Achievable Technical Potential | F4 | Commercial | OR - Miscellaneous | Existing | Space Heating | Natural Gas | Windows - Secondary Glazing Systems | A | Incremental Energy Savings (MWh or mTherms) | Achievable Technical Potential | 0 | 0 | 0.039178 | 0.020874 | 0.069792 | 0.11203 | 0.16747 | 0.23584 | 0.31474 | 0.3994 | 0.48258 | 0.55506 | 0.60692 | 0.62893 | 0.61521 | 0.56539 | 0.48547 | 0.38707 | 0.2843 | 0.20517 | 0.11061 | 0.087499 | 0 | 0 | 0 | 0 | 0
F5_Commercial_OR - Miscellaneous_Existing_Space Heating_Natural Gas_Windows - Secondary Glazing Systems_A_Achievable Technical Potential | F5 | Commercial | OR - Miscellaneous | Existing | Space Heating | Natural Gas | Windows - Secondary Glazing Systems | A | Incremental Summer Peak Savings (MW) | Achievable Technical Potential | 0 | 0 | 0 | 0 | 0 | 0 | 0 | 0 | 0 | 0 | 0 | 0 | 0 | 0 | 0 | 0 | 0 | 0 | 0 | 0 | 0 | 0 | 0 | 0 | 0 | 0 | 0
F6_Commercial_OR - Miscellaneous_Existing_Space Heating_Natural Gas_Windows - Secondary Glazing Systems_A_Achievable Technical Potential | F6 | Commercial | OR - Miscellaneous | Existing | Space Heating | Natural Gas | Windows - Secondary Glazing Systems | A | Incremental Winter Peak Savings (MW) | Achievable Technical Potential | 0 | 0 | 0 | 0 | 0 | 0 | 0 | 0 | 0 | 0 | 0 | 0 | 0 | 0 | 0 | 0 | 0 | 0 | 0 | 0 | 0 | 0 | 0 | 0 | 0 | 0 | 0
F7_Commercial_OR - Miscellaneous_Existing_Space Heating_Natural Gas_Windows - Secondary Glazing Systems_A_Achievable Technical Potential | F7 | Commercial | OR - Miscellaneous | Existing | Space Heating | Natural Gas | Windows - Secondary Glazing Systems | A | Cumulative Energy Savings (MWh or mTherms) | Achievable Technical Potential | 0 | 0 | 0.039178 | 0.059665 | 0.12876 | 0.23909 | 0.40295 | 0.63203 | 0.93482 | 1.3145 | 1.7667 | 2.2782 | 2.8273 | 3.383 | 3.9107 | 4.378 | 4.761 | 5.0502 | 5.247 | 5.3733 | 5.4198 | 5.4468 | 5.4131 | 5.3811 | 5.3506 | 5.3214 | 5.2934
F8_Commercial_OR - Miscellaneous_Existing_Space Heating_Natural Gas_Windows - Secondary Glazing Systems_A_Achievable Technical Potential | F8 | Commercial | OR - Miscellaneous | Existing | Space Heating | Natural Gas | Windows - Secondary Glazing Systems | A | Cumulative Summer Peak Savings (MW) | Achievable Technical Potential | 0 | 0 | 0 | 0 | 0 | 0 | 0 | 0 | 0 | 0 | 0 | 0 | 0 | 0 | 0 | 0 | 0 | 0 | 0 | 0 | 0 | 0 | 0 | 0 | 0 | 0 | 0
F9_Commercial_OR - Miscellaneous_Existing_Space Heating_Natural Gas_Windows - Secondary Glazing Systems_A_Achievable Technical Potential | F9 | Commercial | OR - Miscellaneous | Existing | Space Heating | Natural Gas | Windows - Secondary Glazing Systems | A | Cumulative Winter Peak Savings (MW) | Achievable Technical Potential | 0 | 0 | 0 | 0 | 0 | 0 | 0 | 0 | 0 | 0 | 0 | 0 | 0 | 0 | 0 | 0 | 0 | 0 | 0 | 0 | 0 | 0 | 0 | 0 | 0 | 0 | 0
F10_Commercial_OR - Miscellaneous_Existing_Space Heating_Natural Gas_Windows - Secondary Glazing Systems_A_Achievable Technical Potential | F10 | Commercial | OR - Miscellaneous | Existing | Space Heating | Natural Gas | Windows - Secondary Glazing Systems | A | Purchases (Incremental) | Achievable Technical Potential | 0 | 0 | 33.7367 | 18.1535 | 61.4113 | 99.894 | 151.6251 | 217.1595 | 295.3966 | 382.9406 | 473.6316 | 558.5241 | 626.6278 | 666.614 | 669.397 | 631.0196 | 554.8073 | 451.6239 | 337.5668 | 247.3229 | 134.9469 | 107.9575 | 0 | 0 | 0 | 0 | 0
F11_Commercial_OR - Miscellaneous_Existing_Space Heating_Natural Gas_Windows - Secondary Glazing Systems_A_Achievable Technical Potential | F11 | Commercial | OR - Miscellaneous | Existing | Space Heating | Natural Gas | Windows - Secondary Glazing Systems | A | Purchases (Cumulative) | Achievable Technical Potential | 0 | 0 | 33.7367 | 51.8902 | 113.3015 | 213.1955 | 364.8206 | 581.9801 | 877.3766 | 1260.3173 | 1733.9488 | 2292.4729 | 2919.1007 | 3585.7147 | 4255.1117 | 4886.1312 | 5440.9386 | 5892.5625 | 6230.1293 | 6477.4521 | 6612.3991 | 6720.3566 | 6720.3566 | 6720.3566 | 6720.3566 | 6720.3566 | 6720.3566
F1_Commercial_OR - Miscellaneous_Existing_Space Heating_Natural Gas_HVAC - Energy Recovery Ventilator_A_Achievable Technical Potential | F1 | Commercial | OR - Miscellaneous | Existing | Space Heating | Natural Gas | HVAC - Energy Recovery Ventilator | A | Integrated Unit Energy Savings (kWh or therms) | Achievable Technical Potential | 0 | 0 | 0.2247 | 0.22356 | 0.22218 | 0.2206 | 0.21877 | 0.21665 | 0.2142 | 0.2114 | 0.20824 | 0.20476 | 0.20104 | 0.19718 | 0.19332 | 0.18962 | 0.18619 | 0.18323 | 0.18076 | 0.17865 | 0.17701 | 0.17549 | 0.17441 | 0.17339 | 0.17241 | 0.17147 | 0.17058
F2_Commercial_OR - Miscellaneous_Existing_Space Heating_Natural Gas_HVAC - Energy Recovery Ventilator_A_Achievable Technical Potential | F2 | Commercial | OR - Miscellaneous | Existing | Space Heating | Natural Gas | HVAC - Energy Recovery Ventilator | A | Integrated Unit Summer Peak Savings (kW) | Achievable Technical Potential | 0 | 0 | 0 | 0 | 0 | 0 | 0 | 0 | 0 | 0 | 0 | 0 | 0 | 0 | 0 | 0 | 0 | 0 | 0 | 0 | 0 | 0 | 0 | 0 | 0 | 0 | 0
F3_Commercial_OR - Miscellaneous_Existing_Space Heating_Natural Gas_HVAC - Energy Recovery Ventilator_A_Achievable Technical Potential | F3 | Commercial | OR - Miscellaneous | Existing | Space Heating | Natural Gas | HVAC - Energy Recovery Ventilator | A | Integrated Unit Winter Peak Savings (kW) | Achievable Technical Potential | 0 | 0 | 0 | 0 | 0 | 0 | 0 | 0 | 0 | 0 | 0 | 0 | 0 | 0 | 0 | 0 | 0 | 0 | 0 | 0 | 0 | 0 | 0 | 0 | 0 | 0 | 0
F4_Commercial_OR - Miscellaneous_Existing_Space Heating_Natural Gas_HVAC - Energy Recovery Ventilator_A_Achievable Technical Potential | F4 | Commercial | OR - Miscellaneous | Existing | Space Heating | Natural Gas | HVAC - Energy Recovery Ventilator | A | Incremental Energy Savings (MWh or mTherms) | Achievable Technical Potential | 0 | 0 | 0.091498 | 0.18686 | 0.18571 | 0.18439 | 0.18286 | 0.18108 | 0.17903 | 0.17669 | 0.17405 | 0.17115 | 0.16803 | 0.16481 | 0.16159 | 0.15849 | 0.15562 | 0.15314 | 0.15108 | 0.14932 | 0.14795 | 0.14668 | 0 | 0 | 0 | 0 | 0
F5_Commercial_OR - Miscellaneous_Existing_Space Heating_Natural Gas_HVAC - Energy Recovery Ventilator_A_Achievable Technical Potential | F5 | Commercial | OR - Miscellaneous | Existing | Space Heating | Natural Gas | HVAC - Energy Recovery Ventilator | A | Incremental Summer Peak Savings (MW) | Achievable Technical Potential | 0 | 0 | 0 | 0 | 0 | 0 | 0 | 0 | 0 | 0 | 0 | 0 | 0 | 0 | 0 | 0 | 0 | 0 | 0 | 0 | 0 | 0 | 0 | 0 | 0 | 0 | 0
F6_Commercial_OR - Miscellaneous_Existing_Space Heating_Natural Gas_HVAC - Energy Recovery Ventilator_A_Achievable Technical Potential | F6 | Commercial | OR - Miscellaneous | Existing | Space Heating | Natural Gas | HVAC - Energy Recovery Ventilator | A | Incremental Winter Peak Savings (MW) | Achievable Technical Potential | 0 | 0 | 0 | 0 | 0 | 0 | 0 | 0 | 0 | 0 | 0 | 0 | 0 | 0 | 0 | 0 | 0 | 0 | 0 | 0 | 0 | 0 | 0 | 0 | 0 | 0 | 0
F7_Commercial_OR - Miscellaneous_Existing_Space Heating_Natural Gas_HVAC - Energy Recovery Ventilator_A_Achievable Technical Potential | F7 | Commercial | OR - Miscellaneous | Existing | Space Heating | Natural Gas | HVAC - Energy Recovery Ventilator | A | Cumulative Energy Savings (MWh or mTherms) | Achievable Technical Potential | 0 | 0 | 0.091498 | 0.27789 | 0.46189 | 0.64298 | 0.8205 | 0.99361 | 1.1614 | 1.3229 | 1.4772 | 1.6237 | 1.7622 | 1.8932 | 2.0178 | 2.1376 | 2.2545 | 2.3718 | 2.4909 | 2.6112 | 2.7351 | 2.8584 | 2.8408 | 2.8241 | 2.8082 | 2.7929 | 2.7783
F8_Commercial_OR - Miscellaneous_Existing_Space Heating_Natural Gas_HVAC - Energy Recovery Ventilator_A_Achievable Technical Potential | F8 | Commercial | OR - Miscellaneous | Existing | Space Heating | Natural Gas | HVAC - Energy Recovery Ventilator | A | Cumulative Summer Peak Savings (MW) | Achievable Technical Potential | 0 | 0 | 0 | 0 | 0 | 0 | 0 | 0 | 0 | 0 | 0 | 0 | 0 | 0 | 0 | 0 | 0 | 0 | 0 | 0 | 0 | 0 | 0 | 0 | 0 | 0 | 0
F9_Commercial_OR - Miscellaneous_Existing_Space Heating_Natural Gas_HVAC - Energy Recovery Ventilator_A_Achievable Technical Potential | F9 | Commercial | OR - Miscellaneous | Existing | Space Heating | Natural Gas | HVAC - Energy Recovery Ventilator | A | Cumulative Winter Peak Savings (MW) | Achievable Technical Potential | 0 | 0 | 0 | 0 | 0 | 0 | 0 | 0 | 0 | 0 | 0 | 0 | 0 | 0 | 0 | 0 | 0 | 0 | 0 | 0 | 0 | 0 | 0 | 0 | 0 | 0 | 0
F10_Commercial_OR - Miscellaneous_Existing_Space Heating_Natural Gas_HVAC - Energy Recovery Ventilator_A_Achievable Technical Potential | F10 | Commercial | OR - Miscellaneous | Existing | Space Heating | Natural Gas | HVAC - Energy Recovery Ventilator | A | Purchases (Incremental) | Achievable Technical Potential | 0 | 0 | 407.1984 | 835.8283 | 835.8283 | 835.8283 | 835.8283 | 835.8283 | 835.8283 | 835.8283 | 835.8283 | 835.8283 | 835.8283 | 835.8283 | 835.8283 | 835.8283 | 835.8283 | 835.8283 | 835.8283 | 835.8283 | 835.8283 | 835.8283 | 0 | 0 | 0 | 0 | 0
F11_Commercial_OR - Miscellaneous_Existing_Space Heating_Natural Gas_HVAC - Energy Recovery Ventilator_A_Achievable Technical Potential | F11 | Commercial | OR - Miscellaneous | Existing | Space Heating | Natural Gas | HVAC - Energy Recovery Ventilator | A | Purchases (Cumulative) | Achievable Technical Potential | 0 | 0 | 407.1984 | 1243.0267 | 2078.8549 | 2914.6832 | 3750.5114 | 4586.3397 | 5422.168 | 6257.9962 | 7093.8245 | 7929.6528 | 8765.481 | 9601.3093 | 10437.1376 | 11272.9658 | 12108.7941 | 12944.6224 | 13780.4506 | 14616.2789 | 15452.1072 | 16287.9354 | 16287.9354 | 16287.9354 | 16287.9354 | 16287.9354 | 16287.9354
F1_Commercial_OR - Miscellaneous_Existing_Space Heating_Natural Gas_Building Shell - Air Sealing (Infiltration Control)_A_Achievable Technical Potential | F1 | Commercial | OR - Miscellaneous | Existing | Space Heating | Natural Gas | Building Shell - Air Sealing (Infiltration Control) | A | Integrated Unit Energy Savings (kWh or therms) | Achievable Technical Potential | 0 | 0 | 1.4438 | 1.4332 | 1.4207 | 1.4063 | 1.3898 | 1.3708 | 1.349 | 1.3246 | 1.2975 | 1.2685 | 1.2388 | 1.2087 | 1.179 | 1.1507 | 1.1248 | 1.1026 | 1.0842 | 1.0687 | 1.0566 | 1.0455 | 1.0391 | 1.033 | 1.0271 | 1.0215 | 1.0162
F2_Commercial_OR - Miscellaneous_Existing_Space Heating_Natural Gas_Building Shell - Air Sealing (Infiltration Control)_A_Achievable Technical Potential | F2 | Commercial | OR - Miscellaneous | Existing | Space Heating | Natural Gas | Building Shell - Air Sealing (Infiltration Control) | A | Integrated Unit Summer Peak Savings (kW) | Achievable Technical Potential | 0 | 0 | 0 | 0 | 0 | 0 | 0 | 0 | 0 | 0 | 0 | 0 | 0 | 0 | 0 | 0 | 0 | 0 | 0 | 0 | 0 | 0 | 0 | 0 | 0 | 0 | 0
F3_Commercial_OR - Miscellaneous_Existing_Space Heating_Natural Gas_Building Shell - Air Sealing (Infiltration Control)_A_Achievable Technical Potential | F3 | Commercial | OR - Miscellaneous | Existing | Space Heating | Natural Gas | Building Shell - Air Sealing (Infiltration Control) | A | Integrated Unit Winter Peak Savings (kW) | Achievable Technical Potential | 0 | 0 | 0 | 0 | 0 | 0 | 0 | 0 | 0 | 0 | 0 | 0 | 0 | 0 | 0 | 0 | 0 | 0 | 0 | 0 | 0 | 0 | 0 | 0 | 0 | 0 | 0
F4_Commercial_OR - Miscellaneous_Existing_Space Heating_Natural Gas_Building Shell - Air Sealing (Infiltration Control)_A_Achievable Technical Potential | F4 | Commercial | OR - Miscellaneous | Existing | Space Heating | Natural Gas | Building Shell - Air Sealing (Infiltration Control) | A | Incremental Energy Savings (MWh or mTherms) | Achievable Technical Potential | 0 | 0 | 0.0014266 | 0.00076206 | 0.0025554 | 0.0041147 | 0.0061723 | 0.0087189 | 0.011672 | 0.014856 | 0.018 | 0.020751 | 0.021512 | 0.022957 | 0.020995 | 0.017901 | 0.013283 | 0.0075722 | 0.0013392 | 0 | 0 | 0 | 0 | 0 | 0 | 0 | 0
F5_Commercial_OR - Miscellaneous_Existing_Space Heating_Natural Gas_Building Shell - Air Sealing (Infiltration Control)_A_Achievable Technical Potential | F5 | Commercial | OR - Miscellaneous | Existing | Space Heating | Natural Gas | Building Shell - Air Sealing (Infiltration Control) | A | Incremental Summer Peak Savings (MW) | Achievable Technical Potential | 0 | 0 | 0 | 0 | 0 | 0 | 0 | 0 | 0 | 0 | 0 | 0 | 0 | 0 | 0 | 0 | 0 | 0 | 0 | 0 | 0 | 0 | 0 | 0 | 0 | 0 | 0
F6_Commercial_OR - Miscellaneous_Existing_Space Heating_Natural Gas_Building Shell - Air Sealing (Infiltration Control)_A_Achievable Technical Potential | F6 | Commercial | OR - Miscellaneous | Existing | Space Heating | Natural Gas | Building Shell - Air Sealing (Infiltration Control) | A | Incremental Winter Peak Savings (MW) | Achievable Technical Potential | 0 | 0 | 0 | 0 | 0 | 0 | 0 | 0 | 0 | 0 | 0 | 0 | 0 | 0 | 0 | 0 | 0 | 0 | 0 | 0 | 0 | 0 | 0 | 0 | 0 | 0 | 0
F7_Commercial_OR - Miscellaneous_Existing_Space Heating_Natural Gas_Building Shell - Air Sealing (Infiltration Control)_A_Achievable Technical Potential | F7 | Commercial | OR - Miscellaneous | Existing | Space Heating | Natural Gas | Building Shell - Air Sealing (Infiltration Control) | A | Cumulative Energy Savings (MWh or mTherms) | Achievable Technical Potential | 0 | 0 | 0.0014266 | 0.0021783 | 0.0047146 | 0.0087816 | 0.014851 | 0.023366 | 0.034667 | 0.048895 | 0.065897 | 0.085172 | 0.10469 | 0.1251 | 0.14302 | 0.15749 | 0.16724 | 0.17151 | 0.16999 | 0.16754 | 0.16565 | 0.16391 | 0.1629 | 0.16195 | 0.16103 | 0.16016 | 0.15932
F8_Commercial_OR - Miscellaneous_Existing_Space Heating_Natural Gas_Building Shell - Air Sealing (Infiltration Control)_A_Achievable Technical Potential | F8 | Commercial | OR - Miscellaneous | Existing | Space Heating | Natural Gas | Building Shell - Air Sealing (Infiltration Control) | A | Cumulative Summer Peak Savings (MW) | Achievable Technical Potential | 0 | 0 | 0 | 0 | 0 | 0 | 0 | 0 | 0 | 0 | 0 | 0 | 0 | 0 | 0 | 0 | 0 | 0 | 0 | 0 | 0 | 0 | 0 | 0 | 0 | 0 | 0
F9_Commercial_OR - Miscellaneous_Existing_Space Heating_Natural Gas_Building Shell - Air Sealing (Infiltration Control)_A_Achievable Technical Potential | F9 | Commercial | OR - Miscellaneous | Existing | Space Heating | Natural Gas | Building Shell - Air Sealing (Infiltration Control) | A | Cumulative Winter Peak Savings (MW) | Achievable Technical Potential | 0 | 0 | 0 | 0 | 0 | 0 | 0 | 0 | 0 | 0 | 0 | 0 | 0 | 0 | 0 | 0 | 0 | 0 | 0 | 0 | 0 | 0 | 0 | 0 | 0 | 0 | 0
F10_Commercial_OR - Miscellaneous_Existing_Space Heating_Natural Gas_Building Shell - Air Sealing (Infiltration Control)_A_Achievable Technical Potential | F10 | Commercial | OR - Miscellaneous | Existing | Space Heating | Natural Gas | Building Shell - Air Sealing (Infiltration Control) | A | Purchases (Incremental) | Achievable Technical Potential | 0 | 0 | 0.98813 | 0.53171 | 1.7987 | 2.9259 | 4.441 | 6.3605 | 8.652 | 11.2162 | 13.8725 | 16.3589 | 17.3655 | 18.9931 | 17.8076 | 15.5564 | 11.809 | 6.8674 | 1.2351 | 0 | 0 | 0 | 0 | 0 | 0 | 0 | 0
F11_Commercial_OR - Miscellaneous_Existing_Space Heating_Natural Gas_Building Shell - Air Sealing (Infiltration Control)_A_Achievable Technical Potential | F11 | Commercial | OR - Miscellaneous | Existing | Space Heating | Natural Gas | Building Shell - Air Sealing (Infiltration Control) | A | Purchases (Cumulative) | Achievable Technical Potential | 0 | 0 | 0.98813 | 1.5198 | 3.3186 | 6.2444 | 10.6854 | 17.046 | 25.698 | 36.9142 | 50.7866 | 67.1456 | 84.5111 | 103.5042 | 121.3119 | 136.8683 | 148.6774 | 155.5447 | 156.7799 | 156.7799 | 156.7799 | 156.7799 | 156.7799 | 156.7799 | 156.7799 | 156.7799 | 156.7799
F1_Commercial_OR - Miscellaneous_Existing_Space Heating_Natural Gas_Ventilation - Demand Controlled_A_Achievable Technical Potential | F1 | Commercial | OR - Miscellaneous | Existing | Space Heating | Natural Gas | Ventilation - Demand Controlled | A | Integrated Unit Energy Savings (kWh or therms) | Achievable Technical Potential | 0 | 0 | 0.055447 | 0.055085 | 0.054664 | 0.054192 | 0.053659 | 0.053053 | 0.052368 | 0.051598 | 0.050746 | 0.049819 | 0.048838 | 0.04783 | 0.046828 | 0.045867 | 0.044977 | 0.044201 | 0.043547 | 0.042981 | 0.042527 | 0.042106 | 0.041847 | 0.0416 | 0.041365 | 0.041141 | 0.040925
F2_Commercial_OR - Miscellaneous_Existing_Space Heating_Natural Gas_Ventilation - Demand Controlled_A_Achievable Technical Potential | F2 | Commercial | OR - Miscellaneous | Existing | Space Heating | Natural Gas | Ventilation - Demand Controlled | A | Integrated Unit Summer Peak Savings (kW) | Achievable Technical Potential | 0 | 0 | 0 | 0 | 0 | 0 | 0 | 0 | 0 | 0 | 0 | 0 | 0 | 0 | 0 | 0 | 0 | 0 | 0 | 0 | 0 | 0 | 0 | 0 | 0 | 0 | 0
F3_Commercial_OR - Miscellaneous_Existing_Space Heating_Natural Gas_Ventilation - Demand Controlled_A_Achievable Technical Potential | F3 | Commercial | OR - Miscellaneous | Existing | Space Heating | Natural Gas | Ventilation - Demand Controlled | A | Integrated Unit Winter Peak Savings (kW) | Achievable Technical Potential | 0 | 0 | 0 | 0 | 0 | 0 | 0 | 0 | 0 | 0 | 0 | 0 | 0 | 0 | 0 | 0 | 0 | 0 | 0 | 0 | 0 | 0 | 0 | 0 | 0 | 0 | 0
F4_Commercial_OR - Miscellaneous_Existing_Space Heating_Natural Gas_Ventilation - Demand Controlled_A_Achievable Technical Potential | F4 | Commercial | OR - Miscellaneous | Existing | Space Heating | Natural Gas | Ventilation - Demand Controlled | A | Incremental Energy Savings (MWh or mTherms) | Achievable Technical Potential | 0 | 0 | 0.077203 | 0.094174 | 0.11436 | 0.13161 | 0.14864 | 0.17182 | 0.18605 | 0.18727 | 0.17356 | 0.14647 | 0.043111 | 0 | 0 | 0 | 0 | 0 | 0 | 0 | 0 | 0 | 0 | 0 | 0 | 0 | 0
F5_Commercial_OR - Miscellaneous_Existing_Space Heating_Natural Gas_Ventilation - Demand Controlled_A_Achievable Technical Potential | F5 | Commercial | OR - Miscellaneous | Existing | Space Heating | Natural Gas | Ventilation - Demand Controlled | A | Incremental Summer Peak Savings (MW) | Achievable Technical Potential | 0 | 0 | 0 | 0 | 0 | 0 | 0 | 0 | 0 | 0 | 0 | 0 | 0 | 0 | 0 | 0 | 0 | 0 | 0 | 0 | 0 | 0 | 0 | 0 | 0 | 0 | 0
F6_Commercial_OR - Miscellaneous_Existing_Space Heating_Natural Gas_Ventilation - Demand Controlled_A_Achievable Technical Potential | F6 | Commercial | OR - Miscellaneous | Existing | Space Heating | Natural Gas | Ventilation - Demand Controlled | A | Incremental Winter Peak Savings (MW) | Achievable Technical Potential | 0 | 0 | 0 | 0 | 0 | 0 | 0 | 0 | 0 | 0 | 0 | 0 | 0 | 0 | 0 | 0 | 0 | 0 | 0 | 0 | 0 | 0 | 0 | 0 | 0 | 0 | 0
F7_Commercial_OR - Miscellaneous_Existing_Space Heating_Natural Gas_Ventilation - Demand Controlled_A_Achievable Technical Potential | F7 | Commercial | OR - Miscellaneous | Existing | Space Heating | Natural Gas | Ventilation - Demand Controlled | A | Cumulative Energy Savings (MWh or mTherms) | Achievable Technical Potential | 0 | 0 | 0.077203 | 0.17087 | 0.28393 | 0.41309 | 0.55766 | 0.72318 | 0.89989 | 1.0739 | 1.2298 | 1.3538 | 1.3702 | 1.342 | 1.3138 | 1.2869 | 1.2619 | 1.2401 | 1.2218 | 1.2059 | 1.1932 | 1.1814 | 1.1741 | 1.1672 | 1.1606 | 1.1543 | 1.1482
F8_Commercial_OR - Miscellaneous_Existing_Space Heating_Natural Gas_Ventilation - Demand Controlled_A_Achievable Technical Potential | F8 | Commercial | OR - Miscellaneous | Existing | Space Heating | Natural Gas | Ventilation - Demand Controlled | A | Cumulative Summer Peak Savings (MW) | Achievable Technical Potential | 0 | 0 | 0 | 0 | 0 | 0 | 0 | 0 | 0 | 0 | 0 | 0 | 0 | 0 | 0 | 0 | 0 | 0 | 0 | 0 | 0 | 0 | 0 | 0 | 0 | 0 | 0
F9_Commercial_OR - Miscellaneous_Existing_Space Heating_Natural Gas_Ventilation - Demand Controlled_A_Achievable Technical Potential | F9 | Commercial | OR - Miscellaneous | Existing | Space Heating | Natural Gas | Ventilation - Demand Controlled | A | Cumulative Winter Peak Savings (MW) | Achievable Technical Potential | 0 | 0 | 0 | 0 | 0 | 0 | 0 | 0 | 0 | 0 | 0 | 0 | 0 | 0 | 0 | 0 | 0 | 0 | 0 | 0 | 0 | 0 | 0 | 0 | 0 | 0 | 0
F10_Commercial_OR - Miscellaneous_Existing_Space Heating_Natural Gas_Ventilation - Demand Controlled_A_Achievable Technical Potential | F10 | Commercial | OR - Miscellaneous | Existing | Space Heating | Natural Gas | Ventilation - Demand Controlled | A | Purchases (Incremental) | Achievable Technical Potential | 0 | 0 | 1392.3832 | 1709.6245 | 2092.0801 | 2428.5753 | 2770.0977 | 3238.5772 | 3552.7694 | 3629.4049 | 3420.2786 | 2940.0191 | 882.7278 | 0 | 0 | 0 | 0 | 0 | 0 | 0 | 0 | 0 | 0 | 0 | 0 | 0 | 0
F11_Commercial_OR - Miscellaneous_Existing_Space Heating_Natural Gas_Ventilation - Demand Controlled_A_Achievable Technical Potential | F11 | Commercial | OR - Miscellaneous | Existing | Space Heating | Natural Gas | Ventilation - Demand Controlled | A | Purchases (Cumulative) | Achievable Technical Potential | 0 | 0 | 1392.3832 | 3102.0077 | 5194.0877 | 7622.663 | 10392.7607 | 13631.3378 | 17184.1073 | 20813.5122 | 24233.7908 | 27173.8099 | 28056.5377 | 28056.5377 | 28056.5377 | 28056.5377 | 28056.5377 | 28056.5377 | 28056.5377 | 28056.5377 | 28056.5377 | 28056.5377 | 28056.5377 | 28056.5377 | 28056.5377 | 28056.5377 | 28056.5377
F1_Commercial_OR - Miscellaneous_Existing_Space Heating_Natural Gas_HVAC - Dedicated Outdoor Air System (DOAS)_A_Achievable Technical Potential | F1 | Commercial | OR - Miscellaneous | Existing | Space Heating | Natural Gas | HVAC - Dedicated Outdoor Air System (DOAS) | A | Integrated Unit Energy Savings (kWh or therms) | Achievable Technical Potential | 0 | 0 | 0.36074 | 0.35709 | 0.35269 | 0.34767 | 0.34189 | 0.33542 | 0.32809 | 0.3199 | 0.311 | 0.30159 | 0.29203 | 0.28251 | 0.27328 | 0.26466 | 0.25696 | 0.25048 | 0.24526 | 0.24094 | 0.23772 | 0.23479 | 0.23334 | 0.23196 | 0.23064 | 0.22938 | 0.22817
F2_Commercial_OR - Miscellaneous_Existing_Space Heating_Natural Gas_HVAC - Dedicated Outdoor Air System (DOAS)_A_Achievable Technical Potential | F2 | Commercial | OR - Miscellaneous | Existing | Space Heating | Natural Gas | HVAC - Dedicated Outdoor Air System (DOAS) | A | Integrated Unit Summer Peak Savings (kW) | Achievable Technical Potential | 0 | 0 | 0 | 0 | 0 | 0 | 0 | 0 | 0 | 0 | 0 | 0 | 0 | 0 | 0 | 0 | 0 | 0 | 0 | 0 | 0 | 0 | 0 | 0 | 0 | 0 | 0
F3_Commercial_OR - Miscellaneous_Existing_Space Heating_Natural Gas_HVAC - Dedicated Outdoor Air System (DOAS)_A_Achievable Technical Potential | F3 | Commercial | OR - Miscellaneous | Existing | Space Heating | Natural Gas | HVAC - Dedicated Outdoor Air System (DOAS) | A | Integrated Unit Winter Peak Savings (kW) | Achievable Technical Potential | 0 | 0 | 0 | 0 | 0 | 0 | 0 | 0 | 0 | 0 | 0 | 0 | 0 | 0 | 0 | 0 | 0 | 0 | 0 | 0 | 0 | 0 | 0 | 0 | 0 | 0 | 0
F4_Commercial_OR - Miscellaneous_Existing_Space Heating_Natural Gas_HVAC - Dedicated Outdoor Air System (DOAS)_A_Achievable Technical Potential | F4 | Commercial | OR - Miscellaneous | Existing | Space Heating | Natural Gas | HVAC - Dedicated Outdoor Air System (DOAS) | A | Incremental Energy Savings (MWh or mTherms) | Achievable Technical Potential | 0 | 0 | 0.20266 | 0.41178 | 0.40671 | 0.40092 | 0.39426 | 0.38679 | 0.37834 | 0.3689 | 0.35863 | 0.34779 | 0.33676 | 0.32577 | 0.31513 | 0.3052 | 0.29632 | 0.28885 | 0.28282 | 0.27784 | 0.27413 | 0.27075 | 0 | 0 | 0 | 0 | 0
F5_Commercial_OR - Miscellaneous_Existing_Space Heating_Natural Gas_HVAC - Dedicated Outdoor Air System (DOAS)_A_Achievable Technical Potential | F5 | Commercial | OR - Miscellaneous | Existing | Space Heating | Natural Gas | HVAC - Dedicated Outdoor Air System (DOAS) | A | Incremental Summer Peak Savings (MW) | Achievable Technical Potential | 0 | 0 | 0 | 0 | 0 | 0 | 0 | 0 | 0 | 0 | 0 | 0 | 0 | 0 | 0 | 0 | 0 | 0 | 0 | 0 | 0 | 0 | 0 | 0 | 0 | 0 | 0
F6_Commercial_OR - Miscellaneous_Existing_Space Heating_Natural Gas_HVAC - Dedicated Outdoor Air System (DOAS)_A_Achievable Technical Potential | F6 | Commercial | OR - Miscellaneous | Existing | Space Heating | Natural Gas | HVAC - Dedicated Outdoor Air System (DOAS) | A | Incremental Winter Peak Savings (MW) | Achievable Technical Potential | 0 | 0 | 0 | 0 | 0 | 0 | 0 | 0 | 0 | 0 | 0 | 0 | 0 | 0 | 0 | 0 | 0 | 0 | 0 | 0 | 0 | 0 | 0 | 0 | 0 | 0 | 0
F7_Commercial_OR - Miscellaneous_Existing_Space Heating_Natural Gas_HVAC - Dedicated Outdoor Air System (DOAS)_A_Achievable Technical Potential | F7 | Commercial | OR - Miscellaneous | Existing | Space Heating | Natural Gas | HVAC - Dedicated Outdoor Air System (DOAS) | A | Cumulative Energy Savings (MWh or mTherms) | Achievable Technical Potential | 0 | 0 | 0.20266 | 0.6124 | 1.0116 | 1.3981 | 1.7691 | 2.1224 | 2.4543 | 2.762 | 3.0438 | 3.2995 | 3.5317 | 3.7422 | 3.9351 | 4.1162 | 4.2928 | 4.4734 | 4.6629 | 4.8586 | 5.0678 | 5.2762 | 5.2436 | 5.2125 | 5.1829 | 5.1545 | 5.1274
F8_Commercial_OR - Miscellaneous_Existing_Space Heating_Natural Gas_HVAC - Dedicated Outdoor Air System (DOAS)_A_Achievable Technical Potential | F8 | Commercial | OR - Miscellaneous | Existing | Space Heating | Natural Gas | HVAC - Dedicated Outdoor Air System (DOAS) | A | Cumulative Summer Peak Savings (MW) | Achievable Technical Potential | 0 | 0 | 0 | 0 | 0 | 0 | 0 | 0 | 0 | 0 | 0 | 0 | 0 | 0 | 0 | 0 | 0 | 0 | 0 | 0 | 0 | 0 | 0 | 0 | 0 | 0 | 0
F9_Commercial_OR - Miscellaneous_Existing_Space Heating_Natural Gas_HVAC - Dedicated Outdoor Air System (DOAS)_A_Achievable Technical Potential | F9 | Commercial | OR - Miscellaneous | Existing | Space Heating | Natural Gas | HVAC - Dedicated Outdoor Air System (DOAS) | A | Cumulative Winter Peak Savings (MW) | Achievable Technical Potential | 0 | 0 | 0 | 0 | 0 | 0 | 0 | 0 | 0 | 0 | 0 | 0 | 0 | 0 | 0 | 0 | 0 | 0 | 0 | 0 | 0 | 0 | 0 | 0 | 0 | 0 | 0
F10_Commercial_OR - Miscellaneous_Existing_Space Heating_Natural Gas_HVAC - Dedicated Outdoor Air System (DOAS)_A_Achievable Technical Potential | F10 | Commercial | OR - Miscellaneous | Existing | Space Heating | Natural Gas | HVAC - Dedicated Outdoor Air System (DOAS) | A | Purchases (Incremental) | Achievable Technical Potential | 0 | 0 | 561.7959 | 1153.16 | 1153.16 | 1153.16 | 1153.16 | 1153.16 | 1153.16 | 1153.16 | 1153.16 | 1153.16 | 1153.16 | 1153.16 | 1153.16 | 1153.16 | 1153.16 | 1153.16 | 1153.16 | 1153.16 | 1153.16 | 1153.16 | 0 | 0 | 0 | 0 | 0
F11_Commercial_OR - Miscellaneous_Existing_Space Heating_Natural Gas_HVAC - Dedicated Outdoor Air System (DOAS)_A_Achievable Technical Potential | F11 | Commercial | OR - Miscellaneous | Existing | Space Heating | Natural Gas | HVAC - Dedicated Outdoor Air System (DOAS) | A | Purchases (Cumulative) | Achievable Technical Potential | 0 | 0 | 561.7959 | 1714.9559 | 2868.116 | 4021.276 | 5174.436 | 6327.596 | 7480.7561 | 8633.9161 | 9787.0761 | 10940.2362 | 12093.3962 | 13246.5562 | 14399.7162 | 15552.8763 | 16706.0363 | 17859.1963 | 19012.3564 | 20165.5164 | 21318.6764 | 22471.8364 | 22471.8364 | 22471.8364 | 22471.8364 | 22471.8364 | 22471.8364
F1_Commercial_OR - Miscellaneous_Existing_Space Heating_Natural Gas_Destratification Fans (HVLS)_A_Achievable Technical Potential | F1 | Commercial | OR - Miscellaneous | Existing | Space Heating | Natural Gas | Destratification Fans (HVLS) | A | Integrated Unit Energy Savings (kWh or therms) | Achievable Technical Potential | 0 | 0 | 765.285 | 759.4941 | 752.6068 | 744.7753 | 735.8076 | 725.4721 | 713.6942 | 700.4663 | 685.8874 | 670.2198 | 654.2177 | 638.1258 | 622.3138 | 607.2905 | 593.5762 | 581.8119 | 572.0978 | 563.8715 | 557.5019 | 551.643 | 548.2469 | 545.0164 | 541.9353 | 538.9895 | 536.1647
F2_Commercial_OR - Miscellaneous_Existing_Space Heating_Natural Gas_Destratification Fans (HVLS)_A_Achievable Technical Potential | F2 | Commercial | OR - Miscellaneous | Existing | Space Heating | Natural Gas | Destratification Fans (HVLS) | A | Integrated Unit Summer Peak Savings (kW) | Achievable Technical Potential | 0 | 0 | 0 | 0 | 0 | 0 | 0 | 0 | 0 | 0 | 0 | 0 | 0 | 0 | 0 | 0 | 0 | 0 | 0 | 0 | 0 | 0 | 0 | 0 | 0 | 0 | 0
F3_Commercial_OR - Miscellaneous_Existing_Space Heating_Natural Gas_Destratification Fans (HVLS)_A_Achievable Technical Potential | F3 | Commercial | OR - Miscellaneous | Existing | Space Heating | Natural Gas | Destratification Fans (HVLS) | A | Integrated Unit Winter Peak Savings (kW) | Achievable Technical Potential | 0 | 0 | 0 | 0 | 0 | 0 | 0 | 0 | 0 | 0 | 0 | 0 | 0 | 0 | 0 | 0 | 0 | 0 | 0 | 0 | 0 | 0 | 0 | 0 | 0 | 0 | 0
F4_Commercial_OR - Miscellaneous_Existing_Space Heating_Natural Gas_Destratification Fans (HVLS)_A_Achievable Technical Potential | F4 | Commercial | OR - Miscellaneous | Existing | Space Heating | Natural Gas | Destratification Fans (HVLS) | A | Incremental Energy Savings (MWh or mTherms) | Achievable Technical Potential | 0 | 0 | 0.013432 | 0.027362 | 0.027114 | 0.026832 | 0.026509 | 0.026137 | 0.025712 | 0.025236 | 0.024711 | 0.024146 | 0.02357 | 0.02299 | 0.02242 | 0.021879 | 0.021385 | 0.010749 | 0 | 3.9126e-17 | 0 | 0 | 0 | 0 | 0 | 0 | 0
F5_Commercial_OR - Miscellaneous_Existing_Space Heating_Natural Gas_Destratification Fans (HVLS)_A_Achievable Technical Potential | F5 | Commercial | OR - Miscellaneous | Existing | Space Heating | Natural Gas | Destratification Fans (HVLS) | A | Incremental Summer Peak Savings (MW) | Achievable Technical Potential | 0 | 0 | 0 | 0 | 0 | 0 | 0 | 0 | 0 | 0 | 0 | 0 | 0 | 0 | 0 | 0 | 0 | 0 | 0 | 0 | 0 | 0 | 0 | 0 | 0 | 0 | 0
F6_Commercial_OR - Miscellaneous_Existing_Space Heating_Natural Gas_Destratification Fans (HVLS)_A_Achievable Technical Potential | F6 | Commercial | OR - Miscellaneous | Existing | Space Heating | Natural Gas | Destratification Fans (HVLS) | A | Incremental Winter Peak Savings (MW) | Achievable Technical Potential | 0 | 0 | 0 | 0 | 0 | 0 | 0 | 0 | 0 | 0 | 0 | 0 | 0 | 0 | 0 | 0 | 0 | 0 | 0 | 0 | 0 | 0 | 0 | 0 | 0 | 0 | 0
F7_Commercial_OR - Miscellaneous_Existing_Space Heating_Natural Gas_Destratification Fans (HVLS)_A_Achievable Technical Potential | F7 | Commercial | OR - Miscellaneous | Existing | Space Heating | Natural Gas | Destratification Fans (HVLS) | A | Cumulative Energy Savings (MWh or mTherms) | Achievable Technical Potential | 0 | 0 | 0.013432 | 0.040693 | 0.067438 | 0.093568 | 0.11895 | 0.14342 | 0.1668 | 0.18894 | 0.20972 | 0.22908 | 0.24718 | 0.26409 | 0.27996 | 0.29508 | 0.30981 | 0.31441 | 0.30917 | 0.30472 | 0.30128 | 0.29811 | 0.29628 | 0.29453 | 0.29287 | 0.29127 | 0.28975
F8_Commercial_OR - Miscellaneous_Existing_Space Heating_Natural Gas_Destratification Fans (HVLS)_A_Achievable Technical Potential | F8 | Commercial | OR - Miscellaneous | Existing | Space Heating | Natural Gas | Destratification Fans (HVLS) | A | Cumulative Summer Peak Savings (MW) | Achievable Technical Potential | 0 | 0 | 0 | 0 | 0 | 0 | 0 | 0 | 0 | 0 | 0 | 0 | 0 | 0 | 0 | 0 | 0 | 0 | 0 | 0 | 0 | 0 | 0 | 0 | 0 | 0 | 0
F9_Commercial_OR - Miscellaneous_Existing_Space Heating_Natural Gas_Destratification Fans (HVLS)_A_Achievable Technical Potential | F9 | Commercial | OR - Miscellaneous | Existing | Space Heating | Natural Gas | Destratification Fans (HVLS) | A | Cumulative Winter Peak Savings (MW) | Achievable Technical Potential | 0 | 0 | 0 | 0 | 0 | 0 | 0 | 0 | 0 | 0 | 0 | 0 | 0 | 0 | 0 | 0 | 0 | 0 | 0 | 0 | 0 | 0 | 0 | 0 | 0 | 0 | 0
F10_Commercial_OR - Miscellaneous_Existing_Space Heating_Natural Gas_Destratification Fans (HVLS)_A_Achievable Technical Potential | F10 | Commercial | OR - Miscellaneous | Existing | Space Heating | Natural Gas | Destratification Fans (HVLS) | A | Purchases (Incremental) | Achievable Technical Potential | 0 | 0 | 0.017552 | 0.036027 | 0.036027 | 0.036027 | 0.036027 | 0.036027 | 0.036027 | 0.036027 | 0.036027 | 0.036027 | 0.036027 | 0.036027 | 0.036027 | 0.036027 | 0.036027 | 0.018475 | 0 | 6.9389e-17 | 0 | 0 | 0 | 0 | 0 | 0 | 0
F11_Commercial_OR - Miscellaneous_Existing_Space Heating_Natural Gas_Destratification Fans (HVLS)_A_Achievable Technical Potential | F11 | Commercial | OR - Miscellaneous | Existing | Space Heating | Natural Gas | Destratification Fans (HVLS) | A | Purchases (Cumulative) | Achievable Technical Potential | 0 | 0 | 0.017552 | 0.053579 | 0.089606 | 0.12563 | 0.16166 | 0.19769 | 0.23371 | 0.26974 | 0.30577 | 0.3418 | 0.37782 | 0.41385 | 0.44988 | 0.4859 | 0.52193 | 0.54041 | 0.54041 | 0.54041 | 0.54041 | 0.54041 | 0.54041 | 0.54041 | 0.54041 | 0.54041 | 0.54041
F1_Commercial_OR - Miscellaneous_Existing_Space Heating_Natural Gas_Gas Boiler - Maintenance_A_Achievable Technical Potential | F1 | Commercial | OR - Miscellaneous | Existing | Space Heating | Natural Gas | Gas Boiler - Maintenance | A | Integrated Unit Energy Savings (kWh or therms) | Achievable Technical Potential | 0 | 0 | 0.27797 | 0.27507 | 0.27164 | 0.26777 | 0.26337 | 0.25849 | 0.25299 | 0.24689 | 0.24027 | 0.23329 | 0.22621 | 0.21918 | 0.21239 | 0.20608 | 0.20049 | 0.19586 | 0.19221 | 0.18923 | 0.18709 | 0.18515 | 0.18433 | 0.18355 | 0.18279 | 0.18206 | 0.18134
F2_Commercial_OR - Miscellaneous_Existing_Space Heating_Natural Gas_Gas Boiler - Maintenance_A_Achievable Technical Potential | F2 | Commercial | OR - Miscellaneous | Existing | Space Heating | Natural Gas | Gas Boiler - Maintenance | A | Integrated Unit Summer Peak Savings (kW) | Achievable Technical Potential | 0 | 0 | 0 | 0 | 0 | 0 | 0 | 0 | 0 | 0 | 0 | 0 | 0 | 0 | 0 | 0 | 0 | 0 | 0 | 0 | 0 | 0 | 0 | 0 | 0 | 0 | 0
F3_Commercial_OR - Miscellaneous_Existing_Space Heating_Natural Gas_Gas Boiler - Maintenance_A_Achievable Technical Potential | F3 | Commercial | OR - Miscellaneous | Existing | Space Heating | Natural Gas | Gas Boiler - Maintenance | A | Integrated Unit Winter Peak Savings (kW) | Achievable Technical Potential | 0 | 0 | 0 | 0 | 0 | 0 | 0 | 0 | 0 | 0 | 0 | 0 | 0 | 0 | 0 | 0 | 0 | 0 | 0 | 0 | 0 | 0 | 0 | 0 | 0 | 0 | 0
F4_Commercial_OR - Miscellaneous_Existing_Space Heating_Natural Gas_Gas Boiler - Maintenance_A_Achievable Technical Potential | F4 | Commercial | OR - Miscellaneous | Existing | Space Heating | Natural Gas | Gas Boiler - Maintenance | A | Incremental Energy Savings (MWh or mTherms) | Achievable Technical Potential | 0 | 0 | 0.01023 | 0.010123 | 0.009997 | 0 | 1.8714e-18 | 0 | 0 | 0 | 0 | 0 | 0 | 0 | 0 | 0 | 0 | 0 | 0 | 0 | 0 | 0 | 0 | 0 | 0 | 0 | 0
F5_Commercial_OR - Miscellaneous_Existing_Space Heating_Natural Gas_Gas Boiler - Maintenance_A_Achievable Technical Potential | F5 | Commercial | OR - Miscellaneous | Existing | Space Heating | Natural Gas | Gas Boiler - Maintenance | A | Incremental Summer Peak Savings (MW) | Achievable Technical Potential | 0 | 0 | 0 | 0 | 0 | 0 | 0 | 0 | 0 | 0 | 0 | 0 | 0 | 0 | 0 | 0 | 0 | 0 | 0 | 0 | 0 | 0 | 0 | 0 | 0 | 0 | 0
F6_Commercial_OR - Miscellaneous_Existing_Space Heating_Natural Gas_Gas Boiler - Maintenance_A_Achievable Technical Potential | F6 | Commercial | OR - Miscellaneous | Existing | Space Heating | Natural Gas | Gas Boiler - Maintenance | A | Incremental Winter Peak Savings (MW) | Achievable Technical Potential | 0 | 0 | 0 | 0 | 0 | 0 | 0 | 0 | 0 | 0 | 0 | 0 | 0 | 0 | 0 | 0 | 0 | 0 | 0 | 0 | 0 | 0 | 0 | 0 | 0 | 0 | 0
F7_Commercial_OR - Miscellaneous_Existing_Space Heating_Natural Gas_Gas Boiler - Maintenance_A_Achievable Technical Potential | F7 | Commercial | OR - Miscellaneous | Existing | Space Heating | Natural Gas | Gas Boiler - Maintenance | A | Cumulative Energy Savings (MWh or mTherms) | Achievable Technical Potential | 0 | 0 | 0.01023 | 0.020246 | 0.029991 | 0.029564 | 0.029078 | 0.028539 | 0.027932 | 0.027258 | 0.026527 | 0.025757 | 0.024976 | 0.024199 | 0.023449 | 0.022753 | 0.022136 | 0.021624 | 0.021221 | 0.020892 | 0.020656 | 0.020441 | 0.020351 | 0.020265 | 0.020181 | 0.0201 | 0.020022
F8_Commercial_OR - Miscellaneous_Existing_Space Heating_Natural Gas_Gas Boiler - Maintenance_A_Achievable Technical Potential | F8 | Commercial | OR - Miscellaneous | Existing | Space Heating | Natural Gas | Gas Boiler - Maintenance | A | Cumulative Summer Peak Savings (MW) | Achievable Technical Potential | 0 | 0 | 0 | 0 | 0 | 0 | 0 | 0 | 0 | 0 | 0 | 0 | 0 | 0 | 0 | 0 | 0 | 0 | 0 | 0 | 0 | 0 | 0 | 0 | 0 | 0 | 0
F9_Commercial_OR - Miscellaneous_Existing_Space Heating_Natural Gas_Gas Boiler - Maintenance_A_Achievable Technical Potential | F9 | Commercial | OR - Miscellaneous | Existing | Space Heating | Natural Gas | Gas Boiler - Maintenance | A | Cumulative Winter Peak Savings (MW) | Achievable Technical Potential | 0 | 0 | 0 | 0 | 0 | 0 | 0 | 0 | 0 | 0 | 0 | 0 | 0 | 0 | 0 | 0 | 0 | 0 | 0 | 0 | 0 | 0 | 0 | 0 | 0 | 0 | 0
F10_Commercial_OR - Miscellaneous_Existing_Space Heating_Natural Gas_Gas Boiler - Maintenance_A_Achievable Technical Potential | F10 | Commercial | OR - Miscellaneous | Existing | Space Heating | Natural Gas | Gas Boiler - Maintenance | A | Purchases (Incremental) | Achievable Technical Potential | 0 | 0 | 36.8024 | 36.8024 | 36.8024 | 0 | 7.1054e-15 | 0 | 0 | 0 | 0 | 0 | 0 | 0 | 0 | 0 | 0 | 0 | 0 | 0 | 0 | 0 | 0 | 0 | 0 | 0 | 0
F11_Commercial_OR - Miscellaneous_Existing_Space Heating_Natural Gas_Gas Boiler - Maintenance_A_Achievable Technical Potential | F11 | Commercial | OR - Miscellaneous | Existing | Space Heating | Natural Gas | Gas Boiler - Maintenance | A | Purchases (Cumulative) | Achievable Technical Potential | 0 | 0 | 36.8024 | 73.6048 | 110.4072 | 110.4072 | 110.4072 | 110.4072 | 110.4072 | 110.4072 | 110.4072 | 110.4072 | 110.4072 | 110.4072 | 110.4072 | 110.4072 | 110.4072 | 110.4072 | 110.4072 | 110.4072 | 110.4072 | 110.4072 | 110.4072 | 110.4072 | 110.4072 | 110.4072 | 110.4072
F1_Commercial_OR - Miscellaneous_Existing_Space Heating_Natural Gas_Gas Furnace - Maintenance_A_Achievable Technical Potential | F1 | Commercial | OR - Miscellaneous | Existing | Space Heating | Natural Gas | Gas Furnace - Maintenance | A | Integrated Unit Energy Savings (kWh or therms) | Achievable Technical Potential | 0 | 0 | 0.17478 | 0.17255 | 0.16996 | 0.16705 | 0.16377 | 0.16014 | 0.15611 | 0.15167 | 0.14689 | 0.14189 | 0.13684 | 0.13182 | 0.12696 | 0.12241 | 0.11831 | 0.11478 | 0.11185 | 0.10936 | 0.1074 | 0.10559 | 0.10479 | 0.10403 | 0.10331 | 0.10263 | 0.10198
F2_Commercial_OR - Miscellaneous_Existing_Space Heating_Natural Gas_Gas Furnace - Maintenance_A_Achievable Technical Potential | F2 | Commercial | OR - Miscellaneous | Existing | Space Heating | Natural Gas | Gas Furnace - Maintenance | A | Integrated Unit Summer Peak Savings (kW) | Achievable Technical Potential | 0 | 0 | 0 | 0 | 0 | 0 | 0 | 0 | 0 | 0 | 0 | 0 | 0 | 0 | 0 | 0 | 0 | 0 | 0 | 0 | 0 | 0 | 0 | 0 | 0 | 0 | 0
F3_Commercial_OR - Miscellaneous_Existing_Space Heating_Natural Gas_Gas Furnace - Maintenance_A_Achievable Technical Potential | F3 | Commercial | OR - Miscellaneous | Existing | Space Heating | Natural Gas | Gas Furnace - Maintenance | A | Integrated Unit Winter Peak Savings (kW) | Achievable Technical Potential | 0 | 0 | 0 | 0 | 0 | 0 | 0 | 0 | 0 | 0 | 0 | 0 | 0 | 0 | 0 | 0 | 0 | 0 | 0 | 0 | 0 | 0 | 0 | 0 | 0 | 0 | 0
F4_Commercial_OR - Miscellaneous_Existing_Space Heating_Natural Gas_Gas Furnace - Maintenance_A_Achievable Technical Potential | F4 | Commercial | OR - Miscellaneous | Existing | Space Heating | Natural Gas | Gas Furnace - Maintenance | A | Incremental Energy Savings (MWh or mTherms) | Achievable Technical Potential | 0 | 0 | 0.013623 | 0.01345 | 0.013248 | 0 | 0 | 0 | 0 | 0 | 0 | 0 | 0 | 0 | 0 | 0 | 0 | 0 | 0 | 0 | 0 | 0 | 0 | 0 | 0 | 0 | 0
F5_Commercial_OR - Miscellaneous_Existing_Space Heating_Natural Gas_Gas Furnace - Maintenance_A_Achievable Technical Potential | F5 | Commercial | OR - Miscellaneous | Existing | Space Heating | Natural Gas | Gas Furnace - Maintenance | A | Incremental Summer Peak Savings (MW) | Achievable Technical Potential | 0 | 0 | 0 | 0 | 0 | 0 | 0 | 0 | 0 | 0 | 0 | 0 | 0 | 0 | 0 | 0 | 0 | 0 | 0 | 0 | 0 | 0 | 0 | 0 | 0 | 0 | 0
F6_Commercial_OR - Miscellaneous_Existing_Space Heating_Natural Gas_Gas Furnace - Maintenance_A_Achievable Technical Potential | F6 | Commercial | OR - Miscellaneous | Existing | Space Heating | Natural Gas | Gas Furnace - Maintenance | A | Incremental Winter Peak Savings (MW) | Achievable Technical Potential | 0 | 0 | 0 | 0 | 0 | 0 | 0 | 0 | 0 | 0 | 0 | 0 | 0 | 0 | 0 | 0 | 0 | 0 | 0 | 0 | 0 | 0 | 0 | 0 | 0 | 0 | 0
F7_Commercial_OR - Miscellaneous_Existing_Space Heating_Natural Gas_Gas Furnace - Maintenance_A_Achievable Technical Potential | F7 | Commercial | OR - Miscellaneous | Existing | Space Heating | Natural Gas | Gas Furnace - Maintenance | A | Cumulative Energy Savings (MWh or mTherms) | Achievable Technical Potential | 0 | 0 | 0.013623 | 0.0269 | 0.039743 | 0.039063 | 0.038295 | 0.037448 | 0.036505 | 0.035466 | 0.03435 | 0.03318 | 0.031998 | 0.030824 | 0.029688 | 0.028625 | 0.027665 | 0.026841 | 0.026155 | 0.025574 | 0.025114 | 0.024691 | 0.024504 | 0.024327 | 0.024159 | 0.023999 | 0.023847
F8_Commercial_OR - Miscellaneous_Existing_Space Heating_Natural Gas_Gas Furnace - Maintenance_A_Achievable Technical Potential | F8 | Commercial | OR - Miscellaneous | Existing | Space Heating | Natural Gas | Gas Furnace - Maintenance | A | Cumulative Summer Peak Savings (MW) | Achievable Technical Potential | 0 | 0 | 0 | 0 | 0 | 0 | 0 | 0 | 0 | 0 | 0 | 0 | 0 | 0 | 0 | 0 | 0 | 0 | 0 | 0 | 0 | 0 | 0 | 0 | 0 | 0 | 0
F9_Commercial_OR - Miscellaneous_Existing_Space Heating_Natural Gas_Gas Furnace - Maintenance_A_Achievable Technical Potential | F9 | Commercial | OR - Miscellaneous | Existing | Space Heating | Natural Gas | Gas Furnace - Maintenance | A | Cumulative Winter Peak Savings (MW) | Achievable Technical Potential | 0 | 0 | 0 | 0 | 0 | 0 | 0 | 0 | 0 | 0 | 0 | 0 | 0 | 0 | 0 | 0 | 0 | 0 | 0 | 0 | 0 | 0 | 0 | 0 | 0 | 0 | 0
F10_Commercial_OR - Miscellaneous_Existing_Space Heating_Natural Gas_Gas Furnace - Maintenance_A_Achievable Technical Potential | F10 | Commercial | OR - Miscellaneous | Existing | Space Heating | Natural Gas | Gas Furnace - Maintenance | A | Purchases (Incremental) | Achievable Technical Potential | 0 | 0 | 77.9474 | 77.9474 | 77.9474 | 0 | 0 | 0 | 0 | 0 | 0 | 0 | 0 | 0 | 0 | 0 | 0 | 0 | 0 | 0 | 0 | 0 | 0 | 0 | 0 | 0 | 0
F11_Commercial_OR - Miscellaneous_Existing_Space Heating_Natural Gas_Gas Furnace - Maintenance_A_Achievable Technical Potential | F11 | Commercial | OR - Miscellaneous | Existing | Space Heating | Natural Gas | Gas Furnace - Maintenance | A | Purchases (Cumulative) | Achievable Technical Potential | 0 | 0 | 77.9474 | 155.8947 | 233.8421 | 233.8421 | 233.8421 | 233.8421 | 233.8421 | 233.8421 | 233.8421 | 233.8421 | 233.8421 | 233.8421 | 233.8421 | 233.8421 | 233.8421 | 233.8421 | 233.8421 | 233.8421 | 233.8421 | 233.8421 | 233.8421 | 233.8421 | 233.8421 | 233.8421 | 233.8421
F1_Commercial_OR - Miscellaneous_Existing_Space Heating_Natural Gas_Gas Boiler - Hot Water Reset_A_Achievable Technical Potential | F1 | Commercial | OR - Miscellaneous | Existing | Space Heating | Natural Gas | Gas Boiler - Hot Water Reset | A | Integrated Unit Energy Savings (kWh or therms) | Achievable Technical Potential | 0 | 0 | 496.5549 | 494.7255 | 492.8262 | 490.8799 | 488.8951 | 486.8782 | 484.8334 | 482.7621 | 480.6644 | 478.5391 | 476.3848 | 474.202 | 471.993 | 469.7621 | 467.5164 | 465.2662 | 463.0218 | 460.8364 | 458.7187 | 456.6681 | 454.6984 | 452.8004 | 450.9653 | 449.1861 | 447.4553
F2_Commercial_OR - Miscellaneous_Existing_Space Heating_Natural Gas_Gas Boiler - Hot Water Reset_A_Achievable Technical Potential | F2 | Commercial | OR - Miscellaneous | Existing | Space Heating | Natural Gas | Gas Boiler - Hot Water Reset | A | Integrated Unit Summer Peak Savings (kW) | Achievable Technical Potential | 0 | 0 | 0 | 0 | 0 | 0 | 0 | 0 | 0 | 0 | 0 | 0 | 0 | 0 | 0 | 0 | 0 | 0 | 0 | 0 | 0 | 0 | 0 | 0 | 0 | 0 | 0
F3_Commercial_OR - Miscellaneous_Existing_Space Heating_Natural Gas_Gas Boiler - Hot Water Reset_A_Achievable Technical Potential | F3 | Commercial | OR - Miscellaneous | Existing | Space Heating | Natural Gas | Gas Boiler - Hot Water Reset | A | Integrated Unit Winter Peak Savings (kW) | Achievable Technical Potential | 0 | 0 | 0 | 0 | 0 | 0 | 0 | 0 | 0 | 0 | 0 | 0 | 0 | 0 | 0 | 0 | 0 | 0 | 0 | 0 | 0 | 0 | 0 | 0 | 0 | 0 | 0
F4_Commercial_OR - Miscellaneous_Existing_Space Heating_Natural Gas_Gas Boiler - Hot Water Reset_A_Achievable Technical Potential | F4 | Commercial | OR - Miscellaneous | Existing | Space Heating | Natural Gas | Gas Boiler - Hot Water Reset | A | Incremental Energy Savings (MWh or mTherms) | Achievable Technical Potential | 0 | 0 | 0.020885 | 0.042711 | 0.042548 | 0.042379 | 0.042208 | 0.042034 | 0.041857 | 0.041679 | 0.041498 | 0.041314 | 0.041128 | 0.04094 | 0.040749 | 0.040556 | 0.040362 | 0.040168 | 0.039974 | 0.039786 | 0.039603 | 0.039426 | 0 | 0 | 0 | 0 | 0
F5_Commercial_OR - Miscellaneous_Existing_Space Heating_Natural Gas_Gas Boiler - Hot Water Reset_A_Achievable Technical Potential | F5 | Commercial | OR - Miscellaneous | Existing | Space Heating | Natural Gas | Gas Boiler - Hot Water Reset | A | Incremental Summer Peak Savings (MW) | Achievable Technical Potential | 0 | 0 | 0 | 0 | 0 | 0 | 0 | 0 | 0 | 0 | 0 | 0 | 0 | 0 | 0 | 0 | 0 | 0 | 0 | 0 | 0 | 0 | 0 | 0 | 0 | 0 | 0
F6_Commercial_OR - Miscellaneous_Existing_Space Heating_Natural Gas_Gas Boiler - Hot Water Reset_A_Achievable Technical Potential | F6 | Commercial | OR - Miscellaneous | Existing | Space Heating | Natural Gas | Gas Boiler - Hot Water Reset | A | Incremental Winter Peak Savings (MW) | Achievable Technical Potential | 0 | 0 | 0 | 0 | 0 | 0 | 0 | 0 | 0 | 0 | 0 | 0 | 0 | 0 | 0 | 0 | 0 | 0 | 0 | 0 | 0 | 0 | 0 | 0 | 0 | 0 | 0
F7_Commercial_OR - Miscellaneous_Existing_Space Heating_Natural Gas_Gas Boiler - Hot Water Reset_A_Achievable Technical Potential | F7 | Commercial | OR - Miscellaneous | Existing | Space Heating | Natural Gas | Gas Boiler - Hot Water Reset | A | Cumulative Energy Savings (MWh or mTherms) | Achievable Technical Potential | 0 | 0 | 0.020885 | 0.06352 | 0.10582 | 0.14778 | 0.1894 | 0.23065 | 0.27154 | 0.31206 | 0.3522 | 0.39195 | 0.43132 | 0.47028 | 0.50884 | 0.54699 | 0.58474 | 0.62209 | 0.65907 | 0.69574 | 0.73215 | 0.7683 | 0.76499 | 0.76179 | 0.7587 | 0.75571 | 0.7528
F8_Commercial_OR - Miscellaneous_Existing_Space Heating_Natural Gas_Gas Boiler - Hot Water Reset_A_Achievable Technical Potential | F8 | Commercial | OR - Miscellaneous | Existing | Space Heating | Natural Gas | Gas Boiler - Hot Water Reset | A | Cumulative Summer Peak Savings (MW) | Achievable Technical Potential | 0 | 0 | 0 | 0 | 0 | 0 | 0 | 0 | 0 | 0 | 0 | 0 | 0 | 0 | 0 | 0 | 0 | 0 | 0 | 0 | 0 | 0 | 0 | 0 | 0 | 0 | 0
F9_Commercial_OR - Miscellaneous_Existing_Space Heating_Natural Gas_Gas Boiler - Hot Water Reset_A_Achievable Technical Potential | F9 | Commercial | OR - Miscellaneous | Existing | Space Heating | Natural Gas | Gas Boiler - Hot Water Reset | A | Cumulative Winter Peak Savings (MW) | Achievable Technical Potential | 0 | 0 | 0 | 0 | 0 | 0 | 0 | 0 | 0 | 0 | 0 | 0 | 0 | 0 | 0 | 0 | 0 | 0 | 0 | 0 | 0 | 0 | 0 | 0 | 0 | 0 | 0
F10_Commercial_OR - Miscellaneous_Existing_Space Heating_Natural Gas_Gas Boiler - Hot Water Reset_A_Achievable Technical Potential | F10 | Commercial | OR - Miscellaneous | Existing | Space Heating | Natural Gas | Gas Boiler - Hot Water Reset | A | Purchases (Incremental) | Achievable Technical Potential | 0 | 0 | 0.04206 | 0.086334 | 0.086334 | 0.086334 | 0.086334 | 0.086334 | 0.086334 | 0.086334 | 0.086334 | 0.086334 | 0.086334 | 0.086334 | 0.086334 | 0.086334 | 0.086334 | 0.086334 | 0.086334 | 0.086334 | 0.086334 | 0.086334 | 0 | 0 | 0 | 0 | 0
F11_Commercial_OR - Miscellaneous_Existing_Space Heating_Natural Gas_Gas Boiler - Hot Water Reset_A_Achievable Technical Potential | F11 | Commercial | OR - Miscellaneous | Existing | Space Heating | Natural Gas | Gas Boiler - Hot Water Reset | A | Purchases (Cumulative) | Achievable Technical Potential | 0 | 0 | 0.04206 | 0.12839 | 0.21473 | 0.30106 | 0.38739 | 0.47373 | 0.56006 | 0.6464 | 0.73273 | 0.81906 | 0.9054 | 0.99173 | 1.0781 | 1.1644 | 1.2507 | 1.3371 | 1.4234 | 1.5097 | 1.5961 | 1.6824 | 1.6824 | 1.6824 | 1.6824 | 1.6824 | 1.6824
F1_Commercial_OR - Miscellaneous_Existing_Space Heating_Natural Gas_Gas Boiler - Steam Trap Replacement_A_Achievable Technical Potential | F1 | Commercial | OR - Miscellaneous | Existing | Space Heating | Natural Gas | Gas Boiler - Steam Trap Replacement | A | Integrated Unit Energy Savings (kWh or therms) | Achievable Technical Potential | 0 | 0 | 79.5682 | 79.2361 | 78.8569 | 78.4386 | 77.972 | 77.4473 | 76.8555 | 76.19 | 75.4493 | 74.6391 | 73.7736 | 72.8766 | 71.9787 | 71.1136 | 70.3118 | 69.5952 | 68.9728 | 68.4325 | 67.9916 | 67.5827 | 67.2905 | 67.0089 | 66.7367 | 66.4728 | 66.2161
F2_Commercial_OR - Miscellaneous_Existing_Space Heating_Natural Gas_Gas Boiler - Steam Trap Replacement_A_Achievable Technical Potential | F2 | Commercial | OR - Miscellaneous | Existing | Space Heating | Natural Gas | Gas Boiler - Steam Trap Replacement | A | Integrated Unit Summer Peak Savings (kW) | Achievable Technical Potential | 0 | 0 | 0 | 0 | 0 | 0 | 0 | 0 | 0 | 0 | 0 | 0 | 0 | 0 | 0 | 0 | 0 | 0 | 0 | 0 | 0 | 0 | 0 | 0 | 0 | 0 | 0
F3_Commercial_OR - Miscellaneous_Existing_Space Heating_Natural Gas_Gas Boiler - Steam Trap Replacement_A_Achievable Technical Potential | F3 | Commercial | OR - Miscellaneous | Existing | Space Heating | Natural Gas | Gas Boiler - Steam Trap Replacement | A | Integrated Unit Winter Peak Savings (kW) | Achievable Technical Potential | 0 | 0 | 0 | 0 | 0 | 0 | 0 | 0 | 0 | 0 | 0 | 0 | 0 | 0 | 0 | 0 | 0 | 0 | 0 | 0 | 0 | 0 | 0 | 0 | 0 | 0 | 0
F4_Commercial_OR - Miscellaneous_Existing_Space Heating_Natural Gas_Gas Boiler - Steam Trap Replacement_A_Achievable Technical Potential | F4 | Commercial | OR - Miscellaneous | Existing | Space Heating | Natural Gas | Gas Boiler - Steam Trap Replacement | A | Incremental Energy Savings (MWh or mTherms) | Achievable Technical Potential | 0 | 0 | 0.0055777 | 0.011401 | 0.011347 | 0.011286 | 0.011219 | 0.011144 | 0.0056711 | 0 | 0 | 2.0716e-18 | 0 | 0 | 0 | 2.1712e-17 | 0 | 2.1248e-17 | 0 | 2.0893e-17 | 0 | 0 | 0 | 0 | 0 | 0 | 0
F5_Commercial_OR - Miscellaneous_Existing_Space Heating_Natural Gas_Gas Boiler - Steam Trap Replacement_A_Achievable Technical Potential | F5 | Commercial | OR - Miscellaneous | Existing | Space Heating | Natural Gas | Gas Boiler - Steam Trap Replacement | A | Incremental Summer Peak Savings (MW) | Achievable Technical Potential | 0 | 0 | 0 | 0 | 0 | 0 | 0 | 0 | 0 | 0 | 0 | 0 | 0 | 0 | 0 | 0 | 0 | 0 | 0 | 0 | 0 | 0 | 0 | 0 | 0 | 0 | 0
F6_Commercial_OR - Miscellaneous_Existing_Space Heating_Natural Gas_Gas Boiler - Steam Trap Replacement_A_Achievable Technical Potential | F6 | Commercial | OR - Miscellaneous | Existing | Space Heating | Natural Gas | Gas Boiler - Steam Trap Replacement | A | Incremental Winter Peak Savings (MW) | Achievable Technical Potential | 0 | 0 | 0 | 0 | 0 | 0 | 0 | 0 | 0 | 0 | 0 | 0 | 0 | 0 | 0 | 0 | 0 | 0 | 0 | 0 | 0 | 0 | 0 | 0 | 0 | 0 | 0
F7_Commercial_OR - Miscellaneous_Existing_Space Heating_Natural Gas_Gas Boiler - Steam Trap Replacement_A_Achievable Technical Potential | F7 | Commercial | OR - Miscellaneous | Existing | Space Heating | Natural Gas | Gas Boiler - Steam Trap Replacement | A | Cumulative Energy Savings (MWh or mTherms) | Achievable Technical Potential | 0 | 0 | 0.0055777 | 0.016956 | 0.028221 | 0.039358 | 0.050343 | 0.061148 | 0.066352 | 0.065778 | 0.065138 | 0.064439 | 0.063692 | 0.062917 | 0.062142 | 0.061395 | 0.060703 | 0.060084 | 0.059547 | 0.05908 | 0.0587 | 0.058347 | 0.058094 | 0.057851 | 0.057616 | 0.057388 | 0.057167
F8_Commercial_OR - Miscellaneous_Existing_Space Heating_Natural Gas_Gas Boiler - Steam Trap Replacement_A_Achievable Technical Potential | F8 | Commercial | OR - Miscellaneous | Existing | Space Heating | Natural Gas | Gas Boiler - Steam Trap Replacement | A | Cumulative Summer Peak Savings (MW) | Achievable Technical Potential | 0 | 0 | 0 | 0 | 0 | 0 | 0 | 0 | 0 | 0 | 0 | 0 | 0 | 0 | 0 | 0 | 0 | 0 | 0 | 0 | 0 | 0 | 0 | 0 | 0 | 0 | 0
F9_Commercial_OR - Miscellaneous_Existing_Space Heating_Natural Gas_Gas Boiler - Steam Trap Replacement_A_Achievable Technical Potential | F9 | Commercial | OR - Miscellaneous | Existing | Space Heating | Natural Gas | Gas Boiler - Steam Trap Replacement | A | Cumulative Winter Peak Savings (MW) | Achievable Technical Potential | 0 | 0 | 0 | 0 | 0 | 0 | 0 | 0 | 0 | 0 | 0 | 0 | 0 | 0 | 0 | 0 | 0 | 0 | 0 | 0 | 0 | 0 | 0 | 0 | 0 | 0 | 0
F10_Commercial_OR - Miscellaneous_Existing_Space Heating_Natural Gas_Gas Boiler - Steam Trap Replacement_A_Achievable Technical Potential | F10 | Commercial | OR - Miscellaneous | Existing | Space Heating | Natural Gas | Gas Boiler - Steam Trap Replacement | A | Purchases (Incremental) | Achievable Technical Potential | 0 | 0 | 0.0701 | 0.14389 | 0.14389 | 0.14389 | 0.14389 | 0.14389 | 0.07379 | 0 | 0 | 2.7756e-17 | 0 | 0 | 0 | 3.0531e-16 | 0 | 3.0531e-16 | 0 | 3.0531e-16 | 0 | 0 | 0 | 0 | 0 | 0 | 0
F11_Commercial_OR - Miscellaneous_Existing_Space Heating_Natural Gas_Gas Boiler - Steam Trap Replacement_A_Achievable Technical Potential | F11 | Commercial | OR - Miscellaneous | Existing | Space Heating | Natural Gas | Gas Boiler - Steam Trap Replacement | A | Purchases (Cumulative) | Achievable Technical Potential | 0 | 0 | 0.0701 | 0.21399 | 0.35788 | 0.50177 | 0.64566 | 0.78955 | 0.86334 | 0.86334 | 0.86334 | 0.86334 | 0.86334 | 0.86334 | 0.86334 | 0.86334 | 0.86334 | 0.86334 | 0.86334 | 0.86334 | 0.86334 | 0.86334 | 0.86334 | 0.86334 | 0.86334 | 0.86334 | 0.86334
F1_Commercial_OR - Miscellaneous_Existing_Space Heating_Natural Gas_Gas Boiler - High Turndown Burner_A_Achievable Technical Potential | F1 | Commercial | OR - Miscellaneous | Existing | Space Heating | Natural Gas | Gas Boiler - High Turndown Burner | A | Integrated Unit Energy Savings (kWh or therms) | Achievable Technical Potential | 0 | 0 | 0.46462 | 0.46146 | 0.45792 | 0.45405 | 0.44978 | 0.445 | 0.43965 | 0.43369 | 0.42709 | 0.41992 | 0.41232 | 0.4045 | 0.39675 | 0.38936 | 0.38258 | 0.37679 | 0.37206 | 0.36802 | 0.36489 | 0.36198 | 0.3604 | 0.35888 | 0.35742 | 0.35599 | 0.35461
F2_Commercial_OR - Miscellaneous_Existing_Space Heating_Natural Gas_Gas Boiler - High Turndown Burner_A_Achievable Technical Potential | F2 | Commercial | OR - Miscellaneous | Existing | Space Heating | Natural Gas | Gas Boiler - High Turndown Burner | A | Integrated Unit Summer Peak Savings (kW) | Achievable Technical Potential | 0 | 0 | 0 | 0 | 0 | 0 | 0 | 0 | 0 | 0 | 0 | 0 | 0 | 0 | 0 | 0 | 0 | 0 | 0 | 0 | 0 | 0 | 0 | 0 | 0 | 0 | 0
F3_Commercial_OR - Miscellaneous_Existing_Space Heating_Natural Gas_Gas Boiler - High Turndown Burner_A_Achievable Technical Potential | F3 | Commercial | OR - Miscellaneous | Existing | Space Heating | Natural Gas | Gas Boiler - High Turndown Burner | A | Integrated Unit Winter Peak Savings (kW) | Achievable Technical Potential | 0 | 0 | 0 | 0 | 0 | 0 | 0 | 0 | 0 | 0 | 0 | 0 | 0 | 0 | 0 | 0 | 0 | 0 | 0 | 0 | 0 | 0 | 0 | 0 | 0 | 0 | 0
F4_Commercial_OR - Miscellaneous_Existing_Space Heating_Natural Gas_Gas Boiler - High Turndown Burner_A_Achievable Technical Potential | F4 | Commercial | OR - Miscellaneous | Existing | Space Heating | Natural Gas | Gas Boiler - High Turndown Burner | A | Incremental Energy Savings (MWh or mTherms) | Achievable Technical Potential | 0 | 0 | 0.016806 | 0.020495 | 0.024887 | 0.028646 | 0.032367 | 0.037439 | 0.040577 | 0.040891 | 0.037948 | 0.032072 | 0.024369 | 0.016407 | 0.00963 | 0.0044141 | 0 | 0 | 0 | 0 | 0 | 0 | 0 | 0 | 0 | 0 | 0
F5_Commercial_OR - Miscellaneous_Existing_Space Heating_Natural Gas_Gas Boiler - High Turndown Burner_A_Achievable Technical Potential | F5 | Commercial | OR - Miscellaneous | Existing | Space Heating | Natural Gas | Gas Boiler - High Turndown Burner | A | Incremental Summer Peak Savings (MW) | Achievable Technical Potential | 0 | 0 | 0 | 0 | 0 | 0 | 0 | 0 | 0 | 0 | 0 | 0 | 0 | 0 | 0 | 0 | 0 | 0 | 0 | 0 | 0 | 0 | 0 | 0 | 0 | 0 | 0
F6_Commercial_OR - Miscellaneous_Existing_Space Heating_Natural Gas_Gas Boiler - High Turndown Burner_A_Achievable Technical Potential | F6 | Commercial | OR - Miscellaneous | Existing | Space Heating | Natural Gas | Gas Boiler - High Turndown Burner | A | Incremental Winter Peak Savings (MW) | Achievable Technical Potential | 0 | 0 | 0 | 0 | 0 | 0 | 0 | 0 | 0 | 0 | 0 | 0 | 0 | 0 | 0 | 0 | 0 | 0 | 0 | 0 | 0 | 0 | 0 | 0 | 0 | 0 | 0
F7_Commercial_OR - Miscellaneous_Existing_Space Heating_Natural Gas_Gas Boiler - High Turndown Burner_A_Achievable Technical Potential | F7 | Commercial | OR - Miscellaneous | Existing | Space Heating | Natural Gas | Gas Boiler - High Turndown Burner | A | Cumulative Energy Savings (MWh or mTherms) | Achievable Technical Potential | 0 | 0 | 0.016806 | 0.037187 | 0.061789 | 0.089913 | 0.12143 | 0.15758 | 0.19627 | 0.23449 | 0.26888 | 0.29643 | 0.31543 | 0.32586 | 0.32925 | 0.32753 | 0.32182 | 0.31696 | 0.31297 | 0.30958 | 0.30695 | 0.3045 | 0.30317 | 0.30189 | 0.30066 | 0.29946 | 0.2983
F8_Commercial_OR - Miscellaneous_Existing_Space Heating_Natural Gas_Gas Boiler - High Turndown Burner_A_Achievable Technical Potential | F8 | Commercial | OR - Miscellaneous | Existing | Space Heating | Natural Gas | Gas Boiler - High Turndown Burner | A | Cumulative Summer Peak Savings (MW) | Achievable Technical Potential | 0 | 0 | 0 | 0 | 0 | 0 | 0 | 0 | 0 | 0 | 0 | 0 | 0 | 0 | 0 | 0 | 0 | 0 | 0 | 0 | 0 | 0 | 0 | 0 | 0 | 0 | 0
F9_Commercial_OR - Miscellaneous_Existing_Space Heating_Natural Gas_Gas Boiler - High Turndown Burner_A_Achievable Technical Potential | F9 | Commercial | OR - Miscellaneous | Existing | Space Heating | Natural Gas | Gas Boiler - High Turndown Burner | A | Cumulative Winter Peak Savings (MW) | Achievable Technical Potential | 0 | 0 | 0 | 0 | 0 | 0 | 0 | 0 | 0 | 0 | 0 | 0 | 0 | 0 | 0 | 0 | 0 | 0 | 0 | 0 | 0 | 0 | 0 | 0 | 0 | 0 | 0
F10_Commercial_OR - Miscellaneous_Existing_Space Heating_Natural Gas_Gas Boiler - High Turndown Burner_A_Achievable Technical Potential | F10 | Commercial | OR - Miscellaneous | Existing | Space Heating | Natural Gas | Gas Boiler - High Turndown Burner | A | Purchases (Incremental) | Achievable Technical Potential | 0 | 0 | 36.1716 | 44.413 | 54.3485 | 63.09 | 71.9622 | 84.1324 | 92.2946 | 94.2854 | 88.8527 | 76.3764 | 59.1033 | 40.5613 | 24.2722 | 11.3368 | 0 | 0 | 0 | 0 | 0 | 0 | 0 | 0 | 0 | 0 | 0
F11_Commercial_OR - Miscellaneous_Existing_Space Heating_Natural Gas_Gas Boiler - High Turndown Burner_A_Achievable Technical Potential | F11 | Commercial | OR - Miscellaneous | Existing | Space Heating | Natural Gas | Gas Boiler - High Turndown Burner | A | Purchases (Cumulative) | Achievable Technical Potential | 0 | 0 | 36.1716 | 80.5846 | 134.9331 | 198.0231 | 269.9853 | 354.1177 | 446.4123 | 540.6978 | 629.5505 | 705.9269 | 765.0302 | 805.5915 | 829.8637 | 841.2005 | 841.2005 | 841.2005 | 841.2005 | 841.2005 | 841.2005 | 841.2005 | 841.2005 | 841.2005 | 841.2005 | 841.2005 | 841.2005
F1_Commercial_OR - Miscellaneous_Existing_Space Heating_Natural Gas_Gas Boiler - Burner Control Optimization_A_Achievable Technical Potential | F1 | Commercial | OR - Miscellaneous | Existing | Space Heating | Natural Gas | Gas Boiler - Burner Control Optimization | A | Integrated Unit Energy Savings (kWh or therms) | Achievable Technical Potential | 0 | 0 | 0.13465 | 0.13363 | 0.13247 | 0.1312 | 0.1298 | 0.12822 | 0.12647 | 0.12454 | 0.12245 | 0.12022 | 0.11798 | 0.11573 | 0.1135 | 0.11138 | 0.10944 | 0.10778 | 0.10643 | 0.10527 | 0.10438 | 0.10355 | 0.10309 | 0.10266 | 0.10224 | 0.10183 | 0.10144
F2_Commercial_OR - Miscellaneous_Existing_Space Heating_Natural Gas_Gas Boiler - Burner Control Optimization_A_Achievable Technical Potential | F2 | Commercial | OR - Miscellaneous | Existing | Space Heating | Natural Gas | Gas Boiler - Burner Control Optimization | A | Integrated Unit Summer Peak Savings (kW) | Achievable Technical Potential | 0 | 0 | 0 | 0 | 0 | 0 | 0 | 0 | 0 | 0 | 0 | 0 | 0 | 0 | 0 | 0 | 0 | 0 | 0 | 0 | 0 | 0 | 0 | 0 | 0 | 0 | 0
F3_Commercial_OR - Miscellaneous_Existing_Space Heating_Natural Gas_Gas Boiler - Burner Control Optimization_A_Achievable Technical Potential | F3 | Commercial | OR - Miscellaneous | Existing | Space Heating | Natural Gas | Gas Boiler - Burner Control Optimization | A | Integrated Unit Winter Peak Savings (kW) | Achievable Technical Potential | 0 | 0 | 0 | 0 | 0 | 0 | 0 | 0 | 0 | 0 | 0 | 0 | 0 | 0 | 0 | 0 | 0 | 0 | 0 | 0 | 0 | 0 | 0 | 0 | 0 | 0 | 0
F4_Commercial_OR - Miscellaneous_Existing_Space Heating_Natural Gas_Gas Boiler - Burner Control Optimization_A_Achievable Technical Potential | F4 | Commercial | OR - Miscellaneous | Existing | Space Heating | Natural Gas | Gas Boiler - Burner Control Optimization | A | Incremental Energy Savings (MWh or mTherms) | Achievable Technical Potential | 0 | 0 | 0.0018123 | 0.00096778 | 0.0032456 | 0.0052288 | 0.0078515 | 0.011109 | 0.014904 | 0.019026 | 0.023137 | 0.026788 | 0.029494 | 0.030777 | 0.030311 | 0.02804 | 0.024224 | 0.01942 | 0.014333 | 0.010387 | 0.0042146 | 0.0037098 | 0 | 0 | 0 | 0 | 0
F5_Commercial_OR - Miscellaneous_Existing_Space Heating_Natural Gas_Gas Boiler - Burner Control Optimization_A_Achievable Technical Potential | F5 | Commercial | OR - Miscellaneous | Existing | Space Heating | Natural Gas | Gas Boiler - Burner Control Optimization | A | Incremental Summer Peak Savings (MW) | Achievable Technical Potential | 0 | 0 | 0 | 0 | 0 | 0 | 0 | 0 | 0 | 0 | 0 | 0 | 0 | 0 | 0 | 0 | 0 | 0 | 0 | 0 | 0 | 0 | 0 | 0 | 0 | 0 | 0
F6_Commercial_OR - Miscellaneous_Existing_Space Heating_Natural Gas_Gas Boiler - Burner Control Optimization_A_Achievable Technical Potential | F6 | Commercial | OR - Miscellaneous | Existing | Space Heating | Natural Gas | Gas Boiler - Burner Control Optimization | A | Incremental Winter Peak Savings (MW) | Achievable Technical Potential | 0 | 0 | 0 | 0 | 0 | 0 | 0 | 0 | 0 | 0 | 0 | 0 | 0 | 0 | 0 | 0 | 0 | 0 | 0 | 0 | 0 | 0 | 0 | 0 | 0 | 0 | 0
F7_Commercial_OR - Miscellaneous_Existing_Space Heating_Natural Gas_Gas Boiler - Burner Control Optimization_A_Achievable Technical Potential | F7 | Commercial | OR - Miscellaneous | Existing | Space Heating | Natural Gas | Gas Boiler - Burner Control Optimization | A | Cumulative Energy Savings (MWh or mTherms) | Achievable Technical Potential | 0 | 0 | 0.0018123 | 0.0027663 | 0.005988 | 0.011159 | 0.018891 | 0.02977 | 0.044267 | 0.062618 | 0.084702 | 0.10995 | 0.1374 | 0.16555 | 0.19268 | 0.21712 | 0.23756 | 0.25338 | 0.26453 | 0.27205 | 0.27395 | 0.27547 | 0.27427 | 0.27311 | 0.27199 | 0.27091 | 0.26986
F8_Commercial_OR - Miscellaneous_Existing_Space Heating_Natural Gas_Gas Boiler - Burner Control Optimization_A_Achievable Technical Potential | F8 | Commercial | OR - Miscellaneous | Existing | Space Heating | Natural Gas | Gas Boiler - Burner Control Optimization | A | Cumulative Summer Peak Savings (MW) | Achievable Technical Potential | 0 | 0 | 0 | 0 | 0 | 0 | 0 | 0 | 0 | 0 | 0 | 0 | 0 | 0 | 0 | 0 | 0 | 0 | 0 | 0 | 0 | 0 | 0 | 0 | 0 | 0 | 0
F9_Commercial_OR - Miscellaneous_Existing_Space Heating_Natural Gas_Gas Boiler - Burner Control Optimization_A_Achievable Technical Potential | F9 | Commercial | OR - Miscellaneous | Existing | Space Heating | Natural Gas | Gas Boiler - Burner Control Optimization | A | Cumulative Winter Peak Savings (MW) | Achievable Technical Potential | 0 | 0 | 0 | 0 | 0 | 0 | 0 | 0 | 0 | 0 | 0 | 0 | 0 | 0 | 0 | 0 | 0 | 0 | 0 | 0 | 0 | 0 | 0 | 0 | 0 | 0 | 0
F10_Commercial_OR - Miscellaneous_Existing_Space Heating_Natural Gas_Gas Boiler - Burner Control Optimization_A_Achievable Technical Potential | F10 | Commercial | OR - Miscellaneous | Existing | Space Heating | Natural Gas | Gas Boiler - Burner Control Optimization | A | Purchases (Incremental) | Achievable Technical Potential | 0 | 0 | 13.4592 | 7.2423 | 24.4999 | 39.8525 | 60.4905 | 86.6354 | 117.8479 | 152.7735 | 188.9545 | 222.8222 | 249.992 | 265.9444 | 267.0547 | 251.7441 | 221.3394 | 180.1746 | 134.6717 | 98.669 | 40.3776 | 35.8272 | 0 | 0 | 0 | 0 | 0
F11_Commercial_OR - Miscellaneous_Existing_Space Heating_Natural Gas_Gas Boiler - Burner Control Optimization_A_Achievable Technical Potential | F11 | Commercial | OR - Miscellaneous | Existing | Space Heating | Natural Gas | Gas Boiler - Burner Control Optimization | A | Purchases (Cumulative) | Achievable Technical Potential | 0 | 0 | 13.4592 | 20.7015 | 45.2014 | 85.054 | 145.5445 | 232.1799 | 350.0278 | 502.8013 | 691.7557 | 914.5779 | 1164.57 | 1430.5144 | 1697.5691 | 1949.3132 | 2170.6526 | 2350.8272 | 2485.4988 | 2584.1678 | 2624.5455 | 2660.3726 | 2660.3726 | 2660.3726 | 2660.3726 | 2660.3726 | 2660.3726
F1_Commercial_OR - Miscellaneous_Existing_Space Heating_Natural Gas_Gas Boiler - Stack Economizer_A_Achievable Technical Potential | F1 | Commercial | OR - Miscellaneous | Existing | Space Heating | Natural Gas | Gas Boiler - Stack Economizer | A | Integrated Unit Energy Savings (kWh or therms) | Achievable Technical Potential | 0 | 0 | 0.44517 | 0.44096 | 0.43614 | 0.43082 | 0.42489 | 0.41843 | 0.41125 | 0.40338 | 0.39492 | 0.38603 | 0.37704 | 0.36804 | 0.35925 | 0.35095 | 0.34343 | 0.3371 | 0.332 | 0.32772 | 0.32448 | 0.32148 | 0.32007 | 0.31871 | 0.3174 | 0.31612 | 0.31489
F2_Commercial_OR - Miscellaneous_Existing_Space Heating_Natural Gas_Gas Boiler - Stack Economizer_A_Achievable Technical Potential | F2 | Commercial | OR - Miscellaneous | Existing | Space Heating | Natural Gas | Gas Boiler - Stack Economizer | A | Integrated Unit Summer Peak Savings (kW) | Achievable Technical Potential | 0 | 0 | 0 | 0 | 0 | 0 | 0 | 0 | 0 | 0 | 0 | 0 | 0 | 0 | 0 | 0 | 0 | 0 | 0 | 0 | 0 | 0 | 0 | 0 | 0 | 0 | 0
F3_Commercial_OR - Miscellaneous_Existing_Space Heating_Natural Gas_Gas Boiler - Stack Economizer_A_Achievable Technical Potential | F3 | Commercial | OR - Miscellaneous | Existing | Space Heating | Natural Gas | Gas Boiler - Stack Economizer | A | Integrated Unit Winter Peak Savings (kW) | Achievable Technical Potential | 0 | 0 | 0 | 0 | 0 | 0 | 0 | 0 | 0 | 0 | 0 | 0 | 0 | 0 | 0 | 0 | 0 | 0 | 0 | 0 | 0 | 0 | 0 | 0 | 0 | 0 | 0
F4_Commercial_OR - Miscellaneous_Existing_Space Heating_Natural Gas_Gas Boiler - Stack Economizer_A_Achievable Technical Potential | F4 | Commercial | OR - Miscellaneous | Existing | Space Heating | Natural Gas | Gas Boiler - Stack Economizer | A | Incremental Energy Savings (MWh or mTherms) | Achievable Technical Potential | 0 | 0 | 0.025764 | 0.031335 | 0.037926 | 0.043489 | 0.048922 | 0.056326 | 0.06073 | 0.060853 | 0.056143 | 0.047174 | 0.035655 | 0.023885 | 0.013952 | 0.0063658 | 0 | 0 | 0 | 0 | 0 | 0 | 0 | 0 | 0 | 0 | 0
F5_Commercial_OR - Miscellaneous_Existing_Space Heating_Natural Gas_Gas Boiler - Stack Economizer_A_Achievable Technical Potential | F5 | Commercial | OR - Miscellaneous | Existing | Space Heating | Natural Gas | Gas Boiler - Stack Economizer | A | Incremental Summer Peak Savings (MW) | Achievable Technical Potential | 0 | 0 | 0 | 0 | 0 | 0 | 0 | 0 | 0 | 0 | 0 | 0 | 0 | 0 | 0 | 0 | 0 | 0 | 0 | 0 | 0 | 0 | 0 | 0 | 0 | 0 | 0
F6_Commercial_OR - Miscellaneous_Existing_Space Heating_Natural Gas_Gas Boiler - Stack Economizer_A_Achievable Technical Potential | F6 | Commercial | OR - Miscellaneous | Existing | Space Heating | Natural Gas | Gas Boiler - Stack Economizer | A | Incremental Winter Peak Savings (MW) | Achievable Technical Potential | 0 | 0 | 0 | 0 | 0 | 0 | 0 | 0 | 0 | 0 | 0 | 0 | 0 | 0 | 0 | 0 | 0 | 0 | 0 | 0 | 0 | 0 | 0 | 0 | 0 | 0 | 0
F7_Commercial_OR - Miscellaneous_Existing_Space Heating_Natural Gas_Gas Boiler - Stack Economizer_A_Achievable Technical Potential | F7 | Commercial | OR - Miscellaneous | Existing | Space Heating | Natural Gas | Gas Boiler - Stack Economizer | A | Cumulative Energy Savings (MWh or mTherms) | Achievable Technical Potential | 0 | 0 | 0.025764 | 0.056855 | 0.09416 | 0.1365 | 0.18354 | 0.23708 | 0.29374 | 0.34897 | 0.39779 | 0.43601 | 0.46151 | 0.47439 | 0.47701 | 0.47235 | 0.46223 | 0.45371 | 0.44685 | 0.44109 | 0.43673 | 0.43269 | 0.43079 | 0.42896 | 0.42719 | 0.42548 | 0.42381
F8_Commercial_OR - Miscellaneous_Existing_Space Heating_Natural Gas_Gas Boiler - Stack Economizer_A_Achievable Technical Potential | F8 | Commercial | OR - Miscellaneous | Existing | Space Heating | Natural Gas | Gas Boiler - Stack Economizer | A | Cumulative Summer Peak Savings (MW) | Achievable Technical Potential | 0 | 0 | 0 | 0 | 0 | 0 | 0 | 0 | 0 | 0 | 0 | 0 | 0 | 0 | 0 | 0 | 0 | 0 | 0 | 0 | 0 | 0 | 0 | 0 | 0 | 0 | 0
F9_Commercial_OR - Miscellaneous_Existing_Space Heating_Natural Gas_Gas Boiler - Stack Economizer_A_Achievable Technical Potential | F9 | Commercial | OR - Miscellaneous | Existing | Space Heating | Natural Gas | Gas Boiler - Stack Economizer | A | Cumulative Winter Peak Savings (MW) | Achievable Technical Potential | 0 | 0 | 0 | 0 | 0 | 0 | 0 | 0 | 0 | 0 | 0 | 0 | 0 | 0 | 0 | 0 | 0 | 0 | 0 | 0 | 0 | 0 | 0 | 0 | 0 | 0 | 0
F10_Commercial_OR - Miscellaneous_Existing_Space Heating_Natural Gas_Gas Boiler - Stack Economizer_A_Achievable Technical Potential | F10 | Commercial | OR - Miscellaneous | Existing | Space Heating | Natural Gas | Gas Boiler - Stack Economizer | A | Purchases (Incremental) | Achievable Technical Potential | 0 | 0 | 57.8746 | 71.0608 | 86.9576 | 100.9441 | 115.1395 | 134.6119 | 147.6713 | 150.8567 | 142.1643 | 122.2023 | 94.5653 | 64.8981 | 38.8355 | 18.1388 | 0 | 0 | 0 | 0 | 0 | 0 | 0 | 0 | 0 | 0 | 0
F11_Commercial_OR - Miscellaneous_Existing_Space Heating_Natural Gas_Gas Boiler - Stack Economizer_A_Achievable Technical Potential | F11 | Commercial | OR - Miscellaneous | Existing | Space Heating | Natural Gas | Gas Boiler - Stack Economizer | A | Purchases (Cumulative) | Achievable Technical Potential | 0 | 0 | 57.8746 | 128.9354 | 215.8929 | 316.837 | 431.9765 | 566.5884 | 714.2597 | 865.1164 | 1007.2807 | 1129.483 | 1224.0483 | 1288.9464 | 1327.7819 | 1345.9207 | 1345.9207 | 1345.9207 | 1345.9207 | 1345.9207 | 1345.9207 | 1345.9207 | 1345.9207 | 1345.9207 | 1345.9207 | 1345.9207 | 1345.9207
F1_Commercial_OR - Miscellaneous_Existing_Space Heating_Natural Gas_Gas Boiler - Thermostatic Radiator Valves_A_Achievable Technical Potential | F1 | Commercial | OR - Miscellaneous | Existing | Space Heating | Natural Gas | Gas Boiler - Thermostatic Radiator Valves | A | Integrated Unit Energy Savings (kWh or therms) | Achievable Technical Potential | 0 | 0 | 16.7552 | 16.677 | 16.5889 | 16.4927 | 16.3864 | 16.268 | 16.1362 | 15.9897 | 15.8275 | 15.6509 | 15.4628 | 15.2682 | 15.0735 | 14.8859 | 14.7116 | 14.5582 | 14.4278 | 14.3146 | 14.2221 | 14.1364 | 14.0751 | 14.0161 | 13.959 | 13.9036 | 13.8498
F2_Commercial_OR - Miscellaneous_Existing_Space Heating_Natural Gas_Gas Boiler - Thermostatic Radiator Valves_A_Achievable Technical Potential | F2 | Commercial | OR - Miscellaneous | Existing | Space Heating | Natural Gas | Gas Boiler - Thermostatic Radiator Valves | A | Integrated Unit Summer Peak Savings (kW) | Achievable Technical Potential | 0 | 0 | 0 | 0 | 0 | 0 | 0 | 0 | 0 | 0 | 0 | 0 | 0 | 0 | 0 | 0 | 0 | 0 | 0 | 0 | 0 | 0 | 0 | 0 | 0 | 0 | 0
F3_Commercial_OR - Miscellaneous_Existing_Space Heating_Natural Gas_Gas Boiler - Thermostatic Radiator Valves_A_Achievable Technical Potential | F3 | Commercial | OR - Miscellaneous | Existing | Space Heating | Natural Gas | Gas Boiler - Thermostatic Radiator Valves | A | Integrated Unit Winter Peak Savings (kW) | Achievable Technical Potential | 0 | 0 | 0 | 0 | 0 | 0 | 0 | 0 | 0 | 0 | 0 | 0 | 0 | 0 | 0 | 0 | 0 | 0 | 0 | 0 | 0 | 0 | 0 | 0 | 0 | 0 | 0
F4_Commercial_OR - Miscellaneous_Existing_Space Heating_Natural Gas_Gas Boiler - Thermostatic Radiator Valves_A_Achievable Technical Potential | F4 | Commercial | OR - Miscellaneous | Existing | Space Heating | Natural Gas | Gas Boiler - Thermostatic Radiator Valves | A | Incremental Energy Savings (MWh or mTherms) | Achievable Technical Potential | 0 | 0 | 0.048913 | 0.099931 | 0.099404 | 0.098827 | 0.09819 | 0.097481 | 0.096691 | 0.095813 | 0.094841 | 0.093783 | 0.092656 | 0.09149 | 0.090323 | 0.089199 | 0.088154 | 0.044736 | 0 | 1.6528e-16 | 0 | 0 | 0 | 0 | 0 | 0 | 0
F5_Commercial_OR - Miscellaneous_Existing_Space Heating_Natural Gas_Gas Boiler - Thermostatic Radiator Valves_A_Achievable Technical Potential | F5 | Commercial | OR - Miscellaneous | Existing | Space Heating | Natural Gas | Gas Boiler - Thermostatic Radiator Valves | A | Incremental Summer Peak Savings (MW) | Achievable Technical Potential | 0 | 0 | 0 | 0 | 0 | 0 | 0 | 0 | 0 | 0 | 0 | 0 | 0 | 0 | 0 | 0 | 0 | 0 | 0 | 0 | 0 | 0 | 0 | 0 | 0 | 0 | 0
F6_Commercial_OR - Miscellaneous_Existing_Space Heating_Natural Gas_Gas Boiler - Thermostatic Radiator Valves_A_Achievable Technical Potential | F6 | Commercial | OR - Miscellaneous | Existing | Space Heating | Natural Gas | Gas Boiler - Thermostatic Radiator Valves | A | Incremental Winter Peak Savings (MW) | Achievable Technical Potential | 0 | 0 | 0 | 0 | 0 | 0 | 0 | 0 | 0 | 0 | 0 | 0 | 0 | 0 | 0 | 0 | 0 | 0 | 0 | 0 | 0 | 0 | 0 | 0 | 0 | 0 | 0
F7_Commercial_OR - Miscellaneous_Existing_Space Heating_Natural Gas_Gas Boiler - Thermostatic Radiator Valves_A_Achievable Technical Potential | F7 | Commercial | OR - Miscellaneous | Existing | Space Heating | Natural Gas | Gas Boiler - Thermostatic Radiator Valves | A | Cumulative Energy Savings (MWh or mTherms) | Achievable Technical Potential | 0 | 0 | 0.048913 | 0.14862 | 0.24723 | 0.34463 | 0.4406 | 0.53489 | 0.62725 | 0.71737 | 0.80494 | 0.88974 | 0.9717 | 1.051 | 1.1279 | 1.203 | 1.2771 | 1.3085 | 1.2968 | 1.2866 | 1.2783 | 1.2706 | 1.2651 | 1.2598 | 1.2547 | 1.2497 | 1.2449
F8_Commercial_OR - Miscellaneous_Existing_Space Heating_Natural Gas_Gas Boiler - Thermostatic Radiator Valves_A_Achievable Technical Potential | F8 | Commercial | OR - Miscellaneous | Existing | Space Heating | Natural Gas | Gas Boiler - Thermostatic Radiator Valves | A | Cumulative Summer Peak Savings (MW) | Achievable Technical Potential | 0 | 0 | 0 | 0 | 0 | 0 | 0 | 0 | 0 | 0 | 0 | 0 | 0 | 0 | 0 | 0 | 0 | 0 | 0 | 0 | 0 | 0 | 0 | 0 | 0 | 0 | 0
F9_Commercial_OR - Miscellaneous_Existing_Space Heating_Natural Gas_Gas Boiler - Thermostatic Radiator Valves_A_Achievable Technical Potential | F9 | Commercial | OR - Miscellaneous | Existing | Space Heating | Natural Gas | Gas Boiler - Thermostatic Radiator Valves | A | Cumulative Winter Peak Savings (MW) | Achievable Technical Potential | 0 | 0 | 0 | 0 | 0 | 0 | 0 | 0 | 0 | 0 | 0 | 0 | 0 | 0 | 0 | 0 | 0 | 0 | 0 | 0 | 0 | 0 | 0 | 0 | 0 | 0 | 0
F10_Commercial_OR - Miscellaneous_Existing_Space Heating_Natural Gas_Gas Boiler - Thermostatic Radiator Valves_A_Achievable Technical Potential | F10 | Commercial | OR - Miscellaneous | Existing | Space Heating | Natural Gas | Gas Boiler - Thermostatic Radiator Valves | A | Purchases (Incremental) | Achievable Technical Potential | 0 | 0 | 2.9193 | 5.9922 | 5.9922 | 5.9922 | 5.9922 | 5.9922 | 5.9922 | 5.9922 | 5.9922 | 5.9922 | 5.9922 | 5.9922 | 5.9922 | 5.9922 | 5.9922 | 3.0729 | 0 | 1.1546e-14 | 0 | 0 | 0 | 0 | 0 | 0 | 0
F11_Commercial_OR - Miscellaneous_Existing_Space Heating_Natural Gas_Gas Boiler - Thermostatic Radiator Valves_A_Achievable Technical Potential | F11 | Commercial | OR - Miscellaneous | Existing | Space Heating | Natural Gas | Gas Boiler - Thermostatic Radiator Valves | A | Purchases (Cumulative) | Achievable Technical Potential | 0 | 0 | 2.9193 | 8.9114 | 14.9036 | 20.8958 | 26.888 | 32.8802 | 38.8724 | 44.8645 | 50.8567 | 56.8489 | 62.8411 | 68.8333 | 74.8254 | 80.8176 | 86.8098 | 89.8827 | 89.8827 | 89.8827 | 89.8827 | 89.8827 | 89.8827 | 89.8827 | 89.8827 | 89.8827 | 89.8827
F1_Commercial_OR - Miscellaneous_Existing_Space Heating_Natural Gas_HVAC - Shut Off Damper_A_Achievable Technical Potential | F1 | Commercial | OR - Miscellaneous | Existing | Space Heating | Natural Gas | HVAC - Shut Off Damper | A | Integrated Unit Energy Savings (kWh or therms) | Achievable Technical Potential | 0 | 0 | 46.2675 | 45.8384 | 45.3352 | 44.7688 | 44.1281 | 43.422 | 42.6306 | 41.7603 | 40.823 | 39.8397 | 38.8448 | 37.8502 | 36.8769 | 35.9544 | 35.1128 | 34.3909 | 33.7943 | 33.2863 | 32.8884 | 32.5212 | 32.3198 | 32.1282 | 31.9455 | 31.7709 | 31.6035
F2_Commercial_OR - Miscellaneous_Existing_Space Heating_Natural Gas_HVAC - Shut Off Damper_A_Achievable Technical Potential | F2 | Commercial | OR - Miscellaneous | Existing | Space Heating | Natural Gas | HVAC - Shut Off Damper | A | Integrated Unit Summer Peak Savings (kW) | Achievable Technical Potential | 0 | 0 | 0 | 0 | 0 | 0 | 0 | 0 | 0 | 0 | 0 | 0 | 0 | 0 | 0 | 0 | 0 | 0 | 0 | 0 | 0 | 0 | 0 | 0 | 0 | 0 | 0
F3_Commercial_OR - Miscellaneous_Existing_Space Heating_Natural Gas_HVAC - Shut Off Damper_A_Achievable Technical Potential | F3 | Commercial | OR - Miscellaneous | Existing | Space Heating | Natural Gas | HVAC - Shut Off Damper | A | Integrated Unit Winter Peak Savings (kW) | Achievable Technical Potential | 0 | 0 | 0 | 0 | 0 | 0 | 0 | 0 | 0 | 0 | 0 | 0 | 0 | 0 | 0 | 0 | 0 | 0 | 0 | 0 | 0 | 0 | 0 | 0 | 0 | 0 | 0
F4_Commercial_OR - Miscellaneous_Existing_Space Heating_Natural Gas_HVAC - Shut Off Damper_A_Achievable Technical Potential | F4 | Commercial | OR - Miscellaneous | Existing | Space Heating | Natural Gas | HVAC - Shut Off Damper | A | Incremental Energy Savings (MWh or mTherms) | Achievable Technical Potential | 0 | 0 | 0.039136 | 0.047608 | 0.057618 | 0.06605 | 0.07426 | 0.08543 | 0.09201 | 0.092076 | 0.084823 | 0.071156 | 0.053689 | 0.035902 | 0.020932 | 0.0095319 | 0 | 0 | 0 | 0 | 0 | 0 | 0 | 0 | 0 | 0 | 0
F5_Commercial_OR - Miscellaneous_Existing_Space Heating_Natural Gas_HVAC - Shut Off Damper_A_Achievable Technical Potential | F5 | Commercial | OR - Miscellaneous | Existing | Space Heating | Natural Gas | HVAC - Shut Off Damper | A | Incremental Summer Peak Savings (MW) | Achievable Technical Potential | 0 | 0 | 0 | 0 | 0 | 0 | 0 | 0 | 0 | 0 | 0 | 0 | 0 | 0 | 0 | 0 | 0 | 0 | 0 | 0 | 0 | 0 | 0 | 0 | 0 | 0 | 0
F6_Commercial_OR - Miscellaneous_Existing_Space Heating_Natural Gas_HVAC - Shut Off Damper_A_Achievable Technical Potential | F6 | Commercial | OR - Miscellaneous | Existing | Space Heating | Natural Gas | HVAC - Shut Off Damper | A | Incremental Winter Peak Savings (MW) | Achievable Technical Potential | 0 | 0 | 0 | 0 | 0 | 0 | 0 | 0 | 0 | 0 | 0 | 0 | 0 | 0 | 0 | 0 | 0 | 0 | 0 | 0 | 0 | 0 | 0 | 0 | 0 | 0 | 0
F7_Commercial_OR - Miscellaneous_Existing_Space Heating_Natural Gas_HVAC - Shut Off Damper_A_Achievable Technical Potential | F7 | Commercial | OR - Miscellaneous | Existing | Space Heating | Natural Gas | HVAC - Shut Off Damper | A | Cumulative Energy Savings (MWh or mTherms) | Achievable Technical Potential | 0 | 0 | 0.039136 | 0.086381 | 0.14305 | 0.20731 | 0.27861 | 0.35958 | 0.44504 | 0.52803 | 0.601 | 0.65768 | 0.69494 | 0.71305 | 0.71565 | 0.70728 | 0.69072 | 0.67652 | 0.66478 | 0.65479 | 0.64696 | 0.63974 | 0.63578 | 0.63201 | 0.62842 | 0.62498 | 0.62169
F8_Commercial_OR - Miscellaneous_Existing_Space Heating_Natural Gas_HVAC - Shut Off Damper_A_Achievable Technical Potential | F8 | Commercial | OR - Miscellaneous | Existing | Space Heating | Natural Gas | HVAC - Shut Off Damper | A | Cumulative Summer Peak Savings (MW) | Achievable Technical Potential | 0 | 0 | 0 | 0 | 0 | 0 | 0 | 0 | 0 | 0 | 0 | 0 | 0 | 0 | 0 | 0 | 0 | 0 | 0 | 0 | 0 | 0 | 0 | 0 | 0 | 0 | 0
F9_Commercial_OR - Miscellaneous_Existing_Space Heating_Natural Gas_HVAC - Shut Off Damper_A_Achievable Technical Potential | F9 | Commercial | OR - Miscellaneous | Existing | Space Heating | Natural Gas | HVAC - Shut Off Damper | A | Cumulative Winter Peak Savings (MW) | Achievable Technical Potential | 0 | 0 | 0 | 0 | 0 | 0 | 0 | 0 | 0 | 0 | 0 | 0 | 0 | 0 | 0 | 0 | 0 | 0 | 0 | 0 | 0 | 0 | 0 | 0 | 0 | 0 | 0
F10_Commercial_OR - Miscellaneous_Existing_Space Heating_Natural Gas_HVAC - Shut Off Damper_A_Achievable Technical Potential | F10 | Commercial | OR - Miscellaneous | Existing | Space Heating | Natural Gas | HVAC - Shut Off Damper | A | Purchases (Incremental) | Achievable Technical Potential | 0 | 0 | 0.84587 | 1.0386 | 1.2709 | 1.4754 | 1.6828 | 1.9674 | 2.1583 | 2.2049 | 2.0778 | 1.7861 | 1.3821 | 0.94853 | 0.5676 | 0.26511 | 0 | 0 | 0 | 0 | 0 | 0 | 0 | 0 | 0 | 0 | 0
F11_Commercial_OR - Miscellaneous_Existing_Space Heating_Natural Gas_HVAC - Shut Off Damper_A_Achievable Technical Potential | F11 | Commercial | OR - Miscellaneous | Existing | Space Heating | Natural Gas | HVAC - Shut Off Damper | A | Purchases (Cumulative) | Achievable Technical Potential | 0 | 0 | 0.84587 | 1.8845 | 3.1554 | 4.6308 | 6.3136 | 8.281 | 10.4393 | 12.6442 | 14.722 | 16.5081 | 17.8902 | 18.8387 | 19.4063 | 19.6715 | 19.6715 | 19.6715 | 19.6715 | 19.6715 | 19.6715 | 19.6715 | 19.6715 | 19.6715 | 19.6715 | 19.6715 | 19.6715
F1_Commercial_OR - Miscellaneous_Existing_Space Heating_Natural Gas_Gas Furnace - Tube Inserts_A_Achievable Technical Potential | F1 | Commercial | OR - Miscellaneous | Existing | Space Heating | Natural Gas | Gas Furnace - Tube Inserts | A | Integrated Unit Energy Savings (kWh or therms) | Achievable Technical Potential | 0 | 0 | 0 | 0 | 0 | 0 | 0 | 0 | 0 | 0 | 0 | 0 | 0 | 0 | 0 | 0 | 0 | 0 | 0 | 0 | 0 | 0 | 0 | 0 | 0 | 0 | 0
F2_Commercial_OR - Miscellaneous_Existing_Space Heating_Natural Gas_Gas Furnace - Tube Inserts_A_Achievable Technical Potential | F2 | Commercial | OR - Miscellaneous | Existing | Space Heating | Natural Gas | Gas Furnace - Tube Inserts | A | Integrated Unit Summer Peak Savings (kW) | Achievable Technical Potential | 0 | 0 | 0 | 0 | 0 | 0 | 0 | 0 | 0 | 0 | 0 | 0 | 0 | 0 | 0 | 0 | 0 | 0 | 0 | 0 | 0 | 0 | 0 | 0 | 0 | 0 | 0
F3_Commercial_OR - Miscellaneous_Existing_Space Heating_Natural Gas_Gas Furnace - Tube Inserts_A_Achievable Technical Potential | F3 | Commercial | OR - Miscellaneous | Existing | Space Heating | Natural Gas | Gas Furnace - Tube Inserts | A | Integrated Unit Winter Peak Savings (kW) | Achievable Technical Potential | 0 | 0 | 0 | 0 | 0 | 0 | 0 | 0 | 0 | 0 | 0 | 0 | 0 | 0 | 0 | 0 | 0 | 0 | 0 | 0 | 0 | 0 | 0 | 0 | 0 | 0 | 0
F4_Commercial_OR - Miscellaneous_Existing_Space Heating_Natural Gas_Gas Furnace - Tube Inserts_A_Achievable Technical Potential | F4 | Commercial | OR - Miscellaneous | Existing | Space Heating | Natural Gas | Gas Furnace - Tube Inserts | A | Incremental Energy Savings (MWh or mTherms) | Achievable Technical Potential | 0 | 0 | 0 | 0 | 0 | 0 | 0 | 0 | 0 | 0 | 0 | 0 | 0 | 0 | 0 | 0 | 0 | 0 | 0 | 0 | 0 | 0 | 0 | 0 | 0 | 0 | 0
F5_Commercial_OR - Miscellaneous_Existing_Space Heating_Natural Gas_Gas Furnace - Tube Inserts_A_Achievable Technical Potential | F5 | Commercial | OR - Miscellaneous | Existing | Space Heating | Natural Gas | Gas Furnace - Tube Inserts | A | Incremental Summer Peak Savings (MW) | Achievable Technical Potential | 0 | 0 | 0 | 0 | 0 | 0 | 0 | 0 | 0 | 0 | 0 | 0 | 0 | 0 | 0 | 0 | 0 | 0 | 0 | 0 | 0 | 0 | 0 | 0 | 0 | 0 | 0
F6_Commercial_OR - Miscellaneous_Existing_Space Heating_Natural Gas_Gas Furnace - Tube Inserts_A_Achievable Technical Potential | F6 | Commercial | OR - Miscellaneous | Existing | Space Heating | Natural Gas | Gas Furnace - Tube Inserts | A | Incremental Winter Peak Savings (MW) | Achievable Technical Potential | 0 | 0 | 0 | 0 | 0 | 0 | 0 | 0 | 0 | 0 | 0 | 0 | 0 | 0 | 0 | 0 | 0 | 0 | 0 | 0 | 0 | 0 | 0 | 0 | 0 | 0 | 0
F7_Commercial_OR - Miscellaneous_Existing_Space Heating_Natural Gas_Gas Furnace - Tube Inserts_A_Achievable Technical Potential | F7 | Commercial | OR - Miscellaneous | Existing | Space Heating | Natural Gas | Gas Furnace - Tube Inserts | A | Cumulative Energy Savings (MWh or mTherms) | Achievable Technical Potential | 0 | 0 | 0 | 0 | 0 | 0 | 0 | 0 | 0 | 0 | 0 | 0 | 0 | 0 | 0 | 0 | 0 | 0 | 0 | 0 | 0 | 0 | 0 | 0 | 0 | 0 | 0
F8_Commercial_OR - Miscellaneous_Existing_Space Heating_Natural Gas_Gas Furnace - Tube Inserts_A_Achievable Technical Potential | F8 | Commercial | OR - Miscellaneous | Existing | Space Heating | Natural Gas | Gas Furnace - Tube Inserts | A | Cumulative Summer Peak Savings (MW) | Achievable Technical Potential | 0 | 0 | 0 | 0 | 0 | 0 | 0 | 0 | 0 | 0 | 0 | 0 | 0 | 0 | 0 | 0 | 0 | 0 | 0 | 0 | 0 | 0 | 0 | 0 | 0 | 0 | 0
F9_Commercial_OR - Miscellaneous_Existing_Space Heating_Natural Gas_Gas Furnace - Tube Inserts_A_Achievable Technical Potential | F9 | Commercial | OR - Miscellaneous | Existing | Space Heating | Natural Gas | Gas Furnace - Tube Inserts | A | Cumulative Winter Peak Savings (MW) | Achievable Technical Potential | 0 | 0 | 0 | 0 | 0 | 0 | 0 | 0 | 0 | 0 | 0 | 0 | 0 | 0 | 0 | 0 | 0 | 0 | 0 | 0 | 0 | 0 | 0 | 0 | 0 | 0 | 0
F10_Commercial_OR - Miscellaneous_Existing_Space Heating_Natural Gas_Gas Furnace - Tube Inserts_A_Achievable Technical Potential | F10 | Commercial | OR - Miscellaneous | Existing | Space Heating | Natural Gas | Gas Furnace - Tube Inserts | A | Purchases (Incremental) | Achievable Technical Potential | 0 | 0 | 148.4717 | 79.8914 | 270.2647 | 439.6226 | 667.2857 | 807.224 | 1220.1172 | 1415.016 | 1644.7792 | 1790.7192 | 1802.026 | 1633.6881 | 1260.6638 | 692.6477 | 0 | 0 | 0 | 0 | 0 | 0 | 0 | 0 | 0 | 0 | 0
F11_Commercial_OR - Miscellaneous_Existing_Space Heating_Natural Gas_Gas Furnace - Tube Inserts_A_Achievable Technical Potential | F11 | Commercial | OR - Miscellaneous | Existing | Space Heating | Natural Gas | Gas Furnace - Tube Inserts | A | Purchases (Cumulative) | Achievable Technical Potential | 0 | 0 | 148.4717 | 228.3632 | 498.6279 | 938.2505 | 1605.5362 | 2412.7602 | 3632.8775 | 5047.8935 | 6692.6727 | 8483.3919 | 10285.4179 | 11919.106 | 13179.7698 | 13872.4176 | 13872.4176 | 13872.4176 | 13872.4176 | 13872.4176 | 13872.4176 | 13872.4176 | 13872.4176 | 13872.4176 | 13872.4176 | 13872.4176 | 13872.4176
F1_Commercial_OR - Miscellaneous_Existing_Space Heating_Natural Gas_Gas Boiler - Insulate Steam Lines/Condensate Tank_A_Achievable Technical Potential | F1 | Commercial | OR - Miscellaneous | Existing | Space Heating | Natural Gas | Gas Boiler - Insulate Steam Lines/Condensate Tank | A | Integrated Unit Energy Savings (kWh or therms) | Achievable Technical Potential | 0 | 0 | 3.99 | 3.973 | 3.9537 | 3.9324 | 3.9087 | 3.8821 | 3.8523 | 3.8189 | 3.7818 | 3.7412 | 3.6978 | 3.6528 | 3.6078 | 3.5644 | 3.5243 | 3.4883 | 3.4571 | 3.43 | 3.4079 | 3.3874 | 3.3728 | 3.3587 | 3.345 | 3.3318 | 3.3189
F2_Commercial_OR - Miscellaneous_Existing_Space Heating_Natural Gas_Gas Boiler - Insulate Steam Lines/Condensate Tank_A_Achievable Technical Potential | F2 | Commercial | OR - Miscellaneous | Existing | Space Heating | Natural Gas | Gas Boiler - Insulate Steam Lines/Condensate Tank | A | Integrated Unit Summer Peak Savings (kW) | Achievable Technical Potential | 0 | 0 | 0 | 0 | 0 | 0 | 0 | 0 | 0 | 0 | 0 | 0 | 0 | 0 | 0 | 0 | 0 | 0 | 0 | 0 | 0 | 0 | 0 | 0 | 0 | 0 | 0
F3_Commercial_OR - Miscellaneous_Existing_Space Heating_Natural Gas_Gas Boiler - Insulate Steam Lines/Condensate Tank_A_Achievable Technical Potential | F3 | Commercial | OR - Miscellaneous | Existing | Space Heating | Natural Gas | Gas Boiler - Insulate Steam Lines/Condensate Tank | A | Integrated Unit Winter Peak Savings (kW) | Achievable Technical Potential | 0 | 0 | 0 | 0 | 0 | 0 | 0 | 0 | 0 | 0 | 0 | 0 | 0 | 0 | 0 | 0 | 0 | 0 | 0 | 0 | 0 | 0 | 0 | 0 | 0 | 0 | 0
F4_Commercial_OR - Miscellaneous_Existing_Space Heating_Natural Gas_Gas Boiler - Insulate Steam Lines/Condensate Tank_A_Achievable Technical Potential | F4 | Commercial | OR - Miscellaneous | Existing | Space Heating | Natural Gas | Gas Boiler - Insulate Steam Lines/Condensate Tank | A | Incremental Energy Savings (MWh or mTherms) | Achievable Technical Potential | 0 | 0 | 0.0293 | 0.059887 | 0.059595 | 0.059275 | 0.058917 | 0.058516 | 0.058067 | 0.057564 | 0.057004 | 0.056392 | 0.055738 | 0.05506 | 0.054382 | 0.053728 | 0.053122 | 0.026965 | 6.1411e-18 | 1.0358e-16 | 1.2107e-17 | 0 | 0 | 0 | 0 | 0 | 0
F5_Commercial_OR - Miscellaneous_Existing_Space Heating_Natural Gas_Gas Boiler - Insulate Steam Lines/Condensate Tank_A_Achievable Technical Potential | F5 | Commercial | OR - Miscellaneous | Existing | Space Heating | Natural Gas | Gas Boiler - Insulate Steam Lines/Condensate Tank | A | Incremental Summer Peak Savings (MW) | Achievable Technical Potential | 0 | 0 | 0 | 0 | 0 | 0 | 0 | 0 | 0 | 0 | 0 | 0 | 0 | 0 | 0 | 0 | 0 | 0 | 0 | 0 | 0 | 0 | 0 | 0 | 0 | 0 | 0
F6_Commercial_OR - Miscellaneous_Existing_Space Heating_Natural Gas_Gas Boiler - Insulate Steam Lines/Condensate Tank_A_Achievable Technical Potential | F6 | Commercial | OR - Miscellaneous | Existing | Space Heating | Natural Gas | Gas Boiler - Insulate Steam Lines/Condensate Tank | A | Incremental Winter Peak Savings (MW) | Achievable Technical Potential | 0 | 0 | 0 | 0 | 0 | 0 | 0 | 0 | 0 | 0 | 0 | 0 | 0 | 0 | 0 | 0 | 0 | 0 | 0 | 0 | 0 | 0 | 0 | 0 | 0 | 0 | 0
F7_Commercial_OR - Miscellaneous_Existing_Space Heating_Natural Gas_Gas Boiler - Insulate Steam Lines/Condensate Tank_A_Achievable Technical Potential | F7 | Commercial | OR - Miscellaneous | Existing | Space Heating | Natural Gas | Gas Boiler - Insulate Steam Lines/Condensate Tank | A | Cumulative Energy Savings (MWh or mTherms) | Achievable Technical Potential | 0 | 0 | 0.0293 | 0.089062 | 0.14822 | 0.2067 | 0.26437 | 0.32109 | 0.37669 | 0.43099 | 0.4838 | 0.535 | 0.58453 | 0.63249 | 0.67908 | 0.72464 | 0.76959 | 0.78871 | 0.78166 | 0.77554 | 0.77054 | 0.7659 | 0.76259 | 0.7594 | 0.75631 | 0.75332 | 0.75041
F8_Commercial_OR - Miscellaneous_Existing_Space Heating_Natural Gas_Gas Boiler - Insulate Steam Lines/Condensate Tank_A_Achievable Technical Potential | F8 | Commercial | OR - Miscellaneous | Existing | Space Heating | Natural Gas | Gas Boiler - Insulate Steam Lines/Condensate Tank | A | Cumulative Summer Peak Savings (MW) | Achievable Technical Potential | 0 | 0 | 0 | 0 | 0 | 0 | 0 | 0 | 0 | 0 | 0 | 0 | 0 | 0 | 0 | 0 | 0 | 0 | 0 | 0 | 0 | 0 | 0 | 0 | 0 | 0 | 0
F9_Commercial_OR - Miscellaneous_Existing_Space Heating_Natural Gas_Gas Boiler - Insulate Steam Lines/Condensate Tank_A_Achievable Technical Potential | F9 | Commercial | OR - Miscellaneous | Existing | Space Heating | Natural Gas | Gas Boiler - Insulate Steam Lines/Condensate Tank | A | Cumulative Winter Peak Savings (MW) | Achievable Technical Potential | 0 | 0 | 0 | 0 | 0 | 0 | 0 | 0 | 0 | 0 | 0 | 0 | 0 | 0 | 0 | 0 | 0 | 0 | 0 | 0 | 0 | 0 | 0 | 0 | 0 | 0 | 0
F10_Commercial_OR - Miscellaneous_Existing_Space Heating_Natural Gas_Gas Boiler - Insulate Steam Lines/Condensate Tank_A_Achievable Technical Potential | F10 | Commercial | OR - Miscellaneous | Existing | Space Heating | Natural Gas | Gas Boiler - Insulate Steam Lines/Condensate Tank | A | Purchases (Incremental) | Achievable Technical Potential | 0 | 0 | 7.3434 | 15.0734 | 15.0734 | 15.0734 | 15.0734 | 15.0734 | 15.0734 | 15.0734 | 15.0734 | 15.0734 | 15.0734 | 15.0734 | 15.0734 | 15.0734 | 15.0734 | 7.7299 | 1.7764e-15 | 3.0198e-14 | 3.5527e-15 | 0 | 0 | 0 | 0 | 0 | 0
F11_Commercial_OR - Miscellaneous_Existing_Space Heating_Natural Gas_Gas Boiler - Insulate Steam Lines/Condensate Tank_A_Achievable Technical Potential | F11 | Commercial | OR - Miscellaneous | Existing | Space Heating | Natural Gas | Gas Boiler - Insulate Steam Lines/Condensate Tank | A | Purchases (Cumulative) | Achievable Technical Potential | 0 | 0 | 7.3434 | 22.4168 | 37.4902 | 52.5636 | 67.6369 | 82.7103 | 97.7837 | 112.8571 | 127.9304 | 143.0038 | 158.0772 | 173.1506 | 188.2239 | 203.2973 | 218.3707 | 226.1006 | 226.1006 | 226.1006 | 226.1006 | 226.1006 | 226.1006 | 226.1006 | 226.1006 | 226.1006 | 226.1006
F1_Commercial_OR - Miscellaneous_Existing_Space Heating_Natural Gas_Gas Boiler - Insulate Hot Water Lines_A_Achievable Technical Potential | F1 | Commercial | OR - Miscellaneous | Existing | Space Heating | Natural Gas | Gas Boiler - Insulate Hot Water Lines | A | Integrated Unit Energy Savings (kWh or therms) | Achievable Technical Potential | 0 | 0 | 2.6651 | 2.6446 | 2.6208 | 2.5942 | 2.5641 | 2.5298 | 2.4909 | 2.4475 | 2.3997 | 2.3484 | 2.2963 | 2.2436 | 2.1919 | 2.143 | 2.0988 | 2.0616 | 2.0318 | 2.0069 | 1.9884 | 1.9713 | 1.9627 | 1.9544 | 1.9464 | 1.9386 | 1.9311
F2_Commercial_OR - Miscellaneous_Existing_Space Heating_Natural Gas_Gas Boiler - Insulate Hot Water Lines_A_Achievable Technical Potential | F2 | Commercial | OR - Miscellaneous | Existing | Space Heating | Natural Gas | Gas Boiler - Insulate Hot Water Lines | A | Integrated Unit Summer Peak Savings (kW) | Achievable Technical Potential | 0 | 0 | 0 | 0 | 0 | 0 | 0 | 0 | 0 | 0 | 0 | 0 | 0 | 0 | 0 | 0 | 0 | 0 | 0 | 0 | 0 | 0 | 0 | 0 | 0 | 0 | 0
F3_Commercial_OR - Miscellaneous_Existing_Space Heating_Natural Gas_Gas Boiler - Insulate Hot Water Lines_A_Achievable Technical Potential | F3 | Commercial | OR - Miscellaneous | Existing | Space Heating | Natural Gas | Gas Boiler - Insulate Hot Water Lines | A | Integrated Unit Winter Peak Savings (kW) | Achievable Technical Potential | 0 | 0 | 0 | 0 | 0 | 0 | 0 | 0 | 0 | 0 | 0 | 0 | 0 | 0 | 0 | 0 | 0 | 0 | 0 | 0 | 0 | 0 | 0 | 0 | 0 | 0 | 0
F4_Commercial_OR - Miscellaneous_Existing_Space Heating_Natural Gas_Gas Boiler - Insulate Hot Water Lines_A_Achievable Technical Potential | F4 | Commercial | OR - Miscellaneous | Existing | Space Heating | Natural Gas | Gas Boiler - Insulate Hot Water Lines | A | Incremental Energy Savings (MWh or mTherms) | Achievable Technical Potential | 0 | 0 | 0.019571 | 0.039863 | 0.039504 | 0.039103 | 0.03865 | 0.038133 | 0.037547 | 0.036892 | 0.036172 | 0.035399 | 0.034612 | 0.017343 | 0 | 6.4714e-17 | 7.4565e-18 | 6.5919e-17 | 0 | 6.417e-17 | 0 | 0 | 0 | 0 | 0 | 0 | 0
F5_Commercial_OR - Miscellaneous_Existing_Space Heating_Natural Gas_Gas Boiler - Insulate Hot Water Lines_A_Achievable Technical Potential | F5 | Commercial | OR - Miscellaneous | Existing | Space Heating | Natural Gas | Gas Boiler - Insulate Hot Water Lines | A | Incremental Summer Peak Savings (MW) | Achievable Technical Potential | 0 | 0 | 0 | 0 | 0 | 0 | 0 | 0 | 0 | 0 | 0 | 0 | 0 | 0 | 0 | 0 | 0 | 0 | 0 | 0 | 0 | 0 | 0 | 0 | 0 | 0 | 0
F6_Commercial_OR - Miscellaneous_Existing_Space Heating_Natural Gas_Gas Boiler - Insulate Hot Water Lines_A_Achievable Technical Potential | F6 | Commercial | OR - Miscellaneous | Existing | Space Heating | Natural Gas | Gas Boiler - Insulate Hot Water Lines | A | Incremental Winter Peak Savings (MW) | Achievable Technical Potential | 0 | 0 | 0 | 0 | 0 | 0 | 0 | 0 | 0 | 0 | 0 | 0 | 0 | 0 | 0 | 0 | 0 | 0 | 0 | 0 | 0 | 0 | 0 | 0 | 0 | 0 | 0
F7_Commercial_OR - Miscellaneous_Existing_Space Heating_Natural Gas_Gas Boiler - Insulate Hot Water Lines_A_Achievable Technical Potential | F7 | Commercial | OR - Miscellaneous | Existing | Space Heating | Natural Gas | Gas Boiler - Insulate Hot Water Lines | A | Cumulative Energy Savings (MWh or mTherms) | Achievable Technical Potential | 0 | 0 | 0.019571 | 0.059283 | 0.098253 | 0.13636 | 0.17343 | 0.20924 | 0.24357 | 0.27622 | 0.307 | 0.33584 | 0.36299 | 0.37201 | 0.36342 | 0.35532 | 0.348 | 0.34183 | 0.33689 | 0.33276 | 0.32968 | 0.32685 | 0.32542 | 0.32405 | 0.32272 | 0.32143 | 0.32018
F8_Commercial_OR - Miscellaneous_Existing_Space Heating_Natural Gas_Gas Boiler - Insulate Hot Water Lines_A_Achievable Technical Potential | F8 | Commercial | OR - Miscellaneous | Existing | Space Heating | Natural Gas | Gas Boiler - Insulate Hot Water Lines | A | Cumulative Summer Peak Savings (MW) | Achievable Technical Potential | 0 | 0 | 0 | 0 | 0 | 0 | 0 | 0 | 0 | 0 | 0 | 0 | 0 | 0 | 0 | 0 | 0 | 0 | 0 | 0 | 0 | 0 | 0 | 0 | 0 | 0 | 0
F9_Commercial_OR - Miscellaneous_Existing_Space Heating_Natural Gas_Gas Boiler - Insulate Hot Water Lines_A_Achievable Technical Potential | F9 | Commercial | OR - Miscellaneous | Existing | Space Heating | Natural Gas | Gas Boiler - Insulate Hot Water Lines | A | Cumulative Winter Peak Savings (MW) | Achievable Technical Potential | 0 | 0 | 0 | 0 | 0 | 0 | 0 | 0 | 0 | 0 | 0 | 0 | 0 | 0 | 0 | 0 | 0 | 0 | 0 | 0 | 0 | 0 | 0 | 0 | 0 | 0 | 0
F10_Commercial_OR - Miscellaneous_Existing_Space Heating_Natural Gas_Gas Boiler - Insulate Hot Water Lines_A_Achievable Technical Potential | F10 | Commercial | OR - Miscellaneous | Existing | Space Heating | Natural Gas | Gas Boiler - Insulate Hot Water Lines | A | Purchases (Incremental) | Achievable Technical Potential | 0 | 0 | 7.3434 | 15.0734 | 15.0734 | 15.0734 | 15.0734 | 15.0734 | 15.0734 | 15.0734 | 15.0734 | 15.0734 | 15.0734 | 7.7299 | 0 | 3.0198e-14 | 3.5527e-15 | 3.1974e-14 | 0 | 3.1974e-14 | 0 | 0 | 0 | 0 | 0 | 0 | 0
F11_Commercial_OR - Miscellaneous_Existing_Space Heating_Natural Gas_Gas Boiler - Insulate Hot Water Lines_A_Achievable Technical Potential | F11 | Commercial | OR - Miscellaneous | Existing | Space Heating | Natural Gas | Gas Boiler - Insulate Hot Water Lines | A | Purchases (Cumulative) | Achievable Technical Potential | 0 | 0 | 7.3434 | 22.4168 | 37.4902 | 52.5636 | 67.6369 | 82.7103 | 97.7837 | 112.8571 | 127.9304 | 143.0038 | 158.0772 | 165.8071 | 165.8071 | 165.8071 | 165.8071 | 165.8071 | 165.8071 | 165.8071 | 165.8071 | 165.8071 | 165.8071 | 165.8071 | 165.8071 | 165.8071 | 165.8071
F1_Commercial_OR - Miscellaneous_Existing_Space Heating_Natural Gas_Condensing RTU_A_Achievable Technical Potential | F1 | Commercial | OR - Miscellaneous | Existing | Space Heating | Natural Gas | Condensing RTU | A | Integrated Unit Energy Savings (kWh or therms) | Achievable Technical Potential | 0 | 0 | 0.066414 | 0.065795 | 0.065056 | 0.064214 | 0.063251 | 0.062181 | 0.060977 | 0.059652 | 0.058228 | 0.056739 | 0.055238 | 0.053743 | 0.052282 | 0.050896 | 0.049628 | 0.048528 | 0.047603 | 0.046809 | 0.046175 | 0.045591 | 0.045244 | 0.044917 | 0.044607 | 0.044312 | 0.044031
F2_Commercial_OR - Miscellaneous_Existing_Space Heating_Natural Gas_Condensing RTU_A_Achievable Technical Potential | F2 | Commercial | OR - Miscellaneous | Existing | Space Heating | Natural Gas | Condensing RTU | A | Integrated Unit Summer Peak Savings (kW) | Achievable Technical Potential | 0 | 0 | 0 | 0 | 0 | 0 | 0 | 0 | 0 | 0 | 0 | 0 | 0 | 0 | 0 | 0 | 0 | 0 | 0 | 0 | 0 | 0 | 0 | 0 | 0 | 0 | 0
F3_Commercial_OR - Miscellaneous_Existing_Space Heating_Natural Gas_Condensing RTU_A_Achievable Technical Potential | F3 | Commercial | OR - Miscellaneous | Existing | Space Heating | Natural Gas | Condensing RTU | A | Integrated Unit Winter Peak Savings (kW) | Achievable Technical Potential | 0 | 0 | 0 | 0 | 0 | 0 | 0 | 0 | 0 | 0 | 0 | 0 | 0 | 0 | 0 | 0 | 0 | 0 | 0 | 0 | 0 | 0 | 0 | 0 | 0 | 0 | 0
F4_Commercial_OR - Miscellaneous_Existing_Space Heating_Natural Gas_Condensing RTU_A_Achievable Technical Potential | F4 | Commercial | OR - Miscellaneous | Existing | Space Heating | Natural Gas | Condensing RTU | A | Incremental Energy Savings (MWh or mTherms) | Achievable Technical Potential | 0 | 0 | 0.01826 | 0.037133 | 0.036716 | 0.03624 | 0.035697 | 0.017996 | 0 | 0 | 0 | 6.4505e-18 | 0 | 0 | 0 | 5.7863e-17 | 0 | 0 | 0 | 0 | 0 | 0 | 0 | 0 | 0 | 0 | 0
F5_Commercial_OR - Miscellaneous_Existing_Space Heating_Natural Gas_Condensing RTU_A_Achievable Technical Potential | F5 | Commercial | OR - Miscellaneous | Existing | Space Heating | Natural Gas | Condensing RTU | A | Incremental Summer Peak Savings (MW) | Achievable Technical Potential | 0 | 0 | 0 | 0 | 0 | 0 | 0 | 0 | 0 | 0 | 0 | 0 | 0 | 0 | 0 | 0 | 0 | 0 | 0 | 0 | 0 | 0 | 0 | 0 | 0 | 0 | 0
F6_Commercial_OR - Miscellaneous_Existing_Space Heating_Natural Gas_Condensing RTU_A_Achievable Technical Potential | F6 | Commercial | OR - Miscellaneous | Existing | Space Heating | Natural Gas | Condensing RTU | A | Incremental Winter Peak Savings (MW) | Achievable Technical Potential | 0 | 0 | 0 | 0 | 0 | 0 | 0 | 0 | 0 | 0 | 0 | 0 | 0 | 0 | 0 | 0 | 0 | 0 | 0 | 0 | 0 | 0 | 0 | 0 | 0 | 0 | 0
F7_Commercial_OR - Miscellaneous_Existing_Space Heating_Natural Gas_Condensing RTU_A_Achievable Technical Potential | F7 | Commercial | OR - Miscellaneous | Existing | Space Heating | Natural Gas | Condensing RTU | A | Cumulative Energy Savings (MWh or mTherms) | Achievable Technical Potential | 0 | 0 | 0.01826 | 0.055223 | 0.091318 | 0.12638 | 0.16018 | 0.17546 | 0.17207 | 0.16833 | 0.16431 | 0.16011 | 0.15587 | 0.15165 | 0.14753 | 0.14362 | 0.14004 | 0.13694 | 0.13433 | 0.13209 | 0.1303 | 0.12865 | 0.12767 | 0.12675 | 0.12587 | 0.12504 | 0.12425
F8_Commercial_OR - Miscellaneous_Existing_Space Heating_Natural Gas_Condensing RTU_A_Achievable Technical Potential | F8 | Commercial | OR - Miscellaneous | Existing | Space Heating | Natural Gas | Condensing RTU | A | Cumulative Summer Peak Savings (MW) | Achievable Technical Potential | 0 | 0 | 0 | 0 | 0 | 0 | 0 | 0 | 0 | 0 | 0 | 0 | 0 | 0 | 0 | 0 | 0 | 0 | 0 | 0 | 0 | 0 | 0 | 0 | 0 | 0 | 0
F9_Commercial_OR - Miscellaneous_Existing_Space Heating_Natural Gas_Condensing RTU_A_Achievable Technical Potential | F9 | Commercial | OR - Miscellaneous | Existing | Space Heating | Natural Gas | Condensing RTU | A | Cumulative Winter Peak Savings (MW) | Achievable Technical Potential | 0 | 0 | 0 | 0 | 0 | 0 | 0 | 0 | 0 | 0 | 0 | 0 | 0 | 0 | 0 | 0 | 0 | 0 | 0 | 0 | 0 | 0 | 0 | 0 | 0 | 0 | 0
F10_Commercial_OR - Miscellaneous_Existing_Space Heating_Natural Gas_Condensing RTU_A_Achievable Technical Potential | F10 | Commercial | OR - Miscellaneous | Existing | Space Heating | Natural Gas | Condensing RTU | A | Purchases (Incremental) | Achievable Technical Potential | 0 | 0 | 274.9477 | 564.3663 | 564.3663 | 564.3663 | 564.3663 | 289.4186 | 0 | 0 | 0 | 1.1369e-13 | 0 | 0 | 0 | 1.1369e-12 | 0 | 0 | 0 | 0 | 0 | 0 | 0 | 0 | 0 | 0 | 0
F11_Commercial_OR - Miscellaneous_Existing_Space Heating_Natural Gas_Condensing RTU_A_Achievable Technical Potential | F11 | Commercial | OR - Miscellaneous | Existing | Space Heating | Natural Gas | Condensing RTU | A | Purchases (Cumulative) | Achievable Technical Potential | 0 | 0 | 274.9477 | 839.3139 | 1403.6802 | 1968.0464 | 2532.4127 | 2821.8313 | 2821.8313 | 2821.8313 | 2821.8313 | 2821.8313 | 2821.8313 | 2821.8313 | 2821.8313 | 2821.8313 | 2821.8313 | 2821.8313 | 2821.8313 | 2821.8313 | 2821.8313 | 2821.8313 | 2821.8313 | 2821.8313 | 2821.8313 | 2821.8313 | 2821.8313
F1_Commercial_OR - Miscellaneous_Existing_Space Heating_Natural Gas_Hydronic Heating Radiator Replacement_A_Achievable Technical Potential | F1 | Commercial | OR - Miscellaneous | Existing | Space Heating | Natural Gas | Hydronic Heating Radiator Replacement | A | Integrated Unit Energy Savings (kWh or therms) | Achievable Technical Potential | 0 | 0 | 36.0671 | 35.748 | 35.379 | 34.9685 | 34.5078 | 34.004 | 33.4405 | 32.8208 | 32.1517 | 31.4476 | 30.7341 | 30.0196 | 29.3208 | 28.6612 | 28.065 | 27.5649 | 27.1659 | 26.8329 | 26.5846 | 26.356 | 26.2408 | 26.1298 | 26.0226 | 25.9187 | 25.8177
F2_Commercial_OR - Miscellaneous_Existing_Space Heating_Natural Gas_Hydronic Heating Radiator Replacement_A_Achievable Technical Potential | F2 | Commercial | OR - Miscellaneous | Existing | Space Heating | Natural Gas | Hydronic Heating Radiator Replacement | A | Integrated Unit Summer Peak Savings (kW) | Achievable Technical Potential | 0 | 0 | 0 | 0 | 0 | 0 | 0 | 0 | 0 | 0 | 0 | 0 | 0 | 0 | 0 | 0 | 0 | 0 | 0 | 0 | 0 | 0 | 0 | 0 | 0 | 0 | 0
F3_Commercial_OR - Miscellaneous_Existing_Space Heating_Natural Gas_Hydronic Heating Radiator Replacement_A_Achievable Technical Potential | F3 | Commercial | OR - Miscellaneous | Existing | Space Heating | Natural Gas | Hydronic Heating Radiator Replacement | A | Integrated Unit Winter Peak Savings (kW) | Achievable Technical Potential | 0 | 0 | 0 | 0 | 0 | 0 | 0 | 0 | 0 | 0 | 0 | 0 | 0 | 0 | 0 | 0 | 0 | 0 | 0 | 0 | 0 | 0 | 0 | 0 | 0 | 0 | 0
F4_Commercial_OR - Miscellaneous_Existing_Space Heating_Natural Gas_Hydronic Heating Radiator Replacement_A_Achievable Technical Potential | F4 | Commercial | OR - Miscellaneous | Existing | Space Heating | Natural Gas | Hydronic Heating Radiator Replacement | A | Incremental Energy Savings (MWh or mTherms) | Achievable Technical Potential | 0 | 0 | 0.042116 | 0.085683 | 0.084799 | 0.083815 | 0.082711 | 0.081503 | 0.080153 | 0.078667 | 0.077064 | 0.075376 | 0.073666 | 0.071953 | 0.070278 | 0.068697 | 0.067268 | 0.06607 | 0.065113 | 0.064315 | 0.06372 | 0.063172 | 0 | 0 | 0 | 0 | 0
F5_Commercial_OR - Miscellaneous_Existing_Space Heating_Natural Gas_Hydronic Heating Radiator Replacement_A_Achievable Technical Potential | F5 | Commercial | OR - Miscellaneous | Existing | Space Heating | Natural Gas | Hydronic Heating Radiator Replacement | A | Incremental Summer Peak Savings (MW) | Achievable Technical Potential | 0 | 0 | 0 | 0 | 0 | 0 | 0 | 0 | 0 | 0 | 0 | 0 | 0 | 0 | 0 | 0 | 0 | 0 | 0 | 0 | 0 | 0 | 0 | 0 | 0 | 0 | 0
F6_Commercial_OR - Miscellaneous_Existing_Space Heating_Natural Gas_Hydronic Heating Radiator Replacement_A_Achievable Technical Potential | F6 | Commercial | OR - Miscellaneous | Existing | Space Heating | Natural Gas | Hydronic Heating Radiator Replacement | A | Incremental Winter Peak Savings (MW) | Achievable Technical Potential | 0 | 0 | 0 | 0 | 0 | 0 | 0 | 0 | 0 | 0 | 0 | 0 | 0 | 0 | 0 | 0 | 0 | 0 | 0 | 0 | 0 | 0 | 0 | 0 | 0 | 0 | 0
F7_Commercial_OR - Miscellaneous_Existing_Space Heating_Natural Gas_Hydronic Heating Radiator Replacement_A_Achievable Technical Potential | F7 | Commercial | OR - Miscellaneous | Existing | Space Heating | Natural Gas | Hydronic Heating Radiator Replacement | A | Cumulative Energy Savings (MWh or mTherms) | Achievable Technical Potential | 0 | 0 | 0.042116 | 0.12743 | 0.21091 | 0.29228 | 0.37114 | 0.44722 | 0.51996 | 0.589 | 0.65405 | 0.7151 | 0.77255 | 0.82654 | 0.87758 | 0.92653 | 0.97453 | 1.0232 | 1.0735 | 1.1247 | 1.178 | 1.231 | 1.2257 | 1.2205 | 1.2155 | 1.2106 | 1.2059
F8_Commercial_OR - Miscellaneous_Existing_Space Heating_Natural Gas_Hydronic Heating Radiator Replacement_A_Achievable Technical Potential | F8 | Commercial | OR - Miscellaneous | Existing | Space Heating | Natural Gas | Hydronic Heating Radiator Replacement | A | Cumulative Summer Peak Savings (MW) | Achievable Technical Potential | 0 | 0 | 0 | 0 | 0 | 0 | 0 | 0 | 0 | 0 | 0 | 0 | 0 | 0 | 0 | 0 | 0 | 0 | 0 | 0 | 0 | 0 | 0 | 0 | 0 | 0 | 0
F9_Commercial_OR - Miscellaneous_Existing_Space Heating_Natural Gas_Hydronic Heating Radiator Replacement_A_Achievable Technical Potential | F9 | Commercial | OR - Miscellaneous | Existing | Space Heating | Natural Gas | Hydronic Heating Radiator Replacement | A | Cumulative Winter Peak Savings (MW) | Achievable Technical Potential | 0 | 0 | 0 | 0 | 0 | 0 | 0 | 0 | 0 | 0 | 0 | 0 | 0 | 0 | 0 | 0 | 0 | 0 | 0 | 0 | 0 | 0 | 0 | 0 | 0 | 0 | 0
F10_Commercial_OR - Miscellaneous_Existing_Space Heating_Natural Gas_Hydronic Heating Radiator Replacement_A_Achievable Technical Potential | F10 | Commercial | OR - Miscellaneous | Existing | Space Heating | Natural Gas | Hydronic Heating Radiator Replacement | A | Purchases (Incremental) | Achievable Technical Potential | 0 | 0 | 1.1677 | 2.3969 | 2.3969 | 2.3969 | 2.3969 | 2.3969 | 2.3969 | 2.3969 | 2.3969 | 2.3969 | 2.3969 | 2.3969 | 2.3969 | 2.3969 | 2.3969 | 2.3969 | 2.3969 | 2.3969 | 2.3969 | 2.3969 | 0 | 0 | 0 | 0 | 0
F11_Commercial_OR - Miscellaneous_Existing_Space Heating_Natural Gas_Hydronic Heating Radiator Replacement_A_Achievable Technical Potential | F11 | Commercial | OR - Miscellaneous | Existing | Space Heating | Natural Gas | Hydronic Heating Radiator Replacement | A | Purchases (Cumulative) | Achievable Technical Potential | 0 | 0 | 1.1677 | 3.5646 | 5.9615 | 8.3583 | 10.7552 | 13.1521 | 15.5489 | 17.9458 | 20.3427 | 22.7396 | 25.1364 | 27.5333 | 29.9302 | 32.327 | 34.7239 | 37.1208 | 39.5177 | 41.9145 | 44.3114 | 46.7083 | 46.7083 | 46.7083 | 46.7083 | 46.7083 | 46.7083
F1_Commercial_OR - Miscellaneous_Existing_Space Heating_Natural Gas_Thermostat - Connected_A_Achievable Technical Potential | F1 | Commercial | OR - Miscellaneous | Existing | Space Heating | Natural Gas | Thermostat - Connected | A | Integrated Unit Energy Savings (kWh or therms) | Achievable Technical Potential | 0 | 0 | 49.8504 | 49.4637 | 49.0057 | 48.4864 | 47.8934 | 47.2115 | 46.4361 | 45.5667 | 44.6097 | 43.5823 | 42.5335 | 41.4793 | 40.4437 | 39.4597 | 38.5612 | 37.7932 | 37.1622 | 36.6278 | 36.2141 | 35.8335 | 35.6129 | 35.403 | 35.2029 | 35.0115 | 34.828
F2_Commercial_OR - Miscellaneous_Existing_Space Heating_Natural Gas_Thermostat - Connected_A_Achievable Technical Potential | F2 | Commercial | OR - Miscellaneous | Existing | Space Heating | Natural Gas | Thermostat - Connected | A | Integrated Unit Summer Peak Savings (kW) | Achievable Technical Potential | 0 | 0 | 0 | 0 | 0 | 0 | 0 | 0 | 0 | 0 | 0 | 0 | 0 | 0 | 0 | 0 | 0 | 0 | 0 | 0 | 0 | 0 | 0 | 0 | 0 | 0 | 0
F3_Commercial_OR - Miscellaneous_Existing_Space Heating_Natural Gas_Thermostat - Connected_A_Achievable Technical Potential | F3 | Commercial | OR - Miscellaneous | Existing | Space Heating | Natural Gas | Thermostat - Connected | A | Integrated Unit Winter Peak Savings (kW) | Achievable Technical Potential | 0 | 0 | 0 | 0 | 0 | 0 | 0 | 0 | 0 | 0 | 0 | 0 | 0 | 0 | 0 | 0 | 0 | 0 | 0 | 0 | 0 | 0 | 0 | 0 | 0 | 0 | 0
F4_Commercial_OR - Miscellaneous_Existing_Space Heating_Natural Gas_Thermostat - Connected_A_Achievable Technical Potential | F4 | Commercial | OR - Miscellaneous | Existing | Space Heating | Natural Gas | Thermostat - Connected | A | Incremental Energy Savings (MWh or mTherms) | Achievable Technical Potential | 0 | 0 | 0.081467 | 0.099252 | 0.12033 | 0.13821 | 0.15571 | 0.1023 | 0.10045 | 0.082218 | 0.051923 | 0.0086918 | 0 | 0 | 0 | 0 | 0 | 0 | 0 | 0 | 0 | 0 | 0 | 0 | 0 | 0 | 0
F5_Commercial_OR - Miscellaneous_Existing_Space Heating_Natural Gas_Thermostat - Connected_A_Achievable Technical Potential | F5 | Commercial | OR - Miscellaneous | Existing | Space Heating | Natural Gas | Thermostat - Connected | A | Incremental Summer Peak Savings (MW) | Achievable Technical Potential | 0 | 0 | 0 | 0 | 0 | 0 | 0 | 0 | 0 | 0 | 0 | 0 | 0 | 0 | 0 | 0 | 0 | 0 | 0 | 0 | 0 | 0 | 0 | 0 | 0 | 0 | 0
F6_Commercial_OR - Miscellaneous_Existing_Space Heating_Natural Gas_Thermostat - Connected_A_Achievable Technical Potential | F6 | Commercial | OR - Miscellaneous | Existing | Space Heating | Natural Gas | Thermostat - Connected | A | Incremental Winter Peak Savings (MW) | Achievable Technical Potential | 0 | 0 | 0 | 0 | 0 | 0 | 0 | 0 | 0 | 0 | 0 | 0 | 0 | 0 | 0 | 0 | 0 | 0 | 0 | 0 | 0 | 0 | 0 | 0 | 0 | 0 | 0
F7_Commercial_OR - Miscellaneous_Existing_Space Heating_Natural Gas_Thermostat - Connected_A_Achievable Technical Potential | F7 | Commercial | OR - Miscellaneous | Existing | Space Heating | Natural Gas | Thermostat - Connected | A | Cumulative Energy Savings (MWh or mTherms) | Achievable Technical Potential | 0 | 0 | 0.081467 | 0.18009 | 0.29875 | 0.43379 | 0.5842 | 0.67818 | 0.7675 | 0.83534 | 0.86972 | 0.85838 | 0.83773 | 0.81696 | 0.79657 | 0.77719 | 0.75949 | 0.74436 | 0.73194 | 0.72141 | 0.71326 | 0.70577 | 0.70142 | 0.69729 | 0.69335 | 0.68958 | 0.68596
F8_Commercial_OR - Miscellaneous_Existing_Space Heating_Natural Gas_Thermostat - Connected_A_Achievable Technical Potential | F8 | Commercial | OR - Miscellaneous | Existing | Space Heating | Natural Gas | Thermostat - Connected | A | Cumulative Summer Peak Savings (MW) | Achievable Technical Potential | 0 | 0 | 0 | 0 | 0 | 0 | 0 | 0 | 0 | 0 | 0 | 0 | 0 | 0 | 0 | 0 | 0 | 0 | 0 | 0 | 0 | 0 | 0 | 0 | 0 | 0 | 0
F9_Commercial_OR - Miscellaneous_Existing_Space Heating_Natural Gas_Thermostat - Connected_A_Achievable Technical Potential | F9 | Commercial | OR - Miscellaneous | Existing | Space Heating | Natural Gas | Thermostat - Connected | A | Cumulative Winter Peak Savings (MW) | Achievable Technical Potential | 0 | 0 | 0 | 0 | 0 | 0 | 0 | 0 | 0 | 0 | 0 | 0 | 0 | 0 | 0 | 0 | 0 | 0 | 0 | 0 | 0 | 0 | 0 | 0 | 0 | 0 | 0
F10_Commercial_OR - Miscellaneous_Existing_Space Heating_Natural Gas_Thermostat - Connected_A_Achievable Technical Potential | F10 | Commercial | OR - Miscellaneous | Existing | Space Heating | Natural Gas | Thermostat - Connected | A | Purchases (Incremental) | Achievable Technical Potential | 0 | 0 | 1.6342 | 2.0066 | 2.4554 | 2.8504 | 3.2512 | 2.1669 | 2.1633 | 1.8043 | 1.1639 | 0.19943 | 0 | 0 | 0 | 0 | 0 | 0 | 0 | 0 | 0 | 0 | 0 | 0 | 0 | 0 | 0
F11_Commercial_OR - Miscellaneous_Existing_Space Heating_Natural Gas_Thermostat - Connected_A_Achievable Technical Potential | F11 | Commercial | OR - Miscellaneous | Existing | Space Heating | Natural Gas | Thermostat - Connected | A | Purchases (Cumulative) | Achievable Technical Potential | 0 | 0 | 1.6342 | 3.6408 | 6.0962 | 8.9466 | 12.1979 | 14.3647 | 16.528 | 18.3323 | 19.4963 | 19.6957 | 19.6957 | 19.6957 | 19.6957 | 19.6957 | 19.6957 | 19.6957 | 19.6957 | 19.6957 | 19.6957 | 19.6957 | 19.6957 | 19.6957 | 19.6957 | 19.6957 | 19.6957
F1_Commercial_OR - Miscellaneous_Existing_Water Heating_Natural Gas_Water Heater - Thermostatic Shower Restriction Valve_A_Achievable Technical Potential | F1 | Commercial | OR - Miscellaneous | Existing | Water Heating | Natural Gas | Water Heater - Thermostatic Shower Restriction Valve | A | Integrated Unit Energy Savings (kWh or therms) | Achievable Technical Potential | 0 | 0 | 1.7219 | 1.685 | 1.6509 | 1.6183 | 1.5871 | 1.5567 | 1.5286 | 1.5027 | 1.479 | 1.458 | 1.441 | 1.4279 | 1.4195 | 1.4111 | 1.4051 | 1.4003 | 1.3966 | 1.3936 | 1.3914 | 1.3899 | 1.3888 | 1.3881 | 1.387 | 1.3868 | 1.3865
F2_Commercial_OR - Miscellaneous_Existing_Water Heating_Natural Gas_Water Heater - Thermostatic Shower Restriction Valve_A_Achievable Technical Potential | F2 | Commercial | OR - Miscellaneous | Existing | Water Heating | Natural Gas | Water Heater - Thermostatic Shower Restriction Valve | A | Integrated Unit Summer Peak Savings (kW) | Achievable Technical Potential | 0 | 0 | 0 | 0 | 0 | 0 | 0 | 0 | 0 | 0 | 0 | 0 | 0 | 0 | 0 | 0 | 0 | 0 | 0 | 0 | 0 | 0 | 0 | 0 | 0 | 0 | 0
F3_Commercial_OR - Miscellaneous_Existing_Water Heating_Natural Gas_Water Heater - Thermostatic Shower Restriction Valve_A_Achievable Technical Potential | F3 | Commercial | OR - Miscellaneous | Existing | Water Heating | Natural Gas | Water Heater - Thermostatic Shower Restriction Valve | A | Integrated Unit Winter Peak Savings (kW) | Achievable Technical Potential | 0 | 0 | 0 | 0 | 0 | 0 | 0 | 0 | 0 | 0 | 0 | 0 | 0 | 0 | 0 | 0 | 0 | 0 | 0 | 0 | 0 | 0 | 0 | 0 | 0 | 0 | 0
F4_Commercial_OR - Miscellaneous_Existing_Water Heating_Natural Gas_Water Heater - Thermostatic Shower Restriction Valve_A_Achievable Technical Potential | F4 | Commercial | OR - Miscellaneous | Existing | Water Heating | Natural Gas | Water Heater - Thermostatic Shower Restriction Valve | A | Incremental Energy Savings (MWh or mTherms) | Achievable Technical Potential | 0 | 0 | 0 | 0 | 0 | 0 | 0 | 0 | 0 | 0 | 0 | 0 | 0 | 0 | 0 | 0 | 0 | 0 | 0 | 0 | 0 | 0 | 0 | 0 | 0 | 0 | 0
F5_Commercial_OR - Miscellaneous_Existing_Water Heating_Natural Gas_Water Heater - Thermostatic Shower Restriction Valve_A_Achievable Technical Potential | F5 | Commercial | OR - Miscellaneous | Existing | Water Heating | Natural Gas | Water Heater - Thermostatic Shower Restriction Valve | A | Incremental Summer Peak Savings (MW) | Achievable Technical Potential | 0 | 0 | 0 | 0 | 0 | 0 | 0 | 0 | 0 | 0 | 0 | 0 | 0 | 0 | 0 | 0 | 0 | 0 | 0 | 0 | 0 | 0 | 0 | 0 | 0 | 0 | 0
F6_Commercial_OR - Miscellaneous_Existing_Water Heating_Natural Gas_Water Heater - Thermostatic Shower Restriction Valve_A_Achievable Technical Potential | F6 | Commercial | OR - Miscellaneous | Existing | Water Heating | Natural Gas | Water Heater - Thermostatic Shower Restriction Valve | A | Incremental Winter Peak Savings (MW) | Achievable Technical Potential | 0 | 0 | 0 | 0 | 0 | 0 | 0 | 0 | 0 | 0 | 0 | 0 | 0 | 0 | 0 | 0 | 0 | 0 | 0 | 0 | 0 | 0 | 0 | 0 | 0 | 0 | 0
F7_Commercial_OR - Miscellaneous_Existing_Water Heating_Natural Gas_Water Heater - Thermostatic Shower Restriction Valve_A_Achievable Technical Potential | F7 | Commercial | OR - Miscellaneous | Existing | Water Heating | Natural Gas | Water Heater - Thermostatic Shower Restriction Valve | A | Cumulative Energy Savings (MWh or mTherms) | Achievable Technical Potential | 0 | 0 | 0 | 0 | 0 | 0 | 0 | 0 | 0 | 0 | 0 | 0 | 0 | 0 | 0 | 0 | 0 | 0 | 0 | 0 | 0 | 0 | 0 | 0 | 0 | 0 | 0
F8_Commercial_OR - Miscellaneous_Existing_Water Heating_Natural Gas_Water Heater - Thermostatic Shower Restriction Valve_A_Achievable Technical Potential | F8 | Commercial | OR - Miscellaneous | Existing | Water Heating | Natural Gas | Water Heater - Thermostatic Shower Restriction Valve | A | Cumulative Summer Peak Savings (MW) | Achievable Technical Potential | 0 | 0 | 0 | 0 | 0 | 0 | 0 | 0 | 0 | 0 | 0 | 0 | 0 | 0 | 0 | 0 | 0 | 0 | 0 | 0 | 0 | 0 | 0 | 0 | 0 | 0 | 0
F9_Commercial_OR - Miscellaneous_Existing_Water Heating_Natural Gas_Water Heater - Thermostatic Shower Restriction Valve_A_Achievable Technical Potential | F9 | Commercial | OR - Miscellaneous | Existing | Water Heating | Natural Gas | Water Heater - Thermostatic Shower Restriction Valve | A | Cumulative Winter Peak Savings (MW) | Achievable Technical Potential | 0 | 0 | 0 | 0 | 0 | 0 | 0 | 0 | 0 | 0 | 0 | 0 | 0 | 0 | 0 | 0 | 0 | 0 | 0 | 0 | 0 | 0 | 0 | 0 | 0 | 0 | 0
F10_Commercial_OR - Miscellaneous_Existing_Water Heating_Natural Gas_Water Heater - Thermostatic Shower Restriction Valve_A_Achievable Technical Potential | F10 | Commercial | OR - Miscellaneous | Existing | Water Heating | Natural Gas | Water Heater - Thermostatic Shower Restriction Valve | A | Purchases (Incremental) | Achievable Technical Potential | 0 | 0 | 0 | 0 | 0 | 0 | 0 | 0 | 0 | 0 | 0 | 0 | 0 | 0 | 0 | 0 | 0 | 0 | 0 | 0 | 0 | 0 | 0 | 0 | 0 | 0 | 0
F11_Commercial_OR - Miscellaneous_Existing_Water Heating_Natural Gas_Water Heater - Thermostatic Shower Restriction Valve_A_Achievable Technical Potential | F11 | Commercial | OR - Miscellaneous | Existing | Water Heating | Natural Gas | Water Heater - Thermostatic Shower Restriction Valve | A | Purchases (Cumulative) | Achievable Technical Potential | 0 | 0 | 0 | 0 | 0 | 0 | 0 | 0 | 0 | 0 | 0 | 0 | 0 | 0 | 0 | 0 | 0 | 0 | 0 | 0 | 0 | 0 | 0 | 0 | 0 | 0 | 0
F1_Commercial_OR - Miscellaneous_Existing_Water Heating_Natural Gas_Water Heater - Pre-Rinse Spray Valve_A_Achievable Technical Potential | F1 | Commercial | OR - Miscellaneous | Existing | Water Heating | Natural Gas | Water Heater - Pre-Rinse Spray Valve | A | Integrated Unit Energy Savings (kWh or therms) | Achievable Technical Potential | 0 | 0 | 16.1247 | 15.7795 | 15.4598 | 15.1545 | 14.8626 | 14.5779 | 14.3148 | 14.0723 | 13.8497 | 13.6536 | 13.4945 | 13.3714 | 13.2925 | 13.2144 | 13.1581 | 13.1133 | 13.0782 | 13.05 | 13.0299 | 13.0157 | 13.0056 | 12.9984 | 12.9887 | 12.9862 | 12.9842
F2_Commercial_OR - Miscellaneous_Existing_Water Heating_Natural Gas_Water Heater - Pre-Rinse Spray Valve_A_Achievable Technical Potential | F2 | Commercial | OR - Miscellaneous | Existing | Water Heating | Natural Gas | Water Heater - Pre-Rinse Spray Valve | A | Integrated Unit Summer Peak Savings (kW) | Achievable Technical Potential | 0 | 0 | 0 | 0 | 0 | 0 | 0 | 0 | 0 | 0 | 0 | 0 | 0 | 0 | 0 | 0 | 0 | 0 | 0 | 0 | 0 | 0 | 0 | 0 | 0 | 0 | 0
F3_Commercial_OR - Miscellaneous_Existing_Water Heating_Natural Gas_Water Heater - Pre-Rinse Spray Valve_A_Achievable Technical Potential | F3 | Commercial | OR - Miscellaneous | Existing | Water Heating | Natural Gas | Water Heater - Pre-Rinse Spray Valve | A | Integrated Unit Winter Peak Savings (kW) | Achievable Technical Potential | 0 | 0 | 0 | 0 | 0 | 0 | 0 | 0 | 0 | 0 | 0 | 0 | 0 | 0 | 0 | 0 | 0 | 0 | 0 | 0 | 0 | 0 | 0 | 0 | 0 | 0 | 0
F4_Commercial_OR - Miscellaneous_Existing_Water Heating_Natural Gas_Water Heater - Pre-Rinse Spray Valve_A_Achievable Technical Potential | F4 | Commercial | OR - Miscellaneous | Existing | Water Heating | Natural Gas | Water Heater - Pre-Rinse Spray Valve | A | Incremental Energy Savings (MWh or mTherms) | Achievable Technical Potential | 0 | 0 | 0 | 0 | 0 | 0 | 0 | 0 | 0 | 0 | 0 | 0 | 0 | 0 | 0 | 0 | 0 | 0 | 0 | 0 | 0 | 0 | 0 | 0 | 0 | 0 | 0
F5_Commercial_OR - Miscellaneous_Existing_Water Heating_Natural Gas_Water Heater - Pre-Rinse Spray Valve_A_Achievable Technical Potential | F5 | Commercial | OR - Miscellaneous | Existing | Water Heating | Natural Gas | Water Heater - Pre-Rinse Spray Valve | A | Incremental Summer Peak Savings (MW) | Achievable Technical Potential | 0 | 0 | 0 | 0 | 0 | 0 | 0 | 0 | 0 | 0 | 0 | 0 | 0 | 0 | 0 | 0 | 0 | 0 | 0 | 0 | 0 | 0 | 0 | 0 | 0 | 0 | 0
F6_Commercial_OR - Miscellaneous_Existing_Water Heating_Natural Gas_Water Heater - Pre-Rinse Spray Valve_A_Achievable Technical Potential | F6 | Commercial | OR - Miscellaneous | Existing | Water Heating | Natural Gas | Water Heater - Pre-Rinse Spray Valve | A | Incremental Winter Peak Savings (MW) | Achievable Technical Potential | 0 | 0 | 0 | 0 | 0 | 0 | 0 | 0 | 0 | 0 | 0 | 0 | 0 | 0 | 0 | 0 | 0 | 0 | 0 | 0 | 0 | 0 | 0 | 0 | 0 | 0 | 0
F7_Commercial_OR - Miscellaneous_Existing_Water Heating_Natural Gas_Water Heater - Pre-Rinse Spray Valve_A_Achievable Technical Potential | F7 | Commercial | OR - Miscellaneous | Existing | Water Heating | Natural Gas | Water Heater - Pre-Rinse Spray Valve | A | Cumulative Energy Savings (MWh or mTherms) | Achievable Technical Potential | 0 | 0 | 0 | 0 | 0 | 0 | 0 | 0 | 0 | 0 | 0 | 0 | 0 | 0 | 0 | 0 | 0 | 0 | 0 | 0 | 0 | 0 | 0 | 0 | 0 | 0 | 0
F8_Commercial_OR - Miscellaneous_Existing_Water Heating_Natural Gas_Water Heater - Pre-Rinse Spray Valve_A_Achievable Technical Potential | F8 | Commercial | OR - Miscellaneous | Existing | Water Heating | Natural Gas | Water Heater - Pre-Rinse Spray Valve | A | Cumulative Summer Peak Savings (MW) | Achievable Technical Potential | 0 | 0 | 0 | 0 | 0 | 0 | 0 | 0 | 0 | 0 | 0 | 0 | 0 | 0 | 0 | 0 | 0 | 0 | 0 | 0 | 0 | 0 | 0 | 0 | 0 | 0 | 0
F9_Commercial_OR - Miscellaneous_Existing_Water Heating_Natural Gas_Water Heater - Pre-Rinse Spray Valve_A_Achievable Technical Potential | F9 | Commercial | OR - Miscellaneous | Existing | Water Heating | Natural Gas | Water Heater - Pre-Rinse Spray Valve | A | Cumulative Winter Peak Savings (MW) | Achievable Technical Potential | 0 | 0 | 0 | 0 | 0 | 0 | 0 | 0 | 0 | 0 | 0 | 0 | 0 | 0 | 0 | 0 | 0 | 0 | 0 | 0 | 0 | 0 | 0 | 0 | 0 | 0 | 0
F10_Commercial_OR - Miscellaneous_Existing_Water Heating_Natural Gas_Water Heater - Pre-Rinse Spray Valve_A_Achievable Technical Potential | F10 | Commercial | OR - Miscellaneous | Existing | Water Heating | Natural Gas | Water Heater - Pre-Rinse Spray Valve | A | Purchases (Incremental) | Achievable Technical Potential | 0 | 0 | 0 | 0 | 0 | 0 | 0 | 0 | 0 | 0 | 0 | 0 | 0 | 0 | 0 | 0 | 0 | 0 | 0 | 0 | 0 | 0 | 0 | 0 | 0 | 0 | 0
F11_Commercial_OR - Miscellaneous_Existing_Water Heating_Natural Gas_Water Heater - Pre-Rinse Spray Valve_A_Achievable Technical Potential | F11 | Commercial | OR - Miscellaneous | Existing | Water Heating | Natural Gas | Water Heater - Pre-Rinse Spray Valve | A | Purchases (Cumulative) | Achievable Technical Potential | 0 | 0 | 0 | 0 | 0 | 0 | 0 | 0 | 0 | 0 | 0 | 0 | 0 | 0 | 0 | 0 | 0 | 0 | 0 | 0 | 0 | 0 | 0 | 0 | 0 | 0 | 0
F1_Commercial_OR - Miscellaneous_Existing_Water Heating_Natural Gas_Water Heater - Temperature Setback_A_Achievable Technical Potential | F1 | Commercial | OR - Miscellaneous | Existing | Water Heating | Natural Gas | Water Heater - Temperature Setback | A | Integrated Unit Energy Savings (kWh or therms) | Achievable Technical Potential | 0 | 0 | 100.0384 | 98.3184 | 96.7389 | 95.2903 | 93.963 | 92.7484 | 91.6523 | 90.6826 | 89.8029 | 89.0088 | 88.3413 | 87.7883 | 87.3361 | 86.8591 | 86.4887 | 86.1945 | 85.9638 | 85.7782 | 85.6463 | 85.5528 | 85.4865 | 85.4391 | 85.3752 | 85.3591 | 85.3462
F2_Commercial_OR - Miscellaneous_Existing_Water Heating_Natural Gas_Water Heater - Temperature Setback_A_Achievable Technical Potential | F2 | Commercial | OR - Miscellaneous | Existing | Water Heating | Natural Gas | Water Heater - Temperature Setback | A | Integrated Unit Summer Peak Savings (kW) | Achievable Technical Potential | 0 | 0 | 0 | 0 | 0 | 0 | 0 | 0 | 0 | 0 | 0 | 0 | 0 | 0 | 0 | 0 | 0 | 0 | 0 | 0 | 0 | 0 | 0 | 0 | 0 | 0 | 0
F3_Commercial_OR - Miscellaneous_Existing_Water Heating_Natural Gas_Water Heater - Temperature Setback_A_Achievable Technical Potential | F3 | Commercial | OR - Miscellaneous | Existing | Water Heating | Natural Gas | Water Heater - Temperature Setback | A | Integrated Unit Winter Peak Savings (kW) | Achievable Technical Potential | 0 | 0 | 0 | 0 | 0 | 0 | 0 | 0 | 0 | 0 | 0 | 0 | 0 | 0 | 0 | 0 | 0 | 0 | 0 | 0 | 0 | 0 | 0 | 0 | 0 | 0 | 0
F4_Commercial_OR - Miscellaneous_Existing_Water Heating_Natural Gas_Water Heater - Temperature Setback_A_Achievable Technical Potential | F4 | Commercial | OR - Miscellaneous | Existing | Water Heating | Natural Gas | Water Heater - Temperature Setback | A | Incremental Energy Savings (MWh or mTherms) | Achievable Technical Potential | 0 | 0 | 0.047158 | 0.056907 | 0.022916 | 0.023194 | 0.021569 | 0.025434 | 0 | 0 | 0 | 0 | 0 | 0 | 0 | 0 | 0 | 0 | 0 | 0 | 0 | 0 | 0 | 0 | 0 | 0 | 0
F5_Commercial_OR - Miscellaneous_Existing_Water Heating_Natural Gas_Water Heater - Temperature Setback_A_Achievable Technical Potential | F5 | Commercial | OR - Miscellaneous | Existing | Water Heating | Natural Gas | Water Heater - Temperature Setback | A | Incremental Summer Peak Savings (MW) | Achievable Technical Potential | 0 | 0 | 0 | 0 | 0 | 0 | 0 | 0 | 0 | 0 | 0 | 0 | 0 | 0 | 0 | 0 | 0 | 0 | 0 | 0 | 0 | 0 | 0 | 0 | 0 | 0 | 0
F6_Commercial_OR - Miscellaneous_Existing_Water Heating_Natural Gas_Water Heater - Temperature Setback_A_Achievable Technical Potential | F6 | Commercial | OR - Miscellaneous | Existing | Water Heating | Natural Gas | Water Heater - Temperature Setback | A | Incremental Winter Peak Savings (MW) | Achievable Technical Potential | 0 | 0 | 0 | 0 | 0 | 0 | 0 | 0 | 0 | 0 | 0 | 0 | 0 | 0 | 0 | 0 | 0 | 0 | 0 | 0 | 0 | 0 | 0 | 0 | 0 | 0 | 0
F7_Commercial_OR - Miscellaneous_Existing_Water Heating_Natural Gas_Water Heater - Temperature Setback_A_Achievable Technical Potential | F7 | Commercial | OR - Miscellaneous | Existing | Water Heating | Natural Gas | Water Heater - Temperature Setback | A | Cumulative Energy Savings (MWh or mTherms) | Achievable Technical Potential | 0 | 0 | 0.047158 | 0.10325 | 0.12451 | 0.14584 | 0.16538 | 0.18867 | 0.18644 | 0.18447 | 0.18268 | 0.18107 | 0.17971 | 0.17858 | 0.17766 | 0.17669 | 0.17594 | 0.17534 | 0.17487 | 0.17449 | 0.17423 | 0.17404 | 0.1739 | 0.1738 | 0.17367 | 0.17364 | 0.17362
F8_Commercial_OR - Miscellaneous_Existing_Water Heating_Natural Gas_Water Heater - Temperature Setback_A_Achievable Technical Potential | F8 | Commercial | OR - Miscellaneous | Existing | Water Heating | Natural Gas | Water Heater - Temperature Setback | A | Cumulative Summer Peak Savings (MW) | Achievable Technical Potential | 0 | 0 | 0 | 0 | 0 | 0 | 0 | 0 | 0 | 0 | 0 | 0 | 0 | 0 | 0 | 0 | 0 | 0 | 0 | 0 | 0 | 0 | 0 | 0 | 0 | 0 | 0
F9_Commercial_OR - Miscellaneous_Existing_Water Heating_Natural Gas_Water Heater - Temperature Setback_A_Achievable Technical Potential | F9 | Commercial | OR - Miscellaneous | Existing | Water Heating | Natural Gas | Water Heater - Temperature Setback | A | Cumulative Winter Peak Savings (MW) | Achievable Technical Potential | 0 | 0 | 0 | 0 | 0 | 0 | 0 | 0 | 0 | 0 | 0 | 0 | 0 | 0 | 0 | 0 | 0 | 0 | 0 | 0 | 0 | 0 | 0 | 0 | 0 | 0 | 0
F10_Commercial_OR - Miscellaneous_Existing_Water Heating_Natural Gas_Water Heater - Temperature Setback_A_Achievable Technical Potential | F10 | Commercial | OR - Miscellaneous | Existing | Water Heating | Natural Gas | Water Heater - Temperature Setback | A | Purchases (Incremental) | Achievable Technical Potential | 0 | 0 | 0.4714 | 0.5788 | 0.23688 | 0.2434 | 0.22954 | 0.27423 | 0 | 0 | 0 | 0 | 0 | 0 | 0 | 0 | 0 | 0 | 0 | 0 | 0 | 0 | 0 | 0 | 0 | 0 | 0
F11_Commercial_OR - Miscellaneous_Existing_Water Heating_Natural Gas_Water Heater - Temperature Setback_A_Achievable Technical Potential | F11 | Commercial | OR - Miscellaneous | Existing | Water Heating | Natural Gas | Water Heater - Temperature Setback | A | Purchases (Cumulative) | Achievable Technical Potential | 0 | 0 | 0.4714 | 1.0502 | 1.2871 | 1.5305 | 1.76 | 2.0343 | 2.0343 | 2.0343 | 2.0343 | 2.0343 | 2.0343 | 2.0343 | 2.0343 | 2.0343 | 2.0343 | 2.0343 | 2.0343 | 2.0343 | 2.0343 | 2.0343 | 2.0343 | 2.0343 | 2.0343 | 2.0343 | 2.0343
F1_Commercial_OR - Miscellaneous_Existing_Water Heating_Natural Gas_Water Heater - Faucet Aerators_A_Achievable Technical Potential | F1 | Commercial | OR - Miscellaneous | Existing | Water Heating | Natural Gas | Water Heater - Faucet Aerators | A | Integrated Unit Energy Savings (kWh or therms) | Achievable Technical Potential | 0 | 0 | 7.1454 | 7.0144 | 6.8985 | 6.7919 | 6.6942 | 6.604 | 6.526 | 6.4569 | 6.3943 | 6.3377 | 6.2902 | 6.2508 | 6.2186 | 6.1847 | 6.1583 | 6.1373 | 6.1209 | 6.1077 | 6.0983 | 6.0916 | 6.0869 | 6.0835 | 6.079 | 6.0778 | 6.0769
F2_Commercial_OR - Miscellaneous_Existing_Water Heating_Natural Gas_Water Heater - Faucet Aerators_A_Achievable Technical Potential | F2 | Commercial | OR - Miscellaneous | Existing | Water Heating | Natural Gas | Water Heater - Faucet Aerators | A | Integrated Unit Summer Peak Savings (kW) | Achievable Technical Potential | 0 | 0 | 0 | 0 | 0 | 0 | 0 | 0 | 0 | 0 | 0 | 0 | 0 | 0 | 0 | 0 | 0 | 0 | 0 | 0 | 0 | 0 | 0 | 0 | 0 | 0 | 0
F3_Commercial_OR - Miscellaneous_Existing_Water Heating_Natural Gas_Water Heater - Faucet Aerators_A_Achievable Technical Potential | F3 | Commercial | OR - Miscellaneous | Existing | Water Heating | Natural Gas | Water Heater - Faucet Aerators | A | Integrated Unit Winter Peak Savings (kW) | Achievable Technical Potential | 0 | 0 | 0 | 0 | 0 | 0 | 0 | 0 | 0 | 0 | 0 | 0 | 0 | 0 | 0 | 0 | 0 | 0 | 0 | 0 | 0 | 0 | 0 | 0 | 0 | 0 | 0
F4_Commercial_OR - Miscellaneous_Existing_Water Heating_Natural Gas_Water Heater - Faucet Aerators_A_Achievable Technical Potential | F4 | Commercial | OR - Miscellaneous | Existing | Water Heating | Natural Gas | Water Heater - Faucet Aerators | A | Incremental Energy Savings (MWh or mTherms) | Achievable Technical Potential | 0 | 0 | 0 | 0 | 0 | 0 | 0 | 0 | 0 | 0 | 0 | 0 | 0 | 0 | 0 | 0 | 0 | 0 | 0 | 0 | 0 | 0 | 0 | 0 | 0 | 0 | 0
F5_Commercial_OR - Miscellaneous_Existing_Water Heating_Natural Gas_Water Heater - Faucet Aerators_A_Achievable Technical Potential | F5 | Commercial | OR - Miscellaneous | Existing | Water Heating | Natural Gas | Water Heater - Faucet Aerators | A | Incremental Summer Peak Savings (MW) | Achievable Technical Potential | 0 | 0 | 0 | 0 | 0 | 0 | 0 | 0 | 0 | 0 | 0 | 0 | 0 | 0 | 0 | 0 | 0 | 0 | 0 | 0 | 0 | 0 | 0 | 0 | 0 | 0 | 0
F6_Commercial_OR - Miscellaneous_Existing_Water Heating_Natural Gas_Water Heater - Faucet Aerators_A_Achievable Technical Potential | F6 | Commercial | OR - Miscellaneous | Existing | Water Heating | Natural Gas | Water Heater - Faucet Aerators | A | Incremental Winter Peak Savings (MW) | Achievable Technical Potential | 0 | 0 | 0 | 0 | 0 | 0 | 0 | 0 | 0 | 0 | 0 | 0 | 0 | 0 | 0 | 0 | 0 | 0 | 0 | 0 | 0 | 0 | 0 | 0 | 0 | 0 | 0
F7_Commercial_OR - Miscellaneous_Existing_Water Heating_Natural Gas_Water Heater - Faucet Aerators_A_Achievable Technical Potential | F7 | Commercial | OR - Miscellaneous | Existing | Water Heating | Natural Gas | Water Heater - Faucet Aerators | A | Cumulative Energy Savings (MWh or mTherms) | Achievable Technical Potential | 0 | 0 | 0 | 0 | 0 | 0 | 0 | 0 | 0 | 0 | 0 | 0 | 0 | 0 | 0 | 0 | 0 | 0 | 0 | 0 | 0 | 0 | 0 | 0 | 0 | 0 | 0
F8_Commercial_OR - Miscellaneous_Existing_Water Heating_Natural Gas_Water Heater - Faucet Aerators_A_Achievable Technical Potential | F8 | Commercial | OR - Miscellaneous | Existing | Water Heating | Natural Gas | Water Heater - Faucet Aerators | A | Cumulative Summer Peak Savings (MW) | Achievable Technical Potential | 0 | 0 | 0 | 0 | 0 | 0 | 0 | 0 | 0 | 0 | 0 | 0 | 0 | 0 | 0 | 0 | 0 | 0 | 0 | 0 | 0 | 0 | 0 | 0 | 0 | 0 | 0
F9_Commercial_OR - Miscellaneous_Existing_Water Heating_Natural Gas_Water Heater - Faucet Aerators_A_Achievable Technical Potential | F9 | Commercial | OR - Miscellaneous | Existing | Water Heating | Natural Gas | Water Heater - Faucet Aerators | A | Cumulative Winter Peak Savings (MW) | Achievable Technical Potential | 0 | 0 | 0 | 0 | 0 | 0 | 0 | 0 | 0 | 0 | 0 | 0 | 0 | 0 | 0 | 0 | 0 | 0 | 0 | 0 | 0 | 0 | 0 | 0 | 0 | 0 | 0
F10_Commercial_OR - Miscellaneous_Existing_Water Heating_Natural Gas_Water Heater - Faucet Aerators_A_Achievable Technical Potential | F10 | Commercial | OR - Miscellaneous | Existing | Water Heating | Natural Gas | Water Heater - Faucet Aerators | A | Purchases (Incremental) | Achievable Technical Potential | 0 | 0 | 0 | 0 | 0 | 0 | 0 | 0 | 0 | 0 | 0 | 0 | 0 | 0 | 0 | 0 | 0 | 0 | 0 | 0 | 0 | 0 | 0 | 0 | 0 | 0 | 0
F11_Commercial_OR - Miscellaneous_Existing_Water Heating_Natural Gas_Water Heater - Faucet Aerators_A_Achievable Technical Potential | F11 | Commercial | OR - Miscellaneous | Existing | Water Heating | Natural Gas | Water Heater - Faucet Aerators | A | Purchases (Cumulative) | Achievable Technical Potential | 0 | 0 | 0 | 0 | 0 | 0 | 0 | 0 | 0 | 0 | 0 | 0 | 0 | 0 | 0 | 0 | 0 | 0 | 0 | 0 | 0 | 0 | 0 | 0 | 0 | 0 | 0
F1_Commercial_OR - Miscellaneous_Existing_Water Heating_Natural Gas_Water Heater - Low-Flow Showerheads_A_Achievable Technical Potential | F1 | Commercial | OR - Miscellaneous | Existing | Water Heating | Natural Gas | Water Heater - Low-Flow Showerheads | A | Integrated Unit Energy Savings (kWh or therms) | Achievable Technical Potential | 0 | 0 | 4.1007 | 4.0129 | 3.9316 | 3.854 | 3.7797 | 3.7073 | 3.6404 | 3.5787 | 3.5221 | 3.4723 | 3.4318 | 3.4005 | 3.3804 | 3.3606 | 3.3462 | 3.3349 | 3.3259 | 3.3188 | 3.3136 | 3.31 | 3.3075 | 3.3056 | 3.3032 | 3.3025 | 3.302
F2_Commercial_OR - Miscellaneous_Existing_Water Heating_Natural Gas_Water Heater - Low-Flow Showerheads_A_Achievable Technical Potential | F2 | Commercial | OR - Miscellaneous | Existing | Water Heating | Natural Gas | Water Heater - Low-Flow Showerheads | A | Integrated Unit Summer Peak Savings (kW) | Achievable Technical Potential | 0 | 0 | 0 | 0 | 0 | 0 | 0 | 0 | 0 | 0 | 0 | 0 | 0 | 0 | 0 | 0 | 0 | 0 | 0 | 0 | 0 | 0 | 0 | 0 | 0 | 0 | 0
F3_Commercial_OR - Miscellaneous_Existing_Water Heating_Natural Gas_Water Heater - Low-Flow Showerheads_A_Achievable Technical Potential | F3 | Commercial | OR - Miscellaneous | Existing | Water Heating | Natural Gas | Water Heater - Low-Flow Showerheads | A | Integrated Unit Winter Peak Savings (kW) | Achievable Technical Potential | 0 | 0 | 0 | 0 | 0 | 0 | 0 | 0 | 0 | 0 | 0 | 0 | 0 | 0 | 0 | 0 | 0 | 0 | 0 | 0 | 0 | 0 | 0 | 0 | 0 | 0 | 0
F4_Commercial_OR - Miscellaneous_Existing_Water Heating_Natural Gas_Water Heater - Low-Flow Showerheads_A_Achievable Technical Potential | F4 | Commercial | OR - Miscellaneous | Existing | Water Heating | Natural Gas | Water Heater - Low-Flow Showerheads | A | Incremental Energy Savings (MWh or mTherms) | Achievable Technical Potential | 0 | 0 | 0 | 0 | 0 | 0 | 0 | 0 | 0 | 0 | 0 | 0 | 0 | 0 | 0 | 0 | 0 | 0 | 0 | 0 | 0 | 0 | 0 | 0 | 0 | 0 | 0
F5_Commercial_OR - Miscellaneous_Existing_Water Heating_Natural Gas_Water Heater - Low-Flow Showerheads_A_Achievable Technical Potential | F5 | Commercial | OR - Miscellaneous | Existing | Water Heating | Natural Gas | Water Heater - Low-Flow Showerheads | A | Incremental Summer Peak Savings (MW) | Achievable Technical Potential | 0 | 0 | 0 | 0 | 0 | 0 | 0 | 0 | 0 | 0 | 0 | 0 | 0 | 0 | 0 | 0 | 0 | 0 | 0 | 0 | 0 | 0 | 0 | 0 | 0 | 0 | 0
F6_Commercial_OR - Miscellaneous_Existing_Water Heating_Natural Gas_Water Heater - Low-Flow Showerheads_A_Achievable Technical Potential | F6 | Commercial | OR - Miscellaneous | Existing | Water Heating | Natural Gas | Water Heater - Low-Flow Showerheads | A | Incremental Winter Peak Savings (MW) | Achievable Technical Potential | 0 | 0 | 0 | 0 | 0 | 0 | 0 | 0 | 0 | 0 | 0 | 0 | 0 | 0 | 0 | 0 | 0 | 0 | 0 | 0 | 0 | 0 | 0 | 0 | 0 | 0 | 0
F7_Commercial_OR - Miscellaneous_Existing_Water Heating_Natural Gas_Water Heater - Low-Flow Showerheads_A_Achievable Technical Potential | F7 | Commercial | OR - Miscellaneous | Existing | Water Heating | Natural Gas | Water Heater - Low-Flow Showerheads | A | Cumulative Energy Savings (MWh or mTherms) | Achievable Technical Potential | 0 | 0 | 0 | 0 | 0 | 0 | 0 | 0 | 0 | 0 | 0 | 0 | 0 | 0 | 0 | 0 | 0 | 0 | 0 | 0 | 0 | 0 | 0 | 0 | 0 | 0 | 0
F8_Commercial_OR - Miscellaneous_Existing_Water Heating_Natural Gas_Water Heater - Low-Flow Showerheads_A_Achievable Technical Potential | F8 | Commercial | OR - Miscellaneous | Existing | Water Heating | Natural Gas | Water Heater - Low-Flow Showerheads | A | Cumulative Summer Peak Savings (MW) | Achievable Technical Potential | 0 | 0 | 0 | 0 | 0 | 0 | 0 | 0 | 0 | 0 | 0 | 0 | 0 | 0 | 0 | 0 | 0 | 0 | 0 | 0 | 0 | 0 | 0 | 0 | 0 | 0 | 0
F9_Commercial_OR - Miscellaneous_Existing_Water Heating_Natural Gas_Water Heater - Low-Flow Showerheads_A_Achievable Technical Potential | F9 | Commercial | OR - Miscellaneous | Existing | Water Heating | Natural Gas | Water Heater - Low-Flow Showerheads | A | Cumulative Winter Peak Savings (MW) | Achievable Technical Potential | 0 | 0 | 0 | 0 | 0 | 0 | 0 | 0 | 0 | 0 | 0 | 0 | 0 | 0 | 0 | 0 | 0 | 0 | 0 | 0 | 0 | 0 | 0 | 0 | 0 | 0 | 0
F10_Commercial_OR - Miscellaneous_Existing_Water Heating_Natural Gas_Water Heater - Low-Flow Showerheads_A_Achievable Technical Potential | F10 | Commercial | OR - Miscellaneous | Existing | Water Heating | Natural Gas | Water Heater - Low-Flow Showerheads | A | Purchases (Incremental) | Achievable Technical Potential | 0 | 0 | 0 | 0 | 0 | 0 | 0 | 0 | 0 | 0 | 0 | 0 | 0 | 0 | 0 | 0 | 0 | 0 | 0 | 0 | 0 | 0 | 0 | 0 | 0 | 0 | 0
F11_Commercial_OR - Miscellaneous_Existing_Water Heating_Natural Gas_Water Heater - Low-Flow Showerheads_A_Achievable Technical Potential | F11 | Commercial | OR - Miscellaneous | Existing | Water Heating | Natural Gas | Water Heater - Low-Flow Showerheads | A | Purchases (Cumulative) | Achievable Technical Potential | 0 | 0 | 0 | 0 | 0 | 0 | 0 | 0 | 0 | 0 | 0 | 0 | 0 | 0 | 0 | 0 | 0 | 0 | 0 | 0 | 0 | 0 | 0 | 0 | 0 | 0 | 0
F1_Commercial_OR - Miscellaneous_Existing_Water Heating_Natural Gas_Water Heater - Tank Blanket/Insulation_A_Achievable Technical Potential | F1 | Commercial | OR - Miscellaneous | Existing | Water Heating | Natural Gas | Water Heater - Tank Blanket/Insulation | A | Integrated Unit Energy Savings (kWh or therms) | Achievable Technical Potential | 0 | 0 | 193.3769 | 190.1773 | 187.2731 | 184.6418 | 182.2648 | 180.1343 | 178.2505 | 176.6129 | 175.132 | 173.782 | 172.6315 | 171.6552 | 170.833 | 169.929 | 169.2043 | 168.6287 | 168.1774 | 167.8144 | 167.5563 | 167.3734 | 167.2436 | 167.1509 | 167.0259 | 166.9943 | 166.9691
F2_Commercial_OR - Miscellaneous_Existing_Water Heating_Natural Gas_Water Heater - Tank Blanket/Insulation_A_Achievable Technical Potential | F2 | Commercial | OR - Miscellaneous | Existing | Water Heating | Natural Gas | Water Heater - Tank Blanket/Insulation | A | Integrated Unit Summer Peak Savings (kW) | Achievable Technical Potential | 0 | 0 | 0 | 0 | 0 | 0 | 0 | 0 | 0 | 0 | 0 | 0 | 0 | 0 | 0 | 0 | 0 | 0 | 0 | 0 | 0 | 0 | 0 | 0 | 0 | 0 | 0
F3_Commercial_OR - Miscellaneous_Existing_Water Heating_Natural Gas_Water Heater - Tank Blanket/Insulation_A_Achievable Technical Potential | F3 | Commercial | OR - Miscellaneous | Existing | Water Heating | Natural Gas | Water Heater - Tank Blanket/Insulation | A | Integrated Unit Winter Peak Savings (kW) | Achievable Technical Potential | 0 | 0 | 0 | 0 | 0 | 0 | 0 | 0 | 0 | 0 | 0 | 0 | 0 | 0 | 0 | 0 | 0 | 0 | 0 | 0 | 0 | 0 | 0 | 0 | 0 | 0 | 0
F4_Commercial_OR - Miscellaneous_Existing_Water Heating_Natural Gas_Water Heater - Tank Blanket/Insulation_A_Achievable Technical Potential | F4 | Commercial | OR - Miscellaneous | Existing | Water Heating | Natural Gas | Water Heater - Tank Blanket/Insulation | A | Incremental Energy Savings (MWh or mTherms) | Achievable Technical Potential | 0 | 0 | 0.026811 | 0.032375 | 0.039012 | 0.044651 | 0.050274 | 0.05809 | 0.063059 | 0.063827 | 0.059645 | 0.050875 | 0.039108 | 0.026687 | 0.015893 | 0.0073841 | 0 | 0 | 0 | 0 | 0 | 0 | 0 | 0 | 0 | 0 | 0
F5_Commercial_OR - Miscellaneous_Existing_Water Heating_Natural Gas_Water Heater - Tank Blanket/Insulation_A_Achievable Technical Potential | F5 | Commercial | OR - Miscellaneous | Existing | Water Heating | Natural Gas | Water Heater - Tank Blanket/Insulation | A | Incremental Summer Peak Savings (MW) | Achievable Technical Potential | 0 | 0 | 0 | 0 | 0 | 0 | 0 | 0 | 0 | 0 | 0 | 0 | 0 | 0 | 0 | 0 | 0 | 0 | 0 | 0 | 0 | 0 | 0 | 0 | 0 | 0 | 0
F6_Commercial_OR - Miscellaneous_Existing_Water Heating_Natural Gas_Water Heater - Tank Blanket/Insulation_A_Achievable Technical Potential | F6 | Commercial | OR - Miscellaneous | Existing | Water Heating | Natural Gas | Water Heater - Tank Blanket/Insulation | A | Incremental Winter Peak Savings (MW) | Achievable Technical Potential | 0 | 0 | 0 | 0 | 0 | 0 | 0 | 0 | 0 | 0 | 0 | 0 | 0 | 0 | 0 | 0 | 0 | 0 | 0 | 0 | 0 | 0 | 0 | 0 | 0 | 0 | 0
F7_Commercial_OR - Miscellaneous_Existing_Water Heating_Natural Gas_Water Heater - Tank Blanket/Insulation_A_Achievable Technical Potential | F7 | Commercial | OR - Miscellaneous | Existing | Water Heating | Natural Gas | Water Heater - Tank Blanket/Insulation | A | Cumulative Energy Savings (MWh or mTherms) | Achievable Technical Potential | 0 | 0 | 0.026811 | 0.058742 | 0.096857 | 0.14015 | 0.18862 | 0.2445 | 0.305 | 0.36603 | 0.4226 | 0.47022 | 0.50622 | 0.53004 | 0.5434 | 0.54791 | 0.54557 | 0.54371 | 0.54226 | 0.54109 | 0.54026 | 0.53967 | 0.53925 | 0.53895 | 0.53854 | 0.53844 | 0.53836
F8_Commercial_OR - Miscellaneous_Existing_Water Heating_Natural Gas_Water Heater - Tank Blanket/Insulation_A_Achievable Technical Potential | F8 | Commercial | OR - Miscellaneous | Existing | Water Heating | Natural Gas | Water Heater - Tank Blanket/Insulation | A | Cumulative Summer Peak Savings (MW) | Achievable Technical Potential | 0 | 0 | 0 | 0 | 0 | 0 | 0 | 0 | 0 | 0 | 0 | 0 | 0 | 0 | 0 | 0 | 0 | 0 | 0 | 0 | 0 | 0 | 0 | 0 | 0 | 0 | 0
F9_Commercial_OR - Miscellaneous_Existing_Water Heating_Natural Gas_Water Heater - Tank Blanket/Insulation_A_Achievable Technical Potential | F9 | Commercial | OR - Miscellaneous | Existing | Water Heating | Natural Gas | Water Heater - Tank Blanket/Insulation | A | Cumulative Winter Peak Savings (MW) | Achievable Technical Potential | 0 | 0 | 0 | 0 | 0 | 0 | 0 | 0 | 0 | 0 | 0 | 0 | 0 | 0 | 0 | 0 | 0 | 0 | 0 | 0 | 0 | 0 | 0 | 0 | 0 | 0 | 0
F10_Commercial_OR - Miscellaneous_Existing_Water Heating_Natural Gas_Water Heater - Tank Blanket/Insulation_A_Achievable Technical Potential | F10 | Commercial | OR - Miscellaneous | Existing | Water Heating | Natural Gas | Water Heater - Tank Blanket/Insulation | A | Purchases (Incremental) | Achievable Technical Potential | 0 | 0 | 0.13865 | 0.17023 | 0.20832 | 0.24182 | 0.27583 | 0.32248 | 0.35376 | 0.3614 | 0.34057 | 0.29275 | 0.22654 | 0.15547 | 0.093035 | 0.043454 | 0 | 0 | 0 | 0 | 0 | 0 | 0 | 0 | 0 | 0 | 0
F11_Commercial_OR - Miscellaneous_Existing_Water Heating_Natural Gas_Water Heater - Tank Blanket/Insulation_A_Achievable Technical Potential | F11 | Commercial | OR - Miscellaneous | Existing | Water Heating | Natural Gas | Water Heater - Tank Blanket/Insulation | A | Purchases (Cumulative) | Achievable Technical Potential | 0 | 0 | 0.13865 | 0.30888 | 0.5172 | 0.75902 | 1.0349 | 1.3573 | 1.7111 | 2.0725 | 2.4131 | 2.7058 | 2.9324 | 3.0878 | 3.1809 | 3.2243 | 3.2243 | 3.2243 | 3.2243 | 3.2243 | 3.2243 | 3.2243 | 3.2243 | 3.2243 | 3.2243 | 3.2243 | 3.2243
F1_Commercial_OR - Miscellaneous_Existing_Water Heating_Natural Gas_Water Heater - Drainwater Heat Recovery_A_Achievable Technical Potential | F1 | Commercial | OR - Miscellaneous | Existing | Water Heating | Natural Gas | Water Heater - Drainwater Heat Recovery | A | Integrated Unit Energy Savings (kWh or therms) | Achievable Technical Potential | 0 | 0 | 10.9729 | 10.7381 | 10.5205 | 10.3127 | 10.114 | 9.9203 | 9.7413 | 9.5762 | 9.4248 | 9.2913 | 9.1831 | 9.0993 | 9.0456 | 8.9925 | 8.9541 | 8.9237 | 8.8998 | 8.8806 | 8.8669 | 8.8572 | 8.8504 | 8.8455 | 8.8388 | 8.8372 | 8.8358
F2_Commercial_OR - Miscellaneous_Existing_Water Heating_Natural Gas_Water Heater - Drainwater Heat Recovery_A_Achievable Technical Potential | F2 | Commercial | OR - Miscellaneous | Existing | Water Heating | Natural Gas | Water Heater - Drainwater Heat Recovery | A | Integrated Unit Summer Peak Savings (kW) | Achievable Technical Potential | 0 | 0 | 0 | 0 | 0 | 0 | 0 | 0 | 0 | 0 | 0 | 0 | 0 | 0 | 0 | 0 | 0 | 0 | 0 | 0 | 0 | 0 | 0 | 0 | 0 | 0 | 0
F3_Commercial_OR - Miscellaneous_Existing_Water Heating_Natural Gas_Water Heater - Drainwater Heat Recovery_A_Achievable Technical Potential | F3 | Commercial | OR - Miscellaneous | Existing | Water Heating | Natural Gas | Water Heater - Drainwater Heat Recovery | A | Integrated Unit Winter Peak Savings (kW) | Achievable Technical Potential | 0 | 0 | 0 | 0 | 0 | 0 | 0 | 0 | 0 | 0 | 0 | 0 | 0 | 0 | 0 | 0 | 0 | 0 | 0 | 0 | 0 | 0 | 0 | 0 | 0 | 0 | 0
F4_Commercial_OR - Miscellaneous_Existing_Water Heating_Natural Gas_Water Heater - Drainwater Heat Recovery_A_Achievable Technical Potential | F4 | Commercial | OR - Miscellaneous | Existing | Water Heating | Natural Gas | Water Heater - Drainwater Heat Recovery | A | Incremental Energy Savings (MWh or mTherms) | Achievable Technical Potential | 0 | 0 | 0 | 0 | 0 | 0 | 0 | 0 | 0 | 0 | 0 | 0 | 0 | 0 | 0 | 0 | 0 | 0 | 0 | 0 | 0 | 0 | 0 | 0 | 0 | 0 | 0
F5_Commercial_OR - Miscellaneous_Existing_Water Heating_Natural Gas_Water Heater - Drainwater Heat Recovery_A_Achievable Technical Potential | F5 | Commercial | OR - Miscellaneous | Existing | Water Heating | Natural Gas | Water Heater - Drainwater Heat Recovery | A | Incremental Summer Peak Savings (MW) | Achievable Technical Potential | 0 | 0 | 0 | 0 | 0 | 0 | 0 | 0 | 0 | 0 | 0 | 0 | 0 | 0 | 0 | 0 | 0 | 0 | 0 | 0 | 0 | 0 | 0 | 0 | 0 | 0 | 0
F6_Commercial_OR - Miscellaneous_Existing_Water Heating_Natural Gas_Water Heater - Drainwater Heat Recovery_A_Achievable Technical Potential | F6 | Commercial | OR - Miscellaneous | Existing | Water Heating | Natural Gas | Water Heater - Drainwater Heat Recovery | A | Incremental Winter Peak Savings (MW) | Achievable Technical Potential | 0 | 0 | 0 | 0 | 0 | 0 | 0 | 0 | 0 | 0 | 0 | 0 | 0 | 0 | 0 | 0 | 0 | 0 | 0 | 0 | 0 | 0 | 0 | 0 | 0 | 0 | 0
F7_Commercial_OR - Miscellaneous_Existing_Water Heating_Natural Gas_Water Heater - Drainwater Heat Recovery_A_Achievable Technical Potential | F7 | Commercial | OR - Miscellaneous | Existing | Water Heating | Natural Gas | Water Heater - Drainwater Heat Recovery | A | Cumulative Energy Savings (MWh or mTherms) | Achievable Technical Potential | 0 | 0 | 0 | 0 | 0 | 0 | 0 | 0 | 0 | 0 | 0 | 0 | 0 | 0 | 0 | 0 | 0 | 0 | 0 | 0 | 0 | 0 | 0 | 0 | 0 | 0 | 0
F8_Commercial_OR - Miscellaneous_Existing_Water Heating_Natural Gas_Water Heater - Drainwater Heat Recovery_A_Achievable Technical Potential | F8 | Commercial | OR - Miscellaneous | Existing | Water Heating | Natural Gas | Water Heater - Drainwater Heat Recovery | A | Cumulative Summer Peak Savings (MW) | Achievable Technical Potential | 0 | 0 | 0 | 0 | 0 | 0 | 0 | 0 | 0 | 0 | 0 | 0 | 0 | 0 | 0 | 0 | 0 | 0 | 0 | 0 | 0 | 0 | 0 | 0 | 0 | 0 | 0
F9_Commercial_OR - Miscellaneous_Existing_Water Heating_Natural Gas_Water Heater - Drainwater Heat Recovery_A_Achievable Technical Potential | F9 | Commercial | OR - Miscellaneous | Existing | Water Heating | Natural Gas | Water Heater - Drainwater Heat Recovery | A | Cumulative Winter Peak Savings (MW) | Achievable Technical Potential | 0 | 0 | 0 | 0 | 0 | 0 | 0 | 0 | 0 | 0 | 0 | 0 | 0 | 0 | 0 | 0 | 0 | 0 | 0 | 0 | 0 | 0 | 0 | 0 | 0 | 0 | 0
F10_Commercial_OR - Miscellaneous_Existing_Water Heating_Natural Gas_Water Heater - Drainwater Heat Recovery_A_Achievable Technical Potential | F10 | Commercial | OR - Miscellaneous | Existing | Water Heating | Natural Gas | Water Heater - Drainwater Heat Recovery | A | Purchases (Incremental) | Achievable Technical Potential | 0 | 0 | 0 | 0 | 0 | 0 | 0 | 0 | 0 | 0 | 0 | 0 | 0 | 0 | 0 | 0 | 0 | 0 | 0 | 0 | 0 | 0 | 0 | 0 | 0 | 0 | 0
F11_Commercial_OR - Miscellaneous_Existing_Water Heating_Natural Gas_Water Heater - Drainwater Heat Recovery_A_Achievable Technical Potential | F11 | Commercial | OR - Miscellaneous | Existing | Water Heating | Natural Gas | Water Heater - Drainwater Heat Recovery | A | Purchases (Cumulative) | Achievable Technical Potential | 0 | 0 | 0 | 0 | 0 | 0 | 0 | 0 | 0 | 0 | 0 | 0 | 0 | 0 | 0 | 0 | 0 | 0 | 0 | 0 | 0 | 0 | 0 | 0 | 0 | 0 | 0
F1_Commercial_OR - Miscellaneous_Existing_Water Heating_Natural Gas_Water Heater - Circulation Pump Controls_A_Achievable Technical Potential | F1 | Commercial | OR - Miscellaneous | Existing | Water Heating | Natural Gas | Water Heater - Circulation Pump Controls | A | Integrated Unit Energy Savings (kWh or therms) | Achievable Technical Potential | 0 | 0 | 577.6431 | 567.0534 | 557.6787 | 549.0596 | 541.1622 | 533.8729 | 527.5637 | 521.9819 | 516.9179 | 512.3473 | 508.505 | 505.3219 | 502.7185 | 499.9731 | 497.841 | 496.1474 | 494.8196 | 493.7514 | 492.9921 | 492.4541 | 492.0722 | 491.7992 | 491.4314 | 491.3386 | 491.2644
F2_Commercial_OR - Miscellaneous_Existing_Water Heating_Natural Gas_Water Heater - Circulation Pump Controls_A_Achievable Technical Potential | F2 | Commercial | OR - Miscellaneous | Existing | Water Heating | Natural Gas | Water Heater - Circulation Pump Controls | A | Integrated Unit Summer Peak Savings (kW) | Achievable Technical Potential | 0 | 0 | 0 | 0 | 0 | 0 | 0 | 0 | 0 | 0 | 0 | 0 | 0 | 0 | 0 | 0 | 0 | 0 | 0 | 0 | 0 | 0 | 0 | 0 | 0 | 0 | 0
F3_Commercial_OR - Miscellaneous_Existing_Water Heating_Natural Gas_Water Heater - Circulation Pump Controls_A_Achievable Technical Potential | F3 | Commercial | OR - Miscellaneous | Existing | Water Heating | Natural Gas | Water Heater - Circulation Pump Controls | A | Integrated Unit Winter Peak Savings (kW) | Achievable Technical Potential | 0 | 0 | 0 | 0 | 0 | 0 | 0 | 0 | 0 | 0 | 0 | 0 | 0 | 0 | 0 | 0 | 0 | 0 | 0 | 0 | 0 | 0 | 0 | 0 | 0 | 0 | 0
F4_Commercial_OR - Miscellaneous_Existing_Water Heating_Natural Gas_Water Heater - Circulation Pump Controls_A_Achievable Technical Potential | F4 | Commercial | OR - Miscellaneous | Existing | Water Heating | Natural Gas | Water Heater - Circulation Pump Controls | A | Incremental Energy Savings (MWh or mTherms) | Achievable Technical Potential | 0 | 0 | 0.069897 | 0.08425 | 0.10139 | 0.11588 | 0.13028 | 0.15026 | 0.16289 | 0.16464 | 0.15365 | 0.13091 | 0.10054 | 0.068567 | 0 | 0 | 0 | 0 | 0 | 0 | 0 | 0 | 0 | 0 | 0 | 0 | 0
F5_Commercial_OR - Miscellaneous_Existing_Water Heating_Natural Gas_Water Heater - Circulation Pump Controls_A_Achievable Technical Potential | F5 | Commercial | OR - Miscellaneous | Existing | Water Heating | Natural Gas | Water Heater - Circulation Pump Controls | A | Incremental Summer Peak Savings (MW) | Achievable Technical Potential | 0 | 0 | 0 | 0 | 0 | 0 | 0 | 0 | 0 | 0 | 0 | 0 | 0 | 0 | 0 | 0 | 0 | 0 | 0 | 0 | 0 | 0 | 0 | 0 | 0 | 0 | 0
F6_Commercial_OR - Miscellaneous_Existing_Water Heating_Natural Gas_Water Heater - Circulation Pump Controls_A_Achievable Technical Potential | F6 | Commercial | OR - Miscellaneous | Existing | Water Heating | Natural Gas | Water Heater - Circulation Pump Controls | A | Incremental Winter Peak Savings (MW) | Achievable Technical Potential | 0 | 0 | 0 | 0 | 0 | 0 | 0 | 0 | 0 | 0 | 0 | 0 | 0 | 0 | 0 | 0 | 0 | 0 | 0 | 0 | 0 | 0 | 0 | 0 | 0 | 0 | 0
F7_Commercial_OR - Miscellaneous_Existing_Water Heating_Natural Gas_Water Heater - Circulation Pump Controls_A_Achievable Technical Potential | F7 | Commercial | OR - Miscellaneous | Existing | Water Heating | Natural Gas | Water Heater - Circulation Pump Controls | A | Cumulative Energy Savings (MWh or mTherms) | Achievable Technical Potential | 0 | 0 | 0.069897 | 0.15287 | 0.25173 | 0.36372 | 0.48877 | 0.63244 | 0.78785 | 0.94416 | 1.0886 | 1.2099 | 1.3014 | 1.3618 | 1.3548 | 1.3474 | 1.3416 | 1.3371 | 1.3335 | 1.3306 | 1.3286 | 1.3271 | 1.3261 | 1.3254 | 1.3244 | 1.3241 | 1.3239
F8_Commercial_OR - Miscellaneous_Existing_Water Heating_Natural Gas_Water Heater - Circulation Pump Controls_A_Achievable Technical Potential | F8 | Commercial | OR - Miscellaneous | Existing | Water Heating | Natural Gas | Water Heater - Circulation Pump Controls | A | Cumulative Summer Peak Savings (MW) | Achievable Technical Potential | 0 | 0 | 0 | 0 | 0 | 0 | 0 | 0 | 0 | 0 | 0 | 0 | 0 | 0 | 0 | 0 | 0 | 0 | 0 | 0 | 0 | 0 | 0 | 0 | 0 | 0 | 0
F9_Commercial_OR - Miscellaneous_Existing_Water Heating_Natural Gas_Water Heater - Circulation Pump Controls_A_Achievable Technical Potential | F9 | Commercial | OR - Miscellaneous | Existing | Water Heating | Natural Gas | Water Heater - Circulation Pump Controls | A | Cumulative Winter Peak Savings (MW) | Achievable Technical Potential | 0 | 0 | 0 | 0 | 0 | 0 | 0 | 0 | 0 | 0 | 0 | 0 | 0 | 0 | 0 | 0 | 0 | 0 | 0 | 0 | 0 | 0 | 0 | 0 | 0 | 0 | 0
F10_Commercial_OR - Miscellaneous_Existing_Water Heating_Natural Gas_Water Heater - Circulation Pump Controls_A_Achievable Technical Potential | F10 | Commercial | OR - Miscellaneous | Existing | Water Heating | Natural Gas | Water Heater - Circulation Pump Controls | A | Purchases (Incremental) | Achievable Technical Potential | 0 | 0 | 0.121 | 0.14857 | 0.18181 | 0.21105 | 0.24073 | 0.28145 | 0.30875 | 0.31541 | 0.29724 | 0.2555 | 0.19772 | 0.13569 | 0 | 0 | 0 | 0 | 0 | 0 | 0 | 0 | 0 | 0 | 0 | 0 | 0
F11_Commercial_OR - Miscellaneous_Existing_Water Heating_Natural Gas_Water Heater - Circulation Pump Controls_A_Achievable Technical Potential | F11 | Commercial | OR - Miscellaneous | Existing | Water Heating | Natural Gas | Water Heater - Circulation Pump Controls | A | Purchases (Cumulative) | Achievable Technical Potential | 0 | 0 | 0.121 | 0.26958 | 0.45139 | 0.66244 | 0.90318 | 1.1846 | 1.4934 | 1.8088 | 2.106 | 2.3615 | 2.5592 | 2.6949 | 2.6949 | 2.6949 | 2.6949 | 2.6949 | 2.6949 | 2.6949 | 2.6949 | 2.6949 | 2.6949 | 2.6949 | 2.6949 | 2.6949 | 2.6949
F1_Commercial_OR - Miscellaneous_Existing_Water Heating_Natural Gas_Water Heater - Pipe Insulation_A_Achievable Technical Potential | F1 | Commercial | OR - Miscellaneous | Existing | Water Heating | Natural Gas | Water Heater - Pipe Insulation | A | Integrated Unit Energy Savings (kWh or therms) | Achievable Technical Potential | 0 | 0 | 4.8211 | 4.7245 | 4.6366 | 4.5538 | 4.4757 | 4.4009 | 4.3331 | 4.2714 | 4.2151 | 4.1652 | 4.1242 | 4.0918 | 4.0707 | 4.0484 | 4.0312 | 4.0175 | 4.0067 | 3.9981 | 3.9919 | 3.9876 | 3.9845 | 3.9823 | 3.9793 | 3.9785 | 3.9779
F2_Commercial_OR - Miscellaneous_Existing_Water Heating_Natural Gas_Water Heater - Pipe Insulation_A_Achievable Technical Potential | F2 | Commercial | OR - Miscellaneous | Existing | Water Heating | Natural Gas | Water Heater - Pipe Insulation | A | Integrated Unit Summer Peak Savings (kW) | Achievable Technical Potential | 0 | 0 | 0 | 0 | 0 | 0 | 0 | 0 | 0 | 0 | 0 | 0 | 0 | 0 | 0 | 0 | 0 | 0 | 0 | 0 | 0 | 0 | 0 | 0 | 0 | 0 | 0
F3_Commercial_OR - Miscellaneous_Existing_Water Heating_Natural Gas_Water Heater - Pipe Insulation_A_Achievable Technical Potential | F3 | Commercial | OR - Miscellaneous | Existing | Water Heating | Natural Gas | Water Heater - Pipe Insulation | A | Integrated Unit Winter Peak Savings (kW) | Achievable Technical Potential | 0 | 0 | 0 | 0 | 0 | 0 | 0 | 0 | 0 | 0 | 0 | 0 | 0 | 0 | 0 | 0 | 0 | 0 | 0 | 0 | 0 | 0 | 0 | 0 | 0 | 0 | 0
F4_Commercial_OR - Miscellaneous_Existing_Water Heating_Natural Gas_Water Heater - Pipe Insulation_A_Achievable Technical Potential | F4 | Commercial | OR - Miscellaneous | Existing | Water Heating | Natural Gas | Water Heater - Pipe Insulation | A | Incremental Energy Savings (MWh or mTherms) | Achievable Technical Potential | 0 | 0 | 0.021051 | 0.02533 | 0.03042 | 0.034682 | 0.038881 | 0.044697 | 0.048278 | 0.048616 | 0.045211 | 0.038403 | 0.029425 | 0.020035 | 0.011927 | 0.0055405 | 0 | 0 | 0 | 0 | 0 | 0 | 0 | 0 | 0 | 0 | 0
F5_Commercial_OR - Miscellaneous_Existing_Water Heating_Natural Gas_Water Heater - Pipe Insulation_A_Achievable Technical Potential | F5 | Commercial | OR - Miscellaneous | Existing | Water Heating | Natural Gas | Water Heater - Pipe Insulation | A | Incremental Summer Peak Savings (MW) | Achievable Technical Potential | 0 | 0 | 0 | 0 | 0 | 0 | 0 | 0 | 0 | 0 | 0 | 0 | 0 | 0 | 0 | 0 | 0 | 0 | 0 | 0 | 0 | 0 | 0 | 0 | 0 | 0 | 0
F6_Commercial_OR - Miscellaneous_Existing_Water Heating_Natural Gas_Water Heater - Pipe Insulation_A_Achievable Technical Potential | F6 | Commercial | OR - Miscellaneous | Existing | Water Heating | Natural Gas | Water Heater - Pipe Insulation | A | Incremental Winter Peak Savings (MW) | Achievable Technical Potential | 0 | 0 | 0 | 0 | 0 | 0 | 0 | 0 | 0 | 0 | 0 | 0 | 0 | 0 | 0 | 0 | 0 | 0 | 0 | 0 | 0 | 0 | 0 | 0 | 0 | 0 | 0
F7_Commercial_OR - Miscellaneous_Existing_Water Heating_Natural Gas_Water Heater - Pipe Insulation_A_Achievable Technical Potential | F7 | Commercial | OR - Miscellaneous | Existing | Water Heating | Natural Gas | Water Heater - Pipe Insulation | A | Cumulative Energy Savings (MWh or mTherms) | Achievable Technical Potential | 0 | 0 | 0.021051 | 0.04596 | 0.075525 | 0.10886 | 0.14587 | 0.18813 | 0.23351 | 0.2788 | 0.32034 | 0.35495 | 0.38088 | 0.39792 | 0.4078 | 0.41111 | 0.40936 | 0.40797 | 0.40687 | 0.40599 | 0.40537 | 0.40493 | 0.40461 | 0.40439 | 0.40409 | 0.40401 | 0.40395
F8_Commercial_OR - Miscellaneous_Existing_Water Heating_Natural Gas_Water Heater - Pipe Insulation_A_Achievable Technical Potential | F8 | Commercial | OR - Miscellaneous | Existing | Water Heating | Natural Gas | Water Heater - Pipe Insulation | A | Cumulative Summer Peak Savings (MW) | Achievable Technical Potential | 0 | 0 | 0 | 0 | 0 | 0 | 0 | 0 | 0 | 0 | 0 | 0 | 0 | 0 | 0 | 0 | 0 | 0 | 0 | 0 | 0 | 0 | 0 | 0 | 0 | 0 | 0
F9_Commercial_OR - Miscellaneous_Existing_Water Heating_Natural Gas_Water Heater - Pipe Insulation_A_Achievable Technical Potential | F9 | Commercial | OR - Miscellaneous | Existing | Water Heating | Natural Gas | Water Heater - Pipe Insulation | A | Cumulative Winter Peak Savings (MW) | Achievable Technical Potential | 0 | 0 | 0 | 0 | 0 | 0 | 0 | 0 | 0 | 0 | 0 | 0 | 0 | 0 | 0 | 0 | 0 | 0 | 0 | 0 | 0 | 0 | 0 | 0 | 0 | 0 | 0
F10_Commercial_OR - Miscellaneous_Existing_Water Heating_Natural Gas_Water Heater - Pipe Insulation_A_Achievable Technical Potential | F10 | Commercial | OR - Miscellaneous | Existing | Water Heating | Natural Gas | Water Heater - Pipe Insulation | A | Purchases (Incremental) | Achievable Technical Potential | 0 | 0 | 4.3666 | 5.3614 | 6.5608 | 7.6161 | 8.6871 | 10.1563 | 11.1416 | 11.3819 | 10.7261 | 9.22 | 7.1348 | 4.8965 | 2.9301 | 1.3685 | 0 | 0 | 0 | 0 | 0 | 0 | 0 | 0 | 0 | 0 | 0
F11_Commercial_OR - Miscellaneous_Existing_Water Heating_Natural Gas_Water Heater - Pipe Insulation_A_Achievable Technical Potential | F11 | Commercial | OR - Miscellaneous | Existing | Water Heating | Natural Gas | Water Heater - Pipe Insulation | A | Purchases (Cumulative) | Achievable Technical Potential | 0 | 0 | 4.3666 | 9.728 | 16.2888 | 23.9049 | 32.592 | 42.7483 | 53.8899 | 65.2718 | 75.9979 | 85.2179 | 92.3527 | 97.2491 | 100.1792 | 101.5478 | 101.5478 | 101.5478 | 101.5478 | 101.5478 | 101.5478 | 101.5478 | 101.5478 | 101.5478 | 101.5478 | 101.5478 | 101.5478
F1_Commercial_OR - Miscellaneous_Existing_Water Heating_Natural Gas_Water Heater - Motion Control Faucet_A_Achievable Technical Potential | F1 | Commercial | OR - Miscellaneous | Existing | Water Heating | Natural Gas | Water Heater - Motion Control Faucet | A | Integrated Unit Energy Savings (kWh or therms) | Achievable Technical Potential | 0 | 0 | 0 | 0 | 0 | 0 | 0 | 0 | 0 | 0 | 0 | 0 | 0 | 0 | 0 | 0 | 0 | 0 | 0 | 0 | 0 | 0 | 0 | 0 | 0 | 0 | 0
F2_Commercial_OR - Miscellaneous_Existing_Water Heating_Natural Gas_Water Heater - Motion Control Faucet_A_Achievable Technical Potential | F2 | Commercial | OR - Miscellaneous | Existing | Water Heating | Natural Gas | Water Heater - Motion Control Faucet | A | Integrated Unit Summer Peak Savings (kW) | Achievable Technical Potential | 0 | 0 | 0 | 0 | 0 | 0 | 0 | 0 | 0 | 0 | 0 | 0 | 0 | 0 | 0 | 0 | 0 | 0 | 0 | 0 | 0 | 0 | 0 | 0 | 0 | 0 | 0
F3_Commercial_OR - Miscellaneous_Existing_Water Heating_Natural Gas_Water Heater - Motion Control Faucet_A_Achievable Technical Potential | F3 | Commercial | OR - Miscellaneous | Existing | Water Heating | Natural Gas | Water Heater - Motion Control Faucet | A | Integrated Unit Winter Peak Savings (kW) | Achievable Technical Potential | 0 | 0 | 0 | 0 | 0 | 0 | 0 | 0 | 0 | 0 | 0 | 0 | 0 | 0 | 0 | 0 | 0 | 0 | 0 | 0 | 0 | 0 | 0 | 0 | 0 | 0 | 0
F4_Commercial_OR - Miscellaneous_Existing_Water Heating_Natural Gas_Water Heater - Motion Control Faucet_A_Achievable Technical Potential | F4 | Commercial | OR - Miscellaneous | Existing | Water Heating | Natural Gas | Water Heater - Motion Control Faucet | A | Incremental Energy Savings (MWh or mTherms) | Achievable Technical Potential | 0 | 0 | 0 | 0 | 0 | 0 | 0 | 0 | 0 | 0 | 0 | 0 | 0 | 0 | 0 | 0 | 0 | 0 | 0 | 0 | 0 | 0 | 0 | 0 | 0 | 0 | 0
F5_Commercial_OR - Miscellaneous_Existing_Water Heating_Natural Gas_Water Heater - Motion Control Faucet_A_Achievable Technical Potential | F5 | Commercial | OR - Miscellaneous | Existing | Water Heating | Natural Gas | Water Heater - Motion Control Faucet | A | Incremental Summer Peak Savings (MW) | Achievable Technical Potential | 0 | 0 | 0 | 0 | 0 | 0 | 0 | 0 | 0 | 0 | 0 | 0 | 0 | 0 | 0 | 0 | 0 | 0 | 0 | 0 | 0 | 0 | 0 | 0 | 0 | 0 | 0
F6_Commercial_OR - Miscellaneous_Existing_Water Heating_Natural Gas_Water Heater - Motion Control Faucet_A_Achievable Technical Potential | F6 | Commercial | OR - Miscellaneous | Existing | Water Heating | Natural Gas | Water Heater - Motion Control Faucet | A | Incremental Winter Peak Savings (MW) | Achievable Technical Potential | 0 | 0 | 0 | 0 | 0 | 0 | 0 | 0 | 0 | 0 | 0 | 0 | 0 | 0 | 0 | 0 | 0 | 0 | 0 | 0 | 0 | 0 | 0 | 0 | 0 | 0 | 0
F7_Commercial_OR - Miscellaneous_Existing_Water Heating_Natural Gas_Water Heater - Motion Control Faucet_A_Achievable Technical Potential | F7 | Commercial | OR - Miscellaneous | Existing | Water Heating | Natural Gas | Water Heater - Motion Control Faucet | A | Cumulative Energy Savings (MWh or mTherms) | Achievable Technical Potential | 0 | 0 | 0 | 0 | 0 | 0 | 0 | 0 | 0 | 0 | 0 | 0 | 0 | 0 | 0 | 0 | 0 | 0 | 0 | 0 | 0 | 0 | 0 | 0 | 0 | 0 | 0
F8_Commercial_OR - Miscellaneous_Existing_Water Heating_Natural Gas_Water Heater - Motion Control Faucet_A_Achievable Technical Potential | F8 | Commercial | OR - Miscellaneous | Existing | Water Heating | Natural Gas | Water Heater - Motion Control Faucet | A | Cumulative Summer Peak Savings (MW) | Achievable Technical Potential | 0 | 0 | 0 | 0 | 0 | 0 | 0 | 0 | 0 | 0 | 0 | 0 | 0 | 0 | 0 | 0 | 0 | 0 | 0 | 0 | 0 | 0 | 0 | 0 | 0 | 0 | 0
F9_Commercial_OR - Miscellaneous_Existing_Water Heating_Natural Gas_Water Heater - Motion Control Faucet_A_Achievable Technical Potential | F9 | Commercial | OR - Miscellaneous | Existing | Water Heating | Natural Gas | Water Heater - Motion Control Faucet | A | Cumulative Winter Peak Savings (MW) | Achievable Technical Potential | 0 | 0 | 0 | 0 | 0 | 0 | 0 | 0 | 0 | 0 | 0 | 0 | 0 | 0 | 0 | 0 | 0 | 0 | 0 | 0 | 0 | 0 | 0 | 0 | 0 | 0 | 0
F10_Commercial_OR - Miscellaneous_Existing_Water Heating_Natural Gas_Water Heater - Motion Control Faucet_A_Achievable Technical Potential | F10 | Commercial | OR - Miscellaneous | Existing | Water Heating | Natural Gas | Water Heater - Motion Control Faucet | A | Purchases (Incremental) | Achievable Technical Potential | 0 | 0 | 2333.6583 | 2865.3602 | 3506.3624 | 4070.3343 | 4642.7317 | 3094.2531 | 3089.1429 | 2576.5831 | 1662.1119 | 284.7913 | 0 | 0 | 0 | 0 | 0 | 0 | 0 | 0 | 0 | 0 | 0 | 0 | 0 | 0 | 0
F11_Commercial_OR - Miscellaneous_Existing_Water Heating_Natural Gas_Water Heater - Motion Control Faucet_A_Achievable Technical Potential | F11 | Commercial | OR - Miscellaneous | Existing | Water Heating | Natural Gas | Water Heater - Motion Control Faucet | A | Purchases (Cumulative) | Achievable Technical Potential | 0 | 0 | 2333.6583 | 5199.0185 | 8705.3809 | 12775.7152 | 17418.4469 | 20512.6999 | 23601.8428 | 26178.4259 | 27840.5378 | 28125.3291 | 28125.3291 | 28125.3291 | 28125.3291 | 28125.3291 | 28125.3291 | 28125.3291 | 28125.3291 | 28125.3291 | 28125.3291 | 28125.3291 | 28125.3291 | 28125.3291 | 28125.3291 | 28125.3291 | 28125.3291
F1_Commercial_OR - Miscellaneous_Existing_Water Heating_Natural Gas_Water Heater - Solar System_A_Achievable Technical Potential | F1 | Commercial | OR - Miscellaneous | Existing | Water Heating | Natural Gas | Water Heater - Solar System | A | Integrated Unit Energy Savings (kWh or therms) | Achievable Technical Potential | 0 | 0 | 38.547 | 37.7556 | 37.0296 | 36.341 | 35.6878 | 35.0567 | 34.4797 | 33.9506 | 33.4683 | 33.0422 | 32.6946 | 32.4219 | 32.2456 | 32.0652 | 31.9285 | 31.8199 | 31.7347 | 31.6662 | 31.6175 | 31.583 | 31.5585 | 31.541 | 31.5174 | 31.5115 | 31.5067
F2_Commercial_OR - Miscellaneous_Existing_Water Heating_Natural Gas_Water Heater - Solar System_A_Achievable Technical Potential | F2 | Commercial | OR - Miscellaneous | Existing | Water Heating | Natural Gas | Water Heater - Solar System | A | Integrated Unit Summer Peak Savings (kW) | Achievable Technical Potential | 0 | 0 | 0 | 0 | 0 | 0 | 0 | 0 | 0 | 0 | 0 | 0 | 0 | 0 | 0 | 0 | 0 | 0 | 0 | 0 | 0 | 0 | 0 | 0 | 0 | 0 | 0
F3_Commercial_OR - Miscellaneous_Existing_Water Heating_Natural Gas_Water Heater - Solar System_A_Achievable Technical Potential | F3 | Commercial | OR - Miscellaneous | Existing | Water Heating | Natural Gas | Water Heater - Solar System | A | Integrated Unit Winter Peak Savings (kW) | Achievable Technical Potential | 0 | 0 | 0 | 0 | 0 | 0 | 0 | 0 | 0 | 0 | 0 | 0 | 0 | 0 | 0 | 0 | 0 | 0 | 0 | 0 | 0 | 0 | 0 | 0 | 0 | 0 | 0
F4_Commercial_OR - Miscellaneous_Existing_Water Heating_Natural Gas_Water Heater - Solar System_A_Achievable Technical Potential | F4 | Commercial | OR - Miscellaneous | Existing | Water Heating | Natural Gas | Water Heater - Solar System | A | Incremental Energy Savings (MWh or mTherms) | Achievable Technical Potential | 0 | 0 | 0.038151 | 0.043657 | 0.05026 | 0.055313 | 0.060213 | 0.067549 | 0.071499 | 0.070807 | 0.069883 | 0.061255 | 0.047584 | 0.032476 | 0.019239 | 0.011618 | 0 | 0 | 0 | 0 | 0 | 0 | 0 | 0 | 0 | 0 | 0
F5_Commercial_OR - Miscellaneous_Existing_Water Heating_Natural Gas_Water Heater - Solar System_A_Achievable Technical Potential | F5 | Commercial | OR - Miscellaneous | Existing | Water Heating | Natural Gas | Water Heater - Solar System | A | Incremental Summer Peak Savings (MW) | Achievable Technical Potential | 0 | 0 | 0 | 0 | 0 | 0 | 0 | 0 | 0 | 0 | 0 | 0 | 0 | 0 | 0 | 0 | 0 | 0 | 0 | 0 | 0 | 0 | 0 | 0 | 0 | 0 | 0
F6_Commercial_OR - Miscellaneous_Existing_Water Heating_Natural Gas_Water Heater - Solar System_A_Achievable Technical Potential | F6 | Commercial | OR - Miscellaneous | Existing | Water Heating | Natural Gas | Water Heater - Solar System | A | Incremental Winter Peak Savings (MW) | Achievable Technical Potential | 0 | 0 | 0 | 0 | 0 | 0 | 0 | 0 | 0 | 0 | 0 | 0 | 0 | 0 | 0 | 0 | 0 | 0 | 0 | 0 | 0 | 0 | 0 | 0 | 0 | 0 | 0
F7_Commercial_OR - Miscellaneous_Existing_Water Heating_Natural Gas_Water Heater - Solar System_A_Achievable Technical Potential | F7 | Commercial | OR - Miscellaneous | Existing | Water Heating | Natural Gas | Water Heater - Solar System | A | Cumulative Energy Savings (MWh or mTherms) | Achievable Technical Potential | 0 | 0 | 0.038151 | 0.081025 | 0.12973 | 0.18263 | 0.23956 | 0.30287 | 0.36938 | 0.43452 | 0.49823 | 0.55315 | 0.59491 | 0.62242 | 0.63828 | 0.64633 | 0.64357 | 0.64138 | 0.63966 | 0.63828 | 0.6373 | 0.63661 | 0.63611 | 0.63576 | 0.63528 | 0.63516 | 0.63507
F8_Commercial_OR - Miscellaneous_Existing_Water Heating_Natural Gas_Water Heater - Solar System_A_Achievable Technical Potential | F8 | Commercial | OR - Miscellaneous | Existing | Water Heating | Natural Gas | Water Heater - Solar System | A | Cumulative Summer Peak Savings (MW) | Achievable Technical Potential | 0 | 0 | 0 | 0 | 0 | 0 | 0 | 0 | 0 | 0 | 0 | 0 | 0 | 0 | 0 | 0 | 0 | 0 | 0 | 0 | 0 | 0 | 0 | 0 | 0 | 0 | 0
F9_Commercial_OR - Miscellaneous_Existing_Water Heating_Natural Gas_Water Heater - Solar System_A_Achievable Technical Potential | F9 | Commercial | OR - Miscellaneous | Existing | Water Heating | Natural Gas | Water Heater - Solar System | A | Cumulative Winter Peak Savings (MW) | Achievable Technical Potential | 0 | 0 | 0 | 0 | 0 | 0 | 0 | 0 | 0 | 0 | 0 | 0 | 0 | 0 | 0 | 0 | 0 | 0 | 0 | 0 | 0 | 0 | 0 | 0 | 0 | 0 | 0
F10_Commercial_OR - Miscellaneous_Existing_Water Heating_Natural Gas_Water Heater - Solar System_A_Achievable Technical Potential | F10 | Commercial | OR - Miscellaneous | Existing | Water Heating | Natural Gas | Water Heater - Solar System | A | Purchases (Incremental) | Achievable Technical Potential | 0 | 0 | 0.98973 | 1.1563 | 1.3573 | 1.5221 | 1.6872 | 1.9268 | 2.0736 | 2.0856 | 2.088 | 1.8538 | 1.4554 | 1.0017 | 0.59663 | 0.36234 | 0 | 0 | 0 | 0 | 0 | 0 | 0 | 0 | 0 | 0 | 0
F11_Commercial_OR - Miscellaneous_Existing_Water Heating_Natural Gas_Water Heater - Solar System_A_Achievable Technical Potential | F11 | Commercial | OR - Miscellaneous | Existing | Water Heating | Natural Gas | Water Heater - Solar System | A | Purchases (Cumulative) | Achievable Technical Potential | 0 | 0 | 0.98973 | 2.146 | 3.5033 | 5.0254 | 6.7126 | 8.6394 | 10.7131 | 12.7987 | 14.8867 | 16.7406 | 18.196 | 19.1976 | 19.7943 | 20.1566 | 20.1566 | 20.1566 | 20.1566 | 20.1566 | 20.1566 | 20.1566 | 20.1566 | 20.1566 | 20.1566 | 20.1566 | 20.1566
F1_Commercial_OR - Miscellaneous_Existing_Water Heating_Natural Gas_Commercial Laundry - Ozone Treatment_A_Achievable Technical Potential | F1 | Commercial | OR - Miscellaneous | Existing | Water Heating | Natural Gas | Commercial Laundry - Ozone Treatment | A | Integrated Unit Energy Savings (kWh or therms) | Achievable Technical Potential | 0 | 0 | 144.7748 | 141.1583 | 137.7921 | 134.8156 | 132.2177 | 129.6839 | 127.3421 | 125.1835 | 123.2031 | 121.458 | 120.0431 | 118.9484 | 118.2464 | 117.5514 | 117.0502 | 116.652 | 116.3398 | 116.0886 | 115.9101 | 115.7836 | 115.6938 | 115.6296 | 115.5431 | 115.5213 | 115.5039
F2_Commercial_OR - Miscellaneous_Existing_Water Heating_Natural Gas_Commercial Laundry - Ozone Treatment_A_Achievable Technical Potential | F2 | Commercial | OR - Miscellaneous | Existing | Water Heating | Natural Gas | Commercial Laundry - Ozone Treatment | A | Integrated Unit Summer Peak Savings (kW) | Achievable Technical Potential | 0 | 0 | 0 | 0 | 0 | 0 | 0 | 0 | 0 | 0 | 0 | 0 | 0 | 0 | 0 | 0 | 0 | 0 | 0 | 0 | 0 | 0 | 0 | 0 | 0 | 0 | 0
F3_Commercial_OR - Miscellaneous_Existing_Water Heating_Natural Gas_Commercial Laundry - Ozone Treatment_A_Achievable Technical Potential | F3 | Commercial | OR - Miscellaneous | Existing | Water Heating | Natural Gas | Commercial Laundry - Ozone Treatment | A | Integrated Unit Winter Peak Savings (kW) | Achievable Technical Potential | 0 | 0 | 0 | 0 | 0 | 0 | 0 | 0 | 0 | 0 | 0 | 0 | 0 | 0 | 0 | 0 | 0 | 0 | 0 | 0 | 0 | 0 | 0 | 0 | 0 | 0 | 0
F4_Commercial_OR - Miscellaneous_Existing_Water Heating_Natural Gas_Commercial Laundry - Ozone Treatment_A_Achievable Technical Potential | F4 | Commercial | OR - Miscellaneous | Existing | Water Heating | Natural Gas | Commercial Laundry - Ozone Treatment | A | Incremental Energy Savings (MWh or mTherms) | Achievable Technical Potential | 0 | 0 | 0.010011 | 0.011984 | 0.014316 | 0.016259 | 0.018188 | 0.020857 | 0.022467 | 0.022563 | 0.020926 | 0.017733 | 0.0052622 | 0 | 0 | 0 | 0 | 0 | 0 | 0 | 0 | 0 | 0 | 0 | 0 | 0 | 0
F5_Commercial_OR - Miscellaneous_Existing_Water Heating_Natural Gas_Commercial Laundry - Ozone Treatment_A_Achievable Technical Potential | F5 | Commercial | OR - Miscellaneous | Existing | Water Heating | Natural Gas | Commercial Laundry - Ozone Treatment | A | Incremental Summer Peak Savings (MW) | Achievable Technical Potential | 0 | 0 | 0 | 0 | 0 | 0 | 0 | 0 | 0 | 0 | 0 | 0 | 0 | 0 | 0 | 0 | 0 | 0 | 0 | 0 | 0 | 0 | 0 | 0 | 0 | 0 | 0
F6_Commercial_OR - Miscellaneous_Existing_Water Heating_Natural Gas_Commercial Laundry - Ozone Treatment_A_Achievable Technical Potential | F6 | Commercial | OR - Miscellaneous | Existing | Water Heating | Natural Gas | Commercial Laundry - Ozone Treatment | A | Incremental Winter Peak Savings (MW) | Achievable Technical Potential | 0 | 0 | 0 | 0 | 0 | 0 | 0 | 0 | 0 | 0 | 0 | 0 | 0 | 0 | 0 | 0 | 0 | 0 | 0 | 0 | 0 | 0 | 0 | 0 | 0 | 0 | 0
F7_Commercial_OR - Miscellaneous_Existing_Water Heating_Natural Gas_Commercial Laundry - Ozone Treatment_A_Achievable Technical Potential | F7 | Commercial | OR - Miscellaneous | Existing | Water Heating | Natural Gas | Commercial Laundry - Ozone Treatment | A | Cumulative Energy Savings (MWh or mTherms) | Achievable Technical Potential | 0 | 0 | 0.010011 | 0.021745 | 0.035542 | 0.051033 | 0.068238 | 0.087787 | 0.10867 | 0.12939 | 0.14827 | 0.1639 | 0.16725 | 0.16573 | 0.16475 | 0.16378 | 0.16308 | 0.16253 | 0.16209 | 0.16174 | 0.1615 | 0.16132 | 0.16119 | 0.1611 | 0.16098 | 0.16095 | 0.16093
F8_Commercial_OR - Miscellaneous_Existing_Water Heating_Natural Gas_Commercial Laundry - Ozone Treatment_A_Achievable Technical Potential | F8 | Commercial | OR - Miscellaneous | Existing | Water Heating | Natural Gas | Commercial Laundry - Ozone Treatment | A | Cumulative Summer Peak Savings (MW) | Achievable Technical Potential | 0 | 0 | 0 | 0 | 0 | 0 | 0 | 0 | 0 | 0 | 0 | 0 | 0 | 0 | 0 | 0 | 0 | 0 | 0 | 0 | 0 | 0 | 0 | 0 | 0 | 0 | 0
F9_Commercial_OR - Miscellaneous_Existing_Water Heating_Natural Gas_Commercial Laundry - Ozone Treatment_A_Achievable Technical Potential | F9 | Commercial | OR - Miscellaneous | Existing | Water Heating | Natural Gas | Commercial Laundry - Ozone Treatment | A | Cumulative Winter Peak Savings (MW) | Achievable Technical Potential | 0 | 0 | 0 | 0 | 0 | 0 | 0 | 0 | 0 | 0 | 0 | 0 | 0 | 0 | 0 | 0 | 0 | 0 | 0 | 0 | 0 | 0 | 0 | 0 | 0 | 0 | 0
F10_Commercial_OR - Miscellaneous_Existing_Water Heating_Natural Gas_Commercial Laundry - Ozone Treatment_A_Achievable Technical Potential | F10 | Commercial | OR - Miscellaneous | Existing | Water Heating | Natural Gas | Commercial Laundry - Ozone Treatment | A | Purchases (Incremental) | Achievable Technical Potential | 0 | 0 | 0.069145 | 0.0849 | 0.10389 | 0.1206 | 0.13756 | 0.16083 | 0.17643 | 0.18024 | 0.16985 | 0.146 | 0.043836 | 0 | 0 | 0 | 0 | 0 | 0 | 0 | 0 | 0 | 0 | 0 | 0 | 0 | 0
F11_Commercial_OR - Miscellaneous_Existing_Water Heating_Natural Gas_Commercial Laundry - Ozone Treatment_A_Achievable Technical Potential | F11 | Commercial | OR - Miscellaneous | Existing | Water Heating | Natural Gas | Commercial Laundry - Ozone Treatment | A | Purchases (Cumulative) | Achievable Technical Potential | 0 | 0 | 0.069145 | 0.15404 | 0.25794 | 0.37854 | 0.5161 | 0.67693 | 0.85336 | 1.0336 | 1.2034 | 1.3494 | 1.3933 | 1.3933 | 1.3933 | 1.3933 | 1.3933 | 1.3933 | 1.3933 | 1.3933 | 1.3933 | 1.3933 | 1.3933 | 1.3933 | 1.3933 | 1.3933 | 1.3933
F1_Commercial_OR - Miscellaneous_Existing_Water Heating_Natural Gas_Commercial Laundry - ENERGY STAR Washer_A_Achievable Technical Potential | F1 | Commercial | OR - Miscellaneous | Existing | Water Heating | Natural Gas | Commercial Laundry - ENERGY STAR Washer | A | Integrated Unit Energy Savings (kWh or therms) | Achievable Technical Potential | 0 | 0 | 34.0008 | 33.1516 | 32.3613 | 31.6625 | 31.0526 | 30.4578 | 29.9081 | 29.4014 | 28.9364 | 28.5266 | 28.1943 | 27.9372 | 27.7723 | 27.6091 | 27.4913 | 27.3978 | 27.3245 | 27.2655 | 27.2236 | 27.1939 | 27.1728 | 27.1577 | 27.1374 | 27.1323 | 27.1282
F2_Commercial_OR - Miscellaneous_Existing_Water Heating_Natural Gas_Commercial Laundry - ENERGY STAR Washer_A_Achievable Technical Potential | F2 | Commercial | OR - Miscellaneous | Existing | Water Heating | Natural Gas | Commercial Laundry - ENERGY STAR Washer | A | Integrated Unit Summer Peak Savings (kW) | Achievable Technical Potential | 0 | 0 | 0 | 0 | 0 | 0 | 0 | 0 | 0 | 0 | 0 | 0 | 0 | 0 | 0 | 0 | 0 | 0 | 0 | 0 | 0 | 0 | 0 | 0 | 0 | 0 | 0
F3_Commercial_OR - Miscellaneous_Existing_Water Heating_Natural Gas_Commercial Laundry - ENERGY STAR Washer_A_Achievable Technical Potential | F3 | Commercial | OR - Miscellaneous | Existing | Water Heating | Natural Gas | Commercial Laundry - ENERGY STAR Washer | A | Integrated Unit Winter Peak Savings (kW) | Achievable Technical Potential | 0 | 0 | 0 | 0 | 0 | 0 | 0 | 0 | 0 | 0 | 0 | 0 | 0 | 0 | 0 | 0 | 0 | 0 | 0 | 0 | 0 | 0 | 0 | 0 | 0 | 0 | 0
F4_Commercial_OR - Miscellaneous_Existing_Water Heating_Natural Gas_Commercial Laundry - ENERGY STAR Washer_A_Achievable Technical Potential | F4 | Commercial | OR - Miscellaneous | Existing | Water Heating | Natural Gas | Commercial Laundry - ENERGY STAR Washer | A | Incremental Energy Savings (MWh or mTherms) | Achievable Technical Potential | 0 | 0 | 0.00021297 | 0.00025497 | 0.00030457 | 0.00034592 | 0.00038697 | 0.00044374 | 0.00047801 | 0.00029588 | 0.00022268 | 0.00010882 | 0 | 0 | 0 | 0 | 0 | 0 | 0 | 0 | 0 | 0 | 0 | 0 | 0 | 0 | 0
F5_Commercial_OR - Miscellaneous_Existing_Water Heating_Natural Gas_Commercial Laundry - ENERGY STAR Washer_A_Achievable Technical Potential | F5 | Commercial | OR - Miscellaneous | Existing | Water Heating | Natural Gas | Commercial Laundry - ENERGY STAR Washer | A | Incremental Summer Peak Savings (MW) | Achievable Technical Potential | 0 | 0 | 0 | 0 | 0 | 0 | 0 | 0 | 0 | 0 | 0 | 0 | 0 | 0 | 0 | 0 | 0 | 0 | 0 | 0 | 0 | 0 | 0 | 0 | 0 | 0 | 0
F6_Commercial_OR - Miscellaneous_Existing_Water Heating_Natural Gas_Commercial Laundry - ENERGY STAR Washer_A_Achievable Technical Potential | F6 | Commercial | OR - Miscellaneous | Existing | Water Heating | Natural Gas | Commercial Laundry - ENERGY STAR Washer | A | Incremental Winter Peak Savings (MW) | Achievable Technical Potential | 0 | 0 | 0 | 0 | 0 | 0 | 0 | 0 | 0 | 0 | 0 | 0 | 0 | 0 | 0 | 0 | 0 | 0 | 0 | 0 | 0 | 0 | 0 | 0 | 0 | 0 | 0
F7_Commercial_OR - Miscellaneous_Existing_Water Heating_Natural Gas_Commercial Laundry - ENERGY STAR Washer_A_Achievable Technical Potential | F7 | Commercial | OR - Miscellaneous | Existing | Water Heating | Natural Gas | Commercial Laundry - ENERGY STAR Washer | A | Cumulative Energy Savings (MWh or mTherms) | Achievable Technical Potential | 0 | 0 | 0.00021297 | 0.00046262 | 0.00075616 | 0.0010858 | 0.0014518 | 0.0018677 | 0.002312 | 0.0025688 | 0.0027508 | 0.0028207 | 0.0027878 | 0.0027624 | 0.0027461 | 0.0027299 | 0.0027183 | 0.0027091 | 0.0027018 | 0.002696 | 0.0026918 | 0.0026889 | 0.0026868 | 0.0026853 | 0.0026833 | 0.0026828 | 0.0026824
F8_Commercial_OR - Miscellaneous_Existing_Water Heating_Natural Gas_Commercial Laundry - ENERGY STAR Washer_A_Achievable Technical Potential | F8 | Commercial | OR - Miscellaneous | Existing | Water Heating | Natural Gas | Commercial Laundry - ENERGY STAR Washer | A | Cumulative Summer Peak Savings (MW) | Achievable Technical Potential | 0 | 0 | 0 | 0 | 0 | 0 | 0 | 0 | 0 | 0 | 0 | 0 | 0 | 0 | 0 | 0 | 0 | 0 | 0 | 0 | 0 | 0 | 0 | 0 | 0 | 0 | 0
F9_Commercial_OR - Miscellaneous_Existing_Water Heating_Natural Gas_Commercial Laundry - ENERGY STAR Washer_A_Achievable Technical Potential | F9 | Commercial | OR - Miscellaneous | Existing | Water Heating | Natural Gas | Commercial Laundry - ENERGY STAR Washer | A | Cumulative Winter Peak Savings (MW) | Achievable Technical Potential | 0 | 0 | 0 | 0 | 0 | 0 | 0 | 0 | 0 | 0 | 0 | 0 | 0 | 0 | 0 | 0 | 0 | 0 | 0 | 0 | 0 | 0 | 0 | 0 | 0 | 0 | 0
F10_Commercial_OR - Miscellaneous_Existing_Water Heating_Natural Gas_Commercial Laundry - ENERGY STAR Washer_A_Achievable Technical Potential | F10 | Commercial | OR - Miscellaneous | Existing | Water Heating | Natural Gas | Commercial Laundry - ENERGY STAR Washer | A | Purchases (Incremental) | Achievable Technical Potential | 0 | 0 | 0.0062638 | 0.007691 | 0.0094115 | 0.010925 | 0.012462 | 0.014569 | 0.015983 | 0.010064 | 0.0076956 | 0.0038146 | 0 | 0 | 0 | 0 | 0 | 0 | 0 | 0 | 0 | 0 | 0 | 0 | 0 | 0 | 0
F11_Commercial_OR - Miscellaneous_Existing_Water Heating_Natural Gas_Commercial Laundry - ENERGY STAR Washer_A_Achievable Technical Potential | F11 | Commercial | OR - Miscellaneous | Existing | Water Heating | Natural Gas | Commercial Laundry - ENERGY STAR Washer | A | Purchases (Cumulative) | Achievable Technical Potential | 0 | 0 | 0.0062638 | 0.013955 | 0.023366 | 0.034292 | 0.046753 | 0.061322 | 0.077305 | 0.087368 | 0.095064 | 0.098879 | 0.098879 | 0.098879 | 0.098879 | 0.098879 | 0.098879 | 0.098879 | 0.098879 | 0.098879 | 0.098879 | 0.098879 | 0.098879 | 0.098879 | 0.098879 | 0.098879 | 0.098879
F1_Commercial_OR - Miscellaneous_Existing_Water Heating_Natural Gas_Water Heater - Efficient Dishwasher_A_Achievable Technical Potential | F1 | Commercial | OR - Miscellaneous | Existing | Water Heating | Natural Gas | Water Heater - Efficient Dishwasher | A | Integrated Unit Energy Savings (kWh or therms) | Achievable Technical Potential | 0 | 0 | 98.4297 | 95.9472 | 93.6308 | 91.576 | 89.7753 | 88.0136 | 86.3798 | 84.871 | 83.4869 | 82.2692 | 81.3004 | 80.559 | 80.0835 | 79.6129 | 79.2734 | 79.0037 | 78.7923 | 78.6222 | 78.5013 | 78.4156 | 78.3548 | 78.3113 | 78.2528 | 78.238 | 78.2262
F2_Commercial_OR - Miscellaneous_Existing_Water Heating_Natural Gas_Water Heater - Efficient Dishwasher_A_Achievable Technical Potential | F2 | Commercial | OR - Miscellaneous | Existing | Water Heating | Natural Gas | Water Heater - Efficient Dishwasher | A | Integrated Unit Summer Peak Savings (kW) | Achievable Technical Potential | 0 | 0 | 0 | 0 | 0 | 0 | 0 | 0 | 0 | 0 | 0 | 0 | 0 | 0 | 0 | 0 | 0 | 0 | 0 | 0 | 0 | 0 | 0 | 0 | 0 | 0 | 0
F3_Commercial_OR - Miscellaneous_Existing_Water Heating_Natural Gas_Water Heater - Efficient Dishwasher_A_Achievable Technical Potential | F3 | Commercial | OR - Miscellaneous | Existing | Water Heating | Natural Gas | Water Heater - Efficient Dishwasher | A | Integrated Unit Winter Peak Savings (kW) | Achievable Technical Potential | 0 | 0 | 0 | 0 | 0 | 0 | 0 | 0 | 0 | 0 | 0 | 0 | 0 | 0 | 0 | 0 | 0 | 0 | 0 | 0 | 0 | 0 | 0 | 0 | 0 | 0 | 0
F4_Commercial_OR - Miscellaneous_Existing_Water Heating_Natural Gas_Water Heater - Efficient Dishwasher_A_Achievable Technical Potential | F4 | Commercial | OR - Miscellaneous | Existing | Water Heating | Natural Gas | Water Heater - Efficient Dishwasher | A | Incremental Energy Savings (MWh or mTherms) | Achievable Technical Potential | 0 | 0 | 0.076567 | 0.091641 | 0.10943 | 0.12425 | 0.13893 | 0.15924 | 0.17145 | 0.17209 | 0.15953 | 0.13513 | 0.10334 | 0.070271 | 0 | 0 | 0 | 0 | 0 | 0 | 0 | 0 | 0 | 0 | 0 | 0 | 0
F5_Commercial_OR - Miscellaneous_Existing_Water Heating_Natural Gas_Water Heater - Efficient Dishwasher_A_Achievable Technical Potential | F5 | Commercial | OR - Miscellaneous | Existing | Water Heating | Natural Gas | Water Heater - Efficient Dishwasher | A | Incremental Summer Peak Savings (MW) | Achievable Technical Potential | 0 | 0 | 0 | 0 | 0 | 0 | 0 | 0 | 0 | 0 | 0 | 0 | 0 | 0 | 0 | 0 | 0 | 0 | 0 | 0 | 0 | 0 | 0 | 0 | 0 | 0 | 0
F6_Commercial_OR - Miscellaneous_Existing_Water Heating_Natural Gas_Water Heater - Efficient Dishwasher_A_Achievable Technical Potential | F6 | Commercial | OR - Miscellaneous | Existing | Water Heating | Natural Gas | Water Heater - Efficient Dishwasher | A | Incremental Winter Peak Savings (MW) | Achievable Technical Potential | 0 | 0 | 0 | 0 | 0 | 0 | 0 | 0 | 0 | 0 | 0 | 0 | 0 | 0 | 0 | 0 | 0 | 0 | 0 | 0 | 0 | 0 | 0 | 0 | 0 | 0 | 0
F7_Commercial_OR - Miscellaneous_Existing_Water Heating_Natural Gas_Water Heater - Efficient Dishwasher_A_Achievable Technical Potential | F7 | Commercial | OR - Miscellaneous | Existing | Water Heating | Natural Gas | Water Heater - Efficient Dishwasher | A | Cumulative Energy Savings (MWh or mTherms) | Achievable Technical Potential | 0 | 0 | 0.076567 | 0.16628 | 0.2717 | 0.38998 | 0.52125 | 0.67026 | 0.82927 | 0.98687 | 1.1303 | 1.2489 | 1.3376 | 1.3957 | 1.3874 | 1.3793 | 1.3734 | 1.3687 | 1.365 | 1.3621 | 1.36 | 1.3585 | 1.3575 | 1.3567 | 1.3557 | 1.3554 | 1.3552
F8_Commercial_OR - Miscellaneous_Existing_Water Heating_Natural Gas_Water Heater - Efficient Dishwasher_A_Achievable Technical Potential | F8 | Commercial | OR - Miscellaneous | Existing | Water Heating | Natural Gas | Water Heater - Efficient Dishwasher | A | Cumulative Summer Peak Savings (MW) | Achievable Technical Potential | 0 | 0 | 0 | 0 | 0 | 0 | 0 | 0 | 0 | 0 | 0 | 0 | 0 | 0 | 0 | 0 | 0 | 0 | 0 | 0 | 0 | 0 | 0 | 0 | 0 | 0 | 0
F9_Commercial_OR - Miscellaneous_Existing_Water Heating_Natural Gas_Water Heater - Efficient Dishwasher_A_Achievable Technical Potential | F9 | Commercial | OR - Miscellaneous | Existing | Water Heating | Natural Gas | Water Heater - Efficient Dishwasher | A | Cumulative Winter Peak Savings (MW) | Achievable Technical Potential | 0 | 0 | 0 | 0 | 0 | 0 | 0 | 0 | 0 | 0 | 0 | 0 | 0 | 0 | 0 | 0 | 0 | 0 | 0 | 0 | 0 | 0 | 0 | 0 | 0 | 0 | 0
F10_Commercial_OR - Miscellaneous_Existing_Water Heating_Natural Gas_Water Heater - Efficient Dishwasher_A_Achievable Technical Potential | F10 | Commercial | OR - Miscellaneous | Existing | Water Heating | Natural Gas | Water Heater - Efficient Dishwasher | A | Purchases (Incremental) | Achievable Technical Potential | 0 | 0 | 0.77789 | 0.95512 | 1.1688 | 1.3568 | 1.5476 | 1.8093 | 1.9848 | 2.0276 | 1.9108 | 1.6425 | 1.271 | 0.87229 | 0 | 0 | 0 | 0 | 0 | 0 | 0 | 0 | 0 | 0 | 0 | 0 | 0
F11_Commercial_OR - Miscellaneous_Existing_Water Heating_Natural Gas_Water Heater - Efficient Dishwasher_A_Achievable Technical Potential | F11 | Commercial | OR - Miscellaneous | Existing | Water Heating | Natural Gas | Water Heater - Efficient Dishwasher | A | Purchases (Cumulative) | Achievable Technical Potential | 0 | 0 | 0.77789 | 1.733 | 2.9018 | 4.2586 | 5.8061 | 7.6155 | 9.6003 | 11.6279 | 13.5388 | 15.1813 | 16.4523 | 17.3246 | 17.3246 | 17.3246 | 17.3246 | 17.3246 | 17.3246 | 17.3246 | 17.3246 | 17.3246 | 17.3246 | 17.3246 | 17.3246 | 17.3246 | 17.3246
F1_Commercial_OR - Miscellaneous_Existing_Water Heating_Natural Gas_Commercial Laundry - Alternative Dry-Cleaning Methods_A_Achievable Technical Potential | F1 | Commercial | OR - Miscellaneous | Existing | Water Heating | Natural Gas | Commercial Laundry - Alternative Dry-Cleaning Methods | A | Integrated Unit Energy Savings (kWh or therms) | Achievable Technical Potential | 0 | 0 | 0 | 0 | 0 | 0 | 0 | 0 | 0 | 0 | 0 | 0 | 0 | 0 | 0 | 0 | 0 | 0 | 0 | 0 | 0 | 0 | 0 | 0 | 0 | 0 | 0
F2_Commercial_OR - Miscellaneous_Existing_Water Heating_Natural Gas_Commercial Laundry - Alternative Dry-Cleaning Methods_A_Achievable Technical Potential | F2 | Commercial | OR - Miscellaneous | Existing | Water Heating | Natural Gas | Commercial Laundry - Alternative Dry-Cleaning Methods | A | Integrated Unit Summer Peak Savings (kW) | Achievable Technical Potential | 0 | 0 | 0 | 0 | 0 | 0 | 0 | 0 | 0 | 0 | 0 | 0 | 0 | 0 | 0 | 0 | 0 | 0 | 0 | 0 | 0 | 0 | 0 | 0 | 0 | 0 | 0
F3_Commercial_OR - Miscellaneous_Existing_Water Heating_Natural Gas_Commercial Laundry - Alternative Dry-Cleaning Methods_A_Achievable Technical Potential | F3 | Commercial | OR - Miscellaneous | Existing | Water Heating | Natural Gas | Commercial Laundry - Alternative Dry-Cleaning Methods | A | Integrated Unit Winter Peak Savings (kW) | Achievable Technical Potential | 0 | 0 | 0 | 0 | 0 | 0 | 0 | 0 | 0 | 0 | 0 | 0 | 0 | 0 | 0 | 0 | 0 | 0 | 0 | 0 | 0 | 0 | 0 | 0 | 0 | 0 | 0
F4_Commercial_OR - Miscellaneous_Existing_Water Heating_Natural Gas_Commercial Laundry - Alternative Dry-Cleaning Methods_A_Achievable Technical Potential | F4 | Commercial | OR - Miscellaneous | Existing | Water Heating | Natural Gas | Commercial Laundry - Alternative Dry-Cleaning Methods | A | Incremental Energy Savings (MWh or mTherms) | Achievable Technical Potential | 0 | 0 | 0 | 0 | 0 | 0 | 0 | 0 | 0 | 0 | 0 | 0 | 0 | 0 | 0 | 0 | 0 | 0 | 0 | 0 | 0 | 0 | 0 | 0 | 0 | 0 | 0
F5_Commercial_OR - Miscellaneous_Existing_Water Heating_Natural Gas_Commercial Laundry - Alternative Dry-Cleaning Methods_A_Achievable Technical Potential | F5 | Commercial | OR - Miscellaneous | Existing | Water Heating | Natural Gas | Commercial Laundry - Alternative Dry-Cleaning Methods | A | Incremental Summer Peak Savings (MW) | Achievable Technical Potential | 0 | 0 | 0 | 0 | 0 | 0 | 0 | 0 | 0 | 0 | 0 | 0 | 0 | 0 | 0 | 0 | 0 | 0 | 0 | 0 | 0 | 0 | 0 | 0 | 0 | 0 | 0
F6_Commercial_OR - Miscellaneous_Existing_Water Heating_Natural Gas_Commercial Laundry - Alternative Dry-Cleaning Methods_A_Achievable Technical Potential | F6 | Commercial | OR - Miscellaneous | Existing | Water Heating | Natural Gas | Commercial Laundry - Alternative Dry-Cleaning Methods | A | Incremental Winter Peak Savings (MW) | Achievable Technical Potential | 0 | 0 | 0 | 0 | 0 | 0 | 0 | 0 | 0 | 0 | 0 | 0 | 0 | 0 | 0 | 0 | 0 | 0 | 0 | 0 | 0 | 0 | 0 | 0 | 0 | 0 | 0
F7_Commercial_OR - Miscellaneous_Existing_Water Heating_Natural Gas_Commercial Laundry - Alternative Dry-Cleaning Methods_A_Achievable Technical Potential | F7 | Commercial | OR - Miscellaneous | Existing | Water Heating | Natural Gas | Commercial Laundry - Alternative Dry-Cleaning Methods | A | Cumulative Energy Savings (MWh or mTherms) | Achievable Technical Potential | 0 | 0 | 0 | 0 | 0 | 0 | 0 | 0 | 0 | 0 | 0 | 0 | 0 | 0 | 0 | 0 | 0 | 0 | 0 | 0 | 0 | 0 | 0 | 0 | 0 | 0 | 0
F8_Commercial_OR - Miscellaneous_Existing_Water Heating_Natural Gas_Commercial Laundry - Alternative Dry-Cleaning Methods_A_Achievable Technical Potential | F8 | Commercial | OR - Miscellaneous | Existing | Water Heating | Natural Gas | Commercial Laundry - Alternative Dry-Cleaning Methods | A | Cumulative Summer Peak Savings (MW) | Achievable Technical Potential | 0 | 0 | 0 | 0 | 0 | 0 | 0 | 0 | 0 | 0 | 0 | 0 | 0 | 0 | 0 | 0 | 0 | 0 | 0 | 0 | 0 | 0 | 0 | 0 | 0 | 0 | 0
F9_Commercial_OR - Miscellaneous_Existing_Water Heating_Natural Gas_Commercial Laundry - Alternative Dry-Cleaning Methods_A_Achievable Technical Potential | F9 | Commercial | OR - Miscellaneous | Existing | Water Heating | Natural Gas | Commercial Laundry - Alternative Dry-Cleaning Methods | A | Cumulative Winter Peak Savings (MW) | Achievable Technical Potential | 0 | 0 | 0 | 0 | 0 | 0 | 0 | 0 | 0 | 0 | 0 | 0 | 0 | 0 | 0 | 0 | 0 | 0 | 0 | 0 | 0 | 0 | 0 | 0 | 0 | 0 | 0
F10_Commercial_OR - Miscellaneous_Existing_Water Heating_Natural Gas_Commercial Laundry - Alternative Dry-Cleaning Methods_A_Achievable Technical Potential | F10 | Commercial | OR - Miscellaneous | Existing | Water Heating | Natural Gas | Commercial Laundry - Alternative Dry-Cleaning Methods | A | Purchases (Incremental) | Achievable Technical Potential | 0 | 0 | 0.069145 | 0.0849 | 0.10389 | 0.1206 | 0.13756 | 0.16083 | 0.17643 | 0.18024 | 0.16985 | 0.146 | 0.11298 | 0.077537 | 0.046399 | 0.021671 | 0 | 0 | 0 | 0 | 0 | 0 | 0 | 0 | 0 | 0 | 0
F11_Commercial_OR - Miscellaneous_Existing_Water Heating_Natural Gas_Commercial Laundry - Alternative Dry-Cleaning Methods_A_Achievable Technical Potential | F11 | Commercial | OR - Miscellaneous | Existing | Water Heating | Natural Gas | Commercial Laundry - Alternative Dry-Cleaning Methods | A | Purchases (Cumulative) | Achievable Technical Potential | 0 | 0 | 0.069145 | 0.15404 | 0.25794 | 0.37854 | 0.5161 | 0.67693 | 0.85336 | 1.0336 | 1.2034 | 1.3494 | 1.4624 | 1.54 | 1.5864 | 1.608 | 1.608 | 1.608 | 1.608 | 1.608 | 1.608 | 1.608 | 1.608 | 1.608 | 1.608 | 1.608 | 1.608
F1_Commercial_OR - Miscellaneous_Existing_Space Heating_Natural Gas_Advanced Kitchen Ventilation Controls_A_Achievable Technical Potential | F1 | Commercial | OR - Miscellaneous | Existing | Space Heating | Natural Gas | Advanced Kitchen Ventilation Controls | A | Integrated Unit Energy Savings (kWh or therms) | Achievable Technical Potential | 0 | 0 | 0.059966 | 0.059735 | 0.059457 | 0.059139 | 0.058772 | 0.058349 | 0.057865 | 0.057317 | 0.056701 | 0.056023 | 0.055296 | 0.054537 | 0.053772 | 0.053026 | 0.052323 | 0.051679 | 0.051101 | 0.050592 | 0.050162 | 0.049765 | 0.049461 | 0.049171 | 0.048895 | 0.048631 | 0.048378
F2_Commercial_OR - Miscellaneous_Existing_Space Heating_Natural Gas_Advanced Kitchen Ventilation Controls_A_Achievable Technical Potential | F2 | Commercial | OR - Miscellaneous | Existing | Space Heating | Natural Gas | Advanced Kitchen Ventilation Controls | A | Integrated Unit Summer Peak Savings (kW) | Achievable Technical Potential | 0 | 0 | 0 | 0 | 0 | 0 | 0 | 0 | 0 | 0 | 0 | 0 | 0 | 0 | 0 | 0 | 0 | 0 | 0 | 0 | 0 | 0 | 0 | 0 | 0 | 0 | 0
F3_Commercial_OR - Miscellaneous_Existing_Space Heating_Natural Gas_Advanced Kitchen Ventilation Controls_A_Achievable Technical Potential | F3 | Commercial | OR - Miscellaneous | Existing | Space Heating | Natural Gas | Advanced Kitchen Ventilation Controls | A | Integrated Unit Winter Peak Savings (kW) | Achievable Technical Potential | 0 | 0 | 0 | 0 | 0 | 0 | 0 | 0 | 0 | 0 | 0 | 0 | 0 | 0 | 0 | 0 | 0 | 0 | 0 | 0 | 0 | 0 | 0 | 0 | 0 | 0 | 0
F4_Commercial_OR - Miscellaneous_Existing_Space Heating_Natural Gas_Advanced Kitchen Ventilation Controls_A_Achievable Technical Potential | F4 | Commercial | OR - Miscellaneous | Existing | Space Heating | Natural Gas | Advanced Kitchen Ventilation Controls | A | Incremental Energy Savings (MWh or mTherms) | Achievable Technical Potential | 0 | 0 | 0 | 0 | 0 | 0 | 0 | 0 | 0 | 0 | 0 | 0 | 0 | 0 | 0 | 0 | 0 | 0 | 0 | 0 | 0 | 0 | 0 | 0 | 0 | 0 | 0
F5_Commercial_OR - Miscellaneous_Existing_Space Heating_Natural Gas_Advanced Kitchen Ventilation Controls_A_Achievable Technical Potential | F5 | Commercial | OR - Miscellaneous | Existing | Space Heating | Natural Gas | Advanced Kitchen Ventilation Controls | A | Incremental Summer Peak Savings (MW) | Achievable Technical Potential | 0 | 0 | 0 | 0 | 0 | 0 | 0 | 0 | 0 | 0 | 0 | 0 | 0 | 0 | 0 | 0 | 0 | 0 | 0 | 0 | 0 | 0 | 0 | 0 | 0 | 0 | 0
F6_Commercial_OR - Miscellaneous_Existing_Space Heating_Natural Gas_Advanced Kitchen Ventilation Controls_A_Achievable Technical Potential | F6 | Commercial | OR - Miscellaneous | Existing | Space Heating | Natural Gas | Advanced Kitchen Ventilation Controls | A | Incremental Winter Peak Savings (MW) | Achievable Technical Potential | 0 | 0 | 0 | 0 | 0 | 0 | 0 | 0 | 0 | 0 | 0 | 0 | 0 | 0 | 0 | 0 | 0 | 0 | 0 | 0 | 0 | 0 | 0 | 0 | 0 | 0 | 0
F7_Commercial_OR - Miscellaneous_Existing_Space Heating_Natural Gas_Advanced Kitchen Ventilation Controls_A_Achievable Technical Potential | F7 | Commercial | OR - Miscellaneous | Existing | Space Heating | Natural Gas | Advanced Kitchen Ventilation Controls | A | Cumulative Energy Savings (MWh or mTherms) | Achievable Technical Potential | 0 | 0 | 0 | 0 | 0 | 0 | 0 | 0 | 0 | 0 | 0 | 0 | 0 | 0 | 0 | 0 | 0 | 0 | 0 | 0 | 0 | 0 | 0 | 0 | 0 | 0 | 0
F8_Commercial_OR - Miscellaneous_Existing_Space Heating_Natural Gas_Advanced Kitchen Ventilation Controls_A_Achievable Technical Potential | F8 | Commercial | OR - Miscellaneous | Existing | Space Heating | Natural Gas | Advanced Kitchen Ventilation Controls | A | Cumulative Summer Peak Savings (MW) | Achievable Technical Potential | 0 | 0 | 0 | 0 | 0 | 0 | 0 | 0 | 0 | 0 | 0 | 0 | 0 | 0 | 0 | 0 | 0 | 0 | 0 | 0 | 0 | 0 | 0 | 0 | 0 | 0 | 0
F9_Commercial_OR - Miscellaneous_Existing_Space Heating_Natural Gas_Advanced Kitchen Ventilation Controls_A_Achievable Technical Potential | F9 | Commercial | OR - Miscellaneous | Existing | Space Heating | Natural Gas | Advanced Kitchen Ventilation Controls | A | Cumulative Winter Peak Savings (MW) | Achievable Technical Potential | 0 | 0 | 0 | 0 | 0 | 0 | 0 | 0 | 0 | 0 | 0 | 0 | 0 | 0 | 0 | 0 | 0 | 0 | 0 | 0 | 0 | 0 | 0 | 0 | 0 | 0 | 0
F10_Commercial_OR - Miscellaneous_Existing_Space Heating_Natural Gas_Advanced Kitchen Ventilation Controls_A_Achievable Technical Potential | F10 | Commercial | OR - Miscellaneous | Existing | Space Heating | Natural Gas | Advanced Kitchen Ventilation Controls | A | Purchases (Incremental) | Achievable Technical Potential | 0 | 0 | 0 | 0 | 0 | 0 | 0 | 0 | 0 | 0 | 0 | 0 | 0 | 0 | 0 | 0 | 0 | 0 | 0 | 0 | 0 | 0 | 0 | 0 | 0 | 0 | 0
F11_Commercial_OR - Miscellaneous_Existing_Space Heating_Natural Gas_Advanced Kitchen Ventilation Controls_A_Achievable Technical Potential | F11 | Commercial | OR - Miscellaneous | Existing | Space Heating | Natural Gas | Advanced Kitchen Ventilation Controls | A | Purchases (Cumulative) | Achievable Technical Potential | 0 | 0 | 0 | 0 | 0 | 0 | 0 | 0 | 0 | 0 | 0 | 0 | 0 | 0 | 0 | 0 | 0 | 0 | 0 | 0 | 0 | 0 | 0 | 0 | 0 | 0 | 0
F1_Commercial_OR - Miscellaneous_Existing_Space Heating_Natural Gas_Infiltration Control - Loading Dock Sealing_A_Achievable Technical Potential | F1 | Commercial | OR - Miscellaneous | Existing | Space Heating | Natural Gas | Infiltration Control - Loading Dock Sealing | A | Integrated Unit Energy Savings (kWh or therms) | Achievable Technical Potential | 0 | 0 | 213.7567 | 211.8223 | 209.5549 | 207.0032 | 204.1158 | 200.9357 | 197.3659 | 193.4301 | 189.1746 | 184.6911 | 180.1352 | 175.5613 | 171.071 | 166.804 | 162.9025 | 159.5564 | 156.7918 | 154.4378 | 152.5946 | 150.8933 | 149.9611 | 149.0744 | 148.2288 | 147.4205 | 146.6454
F2_Commercial_OR - Miscellaneous_Existing_Space Heating_Natural Gas_Infiltration Control - Loading Dock Sealing_A_Achievable Technical Potential | F2 | Commercial | OR - Miscellaneous | Existing | Space Heating | Natural Gas | Infiltration Control - Loading Dock Sealing | A | Integrated Unit Summer Peak Savings (kW) | Achievable Technical Potential | 0 | 0 | 0 | 0 | 0 | 0 | 0 | 0 | 0 | 0 | 0 | 0 | 0 | 0 | 0 | 0 | 0 | 0 | 0 | 0 | 0 | 0 | 0 | 0 | 0 | 0 | 0
F3_Commercial_OR - Miscellaneous_Existing_Space Heating_Natural Gas_Infiltration Control - Loading Dock Sealing_A_Achievable Technical Potential | F3 | Commercial | OR - Miscellaneous | Existing | Space Heating | Natural Gas | Infiltration Control - Loading Dock Sealing | A | Integrated Unit Winter Peak Savings (kW) | Achievable Technical Potential | 0 | 0 | 0 | 0 | 0 | 0 | 0 | 0 | 0 | 0 | 0 | 0 | 0 | 0 | 0 | 0 | 0 | 0 | 0 | 0 | 0 | 0 | 0 | 0 | 0 | 0 | 0
F4_Commercial_OR - Miscellaneous_Existing_Space Heating_Natural Gas_Infiltration Control - Loading Dock Sealing_A_Achievable Technical Potential | F4 | Commercial | OR - Miscellaneous | Existing | Space Heating | Natural Gas | Infiltration Control - Loading Dock Sealing | A | Incremental Energy Savings (MWh or mTherms) | Achievable Technical Potential | 0 | 0 | 0 | 0 | 0 | 0 | 0 | 0 | 0 | 0 | 0 | 0 | 0 | 0 | 0 | 0 | 0 | 0 | 0 | 0 | 0 | 0 | 0 | 0 | 0 | 0 | 0
F5_Commercial_OR - Miscellaneous_Existing_Space Heating_Natural Gas_Infiltration Control - Loading Dock Sealing_A_Achievable Technical Potential | F5 | Commercial | OR - Miscellaneous | Existing | Space Heating | Natural Gas | Infiltration Control - Loading Dock Sealing | A | Incremental Summer Peak Savings (MW) | Achievable Technical Potential | 0 | 0 | 0 | 0 | 0 | 0 | 0 | 0 | 0 | 0 | 0 | 0 | 0 | 0 | 0 | 0 | 0 | 0 | 0 | 0 | 0 | 0 | 0 | 0 | 0 | 0 | 0
F6_Commercial_OR - Miscellaneous_Existing_Space Heating_Natural Gas_Infiltration Control - Loading Dock Sealing_A_Achievable Technical Potential | F6 | Commercial | OR - Miscellaneous | Existing | Space Heating | Natural Gas | Infiltration Control - Loading Dock Sealing | A | Incremental Winter Peak Savings (MW) | Achievable Technical Potential | 0 | 0 | 0 | 0 | 0 | 0 | 0 | 0 | 0 | 0 | 0 | 0 | 0 | 0 | 0 | 0 | 0 | 0 | 0 | 0 | 0 | 0 | 0 | 0 | 0 | 0 | 0
F7_Commercial_OR - Miscellaneous_Existing_Space Heating_Natural Gas_Infiltration Control - Loading Dock Sealing_A_Achievable Technical Potential | F7 | Commercial | OR - Miscellaneous | Existing | Space Heating | Natural Gas | Infiltration Control - Loading Dock Sealing | A | Cumulative Energy Savings (MWh or mTherms) | Achievable Technical Potential | 0 | 0 | 0 | 0 | 0 | 0 | 0 | 0 | 0 | 0 | 0 | 0 | 0 | 0 | 0 | 0 | 0 | 0 | 0 | 0 | 0 | 0 | 0 | 0 | 0 | 0 | 0
F8_Commercial_OR - Miscellaneous_Existing_Space Heating_Natural Gas_Infiltration Control - Loading Dock Sealing_A_Achievable Technical Potential | F8 | Commercial | OR - Miscellaneous | Existing | Space Heating | Natural Gas | Infiltration Control - Loading Dock Sealing | A | Cumulative Summer Peak Savings (MW) | Achievable Technical Potential | 0 | 0 | 0 | 0 | 0 | 0 | 0 | 0 | 0 | 0 | 0 | 0 | 0 | 0 | 0 | 0 | 0 | 0 | 0 | 0 | 0 | 0 | 0 | 0 | 0 | 0 | 0
F9_Commercial_OR - Miscellaneous_Existing_Space Heating_Natural Gas_Infiltration Control - Loading Dock Sealing_A_Achievable Technical Potential | F9 | Commercial | OR - Miscellaneous | Existing | Space Heating | Natural Gas | Infiltration Control - Loading Dock Sealing | A | Cumulative Winter Peak Savings (MW) | Achievable Technical Potential | 0 | 0 | 0 | 0 | 0 | 0 | 0 | 0 | 0 | 0 | 0 | 0 | 0 | 0 | 0 | 0 | 0 | 0 | 0 | 0 | 0 | 0 | 0 | 0 | 0 | 0 | 0
F10_Commercial_OR - Miscellaneous_Existing_Space Heating_Natural Gas_Infiltration Control - Loading Dock Sealing_A_Achievable Technical Potential | F10 | Commercial | OR - Miscellaneous | Existing | Space Heating | Natural Gas | Infiltration Control - Loading Dock Sealing | A | Purchases (Incremental) | Achievable Technical Potential | 0 | 0 | 0 | 0 | 0 | 0 | 0 | 0 | 0 | 0 | 0 | 0 | 0 | 0 | 0 | 0 | 0 | 0 | 0 | 0 | 0 | 0 | 0 | 0 | 0 | 0 | 0
F11_Commercial_OR - Miscellaneous_Existing_Space Heating_Natural Gas_Infiltration Control - Loading Dock Sealing_A_Achievable Technical Potential | F11 | Commercial | OR - Miscellaneous | Existing | Space Heating | Natural Gas | Infiltration Control - Loading Dock Sealing | A | Purchases (Cumulative) | Achievable Technical Potential | 0 | 0 | 0 | 0 | 0 | 0 | 0 | 0 | 0 | 0 | 0 | 0 | 0 | 0 | 0 | 0 | 0 | 0 | 0 | 0 | 0 | 0 | 0 | 0 | 0 | 0 | 0
F1_Commercial_OR - Miscellaneous_Existing_Space Heating_Natural Gas_Greenhouse Heat Curtain_A_Achievable Technical Potential | F1 | Commercial | OR - Miscellaneous | Existing | Space Heating | Natural Gas | Greenhouse Heat Curtain | A | Integrated Unit Energy Savings (kWh or therms) | Achievable Technical Potential | 0 | 0 | 186.8765 | 185.5326 | 183.9628 | 182.198 | 180.2025 | 177.9305 | 175.372 | 172.5289 | 169.4224 | 166.1052 | 162.7415 | 159.3438 | 155.9678 | 152.7308 | 149.7359 | 147.1287 | 144.9329 | 143.0365 | 141.5226 | 140.1162 | 139.2544 | 138.4346 | 137.6527 | 136.9051 | 136.1882
F2_Commercial_OR - Miscellaneous_Existing_Space Heating_Natural Gas_Greenhouse Heat Curtain_A_Achievable Technical Potential | F2 | Commercial | OR - Miscellaneous | Existing | Space Heating | Natural Gas | Greenhouse Heat Curtain | A | Integrated Unit Summer Peak Savings (kW) | Achievable Technical Potential | 0 | 0 | 0 | 0 | 0 | 0 | 0 | 0 | 0 | 0 | 0 | 0 | 0 | 0 | 0 | 0 | 0 | 0 | 0 | 0 | 0 | 0 | 0 | 0 | 0 | 0 | 0
F3_Commercial_OR - Miscellaneous_Existing_Space Heating_Natural Gas_Greenhouse Heat Curtain_A_Achievable Technical Potential | F3 | Commercial | OR - Miscellaneous | Existing | Space Heating | Natural Gas | Greenhouse Heat Curtain | A | Integrated Unit Winter Peak Savings (kW) | Achievable Technical Potential | 0 | 0 | 0 | 0 | 0 | 0 | 0 | 0 | 0 | 0 | 0 | 0 | 0 | 0 | 0 | 0 | 0 | 0 | 0 | 0 | 0 | 0 | 0 | 0 | 0 | 0 | 0
F4_Commercial_OR - Miscellaneous_Existing_Space Heating_Natural Gas_Greenhouse Heat Curtain_A_Achievable Technical Potential | F4 | Commercial | OR - Miscellaneous | Existing | Space Heating | Natural Gas | Greenhouse Heat Curtain | A | Incremental Energy Savings (MWh or mTherms) | Achievable Technical Potential | 0 | 0 | 0 | 0 | 0 | 0 | 0 | 0 | 0 | 0 | 0 | 0 | 0 | 0 | 0 | 0 | 0 | 0 | 0 | 0 | 0 | 0 | 0 | 0 | 0 | 0 | 0
F5_Commercial_OR - Miscellaneous_Existing_Space Heating_Natural Gas_Greenhouse Heat Curtain_A_Achievable Technical Potential | F5 | Commercial | OR - Miscellaneous | Existing | Space Heating | Natural Gas | Greenhouse Heat Curtain | A | Incremental Summer Peak Savings (MW) | Achievable Technical Potential | 0 | 0 | 0 | 0 | 0 | 0 | 0 | 0 | 0 | 0 | 0 | 0 | 0 | 0 | 0 | 0 | 0 | 0 | 0 | 0 | 0 | 0 | 0 | 0 | 0 | 0 | 0
F6_Commercial_OR - Miscellaneous_Existing_Space Heating_Natural Gas_Greenhouse Heat Curtain_A_Achievable Technical Potential | F6 | Commercial | OR - Miscellaneous | Existing | Space Heating | Natural Gas | Greenhouse Heat Curtain | A | Incremental Winter Peak Savings (MW) | Achievable Technical Potential | 0 | 0 | 0 | 0 | 0 | 0 | 0 | 0 | 0 | 0 | 0 | 0 | 0 | 0 | 0 | 0 | 0 | 0 | 0 | 0 | 0 | 0 | 0 | 0 | 0 | 0 | 0
F7_Commercial_OR - Miscellaneous_Existing_Space Heating_Natural Gas_Greenhouse Heat Curtain_A_Achievable Technical Potential | F7 | Commercial | OR - Miscellaneous | Existing | Space Heating | Natural Gas | Greenhouse Heat Curtain | A | Cumulative Energy Savings (MWh or mTherms) | Achievable Technical Potential | 0 | 0 | 0 | 0 | 0 | 0 | 0 | 0 | 0 | 0 | 0 | 0 | 0 | 0 | 0 | 0 | 0 | 0 | 0 | 0 | 0 | 0 | 0 | 0 | 0 | 0 | 0
F8_Commercial_OR - Miscellaneous_Existing_Space Heating_Natural Gas_Greenhouse Heat Curtain_A_Achievable Technical Potential | F8 | Commercial | OR - Miscellaneous | Existing | Space Heating | Natural Gas | Greenhouse Heat Curtain | A | Cumulative Summer Peak Savings (MW) | Achievable Technical Potential | 0 | 0 | 0 | 0 | 0 | 0 | 0 | 0 | 0 | 0 | 0 | 0 | 0 | 0 | 0 | 0 | 0 | 0 | 0 | 0 | 0 | 0 | 0 | 0 | 0 | 0 | 0
F9_Commercial_OR - Miscellaneous_Existing_Space Heating_Natural Gas_Greenhouse Heat Curtain_A_Achievable Technical Potential | F9 | Commercial | OR - Miscellaneous | Existing | Space Heating | Natural Gas | Greenhouse Heat Curtain | A | Cumulative Winter Peak Savings (MW) | Achievable Technical Potential | 0 | 0 | 0 | 0 | 0 | 0 | 0 | 0 | 0 | 0 | 0 | 0 | 0 | 0 | 0 | 0 | 0 | 0 | 0 | 0 | 0 | 0 | 0 | 0 | 0 | 0 | 0
F10_Commercial_OR - Miscellaneous_Existing_Space Heating_Natural Gas_Greenhouse Heat Curtain_A_Achievable Technical Potential | F10 | Commercial | OR - Miscellaneous | Existing | Space Heating | Natural Gas | Greenhouse Heat Curtain | A | Purchases (Incremental) | Achievable Technical Potential | 0 | 0 | 0 | 0 | 0 | 0 | 0 | 0 | 0 | 0 | 0 | 0 | 0 | 0 | 0 | 0 | 0 | 0 | 0 | 0 | 0 | 0 | 0 | 0 | 0 | 0 | 0
F11_Commercial_OR - Miscellaneous_Existing_Space Heating_Natural Gas_Greenhouse Heat Curtain_A_Achievable Technical Potential | F11 | Commercial | OR - Miscellaneous | Existing | Space Heating | Natural Gas | Greenhouse Heat Curtain | A | Purchases (Cumulative) | Achievable Technical Potential | 0 | 0 | 0 | 0 | 0 | 0 | 0 | 0 | 0 | 0 | 0 | 0 | 0 | 0 | 0 | 0 | 0 | 0 | 0 | 0 | 0 | 0 | 0 | 0 | 0 | 0 | 0
F1_Commercial_OR - Miscellaneous_Existing_Space Heating_Natural Gas_Ventilation - Parking Garages, Demand Controlled_A_Achievable Technical Potential | F1 | Commercial | OR - Miscellaneous | Existing | Space Heating | Natural Gas | Ventilation - Parking Garages, Demand Controlled | A | Integrated Unit Energy Savings (kWh or therms) | Achievable Technical Potential | 0 | 0 | 0 | 0 | 0 | 0 | 0 | 0 | 0 | 0 | 0 | 0 | 0 | 0 | 0 | 0 | 0 | 0 | 0 | 0 | 0 | 0 | 0 | 0 | 0 | 0 | 0
F2_Commercial_OR - Miscellaneous_Existing_Space Heating_Natural Gas_Ventilation - Parking Garages, Demand Controlled_A_Achievable Technical Potential | F2 | Commercial | OR - Miscellaneous | Existing | Space Heating | Natural Gas | Ventilation - Parking Garages, Demand Controlled | A | Integrated Unit Summer Peak Savings (kW) | Achievable Technical Potential | 0 | 0 | 0 | 0 | 0 | 0 | 0 | 0 | 0 | 0 | 0 | 0 | 0 | 0 | 0 | 0 | 0 | 0 | 0 | 0 | 0 | 0 | 0 | 0 | 0 | 0 | 0
F3_Commercial_OR - Miscellaneous_Existing_Space Heating_Natural Gas_Ventilation - Parking Garages, Demand Controlled_A_Achievable Technical Potential | F3 | Commercial | OR - Miscellaneous | Existing | Space Heating | Natural Gas | Ventilation - Parking Garages, Demand Controlled | A | Integrated Unit Winter Peak Savings (kW) | Achievable Technical Potential | 0 | 0 | 0 | 0 | 0 | 0 | 0 | 0 | 0 | 0 | 0 | 0 | 0 | 0 | 0 | 0 | 0 | 0 | 0 | 0 | 0 | 0 | 0 | 0 | 0 | 0 | 0
F4_Commercial_OR - Miscellaneous_Existing_Space Heating_Natural Gas_Ventilation - Parking Garages, Demand Controlled_A_Achievable Technical Potential | F4 | Commercial | OR - Miscellaneous | Existing | Space Heating | Natural Gas | Ventilation - Parking Garages, Demand Controlled | A | Incremental Energy Savings (MWh or mTherms) | Achievable Technical Potential | 0 | 0 | 0 | 0 | 0 | 0 | 0 | 0 | 0 | 0 | 0 | 0 | 0 | 0 | 0 | 0 | 0 | 0 | 0 | 0 | 0 | 0 | 0 | 0 | 0 | 0 | 0
F5_Commercial_OR - Miscellaneous_Existing_Space Heating_Natural Gas_Ventilation - Parking Garages, Demand Controlled_A_Achievable Technical Potential | F5 | Commercial | OR - Miscellaneous | Existing | Space Heating | Natural Gas | Ventilation - Parking Garages, Demand Controlled | A | Incremental Summer Peak Savings (MW) | Achievable Technical Potential | 0 | 0 | 0 | 0 | 0 | 0 | 0 | 0 | 0 | 0 | 0 | 0 | 0 | 0 | 0 | 0 | 0 | 0 | 0 | 0 | 0 | 0 | 0 | 0 | 0 | 0 | 0
F6_Commercial_OR - Miscellaneous_Existing_Space Heating_Natural Gas_Ventilation - Parking Garages, Demand Controlled_A_Achievable Technical Potential | F6 | Commercial | OR - Miscellaneous | Existing | Space Heating | Natural Gas | Ventilation - Parking Garages, Demand Controlled | A | Incremental Winter Peak Savings (MW) | Achievable Technical Potential | 0 | 0 | 0 | 0 | 0 | 0 | 0 | 0 | 0 | 0 | 0 | 0 | 0 | 0 | 0 | 0 | 0 | 0 | 0 | 0 | 0 | 0 | 0 | 0 | 0 | 0 | 0
F7_Commercial_OR - Miscellaneous_Existing_Space Heating_Natural Gas_Ventilation - Parking Garages, Demand Controlled_A_Achievable Technical Potential | F7 | Commercial | OR - Miscellaneous | Existing | Space Heating | Natural Gas | Ventilation - Parking Garages, Demand Controlled | A | Cumulative Energy Savings (MWh or mTherms) | Achievable Technical Potential | 0 | 0 | 0 | 0 | 0 | 0 | 0 | 0 | 0 | 0 | 0 | 0 | 0 | 0 | 0 | 0 | 0 | 0 | 0 | 0 | 0 | 0 | 0 | 0 | 0 | 0 | 0
F8_Commercial_OR - Miscellaneous_Existing_Space Heating_Natural Gas_Ventilation - Parking Garages, Demand Controlled_A_Achievable Technical Potential | F8 | Commercial | OR - Miscellaneous | Existing | Space Heating | Natural Gas | Ventilation - Parking Garages, Demand Controlled | A | Cumulative Summer Peak Savings (MW) | Achievable Technical Potential | 0 | 0 | 0 | 0 | 0 | 0 | 0 | 0 | 0 | 0 | 0 | 0 | 0 | 0 | 0 | 0 | 0 | 0 | 0 | 0 | 0 | 0 | 0 | 0 | 0 | 0 | 0
F9_Commercial_OR - Miscellaneous_Existing_Space Heating_Natural Gas_Ventilation - Parking Garages, Demand Controlled_A_Achievable Technical Potential | F9 | Commercial | OR - Miscellaneous | Existing | Space Heating | Natural Gas | Ventilation - Parking Garages, Demand Controlled | A | Cumulative Winter Peak Savings (MW) | Achievable Technical Potential | 0 | 0 | 0 | 0 | 0 | 0 | 0 | 0 | 0 | 0 | 0 | 0 | 0 | 0 | 0 | 0 | 0 | 0 | 0 | 0 | 0 | 0 | 0 | 0 | 0 | 0 | 0
F10_Commercial_OR - Miscellaneous_Existing_Space Heating_Natural Gas_Ventilation - Parking Garages, Demand Controlled_A_Achievable Technical Potential | F10 | Commercial | OR - Miscellaneous | Existing | Space Heating | Natural Gas | Ventilation - Parking Garages, Demand Controlled | A | Purchases (Incremental) | Achievable Technical Potential | 0 | 0 | 0 | 0 | 0 | 0 | 0 | 0 | 0 | 0 | 0 | 0 | 0 | 0 | 0 | 0 | 0 | 0 | 0 | 0 | 0 | 0 | 0 | 0 | 0 | 0 | 0
F11_Commercial_OR - Miscellaneous_Existing_Space Heating_Natural Gas_Ventilation - Parking Garages, Demand Controlled_A_Achievable Technical Potential | F11 | Commercial | OR - Miscellaneous | Existing | Space Heating | Natural Gas | Ventilation - Parking Garages, Demand Controlled | A | Purchases (Cumulative) | Achievable Technical Potential | 0 | 0 | 0 | 0 | 0 | 0 | 0 | 0 | 0 | 0 | 0 | 0 | 0 | 0 | 0 | 0 | 0 | 0 | 0 | 0 | 0 | 0 | 0 | 0 | 0 | 0 | 0
F1_Commercial_OR - Miscellaneous_Existing_Miscellaneous_Natural Gas_Pool Heater - Night Covers_A_Achievable Technical Potential | F1 | Commercial | OR - Miscellaneous | Existing | Miscellaneous | Natural Gas | Pool Heater - Night Covers | A | Integrated Unit Energy Savings (kWh or therms) | Achievable Technical Potential | 0 | 0 | 0.024915 | 0.024915 | 0.024915 | 0.024915 | 0.024915 | 0.024914 | 0.024913 | 0.024912 | 0.024911 | 0.024908 | 0.024906 | 0.024903 | 0.024899 | 0.024896 | 0.024892 | 0.024888 | 0.024885 | 0.024882 | 0.02488 | 0.024878 | 0.024876 | 0.024875 | 0.024875 | 0.024875 | 0.024875
F2_Commercial_OR - Miscellaneous_Existing_Miscellaneous_Natural Gas_Pool Heater - Night Covers_A_Achievable Technical Potential | F2 | Commercial | OR - Miscellaneous | Existing | Miscellaneous | Natural Gas | Pool Heater - Night Covers | A | Integrated Unit Summer Peak Savings (kW) | Achievable Technical Potential | 0 | 0 | 0 | 0 | 0 | 0 | 0 | 0 | 0 | 0 | 0 | 0 | 0 | 0 | 0 | 0 | 0 | 0 | 0 | 0 | 0 | 0 | 0 | 0 | 0 | 0 | 0
F3_Commercial_OR - Miscellaneous_Existing_Miscellaneous_Natural Gas_Pool Heater - Night Covers_A_Achievable Technical Potential | F3 | Commercial | OR - Miscellaneous | Existing | Miscellaneous | Natural Gas | Pool Heater - Night Covers | A | Integrated Unit Winter Peak Savings (kW) | Achievable Technical Potential | 0 | 0 | 0 | 0 | 0 | 0 | 0 | 0 | 0 | 0 | 0 | 0 | 0 | 0 | 0 | 0 | 0 | 0 | 0 | 0 | 0 | 0 | 0 | 0 | 0 | 0 | 0
F4_Commercial_OR - Miscellaneous_Existing_Miscellaneous_Natural Gas_Pool Heater - Night Covers_A_Achievable Technical Potential | F4 | Commercial | OR - Miscellaneous | Existing | Miscellaneous | Natural Gas | Pool Heater - Night Covers | A | Incremental Energy Savings (MWh or mTherms) | Achievable Technical Potential | 0 | 0 | 0.0021527 | 0.0021527 | 0.0021527 | 0.0021527 | 0.0021527 | 0 | 0 | 0 | 0 | 0 | 0 | 0 | 0 | 0 | 0 | 0 | 0 | 0 | 0 | 0 | 0 | 0 | 0 | 0 | 0
F5_Commercial_OR - Miscellaneous_Existing_Miscellaneous_Natural Gas_Pool Heater - Night Covers_A_Achievable Technical Potential | F5 | Commercial | OR - Miscellaneous | Existing | Miscellaneous | Natural Gas | Pool Heater - Night Covers | A | Incremental Summer Peak Savings (MW) | Achievable Technical Potential | 0 | 0 | 0 | 0 | 0 | 0 | 0 | 0 | 0 | 0 | 0 | 0 | 0 | 0 | 0 | 0 | 0 | 0 | 0 | 0 | 0 | 0 | 0 | 0 | 0 | 0 | 0
F6_Commercial_OR - Miscellaneous_Existing_Miscellaneous_Natural Gas_Pool Heater - Night Covers_A_Achievable Technical Potential | F6 | Commercial | OR - Miscellaneous | Existing | Miscellaneous | Natural Gas | Pool Heater - Night Covers | A | Incremental Winter Peak Savings (MW) | Achievable Technical Potential | 0 | 0 | 0 | 0 | 0 | 0 | 0 | 0 | 0 | 0 | 0 | 0 | 0 | 0 | 0 | 0 | 0 | 0 | 0 | 0 | 0 | 0 | 0 | 0 | 0 | 0 | 0
F7_Commercial_OR - Miscellaneous_Existing_Miscellaneous_Natural Gas_Pool Heater - Night Covers_A_Achievable Technical Potential | F7 | Commercial | OR - Miscellaneous | Existing | Miscellaneous | Natural Gas | Pool Heater - Night Covers | A | Cumulative Energy Savings (MWh or mTherms) | Achievable Technical Potential | 0 | 0 | 0.0021527 | 0.0043055 | 0.0064582 | 0.0086109 | 0.010763 | 0.010763 | 0.010763 | 0.010762 | 0.010762 | 0.010761 | 0.01076 | 0.010758 | 0.010757 | 0.010755 | 0.010754 | 0.010752 | 0.010751 | 0.01075 | 0.010749 | 0.010747 | 0.010747 | 0.010747 | 0.010746 | 0.010746 | 0.010746
F8_Commercial_OR - Miscellaneous_Existing_Miscellaneous_Natural Gas_Pool Heater - Night Covers_A_Achievable Technical Potential | F8 | Commercial | OR - Miscellaneous | Existing | Miscellaneous | Natural Gas | Pool Heater - Night Covers | A | Cumulative Summer Peak Savings (MW) | Achievable Technical Potential | 0 | 0 | 0 | 0 | 0 | 0 | 0 | 0 | 0 | 0 | 0 | 0 | 0 | 0 | 0 | 0 | 0 | 0 | 0 | 0 | 0 | 0 | 0 | 0 | 0 | 0 | 0
F9_Commercial_OR - Miscellaneous_Existing_Miscellaneous_Natural Gas_Pool Heater - Night Covers_A_Achievable Technical Potential | F9 | Commercial | OR - Miscellaneous | Existing | Miscellaneous | Natural Gas | Pool Heater - Night Covers | A | Cumulative Winter Peak Savings (MW) | Achievable Technical Potential | 0 | 0 | 0 | 0 | 0 | 0 | 0 | 0 | 0 | 0 | 0 | 0 | 0 | 0 | 0 | 0 | 0 | 0 | 0 | 0 | 0 | 0 | 0 | 0 | 0 | 0 | 0
F10_Commercial_OR - Miscellaneous_Existing_Miscellaneous_Natural Gas_Pool Heater - Night Covers_A_Achievable Technical Potential | F10 | Commercial | OR - Miscellaneous | Existing | Miscellaneous | Natural Gas | Pool Heater - Night Covers | A | Purchases (Incremental) | Achievable Technical Potential | 0 | 0 | 86.4028 | 86.4028 | 86.4028 | 86.4028 | 86.4028 | 0 | 0 | 0 | 0 | 0 | 0 | 0 | 0 | 0 | 0 | 0 | 0 | 0 | 0 | 0 | 0 | 0 | 0 | 0 | 0
F11_Commercial_OR - Miscellaneous_Existing_Miscellaneous_Natural Gas_Pool Heater - Night Covers_A_Achievable Technical Potential | F11 | Commercial | OR - Miscellaneous | Existing | Miscellaneous | Natural Gas | Pool Heater - Night Covers | A | Purchases (Cumulative) | Achievable Technical Potential | 0 | 0 | 86.4028 | 172.8057 | 259.2085 | 345.6114 | 432.0142 | 432.0142 | 432.0142 | 432.0142 | 432.0142 | 432.0142 | 432.0142 | 432.0142 | 432.0142 | 432.0142 | 432.0142 | 432.0142 | 432.0142 | 432.0142 | 432.0142 | 432.0142 | 432.0142 | 432.0142 | 432.0142 | 432.0142 | 432.0142
F1_Commercial_OR - Miscellaneous_Existing_Space Heating_Natural Gas_Advanced New Construction Designs_A_Achievable Technical Potential | F1 | Commercial | OR - Miscellaneous | Existing | Space Heating | Natural Gas | Advanced New Construction Designs | A | Integrated Unit Energy Savings (kWh or therms) | Achievable Technical Potential | 0 | 0 | 0 | 0 | 0 | 0 | 0 | 0 | 0 | 0 | 0 | 0 | 0 | 0 | 0 | 0 | 0 | 0 | 0 | 0 | 0 | 0 | 0 | 0 | 0 | 0 | 0
F2_Commercial_OR - Miscellaneous_Existing_Space Heating_Natural Gas_Advanced New Construction Designs_A_Achievable Technical Potential | F2 | Commercial | OR - Miscellaneous | Existing | Space Heating | Natural Gas | Advanced New Construction Designs | A | Integrated Unit Summer Peak Savings (kW) | Achievable Technical Potential | 0 | 0 | 0 | 0 | 0 | 0 | 0 | 0 | 0 | 0 | 0 | 0 | 0 | 0 | 0 | 0 | 0 | 0 | 0 | 0 | 0 | 0 | 0 | 0 | 0 | 0 | 0
F3_Commercial_OR - Miscellaneous_Existing_Space Heating_Natural Gas_Advanced New Construction Designs_A_Achievable Technical Potential | F3 | Commercial | OR - Miscellaneous | Existing | Space Heating | Natural Gas | Advanced New Construction Designs | A | Integrated Unit Winter Peak Savings (kW) | Achievable Technical Potential | 0 | 0 | 0 | 0 | 0 | 0 | 0 | 0 | 0 | 0 | 0 | 0 | 0 | 0 | 0 | 0 | 0 | 0 | 0 | 0 | 0 | 0 | 0 | 0 | 0 | 0 | 0
F4_Commercial_OR - Miscellaneous_Existing_Space Heating_Natural Gas_Advanced New Construction Designs_A_Achievable Technical Potential | F4 | Commercial | OR - Miscellaneous | Existing | Space Heating | Natural Gas | Advanced New Construction Designs | A | Incremental Energy Savings (MWh or mTherms) | Achievable Technical Potential | 0 | 0 | 0 | 0 | 0 | 0 | 0 | 0 | 0 | 0 | 0 | 0 | 0 | 0 | 0 | 0 | 0 | 0 | 0 | 0 | 0 | 0 | 0 | 0 | 0 | 0 | 0
F5_Commercial_OR - Miscellaneous_Existing_Space Heating_Natural Gas_Advanced New Construction Designs_A_Achievable Technical Potential | F5 | Commercial | OR - Miscellaneous | Existing | Space Heating | Natural Gas | Advanced New Construction Designs | A | Incremental Summer Peak Savings (MW) | Achievable Technical Potential | 0 | 0 | 0 | 0 | 0 | 0 | 0 | 0 | 0 | 0 | 0 | 0 | 0 | 0 | 0 | 0 | 0 | 0 | 0 | 0 | 0 | 0 | 0 | 0 | 0 | 0 | 0
F6_Commercial_OR - Miscellaneous_Existing_Space Heating_Natural Gas_Advanced New Construction Designs_A_Achievable Technical Potential | F6 | Commercial | OR - Miscellaneous | Existing | Space Heating | Natural Gas | Advanced New Construction Designs | A | Incremental Winter Peak Savings (MW) | Achievable Technical Potential | 0 | 0 | 0 | 0 | 0 | 0 | 0 | 0 | 0 | 0 | 0 | 0 | 0 | 0 | 0 | 0 | 0 | 0 | 0 | 0 | 0 | 0 | 0 | 0 | 0 | 0 | 0
F7_Commercial_OR - Miscellaneous_Existing_Space Heating_Natural Gas_Advanced New Construction Designs_A_Achievable Technical Potential | F7 | Commercial | OR - Miscellaneous | Existing | Space Heating | Natural Gas | Advanced New Construction Designs | A | Cumulative Energy Savings (MWh or mTherms) | Achievable Technical Potential | 0 | 0 | 0 | 0 | 0 | 0 | 0 | 0 | 0 | 0 | 0 | 0 | 0 | 0 | 0 | 0 | 0 | 0 | 0 | 0 | 0 | 0 | 0 | 0 | 0 | 0 | 0
F8_Commercial_OR - Miscellaneous_Existing_Space Heating_Natural Gas_Advanced New Construction Designs_A_Achievable Technical Potential | F8 | Commercial | OR - Miscellaneous | Existing | Space Heating | Natural Gas | Advanced New Construction Designs | A | Cumulative Summer Peak Savings (MW) | Achievable Technical Potential | 0 | 0 | 0 | 0 | 0 | 0 | 0 | 0 | 0 | 0 | 0 | 0 | 0 | 0 | 0 | 0 | 0 | 0 | 0 | 0 | 0 | 0 | 0 | 0 | 0 | 0 | 0
F9_Commercial_OR - Miscellaneous_Existing_Space Heating_Natural Gas_Advanced New Construction Designs_A_Achievable Technical Potential | F9 | Commercial | OR - Miscellaneous | Existing | Space Heating | Natural Gas | Advanced New Construction Designs | A | Cumulative Winter Peak Savings (MW) | Achievable Technical Potential | 0 | 0 | 0 | 0 | 0 | 0 | 0 | 0 | 0 | 0 | 0 | 0 | 0 | 0 | 0 | 0 | 0 | 0 | 0 | 0 | 0 | 0 | 0 | 0 | 0 | 0 | 0
F10_Commercial_OR - Miscellaneous_Existing_Space Heating_Natural Gas_Advanced New Construction Designs_A_Achievable Technical Potential | F10 | Commercial | OR - Miscellaneous | Existing | Space Heating | Natural Gas | Advanced New Construction Designs | A | Purchases (Incremental) | Achievable Technical Potential | 0 | 0 | 0 | 0 | 0 | 0 | 0 | 0 | 0 | 0 | 0 | 0 | 0 | 0 | 0 | 0 | 0 | 0 | 0 | 0 | 0 | 0 | 0 | 0 | 0 | 0 | 0
F11_Commercial_OR - Miscellaneous_Existing_Space Heating_Natural Gas_Advanced New Construction Designs_A_Achievable Technical Potential | F11 | Commercial | OR - Miscellaneous | Existing | Space Heating | Natural Gas | Advanced New Construction Designs | A | Purchases (Cumulative) | Achievable Technical Potential | 0 | 0 | 0 | 0 | 0 | 0 | 0 | 0 | 0 | 0 | 0 | 0 | 0 | 0 | 0 | 0 | 0 | 0 | 0 | 0 | 0 | 0 | 0 | 0 | 0 | 0 | 0
F1_Commercial_OR - Miscellaneous_Existing_Water Heating_Natural Gas_Advanced New Construction Designs_A_Achievable Technical Potential | F1 | Commercial | OR - Miscellaneous | Existing | Water Heating | Natural Gas | Advanced New Construction Designs | A | Integrated Unit Energy Savings (kWh or therms) | Achievable Technical Potential | 0 | 0 | 0 | 0 | 0 | 0 | 0 | 0 | 0 | 0 | 0 | 0 | 0 | 0 | 0 | 0 | 0 | 0 | 0 | 0 | 0 | 0 | 0 | 0 | 0 | 0 | 0
F2_Commercial_OR - Miscellaneous_Existing_Water Heating_Natural Gas_Advanced New Construction Designs_A_Achievable Technical Potential | F2 | Commercial | OR - Miscellaneous | Existing | Water Heating | Natural Gas | Advanced New Construction Designs | A | Integrated Unit Summer Peak Savings (kW) | Achievable Technical Potential | 0 | 0 | 0 | 0 | 0 | 0 | 0 | 0 | 0 | 0 | 0 | 0 | 0 | 0 | 0 | 0 | 0 | 0 | 0 | 0 | 0 | 0 | 0 | 0 | 0 | 0 | 0
F3_Commercial_OR - Miscellaneous_Existing_Water Heating_Natural Gas_Advanced New Construction Designs_A_Achievable Technical Potential | F3 | Commercial | OR - Miscellaneous | Existing | Water Heating | Natural Gas | Advanced New Construction Designs | A | Integrated Unit Winter Peak Savings (kW) | Achievable Technical Potential | 0 | 0 | 0 | 0 | 0 | 0 | 0 | 0 | 0 | 0 | 0 | 0 | 0 | 0 | 0 | 0 | 0 | 0 | 0 | 0 | 0 | 0 | 0 | 0 | 0 | 0 | 0
F4_Commercial_OR - Miscellaneous_Existing_Water Heating_Natural Gas_Advanced New Construction Designs_A_Achievable Technical Potential | F4 | Commercial | OR - Miscellaneous | Existing | Water Heating | Natural Gas | Advanced New Construction Designs | A | Incremental Energy Savings (MWh or mTherms) | Achievable Technical Potential | 0 | 0 | 0 | 0 | 0 | 0 | 0 | 0 | 0 | 0 | 0 | 0 | 0 | 0 | 0 | 0 | 0 | 0 | 0 | 0 | 0 | 0 | 0 | 0 | 0 | 0 | 0
F5_Commercial_OR - Miscellaneous_Existing_Water Heating_Natural Gas_Advanced New Construction Designs_A_Achievable Technical Potential | F5 | Commercial | OR - Miscellaneous | Existing | Water Heating | Natural Gas | Advanced New Construction Designs | A | Incremental Summer Peak Savings (MW) | Achievable Technical Potential | 0 | 0 | 0 | 0 | 0 | 0 | 0 | 0 | 0 | 0 | 0 | 0 | 0 | 0 | 0 | 0 | 0 | 0 | 0 | 0 | 0 | 0 | 0 | 0 | 0 | 0 | 0
F6_Commercial_OR - Miscellaneous_Existing_Water Heating_Natural Gas_Advanced New Construction Designs_A_Achievable Technical Potential | F6 | Commercial | OR - Miscellaneous | Existing | Water Heating | Natural Gas | Advanced New Construction Designs | A | Incremental Winter Peak Savings (MW) | Achievable Technical Potential | 0 | 0 | 0 | 0 | 0 | 0 | 0 | 0 | 0 | 0 | 0 | 0 | 0 | 0 | 0 | 0 | 0 | 0 | 0 | 0 | 0 | 0 | 0 | 0 | 0 | 0 | 0
F7_Commercial_OR - Miscellaneous_Existing_Water Heating_Natural Gas_Advanced New Construction Designs_A_Achievable Technical Potential | F7 | Commercial | OR - Miscellaneous | Existing | Water Heating | Natural Gas | Advanced New Construction Designs | A | Cumulative Energy Savings (MWh or mTherms) | Achievable Technical Potential | 0 | 0 | 0 | 0 | 0 | 0 | 0 | 0 | 0 | 0 | 0 | 0 | 0 | 0 | 0 | 0 | 0 | 0 | 0 | 0 | 0 | 0 | 0 | 0 | 0 | 0 | 0
F8_Commercial_OR - Miscellaneous_Existing_Water Heating_Natural Gas_Advanced New Construction Designs_A_Achievable Technical Potential | F8 | Commercial | OR - Miscellaneous | Existing | Water Heating | Natural Gas | Advanced New Construction Designs | A | Cumulative Summer Peak Savings (MW) | Achievable Technical Potential | 0 | 0 | 0 | 0 | 0 | 0 | 0 | 0 | 0 | 0 | 0 | 0 | 0 | 0 | 0 | 0 | 0 | 0 | 0 | 0 | 0 | 0 | 0 | 0 | 0 | 0 | 0
F9_Commercial_OR - Miscellaneous_Existing_Water Heating_Natural Gas_Advanced New Construction Designs_A_Achievable Technical Potential | F9 | Commercial | OR - Miscellaneous | Existing | Water Heating | Natural Gas | Advanced New Construction Designs | A | Cumulative Winter Peak Savings (MW) | Achievable Technical Potential | 0 | 0 | 0 | 0 | 0 | 0 | 0 | 0 | 0 | 0 | 0 | 0 | 0 | 0 | 0 | 0 | 0 | 0 | 0 | 0 | 0 | 0 | 0 | 0 | 0 | 0 | 0
F10_Commercial_OR - Miscellaneous_Existing_Water Heating_Natural Gas_Advanced New Construction Designs_A_Achievable Technical Potential | F10 | Commercial | OR - Miscellaneous | Existing | Water Heating | Natural Gas | Advanced New Construction Designs | A | Purchases (Incremental) | Achievable Technical Potential | 0 | 0 | 0 | 0 | 0 | 0 | 0 | 0 | 0 | 0 | 0 | 0 | 0 | 0 | 0 | 0 | 0 | 0 | 0 | 0 | 0 | 0 | 0 | 0 | 0 | 0 | 0
F11_Commercial_OR - Miscellaneous_Existing_Water Heating_Natural Gas_Advanced New Construction Designs_A_Achievable Technical Potential | F11 | Commercial | OR - Miscellaneous | Existing | Water Heating | Natural Gas | Advanced New Construction Designs | A | Purchases (Cumulative) | Achievable Technical Potential | 0 | 0 | 0 | 0 | 0 | 0 | 0 | 0 | 0 | 0 | 0 | 0 | 0 | 0 | 0 | 0 | 0 | 0 | 0 | 0 | 0 | 0 | 0 | 0 | 0 | 0 | 0
F1_Commercial_OR - Miscellaneous_Existing_Space Heating_Natural Gas_Strategic Energy Management_A_Achievable Technical Potential | F1 | Commercial | OR - Miscellaneous | Existing | Space Heating | Natural Gas | Strategic Energy Management | A | Integrated Unit Energy Savings (kWh or therms) | Achievable Technical Potential | 0 | 0 | 0.036378 | 0.035829 | 0.03521 | 0.034572 | 0.033898 | 0.033158 | 0.032338 | 0.031438 | 0.030472 | 0.029463 | 0.028444 | 0.027434 | 0.026458 | 0.025547 | 0.024729 | 0.024032 | 0.02346 | 0.022976 | 0.0226 | 0.022253 | 0.022116 | 0.021985 | 0.02186 | 0.021741 | 0.021626
F2_Commercial_OR - Miscellaneous_Existing_Space Heating_Natural Gas_Strategic Energy Management_A_Achievable Technical Potential | F2 | Commercial | OR - Miscellaneous | Existing | Space Heating | Natural Gas | Strategic Energy Management | A | Integrated Unit Summer Peak Savings (kW) | Achievable Technical Potential | 0 | 0 | 0 | 0 | 0 | 0 | 0 | 0 | 0 | 0 | 0 | 0 | 0 | 0 | 0 | 0 | 0 | 0 | 0 | 0 | 0 | 0 | 0 | 0 | 0 | 0 | 0
F3_Commercial_OR - Miscellaneous_Existing_Space Heating_Natural Gas_Strategic Energy Management_A_Achievable Technical Potential | F3 | Commercial | OR - Miscellaneous | Existing | Space Heating | Natural Gas | Strategic Energy Management | A | Integrated Unit Winter Peak Savings (kW) | Achievable Technical Potential | 0 | 0 | 0 | 0 | 0 | 0 | 0 | 0 | 0 | 0 | 0 | 0 | 0 | 0 | 0 | 0 | 0 | 0 | 0 | 0 | 0 | 0 | 0 | 0 | 0 | 0 | 0
F4_Commercial_OR - Miscellaneous_Existing_Space Heating_Natural Gas_Strategic Energy Management_A_Achievable Technical Potential | F4 | Commercial | OR - Miscellaneous | Existing | Space Heating | Natural Gas | Strategic Energy Management | A | Incremental Energy Savings (MWh or mTherms) | Achievable Technical Potential | 0 | 0 | 0.11406 | 0.23059 | 0.22661 | 0.1141 | 0 | 0 | 0 | 0 | 0 | 0 | 0 | 0 | 0 | 0 | 0 | 0 | 0 | 0 | 0 | 0 | 0 | 0 | 0 | 0 | 0
F5_Commercial_OR - Miscellaneous_Existing_Space Heating_Natural Gas_Strategic Energy Management_A_Achievable Technical Potential | F5 | Commercial | OR - Miscellaneous | Existing | Space Heating | Natural Gas | Strategic Energy Management | A | Incremental Summer Peak Savings (MW) | Achievable Technical Potential | 0 | 0 | 0 | 0 | 0 | 0 | 0 | 0 | 0 | 0 | 0 | 0 | 0 | 0 | 0 | 0 | 0 | 0 | 0 | 0 | 0 | 0 | 0 | 0 | 0 | 0 | 0
F6_Commercial_OR - Miscellaneous_Existing_Space Heating_Natural Gas_Strategic Energy Management_A_Achievable Technical Potential | F6 | Commercial | OR - Miscellaneous | Existing | Space Heating | Natural Gas | Strategic Energy Management | A | Incremental Winter Peak Savings (MW) | Achievable Technical Potential | 0 | 0 | 0 | 0 | 0 | 0 | 0 | 0 | 0 | 0 | 0 | 0 | 0 | 0 | 0 | 0 | 0 | 0 | 0 | 0 | 0 | 0 | 0 | 0 | 0 | 0 | 0
F7_Commercial_OR - Miscellaneous_Existing_Space Heating_Natural Gas_Strategic Energy Management_A_Achievable Technical Potential | F7 | Commercial | OR - Miscellaneous | Existing | Space Heating | Natural Gas | Strategic Energy Management | A | Cumulative Energy Savings (MWh or mTherms) | Achievable Technical Potential | 0 | 0 | 0.11406 | 0.34293 | 0.56361 | 0.6675 | 0.65448 | 0.64021 | 0.62436 | 0.60699 | 0.58835 | 0.56886 | 0.54918 | 0.52968 | 0.51084 | 0.49325 | 0.47745 | 0.464 | 0.45295 | 0.44362 | 0.43635 | 0.42966 | 0.427 | 0.42448 | 0.42207 | 0.41976 | 0.41756
F8_Commercial_OR - Miscellaneous_Existing_Space Heating_Natural Gas_Strategic Energy Management_A_Achievable Technical Potential | F8 | Commercial | OR - Miscellaneous | Existing | Space Heating | Natural Gas | Strategic Energy Management | A | Cumulative Summer Peak Savings (MW) | Achievable Technical Potential | 0 | 0 | 0 | 0 | 0 | 0 | 0 | 0 | 0 | 0 | 0 | 0 | 0 | 0 | 0 | 0 | 0 | 0 | 0 | 0 | 0 | 0 | 0 | 0 | 0 | 0 | 0
F9_Commercial_OR - Miscellaneous_Existing_Space Heating_Natural Gas_Strategic Energy Management_A_Achievable Technical Potential | F9 | Commercial | OR - Miscellaneous | Existing | Space Heating | Natural Gas | Strategic Energy Management | A | Cumulative Winter Peak Savings (MW) | Achievable Technical Potential | 0 | 0 | 0 | 0 | 0 | 0 | 0 | 0 | 0 | 0 | 0 | 0 | 0 | 0 | 0 | 0 | 0 | 0 | 0 | 0 | 0 | 0 | 0 | 0 | 0 | 0 | 0
F10_Commercial_OR - Miscellaneous_Existing_Space Heating_Natural Gas_Strategic Energy Management_A_Achievable Technical Potential | F10 | Commercial | OR - Miscellaneous | Existing | Space Heating | Natural Gas | Strategic Energy Management | A | Purchases (Incremental) | Achievable Technical Potential | 0 | 0 | 3135.4276 | 6435.8776 | 6435.8776 | 3300.4501 | 0 | 0 | 0 | 0 | 0 | 0 | 0 | 0 | 0 | 0 | 0 | 0 | 0 | 0 | 0 | 0 | 0 | 0 | 0 | 0 | 0
F11_Commercial_OR - Miscellaneous_Existing_Space Heating_Natural Gas_Strategic Energy Management_A_Achievable Technical Potential | F11 | Commercial | OR - Miscellaneous | Existing | Space Heating | Natural Gas | Strategic Energy Management | A | Purchases (Cumulative) | Achievable Technical Potential | 0 | 0 | 3135.4276 | 9571.3052 | 16007.1829 | 19307.6329 | 19307.6329 | 19307.6329 | 19307.6329 | 19307.6329 | 19307.6329 | 19307.6329 | 19307.6329 | 19307.6329 | 19307.6329 | 19307.6329 | 19307.6329 | 19307.6329 | 19307.6329 | 19307.6329 | 19307.6329 | 19307.6329 | 19307.6329 | 19307.6329 | 19307.6329 | 19307.6329 | 19307.6329
F1_Commercial_OR - Miscellaneous_Existing_Water Heating_Natural Gas_Strategic Energy Management_A_Achievable Technical Potential | F1 | Commercial | OR - Miscellaneous | Existing | Water Heating | Natural Gas | Strategic Energy Management | A | Integrated Unit Energy Savings (kWh or therms) | Achievable Technical Potential | 0 | 0 | 0.017158 | 0.01679 | 0.01645 | 0.016125 | 0.015815 | 0.015512 | 0.015232 | 0.014974 | 0.014737 | 0.014528 | 0.014359 | 0.014228 | 0.014144 | 0.014061 | 0.014001 | 0.013953 | 0.013916 | 0.013886 | 0.013865 | 0.013849 | 0.013839 | 0.013831 | 0.013821 | 0.013818 | 0.013816
F2_Commercial_OR - Miscellaneous_Existing_Water Heating_Natural Gas_Strategic Energy Management_A_Achievable Technical Potential | F2 | Commercial | OR - Miscellaneous | Existing | Water Heating | Natural Gas | Strategic Energy Management | A | Integrated Unit Summer Peak Savings (kW) | Achievable Technical Potential | 0 | 0 | 0 | 0 | 0 | 0 | 0 | 0 | 0 | 0 | 0 | 0 | 0 | 0 | 0 | 0 | 0 | 0 | 0 | 0 | 0 | 0 | 0 | 0 | 0 | 0 | 0
F3_Commercial_OR - Miscellaneous_Existing_Water Heating_Natural Gas_Strategic Energy Management_A_Achievable Technical Potential | F3 | Commercial | OR - Miscellaneous | Existing | Water Heating | Natural Gas | Strategic Energy Management | A | Integrated Unit Winter Peak Savings (kW) | Achievable Technical Potential | 0 | 0 | 0 | 0 | 0 | 0 | 0 | 0 | 0 | 0 | 0 | 0 | 0 | 0 | 0 | 0 | 0 | 0 | 0 | 0 | 0 | 0 | 0 | 0 | 0 | 0 | 0
F4_Commercial_OR - Miscellaneous_Existing_Water Heating_Natural Gas_Strategic Energy Management_A_Achievable Technical Potential | F4 | Commercial | OR - Miscellaneous | Existing | Water Heating | Natural Gas | Strategic Energy Management | A | Incremental Energy Savings (MWh or mTherms) | Achievable Technical Potential | 0 | 0 | 0.039833 | 0.080013 | 0.078392 | 0.039407 | 1.4383e-17 | 0 | 1.3853e-17 | 0 | 0 | 0 | 0 | 0 | 0 | 0 | 0 | 0 | 0 | 0 | 0 | 0 | 0 | 0 | 0 | 0 | 0
F5_Commercial_OR - Miscellaneous_Existing_Water Heating_Natural Gas_Strategic Energy Management_A_Achievable Technical Potential | F5 | Commercial | OR - Miscellaneous | Existing | Water Heating | Natural Gas | Strategic Energy Management | A | Incremental Summer Peak Savings (MW) | Achievable Technical Potential | 0 | 0 | 0 | 0 | 0 | 0 | 0 | 0 | 0 | 0 | 0 | 0 | 0 | 0 | 0 | 0 | 0 | 0 | 0 | 0 | 0 | 0 | 0 | 0 | 0 | 0 | 0
F6_Commercial_OR - Miscellaneous_Existing_Water Heating_Natural Gas_Strategic Energy Management_A_Achievable Technical Potential | F6 | Commercial | OR - Miscellaneous | Existing | Water Heating | Natural Gas | Strategic Energy Management | A | Incremental Winter Peak Savings (MW) | Achievable Technical Potential | 0 | 0 | 0 | 0 | 0 | 0 | 0 | 0 | 0 | 0 | 0 | 0 | 0 | 0 | 0 | 0 | 0 | 0 | 0 | 0 | 0 | 0 | 0 | 0 | 0 | 0 | 0
F7_Commercial_OR - Miscellaneous_Existing_Water Heating_Natural Gas_Strategic Energy Management_A_Achievable Technical Potential | F7 | Commercial | OR - Miscellaneous | Existing | Water Heating | Natural Gas | Strategic Energy Management | A | Cumulative Energy Savings (MWh or mTherms) | Achievable Technical Potential | 0 | 0 | 0.039833 | 0.11899 | 0.19497 | 0.23053 | 0.22609 | 0.22176 | 0.21776 | 0.21407 | 0.21068 | 0.2077 | 0.20528 | 0.20341 | 0.20221 | 0.20102 | 0.20016 | 0.19948 | 0.19895 | 0.19852 | 0.19821 | 0.19799 | 0.19784 | 0.19773 | 0.19758 | 0.19755 | 0.19752
F8_Commercial_OR - Miscellaneous_Existing_Water Heating_Natural Gas_Strategic Energy Management_A_Achievable Technical Potential | F8 | Commercial | OR - Miscellaneous | Existing | Water Heating | Natural Gas | Strategic Energy Management | A | Cumulative Summer Peak Savings (MW) | Achievable Technical Potential | 0 | 0 | 0 | 0 | 0 | 0 | 0 | 0 | 0 | 0 | 0 | 0 | 0 | 0 | 0 | 0 | 0 | 0 | 0 | 0 | 0 | 0 | 0 | 0 | 0 | 0 | 0
F9_Commercial_OR - Miscellaneous_Existing_Water Heating_Natural Gas_Strategic Energy Management_A_Achievable Technical Potential | F9 | Commercial | OR - Miscellaneous | Existing | Water Heating | Natural Gas | Strategic Energy Management | A | Cumulative Winter Peak Savings (MW) | Achievable Technical Potential | 0 | 0 | 0 | 0 | 0 | 0 | 0 | 0 | 0 | 0 | 0 | 0 | 0 | 0 | 0 | 0 | 0 | 0 | 0 | 0 | 0 | 0 | 0 | 0 | 0 | 0 | 0
F10_Commercial_OR - Miscellaneous_Existing_Water Heating_Natural Gas_Strategic Energy Management_A_Achievable Technical Potential | F10 | Commercial | OR - Miscellaneous | Existing | Water Heating | Natural Gas | Strategic Energy Management | A | Purchases (Incremental) | Achievable Technical Potential | 0 | 0 | 2321.5981 | 4765.3855 | 4765.3855 | 2443.7874 | 9.0949e-13 | 0 | 9.0949e-13 | 0 | 0 | 0 | 0 | 0 | 0 | 0 | 0 | 0 | 0 | 0 | 0 | 0 | 0 | 0 | 0 | 0 | 0
F11_Commercial_OR - Miscellaneous_Existing_Water Heating_Natural Gas_Strategic Energy Management_A_Achievable Technical Potential | F11 | Commercial | OR - Miscellaneous | Existing | Water Heating | Natural Gas | Strategic Energy Management | A | Purchases (Cumulative) | Achievable Technical Potential | 0 | 0 | 2321.5981 | 7086.9836 | 11852.3691 | 14296.1565 | 14296.1565 | 14296.1565 | 14296.1565 | 14296.1565 | 14296.1565 | 14296.1565 | 14296.1565 | 14296.1565 | 14296.1565 | 14296.1565 | 14296.1565 | 14296.1565 | 14296.1565 | 14296.1565 | 14296.1565 | 14296.1565 | 14296.1565 | 14296.1565 | 14296.1565 | 14296.1565 | 14296.1565
F1_Commercial_OR - Miscellaneous_Existing_Space Heating_Natural Gas_Retrocommissioning_A_Achievable Technical Potential | F1 | Commercial | OR - Miscellaneous | Existing | Space Heating | Natural Gas | Retrocommissioning | A | Integrated Unit Energy Savings (kWh or therms) | Achievable Technical Potential | 0 | 0 | 0.044712 | 0.044127 | 0.043451 | 0.042708 | 0.041875 | 0.040962 | 0.039948 | 0.038837 | 0.037644 | 0.036397 | 0.035138 | 0.03389 | 0.032684 | 0.031559 | 0.030548 | 0.029688 | 0.028981 | 0.028383 | 0.027919 | 0.027491 | 0.027321 | 0.027159 | 0.027005 | 0.026857 | 0.026716
F2_Commercial_OR - Miscellaneous_Existing_Space Heating_Natural Gas_Retrocommissioning_A_Achievable Technical Potential | F2 | Commercial | OR - Miscellaneous | Existing | Space Heating | Natural Gas | Retrocommissioning | A | Integrated Unit Summer Peak Savings (kW) | Achievable Technical Potential | 0 | 0 | 0 | 0 | 0 | 0 | 0 | 0 | 0 | 0 | 0 | 0 | 0 | 0 | 0 | 0 | 0 | 0 | 0 | 0 | 0 | 0 | 0 | 0 | 0 | 0 | 0
F3_Commercial_OR - Miscellaneous_Existing_Space Heating_Natural Gas_Retrocommissioning_A_Achievable Technical Potential | F3 | Commercial | OR - Miscellaneous | Existing | Space Heating | Natural Gas | Retrocommissioning | A | Integrated Unit Winter Peak Savings (kW) | Achievable Technical Potential | 0 | 0 | 0 | 0 | 0 | 0 | 0 | 0 | 0 | 0 | 0 | 0 | 0 | 0 | 0 | 0 | 0 | 0 | 0 | 0 | 0 | 0 | 0 | 0 | 0 | 0 | 0
F4_Commercial_OR - Miscellaneous_Existing_Space Heating_Natural Gas_Retrocommissioning_A_Achievable Technical Potential | F4 | Commercial | OR - Miscellaneous | Existing | Space Heating | Natural Gas | Retrocommissioning | A | Incremental Energy Savings (MWh or mTherms) | Achievable Technical Potential | 0 | 0 | 0.13958 | 0.28277 | 0.27844 | 0.14035 | 0 | 0 | 0 | 0 | 0 | 0 | 0 | 0 | 0 | 0 | 0 | 0 | 0 | 0 | 0 | 0 | 0 | 0 | 0 | 0 | 0
F5_Commercial_OR - Miscellaneous_Existing_Space Heating_Natural Gas_Retrocommissioning_A_Achievable Technical Potential | F5 | Commercial | OR - Miscellaneous | Existing | Space Heating | Natural Gas | Retrocommissioning | A | Incremental Summer Peak Savings (MW) | Achievable Technical Potential | 0 | 0 | 0 | 0 | 0 | 0 | 0 | 0 | 0 | 0 | 0 | 0 | 0 | 0 | 0 | 0 | 0 | 0 | 0 | 0 | 0 | 0 | 0 | 0 | 0 | 0 | 0
F6_Commercial_OR - Miscellaneous_Existing_Space Heating_Natural Gas_Retrocommissioning_A_Achievable Technical Potential | F6 | Commercial | OR - Miscellaneous | Existing | Space Heating | Natural Gas | Retrocommissioning | A | Incremental Winter Peak Savings (MW) | Achievable Technical Potential | 0 | 0 | 0 | 0 | 0 | 0 | 0 | 0 | 0 | 0 | 0 | 0 | 0 | 0 | 0 | 0 | 0 | 0 | 0 | 0 | 0 | 0 | 0 | 0 | 0 | 0 | 0
F7_Commercial_OR - Miscellaneous_Existing_Space Heating_Natural Gas_Retrocommissioning_A_Achievable Technical Potential | F7 | Commercial | OR - Miscellaneous | Existing | Space Heating | Natural Gas | Retrocommissioning | A | Cumulative Energy Savings (MWh or mTherms) | Achievable Technical Potential | 0 | 0 | 0.13958 | 0.42052 | 0.69252 | 0.82102 | 0.80501 | 0.78745 | 0.76796 | 0.7466 | 0.72366 | 0.69969 | 0.67549 | 0.6515 | 0.62833 | 0.60669 | 0.58726 | 0.57072 | 0.55712 | 0.54565 | 0.53671 | 0.52848 | 0.52521 | 0.52211 | 0.51914 | 0.51631 | 0.51359
F8_Commercial_OR - Miscellaneous_Existing_Space Heating_Natural Gas_Retrocommissioning_A_Achievable Technical Potential | F8 | Commercial | OR - Miscellaneous | Existing | Space Heating | Natural Gas | Retrocommissioning | A | Cumulative Summer Peak Savings (MW) | Achievable Technical Potential | 0 | 0 | 0 | 0 | 0 | 0 | 0 | 0 | 0 | 0 | 0 | 0 | 0 | 0 | 0 | 0 | 0 | 0 | 0 | 0 | 0 | 0 | 0 | 0 | 0 | 0 | 0
F9_Commercial_OR - Miscellaneous_Existing_Space Heating_Natural Gas_Retrocommissioning_A_Achievable Technical Potential | F9 | Commercial | OR - Miscellaneous | Existing | Space Heating | Natural Gas | Retrocommissioning | A | Cumulative Winter Peak Savings (MW) | Achievable Technical Potential | 0 | 0 | 0 | 0 | 0 | 0 | 0 | 0 | 0 | 0 | 0 | 0 | 0 | 0 | 0 | 0 | 0 | 0 | 0 | 0 | 0 | 0 | 0 | 0 | 0 | 0 | 0
F10_Commercial_OR - Miscellaneous_Existing_Space Heating_Natural Gas_Retrocommissioning_A_Achievable Technical Potential | F10 | Commercial | OR - Miscellaneous | Existing | Space Heating | Natural Gas | Retrocommissioning | A | Purchases (Incremental) | Achievable Technical Potential | 0 | 0 | 3121.8543 | 6408.0167 | 6408.0167 | 3286.1624 | 0 | 0 | 0 | 0 | 0 | 0 | 0 | 0 | 0 | 0 | 0 | 0 | 0 | 0 | 0 | 0 | 0 | 0 | 0 | 0 | 0
F11_Commercial_OR - Miscellaneous_Existing_Space Heating_Natural Gas_Retrocommissioning_A_Achievable Technical Potential | F11 | Commercial | OR - Miscellaneous | Existing | Space Heating | Natural Gas | Retrocommissioning | A | Purchases (Cumulative) | Achievable Technical Potential | 0 | 0 | 3121.8543 | 9529.871 | 15937.8877 | 19224.0501 | 19224.0501 | 19224.0501 | 19224.0501 | 19224.0501 | 19224.0501 | 19224.0501 | 19224.0501 | 19224.0501 | 19224.0501 | 19224.0501 | 19224.0501 | 19224.0501 | 19224.0501 | 19224.0501 | 19224.0501 | 19224.0501 | 19224.0501 | 19224.0501 | 19224.0501 | 19224.0501 | 19224.0501
F1_Commercial_OR - Miscellaneous_Existing_Water Heating_Natural Gas_Retrocommissioning_A_Achievable Technical Potential | F1 | Commercial | OR - Miscellaneous | Existing | Water Heating | Natural Gas | Retrocommissioning | A | Integrated Unit Energy Savings (kWh or therms) | Achievable Technical Potential | 0 | 0 | 0.021051 | 0.020567 | 0.020117 | 0.019703 | 0.019323 | 0.018953 | 0.018611 | 0.018296 | 0.018006 | 0.017751 | 0.017545 | 0.017385 | 0.017282 | 0.017181 | 0.017107 | 0.017049 | 0.017003 | 0.016967 | 0.016941 | 0.016922 | 0.016909 | 0.0169 | 0.016887 | 0.016884 | 0.016881
F2_Commercial_OR - Miscellaneous_Existing_Water Heating_Natural Gas_Retrocommissioning_A_Achievable Technical Potential | F2 | Commercial | OR - Miscellaneous | Existing | Water Heating | Natural Gas | Retrocommissioning | A | Integrated Unit Summer Peak Savings (kW) | Achievable Technical Potential | 0 | 0 | 0 | 0 | 0 | 0 | 0 | 0 | 0 | 0 | 0 | 0 | 0 | 0 | 0 | 0 | 0 | 0 | 0 | 0 | 0 | 0 | 0 | 0 | 0 | 0 | 0
F3_Commercial_OR - Miscellaneous_Existing_Water Heating_Natural Gas_Retrocommissioning_A_Achievable Technical Potential | F3 | Commercial | OR - Miscellaneous | Existing | Water Heating | Natural Gas | Retrocommissioning | A | Integrated Unit Winter Peak Savings (kW) | Achievable Technical Potential | 0 | 0 | 0 | 0 | 0 | 0 | 0 | 0 | 0 | 0 | 0 | 0 | 0 | 0 | 0 | 0 | 0 | 0 | 0 | 0 | 0 | 0 | 0 | 0 | 0 | 0 | 0
F4_Commercial_OR - Miscellaneous_Existing_Water Heating_Natural Gas_Retrocommissioning_A_Achievable Technical Potential | F4 | Commercial | OR - Miscellaneous | Existing | Water Heating | Natural Gas | Retrocommissioning | A | Incremental Energy Savings (MWh or mTherms) | Achievable Technical Potential | 0 | 0 | 0.048661 | 0.097584 | 0.09545 | 0.047941 | 1.7574e-17 | 0 | 3.3854e-17 | 0 | 0 | 0 | 0 | 0 | 0 | 0 | 0 | 0 | 0 | 0 | 0 | 0 | 0 | 0 | 0 | 0 | 0
F5_Commercial_OR - Miscellaneous_Existing_Water Heating_Natural Gas_Retrocommissioning_A_Achievable Technical Potential | F5 | Commercial | OR - Miscellaneous | Existing | Water Heating | Natural Gas | Retrocommissioning | A | Incremental Summer Peak Savings (MW) | Achievable Technical Potential | 0 | 0 | 0 | 0 | 0 | 0 | 0 | 0 | 0 | 0 | 0 | 0 | 0 | 0 | 0 | 0 | 0 | 0 | 0 | 0 | 0 | 0 | 0 | 0 | 0 | 0 | 0
F6_Commercial_OR - Miscellaneous_Existing_Water Heating_Natural Gas_Retrocommissioning_A_Achievable Technical Potential | F6 | Commercial | OR - Miscellaneous | Existing | Water Heating | Natural Gas | Retrocommissioning | A | Incremental Winter Peak Savings (MW) | Achievable Technical Potential | 0 | 0 | 0 | 0 | 0 | 0 | 0 | 0 | 0 | 0 | 0 | 0 | 0 | 0 | 0 | 0 | 0 | 0 | 0 | 0 | 0 | 0 | 0 | 0 | 0 | 0 | 0
F7_Commercial_OR - Miscellaneous_Existing_Water Heating_Natural Gas_Retrocommissioning_A_Achievable Technical Potential | F7 | Commercial | OR - Miscellaneous | Existing | Water Heating | Natural Gas | Retrocommissioning | A | Cumulative Energy Savings (MWh or mTherms) | Achievable Technical Potential | 0 | 0 | 0.048661 | 0.14513 | 0.2374 | 0.28046 | 0.27505 | 0.26979 | 0.26492 | 0.26043 | 0.25631 | 0.25268 | 0.24974 | 0.24746 | 0.246 | 0.24455 | 0.24351 | 0.24268 | 0.24203 | 0.24151 | 0.24114 | 0.24087 | 0.24069 | 0.24055 | 0.24037 | 0.24033 | 0.24029
F8_Commercial_OR - Miscellaneous_Existing_Water Heating_Natural Gas_Retrocommissioning_A_Achievable Technical Potential | F8 | Commercial | OR - Miscellaneous | Existing | Water Heating | Natural Gas | Retrocommissioning | A | Cumulative Summer Peak Savings (MW) | Achievable Technical Potential | 0 | 0 | 0 | 0 | 0 | 0 | 0 | 0 | 0 | 0 | 0 | 0 | 0 | 0 | 0 | 0 | 0 | 0 | 0 | 0 | 0 | 0 | 0 | 0 | 0 | 0 | 0
F9_Commercial_OR - Miscellaneous_Existing_Water Heating_Natural Gas_Retrocommissioning_A_Achievable Technical Potential | F9 | Commercial | OR - Miscellaneous | Existing | Water Heating | Natural Gas | Retrocommissioning | A | Cumulative Winter Peak Savings (MW) | Achievable Technical Potential | 0 | 0 | 0 | 0 | 0 | 0 | 0 | 0 | 0 | 0 | 0 | 0 | 0 | 0 | 0 | 0 | 0 | 0 | 0 | 0 | 0 | 0 | 0 | 0 | 0 | 0 | 0
F10_Commercial_OR - Miscellaneous_Existing_Water Heating_Natural Gas_Retrocommissioning_A_Achievable Technical Potential | F10 | Commercial | OR - Miscellaneous | Existing | Water Heating | Natural Gas | Retrocommissioning | A | Purchases (Incremental) | Achievable Technical Potential | 0 | 0 | 2311.5479 | 4744.7561 | 4744.7561 | 2433.2083 | 9.0949e-13 | 0 | 1.819e-12 | 0 | 0 | 0 | 0 | 0 | 0 | 0 | 0 | 0 | 0 | 0 | 0 | 0 | 0 | 0 | 0 | 0 | 0
F11_Commercial_OR - Miscellaneous_Existing_Water Heating_Natural Gas_Retrocommissioning_A_Achievable Technical Potential | F11 | Commercial | OR - Miscellaneous | Existing | Water Heating | Natural Gas | Retrocommissioning | A | Purchases (Cumulative) | Achievable Technical Potential | 0 | 0 | 2311.5479 | 7056.304 | 11801.0601 | 14234.2684 | 14234.2684 | 14234.2684 | 14234.2684 | 14234.2684 | 14234.2684 | 14234.2684 | 14234.2684 | 14234.2684 | 14234.2684 | 14234.2684 | 14234.2684 | 14234.2684 | 14234.2684 | 14234.2684 | 14234.2684 | 14234.2684 | 14234.2684 | 14234.2684 | 14234.2684 | 14234.2684 | 14234.2684
F1_Commercial_OR - Miscellaneous_New_Space Heating_Natural Gas_Insulation - Ceiling_A_Achievable Technical Potential | F1 | Commercial | OR - Miscellaneous | New | Space Heating | Natural Gas | Insulation - Ceiling | A | Integrated Unit Energy Savings (kWh or therms) | Achievable Technical Potential | 0 | 0 | 0 | 0 | 0 | 0 | 0 | 0 | 0 | 0 | 0 | 0 | 0 | 0 | 0 | 0 | 0 | 0 | 0 | 0 | 0 | 0 | 0 | 0 | 0 | 0 | 0
F2_Commercial_OR - Miscellaneous_New_Space Heating_Natural Gas_Insulation - Ceiling_A_Achievable Technical Potential | F2 | Commercial | OR - Miscellaneous | New | Space Heating | Natural Gas | Insulation - Ceiling | A | Integrated Unit Summer Peak Savings (kW) | Achievable Technical Potential | 0 | 0 | 0 | 0 | 0 | 0 | 0 | 0 | 0 | 0 | 0 | 0 | 0 | 0 | 0 | 0 | 0 | 0 | 0 | 0 | 0 | 0 | 0 | 0 | 0 | 0 | 0
F3_Commercial_OR - Miscellaneous_New_Space Heating_Natural Gas_Insulation - Ceiling_A_Achievable Technical Potential | F3 | Commercial | OR - Miscellaneous | New | Space Heating | Natural Gas | Insulation - Ceiling | A | Integrated Unit Winter Peak Savings (kW) | Achievable Technical Potential | 0 | 0 | 0 | 0 | 0 | 0 | 0 | 0 | 0 | 0 | 0 | 0 | 0 | 0 | 0 | 0 | 0 | 0 | 0 | 0 | 0 | 0 | 0 | 0 | 0 | 0 | 0
F4_Commercial_OR - Miscellaneous_New_Space Heating_Natural Gas_Insulation - Ceiling_A_Achievable Technical Potential | F4 | Commercial | OR - Miscellaneous | New | Space Heating | Natural Gas | Insulation - Ceiling | A | Incremental Energy Savings (MWh or mTherms) | Achievable Technical Potential | 0 | 0 | 0 | 0 | 0 | 0 | 0 | 0 | 0 | 0 | 0 | 0 | 0 | 0 | 0 | 0 | 0 | 0 | 0 | 0 | 0 | 0 | 0 | 0 | 0 | 0 | 0
F5_Commercial_OR - Miscellaneous_New_Space Heating_Natural Gas_Insulation - Ceiling_A_Achievable Technical Potential | F5 | Commercial | OR - Miscellaneous | New | Space Heating | Natural Gas | Insulation - Ceiling | A | Incremental Summer Peak Savings (MW) | Achievable Technical Potential | 0 | 0 | 0 | 0 | 0 | 0 | 0 | 0 | 0 | 0 | 0 | 0 | 0 | 0 | 0 | 0 | 0 | 0 | 0 | 0 | 0 | 0 | 0 | 0 | 0 | 0 | 0
F6_Commercial_OR - Miscellaneous_New_Space Heating_Natural Gas_Insulation - Ceiling_A_Achievable Technical Potential | F6 | Commercial | OR - Miscellaneous | New | Space Heating | Natural Gas | Insulation - Ceiling | A | Incremental Winter Peak Savings (MW) | Achievable Technical Potential | 0 | 0 | 0 | 0 | 0 | 0 | 0 | 0 | 0 | 0 | 0 | 0 | 0 | 0 | 0 | 0 | 0 | 0 | 0 | 0 | 0 | 0 | 0 | 0 | 0 | 0 | 0
F7_Commercial_OR - Miscellaneous_New_Space Heating_Natural Gas_Insulation - Ceiling_A_Achievable Technical Potential | F7 | Commercial | OR - Miscellaneous | New | Space Heating | Natural Gas | Insulation - Ceiling | A | Cumulative Energy Savings (MWh or mTherms) | Achievable Technical Potential | 0 | 0 | 0 | 0 | 0 | 0 | 0 | 0 | 0 | 0 | 0 | 0 | 0 | 0 | 0 | 0 | 0 | 0 | 0 | 0 | 0 | 0 | 0 | 0 | 0 | 0 | 0
F8_Commercial_OR - Miscellaneous_New_Space Heating_Natural Gas_Insulation - Ceiling_A_Achievable Technical Potential | F8 | Commercial | OR - Miscellaneous | New | Space Heating | Natural Gas | Insulation - Ceiling | A | Cumulative Summer Peak Savings (MW) | Achievable Technical Potential | 0 | 0 | 0 | 0 | 0 | 0 | 0 | 0 | 0 | 0 | 0 | 0 | 0 | 0 | 0 | 0 | 0 | 0 | 0 | 0 | 0 | 0 | 0 | 0 | 0 | 0 | 0
F9_Commercial_OR - Miscellaneous_New_Space Heating_Natural Gas_Insulation - Ceiling_A_Achievable Technical Potential | F9 | Commercial | OR - Miscellaneous | New | Space Heating | Natural Gas | Insulation - Ceiling | A | Cumulative Winter Peak Savings (MW) | Achievable Technical Potential | 0 | 0 | 0 | 0 | 0 | 0 | 0 | 0 | 0 | 0 | 0 | 0 | 0 | 0 | 0 | 0 | 0 | 0 | 0 | 0 | 0 | 0 | 0 | 0 | 0 | 0 | 0
F10_Commercial_OR - Miscellaneous_New_Space Heating_Natural Gas_Insulation - Ceiling_A_Achievable Technical Potential | F10 | Commercial | OR - Miscellaneous | New | Space Heating | Natural Gas | Insulation - Ceiling | A | Purchases (Incremental) | Achievable Technical Potential | 0 | 0 | 0 | 0 | 0 | 0 | 0 | 0 | 0 | 0 | 0 | 0 | 0 | 0 | 0 | 0 | 0 | 0 | 0 | 0 | 0 | 0 | 0 | 0 | 0 | 0 | 0
F11_Commercial_OR - Miscellaneous_New_Space Heating_Natural Gas_Insulation - Ceiling_A_Achievable Technical Potential | F11 | Commercial | OR - Miscellaneous | New | Space Heating | Natural Gas | Insulation - Ceiling | A | Purchases (Cumulative) | Achievable Technical Potential | 0 | 0 | 0 | 0 | 0 | 0 | 0 | 0 | 0 | 0 | 0 | 0 | 0 | 0 | 0 | 0 | 0 | 0 | 0 | 0 | 0 | 0 | 0 | 0 | 0 | 0 | 0
F1_Commercial_OR - Miscellaneous_New_Space Heating_Natural Gas_Insulation - Ducting_A_Achievable Technical Potential | F1 | Commercial | OR - Miscellaneous | New | Space Heating | Natural Gas | Insulation - Ducting | A | Integrated Unit Energy Savings (kWh or therms) | Achievable Technical Potential | 0 | 0 | 0 | 0 | 0 | 0 | 0 | 0 | 0 | 0 | 0 | 0 | 0 | 0 | 0 | 0 | 0 | 0 | 0 | 0 | 0 | 0 | 0 | 0 | 0 | 0 | 0
F2_Commercial_OR - Miscellaneous_New_Space Heating_Natural Gas_Insulation - Ducting_A_Achievable Technical Potential | F2 | Commercial | OR - Miscellaneous | New | Space Heating | Natural Gas | Insulation - Ducting | A | Integrated Unit Summer Peak Savings (kW) | Achievable Technical Potential | 0 | 0 | 0 | 0 | 0 | 0 | 0 | 0 | 0 | 0 | 0 | 0 | 0 | 0 | 0 | 0 | 0 | 0 | 0 | 0 | 0 | 0 | 0 | 0 | 0 | 0 | 0
F3_Commercial_OR - Miscellaneous_New_Space Heating_Natural Gas_Insulation - Ducting_A_Achievable Technical Potential | F3 | Commercial | OR - Miscellaneous | New | Space Heating | Natural Gas | Insulation - Ducting | A | Integrated Unit Winter Peak Savings (kW) | Achievable Technical Potential | 0 | 0 | 0 | 0 | 0 | 0 | 0 | 0 | 0 | 0 | 0 | 0 | 0 | 0 | 0 | 0 | 0 | 0 | 0 | 0 | 0 | 0 | 0 | 0 | 0 | 0 | 0
F4_Commercial_OR - Miscellaneous_New_Space Heating_Natural Gas_Insulation - Ducting_A_Achievable Technical Potential | F4 | Commercial | OR - Miscellaneous | New | Space Heating | Natural Gas | Insulation - Ducting | A | Incremental Energy Savings (MWh or mTherms) | Achievable Technical Potential | 0 | 0 | 0 | 0 | 0 | 0 | 0 | 0 | 0 | 0 | 0 | 0 | 0 | 0 | 0 | 0 | 0 | 0 | 0 | 0 | 0 | 0 | 0 | 0 | 0 | 0 | 0
F5_Commercial_OR - Miscellaneous_New_Space Heating_Natural Gas_Insulation - Ducting_A_Achievable Technical Potential | F5 | Commercial | OR - Miscellaneous | New | Space Heating | Natural Gas | Insulation - Ducting | A | Incremental Summer Peak Savings (MW) | Achievable Technical Potential | 0 | 0 | 0 | 0 | 0 | 0 | 0 | 0 | 0 | 0 | 0 | 0 | 0 | 0 | 0 | 0 | 0 | 0 | 0 | 0 | 0 | 0 | 0 | 0 | 0 | 0 | 0
F6_Commercial_OR - Miscellaneous_New_Space Heating_Natural Gas_Insulation - Ducting_A_Achievable Technical Potential | F6 | Commercial | OR - Miscellaneous | New | Space Heating | Natural Gas | Insulation - Ducting | A | Incremental Winter Peak Savings (MW) | Achievable Technical Potential | 0 | 0 | 0 | 0 | 0 | 0 | 0 | 0 | 0 | 0 | 0 | 0 | 0 | 0 | 0 | 0 | 0 | 0 | 0 | 0 | 0 | 0 | 0 | 0 | 0 | 0 | 0
F7_Commercial_OR - Miscellaneous_New_Space Heating_Natural Gas_Insulation - Ducting_A_Achievable Technical Potential | F7 | Commercial | OR - Miscellaneous | New | Space Heating | Natural Gas | Insulation - Ducting | A | Cumulative Energy Savings (MWh or mTherms) | Achievable Technical Potential | 0 | 0 | 0 | 0 | 0 | 0 | 0 | 0 | 0 | 0 | 0 | 0 | 0 | 0 | 0 | 0 | 0 | 0 | 0 | 0 | 0 | 0 | 0 | 0 | 0 | 0 | 0
F8_Commercial_OR - Miscellaneous_New_Space Heating_Natural Gas_Insulation - Ducting_A_Achievable Technical Potential | F8 | Commercial | OR - Miscellaneous | New | Space Heating | Natural Gas | Insulation - Ducting | A | Cumulative Summer Peak Savings (MW) | Achievable Technical Potential | 0 | 0 | 0 | 0 | 0 | 0 | 0 | 0 | 0 | 0 | 0 | 0 | 0 | 0 | 0 | 0 | 0 | 0 | 0 | 0 | 0 | 0 | 0 | 0 | 0 | 0 | 0
F9_Commercial_OR - Miscellaneous_New_Space Heating_Natural Gas_Insulation - Ducting_A_Achievable Technical Potential | F9 | Commercial | OR - Miscellaneous | New | Space Heating | Natural Gas | Insulation - Ducting | A | Cumulative Winter Peak Savings (MW) | Achievable Technical Potential | 0 | 0 | 0 | 0 | 0 | 0 | 0 | 0 | 0 | 0 | 0 | 0 | 0 | 0 | 0 | 0 | 0 | 0 | 0 | 0 | 0 | 0 | 0 | 0 | 0 | 0 | 0
F10_Commercial_OR - Miscellaneous_New_Space Heating_Natural Gas_Insulation - Ducting_A_Achievable Technical Potential | F10 | Commercial | OR - Miscellaneous | New | Space Heating | Natural Gas | Insulation - Ducting | A | Purchases (Incremental) | Achievable Technical Potential | 0 | 0 | 0 | 0 | 0 | 0 | 0 | 0 | 0 | 0 | 0 | 0 | 0 | 0 | 0 | 0 | 0 | 0 | 0 | 0 | 0 | 0 | 0 | 0 | 0 | 0 | 0
F11_Commercial_OR - Miscellaneous_New_Space Heating_Natural Gas_Insulation - Ducting_A_Achievable Technical Potential | F11 | Commercial | OR - Miscellaneous | New | Space Heating | Natural Gas | Insulation - Ducting | A | Purchases (Cumulative) | Achievable Technical Potential | 0 | 0 | 0 | 0 | 0 | 0 | 0 | 0 | 0 | 0 | 0 | 0 | 0 | 0 | 0 | 0 | 0 | 0 | 0 | 0 | 0 | 0 | 0 | 0 | 0 | 0 | 0
F1_Commercial_OR - Miscellaneous_New_Space Heating_Natural Gas_Insulation - Wall Cavity_A_Achievable Technical Potential | F1 | Commercial | OR - Miscellaneous | New | Space Heating | Natural Gas | Insulation - Wall Cavity | A | Integrated Unit Energy Savings (kWh or therms) | Achievable Technical Potential | 0 | 0 | 0 | 0 | 0 | 0 | 0 | 0 | 0 | 0 | 0 | 0 | 0 | 0 | 0 | 0 | 0 | 0 | 0 | 0 | 0 | 0 | 0 | 0 | 0 | 0 | 0
F2_Commercial_OR - Miscellaneous_New_Space Heating_Natural Gas_Insulation - Wall Cavity_A_Achievable Technical Potential | F2 | Commercial | OR - Miscellaneous | New | Space Heating | Natural Gas | Insulation - Wall Cavity | A | Integrated Unit Summer Peak Savings (kW) | Achievable Technical Potential | 0 | 0 | 0 | 0 | 0 | 0 | 0 | 0 | 0 | 0 | 0 | 0 | 0 | 0 | 0 | 0 | 0 | 0 | 0 | 0 | 0 | 0 | 0 | 0 | 0 | 0 | 0
F3_Commercial_OR - Miscellaneous_New_Space Heating_Natural Gas_Insulation - Wall Cavity_A_Achievable Technical Potential | F3 | Commercial | OR - Miscellaneous | New | Space Heating | Natural Gas | Insulation - Wall Cavity | A | Integrated Unit Winter Peak Savings (kW) | Achievable Technical Potential | 0 | 0 | 0 | 0 | 0 | 0 | 0 | 0 | 0 | 0 | 0 | 0 | 0 | 0 | 0 | 0 | 0 | 0 | 0 | 0 | 0 | 0 | 0 | 0 | 0 | 0 | 0
F4_Commercial_OR - Miscellaneous_New_Space Heating_Natural Gas_Insulation - Wall Cavity_A_Achievable Technical Potential | F4 | Commercial | OR - Miscellaneous | New | Space Heating | Natural Gas | Insulation - Wall Cavity | A | Incremental Energy Savings (MWh or mTherms) | Achievable Technical Potential | 0 | 0 | 0 | 0 | 0 | 0 | 0 | 0 | 0 | 0 | 0 | 0 | 0 | 0 | 0 | 0 | 0 | 0 | 0 | 0 | 0 | 0 | 0 | 0 | 0 | 0 | 0
F5_Commercial_OR - Miscellaneous_New_Space Heating_Natural Gas_Insulation - Wall Cavity_A_Achievable Technical Potential | F5 | Commercial | OR - Miscellaneous | New | Space Heating | Natural Gas | Insulation - Wall Cavity | A | Incremental Summer Peak Savings (MW) | Achievable Technical Potential | 0 | 0 | 0 | 0 | 0 | 0 | 0 | 0 | 0 | 0 | 0 | 0 | 0 | 0 | 0 | 0 | 0 | 0 | 0 | 0 | 0 | 0 | 0 | 0 | 0 | 0 | 0
F6_Commercial_OR - Miscellaneous_New_Space Heating_Natural Gas_Insulation - Wall Cavity_A_Achievable Technical Potential | F6 | Commercial | OR - Miscellaneous | New | Space Heating | Natural Gas | Insulation - Wall Cavity | A | Incremental Winter Peak Savings (MW) | Achievable Technical Potential | 0 | 0 | 0 | 0 | 0 | 0 | 0 | 0 | 0 | 0 | 0 | 0 | 0 | 0 | 0 | 0 | 0 | 0 | 0 | 0 | 0 | 0 | 0 | 0 | 0 | 0 | 0
F7_Commercial_OR - Miscellaneous_New_Space Heating_Natural Gas_Insulation - Wall Cavity_A_Achievable Technical Potential | F7 | Commercial | OR - Miscellaneous | New | Space Heating | Natural Gas | Insulation - Wall Cavity | A | Cumulative Energy Savings (MWh or mTherms) | Achievable Technical Potential | 0 | 0 | 0 | 0 | 0 | 0 | 0 | 0 | 0 | 0 | 0 | 0 | 0 | 0 | 0 | 0 | 0 | 0 | 0 | 0 | 0 | 0 | 0 | 0 | 0 | 0 | 0
F8_Commercial_OR - Miscellaneous_New_Space Heating_Natural Gas_Insulation - Wall Cavity_A_Achievable Technical Potential | F8 | Commercial | OR - Miscellaneous | New | Space Heating | Natural Gas | Insulation - Wall Cavity | A | Cumulative Summer Peak Savings (MW) | Achievable Technical Potential | 0 | 0 | 0 | 0 | 0 | 0 | 0 | 0 | 0 | 0 | 0 | 0 | 0 | 0 | 0 | 0 | 0 | 0 | 0 | 0 | 0 | 0 | 0 | 0 | 0 | 0 | 0
F9_Commercial_OR - Miscellaneous_New_Space Heating_Natural Gas_Insulation - Wall Cavity_A_Achievable Technical Potential | F9 | Commercial | OR - Miscellaneous | New | Space Heating | Natural Gas | Insulation - Wall Cavity | A | Cumulative Winter Peak Savings (MW) | Achievable Technical Potential | 0 | 0 | 0 | 0 | 0 | 0 | 0 | 0 | 0 | 0 | 0 | 0 | 0 | 0 | 0 | 0 | 0 | 0 | 0 | 0 | 0 | 0 | 0 | 0 | 0 | 0 | 0
F10_Commercial_OR - Miscellaneous_New_Space Heating_Natural Gas_Insulation - Wall Cavity_A_Achievable Technical Potential | F10 | Commercial | OR - Miscellaneous | New | Space Heating | Natural Gas | Insulation - Wall Cavity | A | Purchases (Incremental) | Achievable Technical Potential | 0 | 0 | 0 | 0 | 0 | 0 | 0 | 0 | 0 | 0 | 0 | 0 | 0 | 0 | 0 | 0 | 0 | 0 | 0 | 0 | 0 | 0 | 0 | 0 | 0 | 0 | 0
F11_Commercial_OR - Miscellaneous_New_Space Heating_Natural Gas_Insulation - Wall Cavity_A_Achievable Technical Potential | F11 | Commercial | OR - Miscellaneous | New | Space Heating | Natural Gas | Insulation - Wall Cavity | A | Purchases (Cumulative) | Achievable Technical Potential | 0 | 0 | 0 | 0 | 0 | 0 | 0 | 0 | 0 | 0 | 0 | 0 | 0 | 0 | 0 | 0 | 0 | 0 | 0 | 0 | 0 | 0 | 0 | 0 | 0 | 0 | 0
F1_Commercial_OR - Miscellaneous_New_Space Heating_Natural Gas_Green Roof - Vegetated Rooftop_A_Achievable Technical Potential | F1 | Commercial | OR - Miscellaneous | New | Space Heating | Natural Gas | Green Roof - Vegetated Rooftop | A | Integrated Unit Energy Savings (kWh or therms) | Achievable Technical Potential | 0 | 0 | 0 | 0 | 0 | 0 | 0 | 0 | 0 | 0 | 0 | 0 | 0 | 0 | 0 | 0 | 0 | 0 | 0 | 0 | 0 | 0 | 0 | 0 | 0 | 0 | 0
F2_Commercial_OR - Miscellaneous_New_Space Heating_Natural Gas_Green Roof - Vegetated Rooftop_A_Achievable Technical Potential | F2 | Commercial | OR - Miscellaneous | New | Space Heating | Natural Gas | Green Roof - Vegetated Rooftop | A | Integrated Unit Summer Peak Savings (kW) | Achievable Technical Potential | 0 | 0 | 0 | 0 | 0 | 0 | 0 | 0 | 0 | 0 | 0 | 0 | 0 | 0 | 0 | 0 | 0 | 0 | 0 | 0 | 0 | 0 | 0 | 0 | 0 | 0 | 0
F3_Commercial_OR - Miscellaneous_New_Space Heating_Natural Gas_Green Roof - Vegetated Rooftop_A_Achievable Technical Potential | F3 | Commercial | OR - Miscellaneous | New | Space Heating | Natural Gas | Green Roof - Vegetated Rooftop | A | Integrated Unit Winter Peak Savings (kW) | Achievable Technical Potential | 0 | 0 | 0 | 0 | 0 | 0 | 0 | 0 | 0 | 0 | 0 | 0 | 0 | 0 | 0 | 0 | 0 | 0 | 0 | 0 | 0 | 0 | 0 | 0 | 0 | 0 | 0
F4_Commercial_OR - Miscellaneous_New_Space Heating_Natural Gas_Green Roof - Vegetated Rooftop_A_Achievable Technical Potential | F4 | Commercial | OR - Miscellaneous | New | Space Heating | Natural Gas | Green Roof - Vegetated Rooftop | A | Incremental Energy Savings (MWh or mTherms) | Achievable Technical Potential | 0 | 0 | 0 | 0 | 0 | 0 | 0 | 0 | 0 | 0 | 0 | 0 | 0 | 0 | 0 | 0 | 0 | 0 | 0 | 0 | 0 | 0 | 0 | 0 | 0 | 0 | 0
F5_Commercial_OR - Miscellaneous_New_Space Heating_Natural Gas_Green Roof - Vegetated Rooftop_A_Achievable Technical Potential | F5 | Commercial | OR - Miscellaneous | New | Space Heating | Natural Gas | Green Roof - Vegetated Rooftop | A | Incremental Summer Peak Savings (MW) | Achievable Technical Potential | 0 | 0 | 0 | 0 | 0 | 0 | 0 | 0 | 0 | 0 | 0 | 0 | 0 | 0 | 0 | 0 | 0 | 0 | 0 | 0 | 0 | 0 | 0 | 0 | 0 | 0 | 0
F6_Commercial_OR - Miscellaneous_New_Space Heating_Natural Gas_Green Roof - Vegetated Rooftop_A_Achievable Technical Potential | F6 | Commercial | OR - Miscellaneous | New | Space Heating | Natural Gas | Green Roof - Vegetated Rooftop | A | Incremental Winter Peak Savings (MW) | Achievable Technical Potential | 0 | 0 | 0 | 0 | 0 | 0 | 0 | 0 | 0 | 0 | 0 | 0 | 0 | 0 | 0 | 0 | 0 | 0 | 0 | 0 | 0 | 0 | 0 | 0 | 0 | 0 | 0
F7_Commercial_OR - Miscellaneous_New_Space Heating_Natural Gas_Green Roof - Vegetated Rooftop_A_Achievable Technical Potential | F7 | Commercial | OR - Miscellaneous | New | Space Heating | Natural Gas | Green Roof - Vegetated Rooftop | A | Cumulative Energy Savings (MWh or mTherms) | Achievable Technical Potential | 0 | 0 | 0 | 0 | 0 | 0 | 0 | 0 | 0 | 0 | 0 | 0 | 0 | 0 | 0 | 0 | 0 | 0 | 0 | 0 | 0 | 0 | 0 | 0 | 0 | 0 | 0
F8_Commercial_OR - Miscellaneous_New_Space Heating_Natural Gas_Green Roof - Vegetated Rooftop_A_Achievable Technical Potential | F8 | Commercial | OR - Miscellaneous | New | Space Heating | Natural Gas | Green Roof - Vegetated Rooftop | A | Cumulative Summer Peak Savings (MW) | Achievable Technical Potential | 0 | 0 | 0 | 0 | 0 | 0 | 0 | 0 | 0 | 0 | 0 | 0 | 0 | 0 | 0 | 0 | 0 | 0 | 0 | 0 | 0 | 0 | 0 | 0 | 0 | 0 | 0
F9_Commercial_OR - Miscellaneous_New_Space Heating_Natural Gas_Green Roof - Vegetated Rooftop_A_Achievable Technical Potential | F9 | Commercial | OR - Miscellaneous | New | Space Heating | Natural Gas | Green Roof - Vegetated Rooftop | A | Cumulative Winter Peak Savings (MW) | Achievable Technical Potential | 0 | 0 | 0 | 0 | 0 | 0 | 0 | 0 | 0 | 0 | 0 | 0 | 0 | 0 | 0 | 0 | 0 | 0 | 0 | 0 | 0 | 0 | 0 | 0 | 0 | 0 | 0
F10_Commercial_OR - Miscellaneous_New_Space Heating_Natural Gas_Green Roof - Vegetated Rooftop_A_Achievable Technical Potential | F10 | Commercial | OR - Miscellaneous | New | Space Heating | Natural Gas | Green Roof - Vegetated Rooftop | A | Purchases (Incremental) | Achievable Technical Potential | 0 | 0 | 0 | 0 | 0 | 0 | 0 | 0 | 0 | 0 | 0 | 0 | 0 | 0 | 0 | 0 | 0 | 0 | 0 | 0 | 0 | 0 | 0 | 0 | 0 | 0 | 0
F11_Commercial_OR - Miscellaneous_New_Space Heating_Natural Gas_Green Roof - Vegetated Rooftop_A_Achievable Technical Potential | F11 | Commercial | OR - Miscellaneous | New | Space Heating | Natural Gas | Green Roof - Vegetated Rooftop | A | Purchases (Cumulative) | Achievable Technical Potential | 0 | 0 | 0 | 0 | 0 | 0 | 0 | 0 | 0 | 0 | 0 | 0 | 0 | 0 | 0 | 0 | 0 | 0 | 0 | 0 | 0 | 0 | 0 | 0 | 0 | 0 | 0
F1_Commercial_OR - Miscellaneous_New_Space Heating_Natural Gas_Ducting - Repair and Sealing_A_Achievable Technical Potential | F1 | Commercial | OR - Miscellaneous | New | Space Heating | Natural Gas | Ducting - Repair and Sealing | A | Integrated Unit Energy Savings (kWh or therms) | Achievable Technical Potential | 0 | 0 | 0 | 0 | 0 | 0 | 0 | 0 | 0 | 0 | 0 | 0 | 0 | 0 | 0 | 0 | 0 | 0 | 0 | 0 | 0 | 0 | 0 | 0 | 0 | 0 | 0
F2_Commercial_OR - Miscellaneous_New_Space Heating_Natural Gas_Ducting - Repair and Sealing_A_Achievable Technical Potential | F2 | Commercial | OR - Miscellaneous | New | Space Heating | Natural Gas | Ducting - Repair and Sealing | A | Integrated Unit Summer Peak Savings (kW) | Achievable Technical Potential | 0 | 0 | 0 | 0 | 0 | 0 | 0 | 0 | 0 | 0 | 0 | 0 | 0 | 0 | 0 | 0 | 0 | 0 | 0 | 0 | 0 | 0 | 0 | 0 | 0 | 0 | 0
F3_Commercial_OR - Miscellaneous_New_Space Heating_Natural Gas_Ducting - Repair and Sealing_A_Achievable Technical Potential | F3 | Commercial | OR - Miscellaneous | New | Space Heating | Natural Gas | Ducting - Repair and Sealing | A | Integrated Unit Winter Peak Savings (kW) | Achievable Technical Potential | 0 | 0 | 0 | 0 | 0 | 0 | 0 | 0 | 0 | 0 | 0 | 0 | 0 | 0 | 0 | 0 | 0 | 0 | 0 | 0 | 0 | 0 | 0 | 0 | 0 | 0 | 0
F4_Commercial_OR - Miscellaneous_New_Space Heating_Natural Gas_Ducting - Repair and Sealing_A_Achievable Technical Potential | F4 | Commercial | OR - Miscellaneous | New | Space Heating | Natural Gas | Ducting - Repair and Sealing | A | Incremental Energy Savings (MWh or mTherms) | Achievable Technical Potential | 0 | 0 | 0 | 0 | 0 | 0 | 0 | 0 | 0 | 0 | 0 | 0 | 0 | 0 | 0 | 0 | 0 | 0 | 0 | 0 | 0 | 0 | 0 | 0 | 0 | 0 | 0
F5_Commercial_OR - Miscellaneous_New_Space Heating_Natural Gas_Ducting - Repair and Sealing_A_Achievable Technical Potential | F5 | Commercial | OR - Miscellaneous | New | Space Heating | Natural Gas | Ducting - Repair and Sealing | A | Incremental Summer Peak Savings (MW) | Achievable Technical Potential | 0 | 0 | 0 | 0 | 0 | 0 | 0 | 0 | 0 | 0 | 0 | 0 | 0 | 0 | 0 | 0 | 0 | 0 | 0 | 0 | 0 | 0 | 0 | 0 | 0 | 0 | 0
F6_Commercial_OR - Miscellaneous_New_Space Heating_Natural Gas_Ducting - Repair and Sealing_A_Achievable Technical Potential | F6 | Commercial | OR - Miscellaneous | New | Space Heating | Natural Gas | Ducting - Repair and Sealing | A | Incremental Winter Peak Savings (MW) | Achievable Technical Potential | 0 | 0 | 0 | 0 | 0 | 0 | 0 | 0 | 0 | 0 | 0 | 0 | 0 | 0 | 0 | 0 | 0 | 0 | 0 | 0 | 0 | 0 | 0 | 0 | 0 | 0 | 0
F7_Commercial_OR - Miscellaneous_New_Space Heating_Natural Gas_Ducting - Repair and Sealing_A_Achievable Technical Potential | F7 | Commercial | OR - Miscellaneous | New | Space Heating | Natural Gas | Ducting - Repair and Sealing | A | Cumulative Energy Savings (MWh or mTherms) | Achievable Technical Potential | 0 | 0 | 0 | 0 | 0 | 0 | 0 | 0 | 0 | 0 | 0 | 0 | 0 | 0 | 0 | 0 | 0 | 0 | 0 | 0 | 0 | 0 | 0 | 0 | 0 | 0 | 0
F8_Commercial_OR - Miscellaneous_New_Space Heating_Natural Gas_Ducting - Repair and Sealing_A_Achievable Technical Potential | F8 | Commercial | OR - Miscellaneous | New | Space Heating | Natural Gas | Ducting - Repair and Sealing | A | Cumulative Summer Peak Savings (MW) | Achievable Technical Potential | 0 | 0 | 0 | 0 | 0 | 0 | 0 | 0 | 0 | 0 | 0 | 0 | 0 | 0 | 0 | 0 | 0 | 0 | 0 | 0 | 0 | 0 | 0 | 0 | 0 | 0 | 0
F9_Commercial_OR - Miscellaneous_New_Space Heating_Natural Gas_Ducting - Repair and Sealing_A_Achievable Technical Potential | F9 | Commercial | OR - Miscellaneous | New | Space Heating | Natural Gas | Ducting - Repair and Sealing | A | Cumulative Winter Peak Savings (MW) | Achievable Technical Potential | 0 | 0 | 0 | 0 | 0 | 0 | 0 | 0 | 0 | 0 | 0 | 0 | 0 | 0 | 0 | 0 | 0 | 0 | 0 | 0 | 0 | 0 | 0 | 0 | 0 | 0 | 0
F10_Commercial_OR - Miscellaneous_New_Space Heating_Natural Gas_Ducting - Repair and Sealing_A_Achievable Technical Potential | F10 | Commercial | OR - Miscellaneous | New | Space Heating | Natural Gas | Ducting - Repair and Sealing | A | Purchases (Incremental) | Achievable Technical Potential | 0 | 0 | 0 | 0 | 0 | 0 | 0 | 0 | 0 | 0 | 0 | 0 | 0 | 0 | 0 | 0 | 0 | 0 | 0 | 0 | 0 | 0 | 0 | 0 | 0 | 0 | 0
F11_Commercial_OR - Miscellaneous_New_Space Heating_Natural Gas_Ducting - Repair and Sealing_A_Achievable Technical Potential | F11 | Commercial | OR - Miscellaneous | New | Space Heating | Natural Gas | Ducting - Repair and Sealing | A | Purchases (Cumulative) | Achievable Technical Potential | 0 | 0 | 0 | 0 | 0 | 0 | 0 | 0 | 0 | 0 | 0 | 0 | 0 | 0 | 0 | 0 | 0 | 0 | 0 | 0 | 0 | 0 | 0 | 0 | 0 | 0 | 0
F1_Commercial_OR - Miscellaneous_New_Space Heating_Natural Gas_Windows - High Efficiency Glazing_A_Achievable Technical Potential | F1 | Commercial | OR - Miscellaneous | New | Space Heating | Natural Gas | Windows - High Efficiency Glazing | A | Integrated Unit Energy Savings (kWh or therms) | Achievable Technical Potential | 0 | 0 | 0 | 0 | 0 | 0 | 0 | 0 | 0 | 0 | 0 | 0 | 0 | 0 | 0 | 0 | 0 | 0 | 0 | 0 | 0 | 0 | 0 | 0 | 0 | 0 | 0
F2_Commercial_OR - Miscellaneous_New_Space Heating_Natural Gas_Windows - High Efficiency Glazing_A_Achievable Technical Potential | F2 | Commercial | OR - Miscellaneous | New | Space Heating | Natural Gas | Windows - High Efficiency Glazing | A | Integrated Unit Summer Peak Savings (kW) | Achievable Technical Potential | 0 | 0 | 0 | 0 | 0 | 0 | 0 | 0 | 0 | 0 | 0 | 0 | 0 | 0 | 0 | 0 | 0 | 0 | 0 | 0 | 0 | 0 | 0 | 0 | 0 | 0 | 0
F3_Commercial_OR - Miscellaneous_New_Space Heating_Natural Gas_Windows - High Efficiency Glazing_A_Achievable Technical Potential | F3 | Commercial | OR - Miscellaneous | New | Space Heating | Natural Gas | Windows - High Efficiency Glazing | A | Integrated Unit Winter Peak Savings (kW) | Achievable Technical Potential | 0 | 0 | 0 | 0 | 0 | 0 | 0 | 0 | 0 | 0 | 0 | 0 | 0 | 0 | 0 | 0 | 0 | 0 | 0 | 0 | 0 | 0 | 0 | 0 | 0 | 0 | 0
F4_Commercial_OR - Miscellaneous_New_Space Heating_Natural Gas_Windows - High Efficiency Glazing_A_Achievable Technical Potential | F4 | Commercial | OR - Miscellaneous | New | Space Heating | Natural Gas | Windows - High Efficiency Glazing | A | Incremental Energy Savings (MWh or mTherms) | Achievable Technical Potential | 0 | 0 | 0 | 0 | 0 | 0 | 0 | 0 | 0 | 0 | 0 | 0 | 0 | 0 | 0 | 0 | 0 | 0 | 0 | 0 | 0 | 0 | 0 | 0 | 0 | 0 | 0
F5_Commercial_OR - Miscellaneous_New_Space Heating_Natural Gas_Windows - High Efficiency Glazing_A_Achievable Technical Potential | F5 | Commercial | OR - Miscellaneous | New | Space Heating | Natural Gas | Windows - High Efficiency Glazing | A | Incremental Summer Peak Savings (MW) | Achievable Technical Potential | 0 | 0 | 0 | 0 | 0 | 0 | 0 | 0 | 0 | 0 | 0 | 0 | 0 | 0 | 0 | 0 | 0 | 0 | 0 | 0 | 0 | 0 | 0 | 0 | 0 | 0 | 0
F6_Commercial_OR - Miscellaneous_New_Space Heating_Natural Gas_Windows - High Efficiency Glazing_A_Achievable Technical Potential | F6 | Commercial | OR - Miscellaneous | New | Space Heating | Natural Gas | Windows - High Efficiency Glazing | A | Incremental Winter Peak Savings (MW) | Achievable Technical Potential | 0 | 0 | 0 | 0 | 0 | 0 | 0 | 0 | 0 | 0 | 0 | 0 | 0 | 0 | 0 | 0 | 0 | 0 | 0 | 0 | 0 | 0 | 0 | 0 | 0 | 0 | 0
F7_Commercial_OR - Miscellaneous_New_Space Heating_Natural Gas_Windows - High Efficiency Glazing_A_Achievable Technical Potential | F7 | Commercial | OR - Miscellaneous | New | Space Heating | Natural Gas | Windows - High Efficiency Glazing | A | Cumulative Energy Savings (MWh or mTherms) | Achievable Technical Potential | 0 | 0 | 0 | 0 | 0 | 0 | 0 | 0 | 0 | 0 | 0 | 0 | 0 | 0 | 0 | 0 | 0 | 0 | 0 | 0 | 0 | 0 | 0 | 0 | 0 | 0 | 0
F8_Commercial_OR - Miscellaneous_New_Space Heating_Natural Gas_Windows - High Efficiency Glazing_A_Achievable Technical Potential | F8 | Commercial | OR - Miscellaneous | New | Space Heating | Natural Gas | Windows - High Efficiency Glazing | A | Cumulative Summer Peak Savings (MW) | Achievable Technical Potential | 0 | 0 | 0 | 0 | 0 | 0 | 0 | 0 | 0 | 0 | 0 | 0 | 0 | 0 | 0 | 0 | 0 | 0 | 0 | 0 | 0 | 0 | 0 | 0 | 0 | 0 | 0
F9_Commercial_OR - Miscellaneous_New_Space Heating_Natural Gas_Windows - High Efficiency Glazing_A_Achievable Technical Potential | F9 | Commercial | OR - Miscellaneous | New | Space Heating | Natural Gas | Windows - High Efficiency Glazing | A | Cumulative Winter Peak Savings (MW) | Achievable Technical Potential | 0 | 0 | 0 | 0 | 0 | 0 | 0 | 0 | 0 | 0 | 0 | 0 | 0 | 0 | 0 | 0 | 0 | 0 | 0 | 0 | 0 | 0 | 0 | 0 | 0 | 0 | 0
F10_Commercial_OR - Miscellaneous_New_Space Heating_Natural Gas_Windows - High Efficiency Glazing_A_Achievable Technical Potential | F10 | Commercial | OR - Miscellaneous | New | Space Heating | Natural Gas | Windows - High Efficiency Glazing | A | Purchases (Incremental) | Achievable Technical Potential | 0 | 0 | 0 | 0 | 0 | 0 | 0 | 0 | 0 | 0 | 0 | 0 | 0 | 0 | 0 | 0 | 0 | 0 | 0 | 0 | 0 | 0 | 0 | 0 | 0 | 0 | 0
F11_Commercial_OR - Miscellaneous_New_Space Heating_Natural Gas_Windows - High Efficiency Glazing_A_Achievable Technical Potential | F11 | Commercial | OR - Miscellaneous | New | Space Heating | Natural Gas | Windows - High Efficiency Glazing | A | Purchases (Cumulative) | Achievable Technical Potential | 0 | 0 | 0 | 0 | 0 | 0 | 0 | 0 | 0 | 0 | 0 | 0 | 0 | 0 | 0 | 0 | 0 | 0 | 0 | 0 | 0 | 0 | 0 | 0 | 0 | 0 | 0
F1_Commercial_OR - Miscellaneous_New_Space Heating_Natural Gas_Windows - Secondary Glazing Systems_A_Achievable Technical Potential | F1 | Commercial | OR - Miscellaneous | New | Space Heating | Natural Gas | Windows - Secondary Glazing Systems | A | Integrated Unit Energy Savings (kWh or therms) | Achievable Technical Potential | 0 | 0 | 0 | 0 | 0 | 0 | 0 | 0 | 0 | 0 | 0 | 0 | 0 | 0 | 0 | 0 | 0 | 0 | 0 | 0 | 0 | 0 | 0 | 0 | 0 | 0 | 0
F2_Commercial_OR - Miscellaneous_New_Space Heating_Natural Gas_Windows - Secondary Glazing Systems_A_Achievable Technical Potential | F2 | Commercial | OR - Miscellaneous | New | Space Heating | Natural Gas | Windows - Secondary Glazing Systems | A | Integrated Unit Summer Peak Savings (kW) | Achievable Technical Potential | 0 | 0 | 0 | 0 | 0 | 0 | 0 | 0 | 0 | 0 | 0 | 0 | 0 | 0 | 0 | 0 | 0 | 0 | 0 | 0 | 0 | 0 | 0 | 0 | 0 | 0 | 0
F3_Commercial_OR - Miscellaneous_New_Space Heating_Natural Gas_Windows - Secondary Glazing Systems_A_Achievable Technical Potential | F3 | Commercial | OR - Miscellaneous | New | Space Heating | Natural Gas | Windows - Secondary Glazing Systems | A | Integrated Unit Winter Peak Savings (kW) | Achievable Technical Potential | 0 | 0 | 0 | 0 | 0 | 0 | 0 | 0 | 0 | 0 | 0 | 0 | 0 | 0 | 0 | 0 | 0 | 0 | 0 | 0 | 0 | 0 | 0 | 0 | 0 | 0 | 0
F4_Commercial_OR - Miscellaneous_New_Space Heating_Natural Gas_Windows - Secondary Glazing Systems_A_Achievable Technical Potential | F4 | Commercial | OR - Miscellaneous | New | Space Heating | Natural Gas | Windows - Secondary Glazing Systems | A | Incremental Energy Savings (MWh or mTherms) | Achievable Technical Potential | 0 | 0 | 0 | 0 | 0 | 0 | 0 | 0 | 0 | 0 | 0 | 0 | 0 | 0 | 0 | 0 | 0 | 0 | 0 | 0 | 0 | 0 | 0 | 0 | 0 | 0 | 0
F5_Commercial_OR - Miscellaneous_New_Space Heating_Natural Gas_Windows - Secondary Glazing Systems_A_Achievable Technical Potential | F5 | Commercial | OR - Miscellaneous | New | Space Heating | Natural Gas | Windows - Secondary Glazing Systems | A | Incremental Summer Peak Savings (MW) | Achievable Technical Potential | 0 | 0 | 0 | 0 | 0 | 0 | 0 | 0 | 0 | 0 | 0 | 0 | 0 | 0 | 0 | 0 | 0 | 0 | 0 | 0 | 0 | 0 | 0 | 0 | 0 | 0 | 0
F6_Commercial_OR - Miscellaneous_New_Space Heating_Natural Gas_Windows - Secondary Glazing Systems_A_Achievable Technical Potential | F6 | Commercial | OR - Miscellaneous | New | Space Heating | Natural Gas | Windows - Secondary Glazing Systems | A | Incremental Winter Peak Savings (MW) | Achievable Technical Potential | 0 | 0 | 0 | 0 | 0 | 0 | 0 | 0 | 0 | 0 | 0 | 0 | 0 | 0 | 0 | 0 | 0 | 0 | 0 | 0 | 0 | 0 | 0 | 0 | 0 | 0 | 0
F7_Commercial_OR - Miscellaneous_New_Space Heating_Natural Gas_Windows - Secondary Glazing Systems_A_Achievable Technical Potential | F7 | Commercial | OR - Miscellaneous | New | Space Heating | Natural Gas | Windows - Secondary Glazing Systems | A | Cumulative Energy Savings (MWh or mTherms) | Achievable Technical Potential | 0 | 0 | 0 | 0 | 0 | 0 | 0 | 0 | 0 | 0 | 0 | 0 | 0 | 0 | 0 | 0 | 0 | 0 | 0 | 0 | 0 | 0 | 0 | 0 | 0 | 0 | 0
F8_Commercial_OR - Miscellaneous_New_Space Heating_Natural Gas_Windows - Secondary Glazing Systems_A_Achievable Technical Potential | F8 | Commercial | OR - Miscellaneous | New | Space Heating | Natural Gas | Windows - Secondary Glazing Systems | A | Cumulative Summer Peak Savings (MW) | Achievable Technical Potential | 0 | 0 | 0 | 0 | 0 | 0 | 0 | 0 | 0 | 0 | 0 | 0 | 0 | 0 | 0 | 0 | 0 | 0 | 0 | 0 | 0 | 0 | 0 | 0 | 0 | 0 | 0
F9_Commercial_OR - Miscellaneous_New_Space Heating_Natural Gas_Windows - Secondary Glazing Systems_A_Achievable Technical Potential | F9 | Commercial | OR - Miscellaneous | New | Space Heating | Natural Gas | Windows - Secondary Glazing Systems | A | Cumulative Winter Peak Savings (MW) | Achievable Technical Potential | 0 | 0 | 0 | 0 | 0 | 0 | 0 | 0 | 0 | 0 | 0 | 0 | 0 | 0 | 0 | 0 | 0 | 0 | 0 | 0 | 0 | 0 | 0 | 0 | 0 | 0 | 0
F10_Commercial_OR - Miscellaneous_New_Space Heating_Natural Gas_Windows - Secondary Glazing Systems_A_Achievable Technical Potential | F10 | Commercial | OR - Miscellaneous | New | Space Heating | Natural Gas | Windows - Secondary Glazing Systems | A | Purchases (Incremental) | Achievable Technical Potential | 0 | 0 | 0 | 0 | 0 | 0 | 0 | 0 | 0 | 0 | 0 | 0 | 0 | 0 | 0 | 0 | 0 | 0 | 0 | 0 | 0 | 0 | 0 | 0 | 0 | 0 | 0
F11_Commercial_OR - Miscellaneous_New_Space Heating_Natural Gas_Windows - Secondary Glazing Systems_A_Achievable Technical Potential | F11 | Commercial | OR - Miscellaneous | New | Space Heating | Natural Gas | Windows - Secondary Glazing Systems | A | Purchases (Cumulative) | Achievable Technical Potential | 0 | 0 | 0 | 0 | 0 | 0 | 0 | 0 | 0 | 0 | 0 | 0 | 0 | 0 | 0 | 0 | 0 | 0 | 0 | 0 | 0 | 0 | 0 | 0 | 0 | 0 | 0
F1_Commercial_OR - Miscellaneous_New_Space Heating_Natural Gas_HVAC - Energy Recovery Ventilator_A_Achievable Technical Potential | F1 | Commercial | OR - Miscellaneous | New | Space Heating | Natural Gas | HVAC - Energy Recovery Ventilator | A | Integrated Unit Energy Savings (kWh or therms) | Achievable Technical Potential | 0 | 0 | 0 | 0 | 0 | 0 | 0 | 0 | 0 | 0 | 0 | 0 | 0 | 0 | 0 | 0 | 0 | 0 | 0 | 0 | 0 | 0 | 0 | 0 | 0 | 0 | 0
F2_Commercial_OR - Miscellaneous_New_Space Heating_Natural Gas_HVAC - Energy Recovery Ventilator_A_Achievable Technical Potential | F2 | Commercial | OR - Miscellaneous | New | Space Heating | Natural Gas | HVAC - Energy Recovery Ventilator | A | Integrated Unit Summer Peak Savings (kW) | Achievable Technical Potential | 0 | 0 | 0 | 0 | 0 | 0 | 0 | 0 | 0 | 0 | 0 | 0 | 0 | 0 | 0 | 0 | 0 | 0 | 0 | 0 | 0 | 0 | 0 | 0 | 0 | 0 | 0
F3_Commercial_OR - Miscellaneous_New_Space Heating_Natural Gas_HVAC - Energy Recovery Ventilator_A_Achievable Technical Potential | F3 | Commercial | OR - Miscellaneous | New | Space Heating | Natural Gas | HVAC - Energy Recovery Ventilator | A | Integrated Unit Winter Peak Savings (kW) | Achievable Technical Potential | 0 | 0 | 0 | 0 | 0 | 0 | 0 | 0 | 0 | 0 | 0 | 0 | 0 | 0 | 0 | 0 | 0 | 0 | 0 | 0 | 0 | 0 | 0 | 0 | 0 | 0 | 0
F4_Commercial_OR - Miscellaneous_New_Space Heating_Natural Gas_HVAC - Energy Recovery Ventilator_A_Achievable Technical Potential | F4 | Commercial | OR - Miscellaneous | New | Space Heating | Natural Gas | HVAC - Energy Recovery Ventilator | A | Incremental Energy Savings (MWh or mTherms) | Achievable Technical Potential | 0 | 0 | 0 | 0 | 0 | 0 | 0 | 0 | 0 | 0 | 0 | 0 | 0 | 0 | 0 | 0 | 0 | 0 | 0 | 0 | 0 | 0 | 0 | 0 | 0 | 0 | 0
F5_Commercial_OR - Miscellaneous_New_Space Heating_Natural Gas_HVAC - Energy Recovery Ventilator_A_Achievable Technical Potential | F5 | Commercial | OR - Miscellaneous | New | Space Heating | Natural Gas | HVAC - Energy Recovery Ventilator | A | Incremental Summer Peak Savings (MW) | Achievable Technical Potential | 0 | 0 | 0 | 0 | 0 | 0 | 0 | 0 | 0 | 0 | 0 | 0 | 0 | 0 | 0 | 0 | 0 | 0 | 0 | 0 | 0 | 0 | 0 | 0 | 0 | 0 | 0
F6_Commercial_OR - Miscellaneous_New_Space Heating_Natural Gas_HVAC - Energy Recovery Ventilator_A_Achievable Technical Potential | F6 | Commercial | OR - Miscellaneous | New | Space Heating | Natural Gas | HVAC - Energy Recovery Ventilator | A | Incremental Winter Peak Savings (MW) | Achievable Technical Potential | 0 | 0 | 0 | 0 | 0 | 0 | 0 | 0 | 0 | 0 | 0 | 0 | 0 | 0 | 0 | 0 | 0 | 0 | 0 | 0 | 0 | 0 | 0 | 0 | 0 | 0 | 0
F7_Commercial_OR - Miscellaneous_New_Space Heating_Natural Gas_HVAC - Energy Recovery Ventilator_A_Achievable Technical Potential | F7 | Commercial | OR - Miscellaneous | New | Space Heating | Natural Gas | HVAC - Energy Recovery Ventilator | A | Cumulative Energy Savings (MWh or mTherms) | Achievable Technical Potential | 0 | 0 | 0 | 0 | 0 | 0 | 0 | 0 | 0 | 0 | 0 | 0 | 0 | 0 | 0 | 0 | 0 | 0 | 0 | 0 | 0 | 0 | 0 | 0 | 0 | 0 | 0
F8_Commercial_OR - Miscellaneous_New_Space Heating_Natural Gas_HVAC - Energy Recovery Ventilator_A_Achievable Technical Potential | F8 | Commercial | OR - Miscellaneous | New | Space Heating | Natural Gas | HVAC - Energy Recovery Ventilator | A | Cumulative Summer Peak Savings (MW) | Achievable Technical Potential | 0 | 0 | 0 | 0 | 0 | 0 | 0 | 0 | 0 | 0 | 0 | 0 | 0 | 0 | 0 | 0 | 0 | 0 | 0 | 0 | 0 | 0 | 0 | 0 | 0 | 0 | 0
F9_Commercial_OR - Miscellaneous_New_Space Heating_Natural Gas_HVAC - Energy Recovery Ventilator_A_Achievable Technical Potential | F9 | Commercial | OR - Miscellaneous | New | Space Heating | Natural Gas | HVAC - Energy Recovery Ventilator | A | Cumulative Winter Peak Savings (MW) | Achievable Technical Potential | 0 | 0 | 0 | 0 | 0 | 0 | 0 | 0 | 0 | 0 | 0 | 0 | 0 | 0 | 0 | 0 | 0 | 0 | 0 | 0 | 0 | 0 | 0 | 0 | 0 | 0 | 0
F10_Commercial_OR - Miscellaneous_New_Space Heating_Natural Gas_HVAC - Energy Recovery Ventilator_A_Achievable Technical Potential | F10 | Commercial | OR - Miscellaneous | New | Space Heating | Natural Gas | HVAC - Energy Recovery Ventilator | A | Purchases (Incremental) | Achievable Technical Potential | 0 | 0 | 0 | 0 | 0 | 0 | 0 | 0 | 0 | 0 | 0 | 0 | 0 | 0 | 0 | 0 | 0 | 0 | 0 | 0 | 0 | 0 | 0 | 0 | 0 | 0 | 0
F11_Commercial_OR - Miscellaneous_New_Space Heating_Natural Gas_HVAC - Energy Recovery Ventilator_A_Achievable Technical Potential | F11 | Commercial | OR - Miscellaneous | New | Space Heating | Natural Gas | HVAC - Energy Recovery Ventilator | A | Purchases (Cumulative) | Achievable Technical Potential | 0 | 0 | 0 | 0 | 0 | 0 | 0 | 0 | 0 | 0 | 0 | 0 | 0 | 0 | 0 | 0 | 0 | 0 | 0 | 0 | 0 | 0 | 0 | 0 | 0 | 0 | 0
F1_Commercial_OR - Miscellaneous_New_Space Heating_Natural Gas_Building Shell - Air Sealing (Infiltration Control)_A_Achievable Technical Potential | F1 | Commercial | OR - Miscellaneous | New | Space Heating | Natural Gas | Building Shell - Air Sealing (Infiltration Control) | A | Integrated Unit Energy Savings (kWh or therms) | Achievable Technical Potential | 0 | 0 | 0 | 0 | 0 | 0 | 0 | 0 | 0 | 0 | 0 | 0 | 0 | 0 | 0 | 0 | 0 | 0 | 0 | 0 | 0 | 0 | 0 | 0 | 0 | 0 | 0
F2_Commercial_OR - Miscellaneous_New_Space Heating_Natural Gas_Building Shell - Air Sealing (Infiltration Control)_A_Achievable Technical Potential | F2 | Commercial | OR - Miscellaneous | New | Space Heating | Natural Gas | Building Shell - Air Sealing (Infiltration Control) | A | Integrated Unit Summer Peak Savings (kW) | Achievable Technical Potential | 0 | 0 | 0 | 0 | 0 | 0 | 0 | 0 | 0 | 0 | 0 | 0 | 0 | 0 | 0 | 0 | 0 | 0 | 0 | 0 | 0 | 0 | 0 | 0 | 0 | 0 | 0
F3_Commercial_OR - Miscellaneous_New_Space Heating_Natural Gas_Building Shell - Air Sealing (Infiltration Control)_A_Achievable Technical Potential | F3 | Commercial | OR - Miscellaneous | New | Space Heating | Natural Gas | Building Shell - Air Sealing (Infiltration Control) | A | Integrated Unit Winter Peak Savings (kW) | Achievable Technical Potential | 0 | 0 | 0 | 0 | 0 | 0 | 0 | 0 | 0 | 0 | 0 | 0 | 0 | 0 | 0 | 0 | 0 | 0 | 0 | 0 | 0 | 0 | 0 | 0 | 0 | 0 | 0
F4_Commercial_OR - Miscellaneous_New_Space Heating_Natural Gas_Building Shell - Air Sealing (Infiltration Control)_A_Achievable Technical Potential | F4 | Commercial | OR - Miscellaneous | New | Space Heating | Natural Gas | Building Shell - Air Sealing (Infiltration Control) | A | Incremental Energy Savings (MWh or mTherms) | Achievable Technical Potential | 0 | 0 | 0 | 0 | 0 | 0 | 0 | 0 | 0 | 0 | 0 | 0 | 0 | 0 | 0 | 0 | 0 | 0 | 0 | 0 | 0 | 0 | 0 | 0 | 0 | 0 | 0
F5_Commercial_OR - Miscellaneous_New_Space Heating_Natural Gas_Building Shell - Air Sealing (Infiltration Control)_A_Achievable Technical Potential | F5 | Commercial | OR - Miscellaneous | New | Space Heating | Natural Gas | Building Shell - Air Sealing (Infiltration Control) | A | Incremental Summer Peak Savings (MW) | Achievable Technical Potential | 0 | 0 | 0 | 0 | 0 | 0 | 0 | 0 | 0 | 0 | 0 | 0 | 0 | 0 | 0 | 0 | 0 | 0 | 0 | 0 | 0 | 0 | 0 | 0 | 0 | 0 | 0
F6_Commercial_OR - Miscellaneous_New_Space Heating_Natural Gas_Building Shell - Air Sealing (Infiltration Control)_A_Achievable Technical Potential | F6 | Commercial | OR - Miscellaneous | New | Space Heating | Natural Gas | Building Shell - Air Sealing (Infiltration Control) | A | Incremental Winter Peak Savings (MW) | Achievable Technical Potential | 0 | 0 | 0 | 0 | 0 | 0 | 0 | 0 | 0 | 0 | 0 | 0 | 0 | 0 | 0 | 0 | 0 | 0 | 0 | 0 | 0 | 0 | 0 | 0 | 0 | 0 | 0
F7_Commercial_OR - Miscellaneous_New_Space Heating_Natural Gas_Building Shell - Air Sealing (Infiltration Control)_A_Achievable Technical Potential | F7 | Commercial | OR - Miscellaneous | New | Space Heating | Natural Gas | Building Shell - Air Sealing (Infiltration Control) | A | Cumulative Energy Savings (MWh or mTherms) | Achievable Technical Potential | 0 | 0 | 0 | 0 | 0 | 0 | 0 | 0 | 0 | 0 | 0 | 0 | 0 | 0 | 0 | 0 | 0 | 0 | 0 | 0 | 0 | 0 | 0 | 0 | 0 | 0 | 0
F8_Commercial_OR - Miscellaneous_New_Space Heating_Natural Gas_Building Shell - Air Sealing (Infiltration Control)_A_Achievable Technical Potential | F8 | Commercial | OR - Miscellaneous | New | Space Heating | Natural Gas | Building Shell - Air Sealing (Infiltration Control) | A | Cumulative Summer Peak Savings (MW) | Achievable Technical Potential | 0 | 0 | 0 | 0 | 0 | 0 | 0 | 0 | 0 | 0 | 0 | 0 | 0 | 0 | 0 | 0 | 0 | 0 | 0 | 0 | 0 | 0 | 0 | 0 | 0 | 0 | 0
F9_Commercial_OR - Miscellaneous_New_Space Heating_Natural Gas_Building Shell - Air Sealing (Infiltration Control)_A_Achievable Technical Potential | F9 | Commercial | OR - Miscellaneous | New | Space Heating | Natural Gas | Building Shell - Air Sealing (Infiltration Control) | A | Cumulative Winter Peak Savings (MW) | Achievable Technical Potential | 0 | 0 | 0 | 0 | 0 | 0 | 0 | 0 | 0 | 0 | 0 | 0 | 0 | 0 | 0 | 0 | 0 | 0 | 0 | 0 | 0 | 0 | 0 | 0 | 0 | 0 | 0
F10_Commercial_OR - Miscellaneous_New_Space Heating_Natural Gas_Building Shell - Air Sealing (Infiltration Control)_A_Achievable Technical Potential | F10 | Commercial | OR - Miscellaneous | New | Space Heating | Natural Gas | Building Shell - Air Sealing (Infiltration Control) | A | Purchases (Incremental) | Achievable Technical Potential | 0 | 0 | 0 | 0 | 0 | 0 | 0 | 0 | 0 | 0 | 0 | 0 | 0 | 0 | 0 | 0 | 0 | 0 | 0 | 0 | 0 | 0 | 0 | 0 | 0 | 0 | 0
F11_Commercial_OR - Miscellaneous_New_Space Heating_Natural Gas_Building Shell - Air Sealing (Infiltration Control)_A_Achievable Technical Potential | F11 | Commercial | OR - Miscellaneous | New | Space Heating | Natural Gas | Building Shell - Air Sealing (Infiltration Control) | A | Purchases (Cumulative) | Achievable Technical Potential | 0 | 0 | 0 | 0 | 0 | 0 | 0 | 0 | 0 | 0 | 0 | 0 | 0 | 0 | 0 | 0 | 0 | 0 | 0 | 0 | 0 | 0 | 0 | 0 | 0 | 0 | 0
F1_Commercial_OR - Miscellaneous_New_Space Heating_Natural Gas_Ventilation - Demand Controlled_A_Achievable Technical Potential | F1 | Commercial | OR - Miscellaneous | New | Space Heating | Natural Gas | Ventilation - Demand Controlled | A | Integrated Unit Energy Savings (kWh or therms) | Achievable Technical Potential | 0 | 0 | 0 | 0 | 0 | 0 | 0 | 0 | 0 | 0 | 0 | 0 | 0 | 0 | 0 | 0 | 0 | 0 | 0 | 0 | 0 | 0 | 0 | 0 | 0 | 0 | 0
F2_Commercial_OR - Miscellaneous_New_Space Heating_Natural Gas_Ventilation - Demand Controlled_A_Achievable Technical Potential | F2 | Commercial | OR - Miscellaneous | New | Space Heating | Natural Gas | Ventilation - Demand Controlled | A | Integrated Unit Summer Peak Savings (kW) | Achievable Technical Potential | 0 | 0 | 0 | 0 | 0 | 0 | 0 | 0 | 0 | 0 | 0 | 0 | 0 | 0 | 0 | 0 | 0 | 0 | 0 | 0 | 0 | 0 | 0 | 0 | 0 | 0 | 0
F3_Commercial_OR - Miscellaneous_New_Space Heating_Natural Gas_Ventilation - Demand Controlled_A_Achievable Technical Potential | F3 | Commercial | OR - Miscellaneous | New | Space Heating | Natural Gas | Ventilation - Demand Controlled | A | Integrated Unit Winter Peak Savings (kW) | Achievable Technical Potential | 0 | 0 | 0 | 0 | 0 | 0 | 0 | 0 | 0 | 0 | 0 | 0 | 0 | 0 | 0 | 0 | 0 | 0 | 0 | 0 | 0 | 0 | 0 | 0 | 0 | 0 | 0
F4_Commercial_OR - Miscellaneous_New_Space Heating_Natural Gas_Ventilation - Demand Controlled_A_Achievable Technical Potential | F4 | Commercial | OR - Miscellaneous | New | Space Heating | Natural Gas | Ventilation - Demand Controlled | A | Incremental Energy Savings (MWh or mTherms) | Achievable Technical Potential | 0 | 0 | 0 | 0 | 0 | 0 | 0 | 0 | 0 | 0 | 0 | 0 | 0 | 0 | 0 | 0 | 0 | 0 | 0 | 0 | 0 | 0 | 0 | 0 | 0 | 0 | 0
F5_Commercial_OR - Miscellaneous_New_Space Heating_Natural Gas_Ventilation - Demand Controlled_A_Achievable Technical Potential | F5 | Commercial | OR - Miscellaneous | New | Space Heating | Natural Gas | Ventilation - Demand Controlled | A | Incremental Summer Peak Savings (MW) | Achievable Technical Potential | 0 | 0 | 0 | 0 | 0 | 0 | 0 | 0 | 0 | 0 | 0 | 0 | 0 | 0 | 0 | 0 | 0 | 0 | 0 | 0 | 0 | 0 | 0 | 0 | 0 | 0 | 0
F6_Commercial_OR - Miscellaneous_New_Space Heating_Natural Gas_Ventilation - Demand Controlled_A_Achievable Technical Potential | F6 | Commercial | OR - Miscellaneous | New | Space Heating | Natural Gas | Ventilation - Demand Controlled | A | Incremental Winter Peak Savings (MW) | Achievable Technical Potential | 0 | 0 | 0 | 0 | 0 | 0 | 0 | 0 | 0 | 0 | 0 | 0 | 0 | 0 | 0 | 0 | 0 | 0 | 0 | 0 | 0 | 0 | 0 | 0 | 0 | 0 | 0
F7_Commercial_OR - Miscellaneous_New_Space Heating_Natural Gas_Ventilation - Demand Controlled_A_Achievable Technical Potential | F7 | Commercial | OR - Miscellaneous | New | Space Heating | Natural Gas | Ventilation - Demand Controlled | A | Cumulative Energy Savings (MWh or mTherms) | Achievable Technical Potential | 0 | 0 | 0 | 0 | 0 | 0 | 0 | 0 | 0 | 0 | 0 | 0 | 0 | 0 | 0 | 0 | 0 | 0 | 0 | 0 | 0 | 0 | 0 | 0 | 0 | 0 | 0
F8_Commercial_OR - Miscellaneous_New_Space Heating_Natural Gas_Ventilation - Demand Controlled_A_Achievable Technical Potential | F8 | Commercial | OR - Miscellaneous | New | Space Heating | Natural Gas | Ventilation - Demand Controlled | A | Cumulative Summer Peak Savings (MW) | Achievable Technical Potential | 0 | 0 | 0 | 0 | 0 | 0 | 0 | 0 | 0 | 0 | 0 | 0 | 0 | 0 | 0 | 0 | 0 | 0 | 0 | 0 | 0 | 0 | 0 | 0 | 0 | 0 | 0
F9_Commercial_OR - Miscellaneous_New_Space Heating_Natural Gas_Ventilation - Demand Controlled_A_Achievable Technical Potential | F9 | Commercial | OR - Miscellaneous | New | Space Heating | Natural Gas | Ventilation - Demand Controlled | A | Cumulative Winter Peak Savings (MW) | Achievable Technical Potential | 0 | 0 | 0 | 0 | 0 | 0 | 0 | 0 | 0 | 0 | 0 | 0 | 0 | 0 | 0 | 0 | 0 | 0 | 0 | 0 | 0 | 0 | 0 | 0 | 0 | 0 | 0
F10_Commercial_OR - Miscellaneous_New_Space Heating_Natural Gas_Ventilation - Demand Controlled_A_Achievable Technical Potential | F10 | Commercial | OR - Miscellaneous | New | Space Heating | Natural Gas | Ventilation - Demand Controlled | A | Purchases (Incremental) | Achievable Technical Potential | 0 | 0 | 0 | 0 | 0 | 0 | 0 | 0 | 0 | 0 | 0 | 0 | 0 | 0 | 0 | 0 | 0 | 0 | 0 | 0 | 0 | 0 | 0 | 0 | 0 | 0 | 0
F11_Commercial_OR - Miscellaneous_New_Space Heating_Natural Gas_Ventilation - Demand Controlled_A_Achievable Technical Potential | F11 | Commercial | OR - Miscellaneous | New | Space Heating | Natural Gas | Ventilation - Demand Controlled | A | Purchases (Cumulative) | Achievable Technical Potential | 0 | 0 | 0 | 0 | 0 | 0 | 0 | 0 | 0 | 0 | 0 | 0 | 0 | 0 | 0 | 0 | 0 | 0 | 0 | 0 | 0 | 0 | 0 | 0 | 0 | 0 | 0
F1_Commercial_OR - Miscellaneous_New_Space Heating_Natural Gas_HVAC - Dedicated Outdoor Air System (DOAS)_A_Achievable Technical Potential | F1 | Commercial | OR - Miscellaneous | New | Space Heating | Natural Gas | HVAC - Dedicated Outdoor Air System (DOAS) | A | Integrated Unit Energy Savings (kWh or therms) | Achievable Technical Potential | 0 | 0 | 0 | 0 | 0 | 0 | 0 | 0 | 0 | 0 | 0 | 0 | 0 | 0 | 0 | 0 | 0 | 0 | 0 | 0 | 0 | 0 | 0 | 0 | 0 | 0 | 0
F2_Commercial_OR - Miscellaneous_New_Space Heating_Natural Gas_HVAC - Dedicated Outdoor Air System (DOAS)_A_Achievable Technical Potential | F2 | Commercial | OR - Miscellaneous | New | Space Heating | Natural Gas | HVAC - Dedicated Outdoor Air System (DOAS) | A | Integrated Unit Summer Peak Savings (kW) | Achievable Technical Potential | 0 | 0 | 0 | 0 | 0 | 0 | 0 | 0 | 0 | 0 | 0 | 0 | 0 | 0 | 0 | 0 | 0 | 0 | 0 | 0 | 0 | 0 | 0 | 0 | 0 | 0 | 0
F3_Commercial_OR - Miscellaneous_New_Space Heating_Natural Gas_HVAC - Dedicated Outdoor Air System (DOAS)_A_Achievable Technical Potential | F3 | Commercial | OR - Miscellaneous | New | Space Heating | Natural Gas | HVAC - Dedicated Outdoor Air System (DOAS) | A | Integrated Unit Winter Peak Savings (kW) | Achievable Technical Potential | 0 | 0 | 0 | 0 | 0 | 0 | 0 | 0 | 0 | 0 | 0 | 0 | 0 | 0 | 0 | 0 | 0 | 0 | 0 | 0 | 0 | 0 | 0 | 0 | 0 | 0 | 0
F4_Commercial_OR - Miscellaneous_New_Space Heating_Natural Gas_HVAC - Dedicated Outdoor Air System (DOAS)_A_Achievable Technical Potential | F4 | Commercial | OR - Miscellaneous | New | Space Heating | Natural Gas | HVAC - Dedicated Outdoor Air System (DOAS) | A | Incremental Energy Savings (MWh or mTherms) | Achievable Technical Potential | 0 | 0 | 0 | 0 | 0 | 0 | 0 | 0 | 0 | 0 | 0 | 0 | 0 | 0 | 0 | 0 | 0 | 0 | 0 | 0 | 0 | 0 | 0 | 0 | 0 | 0 | 0
F5_Commercial_OR - Miscellaneous_New_Space Heating_Natural Gas_HVAC - Dedicated Outdoor Air System (DOAS)_A_Achievable Technical Potential | F5 | Commercial | OR - Miscellaneous | New | Space Heating | Natural Gas | HVAC - Dedicated Outdoor Air System (DOAS) | A | Incremental Summer Peak Savings (MW) | Achievable Technical Potential | 0 | 0 | 0 | 0 | 0 | 0 | 0 | 0 | 0 | 0 | 0 | 0 | 0 | 0 | 0 | 0 | 0 | 0 | 0 | 0 | 0 | 0 | 0 | 0 | 0 | 0 | 0
F6_Commercial_OR - Miscellaneous_New_Space Heating_Natural Gas_HVAC - Dedicated Outdoor Air System (DOAS)_A_Achievable Technical Potential | F6 | Commercial | OR - Miscellaneous | New | Space Heating | Natural Gas | HVAC - Dedicated Outdoor Air System (DOAS) | A | Incremental Winter Peak Savings (MW) | Achievable Technical Potential | 0 | 0 | 0 | 0 | 0 | 0 | 0 | 0 | 0 | 0 | 0 | 0 | 0 | 0 | 0 | 0 | 0 | 0 | 0 | 0 | 0 | 0 | 0 | 0 | 0 | 0 | 0
F7_Commercial_OR - Miscellaneous_New_Space Heating_Natural Gas_HVAC - Dedicated Outdoor Air System (DOAS)_A_Achievable Technical Potential | F7 | Commercial | OR - Miscellaneous | New | Space Heating | Natural Gas | HVAC - Dedicated Outdoor Air System (DOAS) | A | Cumulative Energy Savings (MWh or mTherms) | Achievable Technical Potential | 0 | 0 | 0 | 0 | 0 | 0 | 0 | 0 | 0 | 0 | 0 | 0 | 0 | 0 | 0 | 0 | 0 | 0 | 0 | 0 | 0 | 0 | 0 | 0 | 0 | 0 | 0
F8_Commercial_OR - Miscellaneous_New_Space Heating_Natural Gas_HVAC - Dedicated Outdoor Air System (DOAS)_A_Achievable Technical Potential | F8 | Commercial | OR - Miscellaneous | New | Space Heating | Natural Gas | HVAC - Dedicated Outdoor Air System (DOAS) | A | Cumulative Summer Peak Savings (MW) | Achievable Technical Potential | 0 | 0 | 0 | 0 | 0 | 0 | 0 | 0 | 0 | 0 | 0 | 0 | 0 | 0 | 0 | 0 | 0 | 0 | 0 | 0 | 0 | 0 | 0 | 0 | 0 | 0 | 0
F9_Commercial_OR - Miscellaneous_New_Space Heating_Natural Gas_HVAC - Dedicated Outdoor Air System (DOAS)_A_Achievable Technical Potential | F9 | Commercial | OR - Miscellaneous | New | Space Heating | Natural Gas | HVAC - Dedicated Outdoor Air System (DOAS) | A | Cumulative Winter Peak Savings (MW) | Achievable Technical Potential | 0 | 0 | 0 | 0 | 0 | 0 | 0 | 0 | 0 | 0 | 0 | 0 | 0 | 0 | 0 | 0 | 0 | 0 | 0 | 0 | 0 | 0 | 0 | 0 | 0 | 0 | 0
F10_Commercial_OR - Miscellaneous_New_Space Heating_Natural Gas_HVAC - Dedicated Outdoor Air System (DOAS)_A_Achievable Technical Potential | F10 | Commercial | OR - Miscellaneous | New | Space Heating | Natural Gas | HVAC - Dedicated Outdoor Air System (DOAS) | A | Purchases (Incremental) | Achievable Technical Potential | 0 | 0 | 0 | 0 | 0 | 0 | 0 | 0 | 0 | 0 | 0 | 0 | 0 | 0 | 0 | 0 | 0 | 0 | 0 | 0 | 0 | 0 | 0 | 0 | 0 | 0 | 0
F11_Commercial_OR - Miscellaneous_New_Space Heating_Natural Gas_HVAC - Dedicated Outdoor Air System (DOAS)_A_Achievable Technical Potential | F11 | Commercial | OR - Miscellaneous | New | Space Heating | Natural Gas | HVAC - Dedicated Outdoor Air System (DOAS) | A | Purchases (Cumulative) | Achievable Technical Potential | 0 | 0 | 0 | 0 | 0 | 0 | 0 | 0 | 0 | 0 | 0 | 0 | 0 | 0 | 0 | 0 | 0 | 0 | 0 | 0 | 0 | 0 | 0 | 0 | 0 | 0 | 0
F1_Commercial_OR - Miscellaneous_New_Space Heating_Natural Gas_Destratification Fans (HVLS)_A_Achievable Technical Potential | F1 | Commercial | OR - Miscellaneous | New | Space Heating | Natural Gas | Destratification Fans (HVLS) | A | Integrated Unit Energy Savings (kWh or therms) | Achievable Technical Potential | 0 | 0 | 0 | 0 | 0 | 0 | 0 | 0 | 0 | 0 | 0 | 0 | 0 | 0 | 0 | 0 | 0 | 0 | 0 | 0 | 0 | 0 | 0 | 0 | 0 | 0 | 0
F2_Commercial_OR - Miscellaneous_New_Space Heating_Natural Gas_Destratification Fans (HVLS)_A_Achievable Technical Potential | F2 | Commercial | OR - Miscellaneous | New | Space Heating | Natural Gas | Destratification Fans (HVLS) | A | Integrated Unit Summer Peak Savings (kW) | Achievable Technical Potential | 0 | 0 | 0 | 0 | 0 | 0 | 0 | 0 | 0 | 0 | 0 | 0 | 0 | 0 | 0 | 0 | 0 | 0 | 0 | 0 | 0 | 0 | 0 | 0 | 0 | 0 | 0
F3_Commercial_OR - Miscellaneous_New_Space Heating_Natural Gas_Destratification Fans (HVLS)_A_Achievable Technical Potential | F3 | Commercial | OR - Miscellaneous | New | Space Heating | Natural Gas | Destratification Fans (HVLS) | A | Integrated Unit Winter Peak Savings (kW) | Achievable Technical Potential | 0 | 0 | 0 | 0 | 0 | 0 | 0 | 0 | 0 | 0 | 0 | 0 | 0 | 0 | 0 | 0 | 0 | 0 | 0 | 0 | 0 | 0 | 0 | 0 | 0 | 0 | 0
F4_Commercial_OR - Miscellaneous_New_Space Heating_Natural Gas_Destratification Fans (HVLS)_A_Achievable Technical Potential | F4 | Commercial | OR - Miscellaneous | New | Space Heating | Natural Gas | Destratification Fans (HVLS) | A | Incremental Energy Savings (MWh or mTherms) | Achievable Technical Potential | 0 | 0 | 0 | 0 | 0 | 0 | 0 | 0 | 0 | 0 | 0 | 0 | 0 | 0 | 0 | 0 | 0 | 0 | 0 | 0 | 0 | 0 | 0 | 0 | 0 | 0 | 0
F5_Commercial_OR - Miscellaneous_New_Space Heating_Natural Gas_Destratification Fans (HVLS)_A_Achievable Technical Potential | F5 | Commercial | OR - Miscellaneous | New | Space Heating | Natural Gas | Destratification Fans (HVLS) | A | Incremental Summer Peak Savings (MW) | Achievable Technical Potential | 0 | 0 | 0 | 0 | 0 | 0 | 0 | 0 | 0 | 0 | 0 | 0 | 0 | 0 | 0 | 0 | 0 | 0 | 0 | 0 | 0 | 0 | 0 | 0 | 0 | 0 | 0
F6_Commercial_OR - Miscellaneous_New_Space Heating_Natural Gas_Destratification Fans (HVLS)_A_Achievable Technical Potential | F6 | Commercial | OR - Miscellaneous | New | Space Heating | Natural Gas | Destratification Fans (HVLS) | A | Incremental Winter Peak Savings (MW) | Achievable Technical Potential | 0 | 0 | 0 | 0 | 0 | 0 | 0 | 0 | 0 | 0 | 0 | 0 | 0 | 0 | 0 | 0 | 0 | 0 | 0 | 0 | 0 | 0 | 0 | 0 | 0 | 0 | 0
F7_Commercial_OR - Miscellaneous_New_Space Heating_Natural Gas_Destratification Fans (HVLS)_A_Achievable Technical Potential | F7 | Commercial | OR - Miscellaneous | New | Space Heating | Natural Gas | Destratification Fans (HVLS) | A | Cumulative Energy Savings (MWh or mTherms) | Achievable Technical Potential | 0 | 0 | 0 | 0 | 0 | 0 | 0 | 0 | 0 | 0 | 0 | 0 | 0 | 0 | 0 | 0 | 0 | 0 | 0 | 0 | 0 | 0 | 0 | 0 | 0 | 0 | 0
F8_Commercial_OR - Miscellaneous_New_Space Heating_Natural Gas_Destratification Fans (HVLS)_A_Achievable Technical Potential | F8 | Commercial | OR - Miscellaneous | New | Space Heating | Natural Gas | Destratification Fans (HVLS) | A | Cumulative Summer Peak Savings (MW) | Achievable Technical Potential | 0 | 0 | 0 | 0 | 0 | 0 | 0 | 0 | 0 | 0 | 0 | 0 | 0 | 0 | 0 | 0 | 0 | 0 | 0 | 0 | 0 | 0 | 0 | 0 | 0 | 0 | 0
F9_Commercial_OR - Miscellaneous_New_Space Heating_Natural Gas_Destratification Fans (HVLS)_A_Achievable Technical Potential | F9 | Commercial | OR - Miscellaneous | New | Space Heating | Natural Gas | Destratification Fans (HVLS) | A | Cumulative Winter Peak Savings (MW) | Achievable Technical Potential | 0 | 0 | 0 | 0 | 0 | 0 | 0 | 0 | 0 | 0 | 0 | 0 | 0 | 0 | 0 | 0 | 0 | 0 | 0 | 0 | 0 | 0 | 0 | 0 | 0 | 0 | 0
F10_Commercial_OR - Miscellaneous_New_Space Heating_Natural Gas_Destratification Fans (HVLS)_A_Achievable Technical Potential | F10 | Commercial | OR - Miscellaneous | New | Space Heating | Natural Gas | Destratification Fans (HVLS) | A | Purchases (Incremental) | Achievable Technical Potential | 0 | 0 | 0 | 0 | 0 | 0 | 0 | 0 | 0 | 0 | 0 | 0 | 0 | 0 | 0 | 0 | 0 | 0 | 0 | 0 | 0 | 0 | 0 | 0 | 0 | 0 | 0
F11_Commercial_OR - Miscellaneous_New_Space Heating_Natural Gas_Destratification Fans (HVLS)_A_Achievable Technical Potential | F11 | Commercial | OR - Miscellaneous | New | Space Heating | Natural Gas | Destratification Fans (HVLS) | A | Purchases (Cumulative) | Achievable Technical Potential | 0 | 0 | 0 | 0 | 0 | 0 | 0 | 0 | 0 | 0 | 0 | 0 | 0 | 0 | 0 | 0 | 0 | 0 | 0 | 0 | 0 | 0 | 0 | 0 | 0 | 0 | 0
F1_Commercial_OR - Miscellaneous_New_Space Heating_Natural Gas_Gas Boiler - Maintenance_A_Achievable Technical Potential | F1 | Commercial | OR - Miscellaneous | New | Space Heating | Natural Gas | Gas Boiler - Maintenance | A | Integrated Unit Energy Savings (kWh or therms) | Achievable Technical Potential | 0 | 0 | 0 | 0 | 0 | 0 | 0 | 0 | 0 | 0 | 0 | 0 | 0 | 0 | 0 | 0 | 0 | 0 | 0 | 0 | 0 | 0 | 0 | 0 | 0 | 0 | 0
F2_Commercial_OR - Miscellaneous_New_Space Heating_Natural Gas_Gas Boiler - Maintenance_A_Achievable Technical Potential | F2 | Commercial | OR - Miscellaneous | New | Space Heating | Natural Gas | Gas Boiler - Maintenance | A | Integrated Unit Summer Peak Savings (kW) | Achievable Technical Potential | 0 | 0 | 0 | 0 | 0 | 0 | 0 | 0 | 0 | 0 | 0 | 0 | 0 | 0 | 0 | 0 | 0 | 0 | 0 | 0 | 0 | 0 | 0 | 0 | 0 | 0 | 0
F3_Commercial_OR - Miscellaneous_New_Space Heating_Natural Gas_Gas Boiler - Maintenance_A_Achievable Technical Potential | F3 | Commercial | OR - Miscellaneous | New | Space Heating | Natural Gas | Gas Boiler - Maintenance | A | Integrated Unit Winter Peak Savings (kW) | Achievable Technical Potential | 0 | 0 | 0 | 0 | 0 | 0 | 0 | 0 | 0 | 0 | 0 | 0 | 0 | 0 | 0 | 0 | 0 | 0 | 0 | 0 | 0 | 0 | 0 | 0 | 0 | 0 | 0
F4_Commercial_OR - Miscellaneous_New_Space Heating_Natural Gas_Gas Boiler - Maintenance_A_Achievable Technical Potential | F4 | Commercial | OR - Miscellaneous | New | Space Heating | Natural Gas | Gas Boiler - Maintenance | A | Incremental Energy Savings (MWh or mTherms) | Achievable Technical Potential | 0 | 0 | 0 | 0 | 0 | 0 | 0 | 0 | 0 | 0 | 0 | 0 | 0 | 0 | 0 | 0 | 0 | 0 | 0 | 0 | 0 | 0 | 0 | 0 | 0 | 0 | 0
F5_Commercial_OR - Miscellaneous_New_Space Heating_Natural Gas_Gas Boiler - Maintenance_A_Achievable Technical Potential | F5 | Commercial | OR - Miscellaneous | New | Space Heating | Natural Gas | Gas Boiler - Maintenance | A | Incremental Summer Peak Savings (MW) | Achievable Technical Potential | 0 | 0 | 0 | 0 | 0 | 0 | 0 | 0 | 0 | 0 | 0 | 0 | 0 | 0 | 0 | 0 | 0 | 0 | 0 | 0 | 0 | 0 | 0 | 0 | 0 | 0 | 0
F6_Commercial_OR - Miscellaneous_New_Space Heating_Natural Gas_Gas Boiler - Maintenance_A_Achievable Technical Potential | F6 | Commercial | OR - Miscellaneous | New | Space Heating | Natural Gas | Gas Boiler - Maintenance | A | Incremental Winter Peak Savings (MW) | Achievable Technical Potential | 0 | 0 | 0 | 0 | 0 | 0 | 0 | 0 | 0 | 0 | 0 | 0 | 0 | 0 | 0 | 0 | 0 | 0 | 0 | 0 | 0 | 0 | 0 | 0 | 0 | 0 | 0
F7_Commercial_OR - Miscellaneous_New_Space Heating_Natural Gas_Gas Boiler - Maintenance_A_Achievable Technical Potential | F7 | Commercial | OR - Miscellaneous | New | Space Heating | Natural Gas | Gas Boiler - Maintenance | A | Cumulative Energy Savings (MWh or mTherms) | Achievable Technical Potential | 0 | 0 | 0 | 0 | 0 | 0 | 0 | 0 | 0 | 0 | 0 | 0 | 0 | 0 | 0 | 0 | 0 | 0 | 0 | 0 | 0 | 0 | 0 | 0 | 0 | 0 | 0
F8_Commercial_OR - Miscellaneous_New_Space Heating_Natural Gas_Gas Boiler - Maintenance_A_Achievable Technical Potential | F8 | Commercial | OR - Miscellaneous | New | Space Heating | Natural Gas | Gas Boiler - Maintenance | A | Cumulative Summer Peak Savings (MW) | Achievable Technical Potential | 0 | 0 | 0 | 0 | 0 | 0 | 0 | 0 | 0 | 0 | 0 | 0 | 0 | 0 | 0 | 0 | 0 | 0 | 0 | 0 | 0 | 0 | 0 | 0 | 0 | 0 | 0
F9_Commercial_OR - Miscellaneous_New_Space Heating_Natural Gas_Gas Boiler - Maintenance_A_Achievable Technical Potential | F9 | Commercial | OR - Miscellaneous | New | Space Heating | Natural Gas | Gas Boiler - Maintenance | A | Cumulative Winter Peak Savings (MW) | Achievable Technical Potential | 0 | 0 | 0 | 0 | 0 | 0 | 0 | 0 | 0 | 0 | 0 | 0 | 0 | 0 | 0 | 0 | 0 | 0 | 0 | 0 | 0 | 0 | 0 | 0 | 0 | 0 | 0
F10_Commercial_OR - Miscellaneous_New_Space Heating_Natural Gas_Gas Boiler - Maintenance_A_Achievable Technical Potential | F10 | Commercial | OR - Miscellaneous | New | Space Heating | Natural Gas | Gas Boiler - Maintenance | A | Purchases (Incremental) | Achievable Technical Potential | 0 | 0 | 0 | 0 | 0 | 0 | 0 | 0 | 0 | 0 | 0 | 0 | 0 | 0 | 0 | 0 | 0 | 0 | 0 | 0 | 0 | 0 | 0 | 0 | 0 | 0 | 0
F11_Commercial_OR - Miscellaneous_New_Space Heating_Natural Gas_Gas Boiler - Maintenance_A_Achievable Technical Potential | F11 | Commercial | OR - Miscellaneous | New | Space Heating | Natural Gas | Gas Boiler - Maintenance | A | Purchases (Cumulative) | Achievable Technical Potential | 0 | 0 | 0 | 0 | 0 | 0 | 0 | 0 | 0 | 0 | 0 | 0 | 0 | 0 | 0 | 0 | 0 | 0 | 0 | 0 | 0 | 0 | 0 | 0 | 0 | 0 | 0
F1_Commercial_OR - Miscellaneous_New_Space Heating_Natural Gas_Gas Furnace - Maintenance_A_Achievable Technical Potential | F1 | Commercial | OR - Miscellaneous | New | Space Heating | Natural Gas | Gas Furnace - Maintenance | A | Integrated Unit Energy Savings (kWh or therms) | Achievable Technical Potential | 0 | 0 | 0 | 0 | 0 | 0 | 0 | 0 | 0 | 0 | 0 | 0 | 0 | 0 | 0 | 0 | 0 | 0 | 0 | 0 | 0 | 0 | 0 | 0 | 0 | 0 | 0
F2_Commercial_OR - Miscellaneous_New_Space Heating_Natural Gas_Gas Furnace - Maintenance_A_Achievable Technical Potential | F2 | Commercial | OR - Miscellaneous | New | Space Heating | Natural Gas | Gas Furnace - Maintenance | A | Integrated Unit Summer Peak Savings (kW) | Achievable Technical Potential | 0 | 0 | 0 | 0 | 0 | 0 | 0 | 0 | 0 | 0 | 0 | 0 | 0 | 0 | 0 | 0 | 0 | 0 | 0 | 0 | 0 | 0 | 0 | 0 | 0 | 0 | 0
F3_Commercial_OR - Miscellaneous_New_Space Heating_Natural Gas_Gas Furnace - Maintenance_A_Achievable Technical Potential | F3 | Commercial | OR - Miscellaneous | New | Space Heating | Natural Gas | Gas Furnace - Maintenance | A | Integrated Unit Winter Peak Savings (kW) | Achievable Technical Potential | 0 | 0 | 0 | 0 | 0 | 0 | 0 | 0 | 0 | 0 | 0 | 0 | 0 | 0 | 0 | 0 | 0 | 0 | 0 | 0 | 0 | 0 | 0 | 0 | 0 | 0 | 0
F4_Commercial_OR - Miscellaneous_New_Space Heating_Natural Gas_Gas Furnace - Maintenance_A_Achievable Technical Potential | F4 | Commercial | OR - Miscellaneous | New | Space Heating | Natural Gas | Gas Furnace - Maintenance | A | Incremental Energy Savings (MWh or mTherms) | Achievable Technical Potential | 0 | 0 | 0 | 0 | 0 | 0 | 0 | 0 | 0 | 0 | 0 | 0 | 0 | 0 | 0 | 0 | 0 | 0 | 0 | 0 | 0 | 0 | 0 | 0 | 0 | 0 | 0
F5_Commercial_OR - Miscellaneous_New_Space Heating_Natural Gas_Gas Furnace - Maintenance_A_Achievable Technical Potential | F5 | Commercial | OR - Miscellaneous | New | Space Heating | Natural Gas | Gas Furnace - Maintenance | A | Incremental Summer Peak Savings (MW) | Achievable Technical Potential | 0 | 0 | 0 | 0 | 0 | 0 | 0 | 0 | 0 | 0 | 0 | 0 | 0 | 0 | 0 | 0 | 0 | 0 | 0 | 0 | 0 | 0 | 0 | 0 | 0 | 0 | 0
F6_Commercial_OR - Miscellaneous_New_Space Heating_Natural Gas_Gas Furnace - Maintenance_A_Achievable Technical Potential | F6 | Commercial | OR - Miscellaneous | New | Space Heating | Natural Gas | Gas Furnace - Maintenance | A | Incremental Winter Peak Savings (MW) | Achievable Technical Potential | 0 | 0 | 0 | 0 | 0 | 0 | 0 | 0 | 0 | 0 | 0 | 0 | 0 | 0 | 0 | 0 | 0 | 0 | 0 | 0 | 0 | 0 | 0 | 0 | 0 | 0 | 0
F7_Commercial_OR - Miscellaneous_New_Space Heating_Natural Gas_Gas Furnace - Maintenance_A_Achievable Technical Potential | F7 | Commercial | OR - Miscellaneous | New | Space Heating | Natural Gas | Gas Furnace - Maintenance | A | Cumulative Energy Savings (MWh or mTherms) | Achievable Technical Potential | 0 | 0 | 0 | 0 | 0 | 0 | 0 | 0 | 0 | 0 | 0 | 0 | 0 | 0 | 0 | 0 | 0 | 0 | 0 | 0 | 0 | 0 | 0 | 0 | 0 | 0 | 0
F8_Commercial_OR - Miscellaneous_New_Space Heating_Natural Gas_Gas Furnace - Maintenance_A_Achievable Technical Potential | F8 | Commercial | OR - Miscellaneous | New | Space Heating | Natural Gas | Gas Furnace - Maintenance | A | Cumulative Summer Peak Savings (MW) | Achievable Technical Potential | 0 | 0 | 0 | 0 | 0 | 0 | 0 | 0 | 0 | 0 | 0 | 0 | 0 | 0 | 0 | 0 | 0 | 0 | 0 | 0 | 0 | 0 | 0 | 0 | 0 | 0 | 0
F9_Commercial_OR - Miscellaneous_New_Space Heating_Natural Gas_Gas Furnace - Maintenance_A_Achievable Technical Potential | F9 | Commercial | OR - Miscellaneous | New | Space Heating | Natural Gas | Gas Furnace - Maintenance | A | Cumulative Winter Peak Savings (MW) | Achievable Technical Potential | 0 | 0 | 0 | 0 | 0 | 0 | 0 | 0 | 0 | 0 | 0 | 0 | 0 | 0 | 0 | 0 | 0 | 0 | 0 | 0 | 0 | 0 | 0 | 0 | 0 | 0 | 0
F10_Commercial_OR - Miscellaneous_New_Space Heating_Natural Gas_Gas Furnace - Maintenance_A_Achievable Technical Potential | F10 | Commercial | OR - Miscellaneous | New | Space Heating | Natural Gas | Gas Furnace - Maintenance | A | Purchases (Incremental) | Achievable Technical Potential | 0 | 0 | 0 | 0 | 0 | 0 | 0 | 0 | 0 | 0 | 0 | 0 | 0 | 0 | 0 | 0 | 0 | 0 | 0 | 0 | 0 | 0 | 0 | 0 | 0 | 0 | 0
F11_Commercial_OR - Miscellaneous_New_Space Heating_Natural Gas_Gas Furnace - Maintenance_A_Achievable Technical Potential | F11 | Commercial | OR - Miscellaneous | New | Space Heating | Natural Gas | Gas Furnace - Maintenance | A | Purchases (Cumulative) | Achievable Technical Potential | 0 | 0 | 0 | 0 | 0 | 0 | 0 | 0 | 0 | 0 | 0 | 0 | 0 | 0 | 0 | 0 | 0 | 0 | 0 | 0 | 0 | 0 | 0 | 0 | 0 | 0 | 0
F1_Commercial_OR - Miscellaneous_New_Space Heating_Natural Gas_Gas Boiler - Hot Water Reset_A_Achievable Technical Potential | F1 | Commercial | OR - Miscellaneous | New | Space Heating | Natural Gas | Gas Boiler - Hot Water Reset | A | Integrated Unit Energy Savings (kWh or therms) | Achievable Technical Potential | 0 | 0 | 0 | 0 | 0 | 0 | 0 | 0 | 0 | 0 | 0 | 0 | 0 | 0 | 0 | 0 | 0 | 0 | 0 | 0 | 0 | 0 | 0 | 0 | 0 | 0 | 0
F2_Commercial_OR - Miscellaneous_New_Space Heating_Natural Gas_Gas Boiler - Hot Water Reset_A_Achievable Technical Potential | F2 | Commercial | OR - Miscellaneous | New | Space Heating | Natural Gas | Gas Boiler - Hot Water Reset | A | Integrated Unit Summer Peak Savings (kW) | Achievable Technical Potential | 0 | 0 | 0 | 0 | 0 | 0 | 0 | 0 | 0 | 0 | 0 | 0 | 0 | 0 | 0 | 0 | 0 | 0 | 0 | 0 | 0 | 0 | 0 | 0 | 0 | 0 | 0
F3_Commercial_OR - Miscellaneous_New_Space Heating_Natural Gas_Gas Boiler - Hot Water Reset_A_Achievable Technical Potential | F3 | Commercial | OR - Miscellaneous | New | Space Heating | Natural Gas | Gas Boiler - Hot Water Reset | A | Integrated Unit Winter Peak Savings (kW) | Achievable Technical Potential | 0 | 0 | 0 | 0 | 0 | 0 | 0 | 0 | 0 | 0 | 0 | 0 | 0 | 0 | 0 | 0 | 0 | 0 | 0 | 0 | 0 | 0 | 0 | 0 | 0 | 0 | 0
F4_Commercial_OR - Miscellaneous_New_Space Heating_Natural Gas_Gas Boiler - Hot Water Reset_A_Achievable Technical Potential | F4 | Commercial | OR - Miscellaneous | New | Space Heating | Natural Gas | Gas Boiler - Hot Water Reset | A | Incremental Energy Savings (MWh or mTherms) | Achievable Technical Potential | 0 | 0 | 0 | 0 | 0 | 0 | 0 | 0 | 0 | 0 | 0 | 0 | 0 | 0 | 0 | 0 | 0 | 0 | 0 | 0 | 0 | 0 | 0 | 0 | 0 | 0 | 0
F5_Commercial_OR - Miscellaneous_New_Space Heating_Natural Gas_Gas Boiler - Hot Water Reset_A_Achievable Technical Potential | F5 | Commercial | OR - Miscellaneous | New | Space Heating | Natural Gas | Gas Boiler - Hot Water Reset | A | Incremental Summer Peak Savings (MW) | Achievable Technical Potential | 0 | 0 | 0 | 0 | 0 | 0 | 0 | 0 | 0 | 0 | 0 | 0 | 0 | 0 | 0 | 0 | 0 | 0 | 0 | 0 | 0 | 0 | 0 | 0 | 0 | 0 | 0
F6_Commercial_OR - Miscellaneous_New_Space Heating_Natural Gas_Gas Boiler - Hot Water Reset_A_Achievable Technical Potential | F6 | Commercial | OR - Miscellaneous | New | Space Heating | Natural Gas | Gas Boiler - Hot Water Reset | A | Incremental Winter Peak Savings (MW) | Achievable Technical Potential | 0 | 0 | 0 | 0 | 0 | 0 | 0 | 0 | 0 | 0 | 0 | 0 | 0 | 0 | 0 | 0 | 0 | 0 | 0 | 0 | 0 | 0 | 0 | 0 | 0 | 0 | 0
F7_Commercial_OR - Miscellaneous_New_Space Heating_Natural Gas_Gas Boiler - Hot Water Reset_A_Achievable Technical Potential | F7 | Commercial | OR - Miscellaneous | New | Space Heating | Natural Gas | Gas Boiler - Hot Water Reset | A | Cumulative Energy Savings (MWh or mTherms) | Achievable Technical Potential | 0 | 0 | 0 | 0 | 0 | 0 | 0 | 0 | 0 | 0 | 0 | 0 | 0 | 0 | 0 | 0 | 0 | 0 | 0 | 0 | 0 | 0 | 0 | 0 | 0 | 0 | 0
F8_Commercial_OR - Miscellaneous_New_Space Heating_Natural Gas_Gas Boiler - Hot Water Reset_A_Achievable Technical Potential | F8 | Commercial | OR - Miscellaneous | New | Space Heating | Natural Gas | Gas Boiler - Hot Water Reset | A | Cumulative Summer Peak Savings (MW) | Achievable Technical Potential | 0 | 0 | 0 | 0 | 0 | 0 | 0 | 0 | 0 | 0 | 0 | 0 | 0 | 0 | 0 | 0 | 0 | 0 | 0 | 0 | 0 | 0 | 0 | 0 | 0 | 0 | 0
F9_Commercial_OR - Miscellaneous_New_Space Heating_Natural Gas_Gas Boiler - Hot Water Reset_A_Achievable Technical Potential | F9 | Commercial | OR - Miscellaneous | New | Space Heating | Natural Gas | Gas Boiler - Hot Water Reset | A | Cumulative Winter Peak Savings (MW) | Achievable Technical Potential | 0 | 0 | 0 | 0 | 0 | 0 | 0 | 0 | 0 | 0 | 0 | 0 | 0 | 0 | 0 | 0 | 0 | 0 | 0 | 0 | 0 | 0 | 0 | 0 | 0 | 0 | 0
F10_Commercial_OR - Miscellaneous_New_Space Heating_Natural Gas_Gas Boiler - Hot Water Reset_A_Achievable Technical Potential | F10 | Commercial | OR - Miscellaneous | New | Space Heating | Natural Gas | Gas Boiler - Hot Water Reset | A | Purchases (Incremental) | Achievable Technical Potential | 0 | 0 | 0 | 0 | 0 | 0 | 0 | 0 | 0 | 0 | 0 | 0 | 0 | 0 | 0 | 0 | 0 | 0 | 0 | 0 | 0 | 0 | 0 | 0 | 0 | 0 | 0
F11_Commercial_OR - Miscellaneous_New_Space Heating_Natural Gas_Gas Boiler - Hot Water Reset_A_Achievable Technical Potential | F11 | Commercial | OR - Miscellaneous | New | Space Heating | Natural Gas | Gas Boiler - Hot Water Reset | A | Purchases (Cumulative) | Achievable Technical Potential | 0 | 0 | 0 | 0 | 0 | 0 | 0 | 0 | 0 | 0 | 0 | 0 | 0 | 0 | 0 | 0 | 0 | 0 | 0 | 0 | 0 | 0 | 0 | 0 | 0 | 0 | 0
F1_Commercial_OR - Miscellaneous_New_Space Heating_Natural Gas_Gas Boiler - Steam Trap Replacement_A_Achievable Technical Potential | F1 | Commercial | OR - Miscellaneous | New | Space Heating | Natural Gas | Gas Boiler - Steam Trap Replacement | A | Integrated Unit Energy Savings (kWh or therms) | Achievable Technical Potential | 0 | 0 | 0 | 0 | 0 | 0 | 0 | 0 | 0 | 0 | 0 | 0 | 0 | 0 | 0 | 0 | 0 | 0 | 0 | 0 | 0 | 0 | 0 | 0 | 0 | 0 | 0
F2_Commercial_OR - Miscellaneous_New_Space Heating_Natural Gas_Gas Boiler - Steam Trap Replacement_A_Achievable Technical Potential | F2 | Commercial | OR - Miscellaneous | New | Space Heating | Natural Gas | Gas Boiler - Steam Trap Replacement | A | Integrated Unit Summer Peak Savings (kW) | Achievable Technical Potential | 0 | 0 | 0 | 0 | 0 | 0 | 0 | 0 | 0 | 0 | 0 | 0 | 0 | 0 | 0 | 0 | 0 | 0 | 0 | 0 | 0 | 0 | 0 | 0 | 0 | 0 | 0
F3_Commercial_OR - Miscellaneous_New_Space Heating_Natural Gas_Gas Boiler - Steam Trap Replacement_A_Achievable Technical Potential | F3 | Commercial | OR - Miscellaneous | New | Space Heating | Natural Gas | Gas Boiler - Steam Trap Replacement | A | Integrated Unit Winter Peak Savings (kW) | Achievable Technical Potential | 0 | 0 | 0 | 0 | 0 | 0 | 0 | 0 | 0 | 0 | 0 | 0 | 0 | 0 | 0 | 0 | 0 | 0 | 0 | 0 | 0 | 0 | 0 | 0 | 0 | 0 | 0
F4_Commercial_OR - Miscellaneous_New_Space Heating_Natural Gas_Gas Boiler - Steam Trap Replacement_A_Achievable Technical Potential | F4 | Commercial | OR - Miscellaneous | New | Space Heating | Natural Gas | Gas Boiler - Steam Trap Replacement | A | Incremental Energy Savings (MWh or mTherms) | Achievable Technical Potential | 0 | 0 | 0 | 0 | 0 | 0 | 0 | 0 | 0 | 0 | 0 | 0 | 0 | 0 | 0 | 0 | 0 | 0 | 0 | 0 | 0 | 0 | 0 | 0 | 0 | 0 | 0
F5_Commercial_OR - Miscellaneous_New_Space Heating_Natural Gas_Gas Boiler - Steam Trap Replacement_A_Achievable Technical Potential | F5 | Commercial | OR - Miscellaneous | New | Space Heating | Natural Gas | Gas Boiler - Steam Trap Replacement | A | Incremental Summer Peak Savings (MW) | Achievable Technical Potential | 0 | 0 | 0 | 0 | 0 | 0 | 0 | 0 | 0 | 0 | 0 | 0 | 0 | 0 | 0 | 0 | 0 | 0 | 0 | 0 | 0 | 0 | 0 | 0 | 0 | 0 | 0
F6_Commercial_OR - Miscellaneous_New_Space Heating_Natural Gas_Gas Boiler - Steam Trap Replacement_A_Achievable Technical Potential | F6 | Commercial | OR - Miscellaneous | New | Space Heating | Natural Gas | Gas Boiler - Steam Trap Replacement | A | Incremental Winter Peak Savings (MW) | Achievable Technical Potential | 0 | 0 | 0 | 0 | 0 | 0 | 0 | 0 | 0 | 0 | 0 | 0 | 0 | 0 | 0 | 0 | 0 | 0 | 0 | 0 | 0 | 0 | 0 | 0 | 0 | 0 | 0
F7_Commercial_OR - Miscellaneous_New_Space Heating_Natural Gas_Gas Boiler - Steam Trap Replacement_A_Achievable Technical Potential | F7 | Commercial | OR - Miscellaneous | New | Space Heating | Natural Gas | Gas Boiler - Steam Trap Replacement | A | Cumulative Energy Savings (MWh or mTherms) | Achievable Technical Potential | 0 | 0 | 0 | 0 | 0 | 0 | 0 | 0 | 0 | 0 | 0 | 0 | 0 | 0 | 0 | 0 | 0 | 0 | 0 | 0 | 0 | 0 | 0 | 0 | 0 | 0 | 0
F8_Commercial_OR - Miscellaneous_New_Space Heating_Natural Gas_Gas Boiler - Steam Trap Replacement_A_Achievable Technical Potential | F8 | Commercial | OR - Miscellaneous | New | Space Heating | Natural Gas | Gas Boiler - Steam Trap Replacement | A | Cumulative Summer Peak Savings (MW) | Achievable Technical Potential | 0 | 0 | 0 | 0 | 0 | 0 | 0 | 0 | 0 | 0 | 0 | 0 | 0 | 0 | 0 | 0 | 0 | 0 | 0 | 0 | 0 | 0 | 0 | 0 | 0 | 0 | 0
F9_Commercial_OR - Miscellaneous_New_Space Heating_Natural Gas_Gas Boiler - Steam Trap Replacement_A_Achievable Technical Potential | F9 | Commercial | OR - Miscellaneous | New | Space Heating | Natural Gas | Gas Boiler - Steam Trap Replacement | A | Cumulative Winter Peak Savings (MW) | Achievable Technical Potential | 0 | 0 | 0 | 0 | 0 | 0 | 0 | 0 | 0 | 0 | 0 | 0 | 0 | 0 | 0 | 0 | 0 | 0 | 0 | 0 | 0 | 0 | 0 | 0 | 0 | 0 | 0
F10_Commercial_OR - Miscellaneous_New_Space Heating_Natural Gas_Gas Boiler - Steam Trap Replacement_A_Achievable Technical Potential | F10 | Commercial | OR - Miscellaneous | New | Space Heating | Natural Gas | Gas Boiler - Steam Trap Replacement | A | Purchases (Incremental) | Achievable Technical Potential | 0 | 0 | 0 | 0 | 0 | 0 | 0 | 0 | 0 | 0 | 0 | 0 | 0 | 0 | 0 | 0 | 0 | 0 | 0 | 0 | 0 | 0 | 0 | 0 | 0 | 0 | 0
F11_Commercial_OR - Miscellaneous_New_Space Heating_Natural Gas_Gas Boiler - Steam Trap Replacement_A_Achievable Technical Potential | F11 | Commercial | OR - Miscellaneous | New | Space Heating | Natural Gas | Gas Boiler - Steam Trap Replacement | A | Purchases (Cumulative) | Achievable Technical Potential | 0 | 0 | 0 | 0 | 0 | 0 | 0 | 0 | 0 | 0 | 0 | 0 | 0 | 0 | 0 | 0 | 0 | 0 | 0 | 0 | 0 | 0 | 0 | 0 | 0 | 0 | 0
F1_Commercial_OR - Miscellaneous_New_Space Heating_Natural Gas_Gas Boiler - High Turndown Burner_A_Achievable Technical Potential | F1 | Commercial | OR - Miscellaneous | New | Space Heating | Natural Gas | Gas Boiler - High Turndown Burner | A | Integrated Unit Energy Savings (kWh or therms) | Achievable Technical Potential | 0 | 0 | 0 | 0 | 0 | 0 | 0 | 0 | 0 | 0 | 0 | 0 | 0 | 0 | 0 | 0 | 0 | 0 | 0 | 0 | 0 | 0 | 0 | 0 | 0 | 0 | 0
F2_Commercial_OR - Miscellaneous_New_Space Heating_Natural Gas_Gas Boiler - High Turndown Burner_A_Achievable Technical Potential | F2 | Commercial | OR - Miscellaneous | New | Space Heating | Natural Gas | Gas Boiler - High Turndown Burner | A | Integrated Unit Summer Peak Savings (kW) | Achievable Technical Potential | 0 | 0 | 0 | 0 | 0 | 0 | 0 | 0 | 0 | 0 | 0 | 0 | 0 | 0 | 0 | 0 | 0 | 0 | 0 | 0 | 0 | 0 | 0 | 0 | 0 | 0 | 0
F3_Commercial_OR - Miscellaneous_New_Space Heating_Natural Gas_Gas Boiler - High Turndown Burner_A_Achievable Technical Potential | F3 | Commercial | OR - Miscellaneous | New | Space Heating | Natural Gas | Gas Boiler - High Turndown Burner | A | Integrated Unit Winter Peak Savings (kW) | Achievable Technical Potential | 0 | 0 | 0 | 0 | 0 | 0 | 0 | 0 | 0 | 0 | 0 | 0 | 0 | 0 | 0 | 0 | 0 | 0 | 0 | 0 | 0 | 0 | 0 | 0 | 0 | 0 | 0
F4_Commercial_OR - Miscellaneous_New_Space Heating_Natural Gas_Gas Boiler - High Turndown Burner_A_Achievable Technical Potential | F4 | Commercial | OR - Miscellaneous | New | Space Heating | Natural Gas | Gas Boiler - High Turndown Burner | A | Incremental Energy Savings (MWh or mTherms) | Achievable Technical Potential | 0 | 0 | 0 | 0 | 0 | 0 | 0 | 0 | 0 | 0 | 0 | 0 | 0 | 0 | 0 | 0 | 0 | 0 | 0 | 0 | 0 | 0 | 0 | 0 | 0 | 0 | 0
F5_Commercial_OR - Miscellaneous_New_Space Heating_Natural Gas_Gas Boiler - High Turndown Burner_A_Achievable Technical Potential | F5 | Commercial | OR - Miscellaneous | New | Space Heating | Natural Gas | Gas Boiler - High Turndown Burner | A | Incremental Summer Peak Savings (MW) | Achievable Technical Potential | 0 | 0 | 0 | 0 | 0 | 0 | 0 | 0 | 0 | 0 | 0 | 0 | 0 | 0 | 0 | 0 | 0 | 0 | 0 | 0 | 0 | 0 | 0 | 0 | 0 | 0 | 0
F6_Commercial_OR - Miscellaneous_New_Space Heating_Natural Gas_Gas Boiler - High Turndown Burner_A_Achievable Technical Potential | F6 | Commercial | OR - Miscellaneous | New | Space Heating | Natural Gas | Gas Boiler - High Turndown Burner | A | Incremental Winter Peak Savings (MW) | Achievable Technical Potential | 0 | 0 | 0 | 0 | 0 | 0 | 0 | 0 | 0 | 0 | 0 | 0 | 0 | 0 | 0 | 0 | 0 | 0 | 0 | 0 | 0 | 0 | 0 | 0 | 0 | 0 | 0
F7_Commercial_OR - Miscellaneous_New_Space Heating_Natural Gas_Gas Boiler - High Turndown Burner_A_Achievable Technical Potential | F7 | Commercial | OR - Miscellaneous | New | Space Heating | Natural Gas | Gas Boiler - High Turndown Burner | A | Cumulative Energy Savings (MWh or mTherms) | Achievable Technical Potential | 0 | 0 | 0 | 0 | 0 | 0 | 0 | 0 | 0 | 0 | 0 | 0 | 0 | 0 | 0 | 0 | 0 | 0 | 0 | 0 | 0 | 0 | 0 | 0 | 0 | 0 | 0
F8_Commercial_OR - Miscellaneous_New_Space Heating_Natural Gas_Gas Boiler - High Turndown Burner_A_Achievable Technical Potential | F8 | Commercial | OR - Miscellaneous | New | Space Heating | Natural Gas | Gas Boiler - High Turndown Burner | A | Cumulative Summer Peak Savings (MW) | Achievable Technical Potential | 0 | 0 | 0 | 0 | 0 | 0 | 0 | 0 | 0 | 0 | 0 | 0 | 0 | 0 | 0 | 0 | 0 | 0 | 0 | 0 | 0 | 0 | 0 | 0 | 0 | 0 | 0
F9_Commercial_OR - Miscellaneous_New_Space Heating_Natural Gas_Gas Boiler - High Turndown Burner_A_Achievable Technical Potential | F9 | Commercial | OR - Miscellaneous | New | Space Heating | Natural Gas | Gas Boiler - High Turndown Burner | A | Cumulative Winter Peak Savings (MW) | Achievable Technical Potential | 0 | 0 | 0 | 0 | 0 | 0 | 0 | 0 | 0 | 0 | 0 | 0 | 0 | 0 | 0 | 0 | 0 | 0 | 0 | 0 | 0 | 0 | 0 | 0 | 0 | 0 | 0
F10_Commercial_OR - Miscellaneous_New_Space Heating_Natural Gas_Gas Boiler - High Turndown Burner_A_Achievable Technical Potential | F10 | Commercial | OR - Miscellaneous | New | Space Heating | Natural Gas | Gas Boiler - High Turndown Burner | A | Purchases (Incremental) | Achievable Technical Potential | 0 | 0 | 0 | 0 | 0 | 0 | 0 | 0 | 0 | 0 | 0 | 0 | 0 | 0 | 0 | 0 | 0 | 0 | 0 | 0 | 0 | 0 | 0 | 0 | 0 | 0 | 0
F11_Commercial_OR - Miscellaneous_New_Space Heating_Natural Gas_Gas Boiler - High Turndown Burner_A_Achievable Technical Potential | F11 | Commercial | OR - Miscellaneous | New | Space Heating | Natural Gas | Gas Boiler - High Turndown Burner | A | Purchases (Cumulative) | Achievable Technical Potential | 0 | 0 | 0 | 0 | 0 | 0 | 0 | 0 | 0 | 0 | 0 | 0 | 0 | 0 | 0 | 0 | 0 | 0 | 0 | 0 | 0 | 0 | 0 | 0 | 0 | 0 | 0
F1_Commercial_OR - Miscellaneous_New_Space Heating_Natural Gas_Gas Boiler - Burner Control Optimization_A_Achievable Technical Potential | F1 | Commercial | OR - Miscellaneous | New | Space Heating | Natural Gas | Gas Boiler - Burner Control Optimization | A | Integrated Unit Energy Savings (kWh or therms) | Achievable Technical Potential | 0 | 0 | 0 | 0 | 0 | 0 | 0 | 0 | 0 | 0 | 0 | 0 | 0 | 0 | 0 | 0 | 0 | 0 | 0 | 0 | 0 | 0 | 0 | 0 | 0 | 0 | 0
F2_Commercial_OR - Miscellaneous_New_Space Heating_Natural Gas_Gas Boiler - Burner Control Optimization_A_Achievable Technical Potential | F2 | Commercial | OR - Miscellaneous | New | Space Heating | Natural Gas | Gas Boiler - Burner Control Optimization | A | Integrated Unit Summer Peak Savings (kW) | Achievable Technical Potential | 0 | 0 | 0 | 0 | 0 | 0 | 0 | 0 | 0 | 0 | 0 | 0 | 0 | 0 | 0 | 0 | 0 | 0 | 0 | 0 | 0 | 0 | 0 | 0 | 0 | 0 | 0
F3_Commercial_OR - Miscellaneous_New_Space Heating_Natural Gas_Gas Boiler - Burner Control Optimization_A_Achievable Technical Potential | F3 | Commercial | OR - Miscellaneous | New | Space Heating | Natural Gas | Gas Boiler - Burner Control Optimization | A | Integrated Unit Winter Peak Savings (kW) | Achievable Technical Potential | 0 | 0 | 0 | 0 | 0 | 0 | 0 | 0 | 0 | 0 | 0 | 0 | 0 | 0 | 0 | 0 | 0 | 0 | 0 | 0 | 0 | 0 | 0 | 0 | 0 | 0 | 0
F4_Commercial_OR - Miscellaneous_New_Space Heating_Natural Gas_Gas Boiler - Burner Control Optimization_A_Achievable Technical Potential | F4 | Commercial | OR - Miscellaneous | New | Space Heating | Natural Gas | Gas Boiler - Burner Control Optimization | A | Incremental Energy Savings (MWh or mTherms) | Achievable Technical Potential | 0 | 0 | 0 | 0 | 0 | 0 | 0 | 0 | 0 | 0 | 0 | 0 | 0 | 0 | 0 | 0 | 0 | 0 | 0 | 0 | 0 | 0 | 0 | 0 | 0 | 0 | 0
F5_Commercial_OR - Miscellaneous_New_Space Heating_Natural Gas_Gas Boiler - Burner Control Optimization_A_Achievable Technical Potential | F5 | Commercial | OR - Miscellaneous | New | Space Heating | Natural Gas | Gas Boiler - Burner Control Optimization | A | Incremental Summer Peak Savings (MW) | Achievable Technical Potential | 0 | 0 | 0 | 0 | 0 | 0 | 0 | 0 | 0 | 0 | 0 | 0 | 0 | 0 | 0 | 0 | 0 | 0 | 0 | 0 | 0 | 0 | 0 | 0 | 0 | 0 | 0
F6_Commercial_OR - Miscellaneous_New_Space Heating_Natural Gas_Gas Boiler - Burner Control Optimization_A_Achievable Technical Potential | F6 | Commercial | OR - Miscellaneous | New | Space Heating | Natural Gas | Gas Boiler - Burner Control Optimization | A | Incremental Winter Peak Savings (MW) | Achievable Technical Potential | 0 | 0 | 0 | 0 | 0 | 0 | 0 | 0 | 0 | 0 | 0 | 0 | 0 | 0 | 0 | 0 | 0 | 0 | 0 | 0 | 0 | 0 | 0 | 0 | 0 | 0 | 0
F7_Commercial_OR - Miscellaneous_New_Space Heating_Natural Gas_Gas Boiler - Burner Control Optimization_A_Achievable Technical Potential | F7 | Commercial | OR - Miscellaneous | New | Space Heating | Natural Gas | Gas Boiler - Burner Control Optimization | A | Cumulative Energy Savings (MWh or mTherms) | Achievable Technical Potential | 0 | 0 | 0 | 0 | 0 | 0 | 0 | 0 | 0 | 0 | 0 | 0 | 0 | 0 | 0 | 0 | 0 | 0 | 0 | 0 | 0 | 0 | 0 | 0 | 0 | 0 | 0
F8_Commercial_OR - Miscellaneous_New_Space Heating_Natural Gas_Gas Boiler - Burner Control Optimization_A_Achievable Technical Potential | F8 | Commercial | OR - Miscellaneous | New | Space Heating | Natural Gas | Gas Boiler - Burner Control Optimization | A | Cumulative Summer Peak Savings (MW) | Achievable Technical Potential | 0 | 0 | 0 | 0 | 0 | 0 | 0 | 0 | 0 | 0 | 0 | 0 | 0 | 0 | 0 | 0 | 0 | 0 | 0 | 0 | 0 | 0 | 0 | 0 | 0 | 0 | 0
F9_Commercial_OR - Miscellaneous_New_Space Heating_Natural Gas_Gas Boiler - Burner Control Optimization_A_Achievable Technical Potential | F9 | Commercial | OR - Miscellaneous | New | Space Heating | Natural Gas | Gas Boiler - Burner Control Optimization | A | Cumulative Winter Peak Savings (MW) | Achievable Technical Potential | 0 | 0 | 0 | 0 | 0 | 0 | 0 | 0 | 0 | 0 | 0 | 0 | 0 | 0 | 0 | 0 | 0 | 0 | 0 | 0 | 0 | 0 | 0 | 0 | 0 | 0 | 0
F10_Commercial_OR - Miscellaneous_New_Space Heating_Natural Gas_Gas Boiler - Burner Control Optimization_A_Achievable Technical Potential | F10 | Commercial | OR - Miscellaneous | New | Space Heating | Natural Gas | Gas Boiler - Burner Control Optimization | A | Purchases (Incremental) | Achievable Technical Potential | 0 | 0 | 0 | 0 | 0 | 0 | 0 | 0 | 0 | 0 | 0 | 0 | 0 | 0 | 0 | 0 | 0 | 0 | 0 | 0 | 0 | 0 | 0 | 0 | 0 | 0 | 0
F11_Commercial_OR - Miscellaneous_New_Space Heating_Natural Gas_Gas Boiler - Burner Control Optimization_A_Achievable Technical Potential | F11 | Commercial | OR - Miscellaneous | New | Space Heating | Natural Gas | Gas Boiler - Burner Control Optimization | A | Purchases (Cumulative) | Achievable Technical Potential | 0 | 0 | 0 | 0 | 0 | 0 | 0 | 0 | 0 | 0 | 0 | 0 | 0 | 0 | 0 | 0 | 0 | 0 | 0 | 0 | 0 | 0 | 0 | 0 | 0 | 0 | 0
F1_Commercial_OR - Miscellaneous_New_Space Heating_Natural Gas_Gas Boiler - Stack Economizer_A_Achievable Technical Potential | F1 | Commercial | OR - Miscellaneous | New | Space Heating | Natural Gas | Gas Boiler - Stack Economizer | A | Integrated Unit Energy Savings (kWh or therms) | Achievable Technical Potential | 0 | 0 | 0 | 0 | 0 | 0 | 0 | 0 | 0 | 0 | 0 | 0 | 0 | 0 | 0 | 0 | 0 | 0 | 0 | 0 | 0 | 0 | 0 | 0 | 0 | 0 | 0
F2_Commercial_OR - Miscellaneous_New_Space Heating_Natural Gas_Gas Boiler - Stack Economizer_A_Achievable Technical Potential | F2 | Commercial | OR - Miscellaneous | New | Space Heating | Natural Gas | Gas Boiler - Stack Economizer | A | Integrated Unit Summer Peak Savings (kW) | Achievable Technical Potential | 0 | 0 | 0 | 0 | 0 | 0 | 0 | 0 | 0 | 0 | 0 | 0 | 0 | 0 | 0 | 0 | 0 | 0 | 0 | 0 | 0 | 0 | 0 | 0 | 0 | 0 | 0
F3_Commercial_OR - Miscellaneous_New_Space Heating_Natural Gas_Gas Boiler - Stack Economizer_A_Achievable Technical Potential | F3 | Commercial | OR - Miscellaneous | New | Space Heating | Natural Gas | Gas Boiler - Stack Economizer | A | Integrated Unit Winter Peak Savings (kW) | Achievable Technical Potential | 0 | 0 | 0 | 0 | 0 | 0 | 0 | 0 | 0 | 0 | 0 | 0 | 0 | 0 | 0 | 0 | 0 | 0 | 0 | 0 | 0 | 0 | 0 | 0 | 0 | 0 | 0
F4_Commercial_OR - Miscellaneous_New_Space Heating_Natural Gas_Gas Boiler - Stack Economizer_A_Achievable Technical Potential | F4 | Commercial | OR - Miscellaneous | New | Space Heating | Natural Gas | Gas Boiler - Stack Economizer | A | Incremental Energy Savings (MWh or mTherms) | Achievable Technical Potential | 0 | 0 | 0 | 0 | 0 | 0 | 0 | 0 | 0 | 0 | 0 | 0 | 0 | 0 | 0 | 0 | 0 | 0 | 0 | 0 | 0 | 0 | 0 | 0 | 0 | 0 | 0
F5_Commercial_OR - Miscellaneous_New_Space Heating_Natural Gas_Gas Boiler - Stack Economizer_A_Achievable Technical Potential | F5 | Commercial | OR - Miscellaneous | New | Space Heating | Natural Gas | Gas Boiler - Stack Economizer | A | Incremental Summer Peak Savings (MW) | Achievable Technical Potential | 0 | 0 | 0 | 0 | 0 | 0 | 0 | 0 | 0 | 0 | 0 | 0 | 0 | 0 | 0 | 0 | 0 | 0 | 0 | 0 | 0 | 0 | 0 | 0 | 0 | 0 | 0
F6_Commercial_OR - Miscellaneous_New_Space Heating_Natural Gas_Gas Boiler - Stack Economizer_A_Achievable Technical Potential | F6 | Commercial | OR - Miscellaneous | New | Space Heating | Natural Gas | Gas Boiler - Stack Economizer | A | Incremental Winter Peak Savings (MW) | Achievable Technical Potential | 0 | 0 | 0 | 0 | 0 | 0 | 0 | 0 | 0 | 0 | 0 | 0 | 0 | 0 | 0 | 0 | 0 | 0 | 0 | 0 | 0 | 0 | 0 | 0 | 0 | 0 | 0
F7_Commercial_OR - Miscellaneous_New_Space Heating_Natural Gas_Gas Boiler - Stack Economizer_A_Achievable Technical Potential | F7 | Commercial | OR - Miscellaneous | New | Space Heating | Natural Gas | Gas Boiler - Stack Economizer | A | Cumulative Energy Savings (MWh or mTherms) | Achievable Technical Potential | 0 | 0 | 0 | 0 | 0 | 0 | 0 | 0 | 0 | 0 | 0 | 0 | 0 | 0 | 0 | 0 | 0 | 0 | 0 | 0 | 0 | 0 | 0 | 0 | 0 | 0 | 0
F8_Commercial_OR - Miscellaneous_New_Space Heating_Natural Gas_Gas Boiler - Stack Economizer_A_Achievable Technical Potential | F8 | Commercial | OR - Miscellaneous | New | Space Heating | Natural Gas | Gas Boiler - Stack Economizer | A | Cumulative Summer Peak Savings (MW) | Achievable Technical Potential | 0 | 0 | 0 | 0 | 0 | 0 | 0 | 0 | 0 | 0 | 0 | 0 | 0 | 0 | 0 | 0 | 0 | 0 | 0 | 0 | 0 | 0 | 0 | 0 | 0 | 0 | 0
F9_Commercial_OR - Miscellaneous_New_Space Heating_Natural Gas_Gas Boiler - Stack Economizer_A_Achievable Technical Potential | F9 | Commercial | OR - Miscellaneous | New | Space Heating | Natural Gas | Gas Boiler - Stack Economizer | A | Cumulative Winter Peak Savings (MW) | Achievable Technical Potential | 0 | 0 | 0 | 0 | 0 | 0 | 0 | 0 | 0 | 0 | 0 | 0 | 0 | 0 | 0 | 0 | 0 | 0 | 0 | 0 | 0 | 0 | 0 | 0 | 0 | 0 | 0
F10_Commercial_OR - Miscellaneous_New_Space Heating_Natural Gas_Gas Boiler - Stack Economizer_A_Achievable Technical Potential | F10 | Commercial | OR - Miscellaneous | New | Space Heating | Natural Gas | Gas Boiler - Stack Economizer | A | Purchases (Incremental) | Achievable Technical Potential | 0 | 0 | 0 | 0 | 0 | 0 | 0 | 0 | 0 | 0 | 0 | 0 | 0 | 0 | 0 | 0 | 0 | 0 | 0 | 0 | 0 | 0 | 0 | 0 | 0 | 0 | 0
F11_Commercial_OR - Miscellaneous_New_Space Heating_Natural Gas_Gas Boiler - Stack Economizer_A_Achievable Technical Potential | F11 | Commercial | OR - Miscellaneous | New | Space Heating | Natural Gas | Gas Boiler - Stack Economizer | A | Purchases (Cumulative) | Achievable Technical Potential | 0 | 0 | 0 | 0 | 0 | 0 | 0 | 0 | 0 | 0 | 0 | 0 | 0 | 0 | 0 | 0 | 0 | 0 | 0 | 0 | 0 | 0 | 0 | 0 | 0 | 0 | 0
F1_Commercial_OR - Miscellaneous_New_Space Heating_Natural Gas_Gas Boiler - Thermostatic Radiator Valves_A_Achievable Technical Potential | F1 | Commercial | OR - Miscellaneous | New | Space Heating | Natural Gas | Gas Boiler - Thermostatic Radiator Valves | A | Integrated Unit Energy Savings (kWh or therms) | Achievable Technical Potential | 0 | 0 | 0 | 0 | 0 | 0 | 0 | 0 | 0 | 0 | 0 | 0 | 0 | 0 | 0 | 0 | 0 | 0 | 0 | 0 | 0 | 0 | 0 | 0 | 0 | 0 | 0
F2_Commercial_OR - Miscellaneous_New_Space Heating_Natural Gas_Gas Boiler - Thermostatic Radiator Valves_A_Achievable Technical Potential | F2 | Commercial | OR - Miscellaneous | New | Space Heating | Natural Gas | Gas Boiler - Thermostatic Radiator Valves | A | Integrated Unit Summer Peak Savings (kW) | Achievable Technical Potential | 0 | 0 | 0 | 0 | 0 | 0 | 0 | 0 | 0 | 0 | 0 | 0 | 0 | 0 | 0 | 0 | 0 | 0 | 0 | 0 | 0 | 0 | 0 | 0 | 0 | 0 | 0
F3_Commercial_OR - Miscellaneous_New_Space Heating_Natural Gas_Gas Boiler - Thermostatic Radiator Valves_A_Achievable Technical Potential | F3 | Commercial | OR - Miscellaneous | New | Space Heating | Natural Gas | Gas Boiler - Thermostatic Radiator Valves | A | Integrated Unit Winter Peak Savings (kW) | Achievable Technical Potential | 0 | 0 | 0 | 0 | 0 | 0 | 0 | 0 | 0 | 0 | 0 | 0 | 0 | 0 | 0 | 0 | 0 | 0 | 0 | 0 | 0 | 0 | 0 | 0 | 0 | 0 | 0
F4_Commercial_OR - Miscellaneous_New_Space Heating_Natural Gas_Gas Boiler - Thermostatic Radiator Valves_A_Achievable Technical Potential | F4 | Commercial | OR - Miscellaneous | New | Space Heating | Natural Gas | Gas Boiler - Thermostatic Radiator Valves | A | Incremental Energy Savings (MWh or mTherms) | Achievable Technical Potential | 0 | 0 | 0 | 0 | 0 | 0 | 0 | 0 | 0 | 0 | 0 | 0 | 0 | 0 | 0 | 0 | 0 | 0 | 0 | 0 | 0 | 0 | 0 | 0 | 0 | 0 | 0
F5_Commercial_OR - Miscellaneous_New_Space Heating_Natural Gas_Gas Boiler - Thermostatic Radiator Valves_A_Achievable Technical Potential | F5 | Commercial | OR - Miscellaneous | New | Space Heating | Natural Gas | Gas Boiler - Thermostatic Radiator Valves | A | Incremental Summer Peak Savings (MW) | Achievable Technical Potential | 0 | 0 | 0 | 0 | 0 | 0 | 0 | 0 | 0 | 0 | 0 | 0 | 0 | 0 | 0 | 0 | 0 | 0 | 0 | 0 | 0 | 0 | 0 | 0 | 0 | 0 | 0
F6_Commercial_OR - Miscellaneous_New_Space Heating_Natural Gas_Gas Boiler - Thermostatic Radiator Valves_A_Achievable Technical Potential | F6 | Commercial | OR - Miscellaneous | New | Space Heating | Natural Gas | Gas Boiler - Thermostatic Radiator Valves | A | Incremental Winter Peak Savings (MW) | Achievable Technical Potential | 0 | 0 | 0 | 0 | 0 | 0 | 0 | 0 | 0 | 0 | 0 | 0 | 0 | 0 | 0 | 0 | 0 | 0 | 0 | 0 | 0 | 0 | 0 | 0 | 0 | 0 | 0
F7_Commercial_OR - Miscellaneous_New_Space Heating_Natural Gas_Gas Boiler - Thermostatic Radiator Valves_A_Achievable Technical Potential | F7 | Commercial | OR - Miscellaneous | New | Space Heating | Natural Gas | Gas Boiler - Thermostatic Radiator Valves | A | Cumulative Energy Savings (MWh or mTherms) | Achievable Technical Potential | 0 | 0 | 0 | 0 | 0 | 0 | 0 | 0 | 0 | 0 | 0 | 0 | 0 | 0 | 0 | 0 | 0 | 0 | 0 | 0 | 0 | 0 | 0 | 0 | 0 | 0 | 0
F8_Commercial_OR - Miscellaneous_New_Space Heating_Natural Gas_Gas Boiler - Thermostatic Radiator Valves_A_Achievable Technical Potential | F8 | Commercial | OR - Miscellaneous | New | Space Heating | Natural Gas | Gas Boiler - Thermostatic Radiator Valves | A | Cumulative Summer Peak Savings (MW) | Achievable Technical Potential | 0 | 0 | 0 | 0 | 0 | 0 | 0 | 0 | 0 | 0 | 0 | 0 | 0 | 0 | 0 | 0 | 0 | 0 | 0 | 0 | 0 | 0 | 0 | 0 | 0 | 0 | 0
F9_Commercial_OR - Miscellaneous_New_Space Heating_Natural Gas_Gas Boiler - Thermostatic Radiator Valves_A_Achievable Technical Potential | F9 | Commercial | OR - Miscellaneous | New | Space Heating | Natural Gas | Gas Boiler - Thermostatic Radiator Valves | A | Cumulative Winter Peak Savings (MW) | Achievable Technical Potential | 0 | 0 | 0 | 0 | 0 | 0 | 0 | 0 | 0 | 0 | 0 | 0 | 0 | 0 | 0 | 0 | 0 | 0 | 0 | 0 | 0 | 0 | 0 | 0 | 0 | 0 | 0
F10_Commercial_OR - Miscellaneous_New_Space Heating_Natural Gas_Gas Boiler - Thermostatic Radiator Valves_A_Achievable Technical Potential | F10 | Commercial | OR - Miscellaneous | New | Space Heating | Natural Gas | Gas Boiler - Thermostatic Radiator Valves | A | Purchases (Incremental) | Achievable Technical Potential | 0 | 0 | 0 | 0 | 0 | 0 | 0 | 0 | 0 | 0 | 0 | 0 | 0 | 0 | 0 | 0 | 0 | 0 | 0 | 0 | 0 | 0 | 0 | 0 | 0 | 0 | 0
F11_Commercial_OR - Miscellaneous_New_Space Heating_Natural Gas_Gas Boiler - Thermostatic Radiator Valves_A_Achievable Technical Potential | F11 | Commercial | OR - Miscellaneous | New | Space Heating | Natural Gas | Gas Boiler - Thermostatic Radiator Valves | A | Purchases (Cumulative) | Achievable Technical Potential | 0 | 0 | 0 | 0 | 0 | 0 | 0 | 0 | 0 | 0 | 0 | 0 | 0 | 0 | 0 | 0 | 0 | 0 | 0 | 0 | 0 | 0 | 0 | 0 | 0 | 0 | 0
F1_Commercial_OR - Miscellaneous_New_Space Heating_Natural Gas_HVAC - Shut Off Damper_A_Achievable Technical Potential | F1 | Commercial | OR - Miscellaneous | New | Space Heating | Natural Gas | HVAC - Shut Off Damper | A | Integrated Unit Energy Savings (kWh or therms) | Achievable Technical Potential | 0 | 0 | 0 | 0 | 0 | 0 | 0 | 0 | 0 | 0 | 0 | 0 | 0 | 0 | 0 | 0 | 0 | 0 | 0 | 0 | 0 | 0 | 0 | 0 | 0 | 0 | 0
F2_Commercial_OR - Miscellaneous_New_Space Heating_Natural Gas_HVAC - Shut Off Damper_A_Achievable Technical Potential | F2 | Commercial | OR - Miscellaneous | New | Space Heating | Natural Gas | HVAC - Shut Off Damper | A | Integrated Unit Summer Peak Savings (kW) | Achievable Technical Potential | 0 | 0 | 0 | 0 | 0 | 0 | 0 | 0 | 0 | 0 | 0 | 0 | 0 | 0 | 0 | 0 | 0 | 0 | 0 | 0 | 0 | 0 | 0 | 0 | 0 | 0 | 0
F3_Commercial_OR - Miscellaneous_New_Space Heating_Natural Gas_HVAC - Shut Off Damper_A_Achievable Technical Potential | F3 | Commercial | OR - Miscellaneous | New | Space Heating | Natural Gas | HVAC - Shut Off Damper | A | Integrated Unit Winter Peak Savings (kW) | Achievable Technical Potential | 0 | 0 | 0 | 0 | 0 | 0 | 0 | 0 | 0 | 0 | 0 | 0 | 0 | 0 | 0 | 0 | 0 | 0 | 0 | 0 | 0 | 0 | 0 | 0 | 0 | 0 | 0
F4_Commercial_OR - Miscellaneous_New_Space Heating_Natural Gas_HVAC - Shut Off Damper_A_Achievable Technical Potential | F4 | Commercial | OR - Miscellaneous | New | Space Heating | Natural Gas | HVAC - Shut Off Damper | A | Incremental Energy Savings (MWh or mTherms) | Achievable Technical Potential | 0 | 0 | 0 | 0 | 0 | 0 | 0 | 0 | 0 | 0 | 0 | 0 | 0 | 0 | 0 | 0 | 0 | 0 | 0 | 0 | 0 | 0 | 0 | 0 | 0 | 0 | 0
F5_Commercial_OR - Miscellaneous_New_Space Heating_Natural Gas_HVAC - Shut Off Damper_A_Achievable Technical Potential | F5 | Commercial | OR - Miscellaneous | New | Space Heating | Natural Gas | HVAC - Shut Off Damper | A | Incremental Summer Peak Savings (MW) | Achievable Technical Potential | 0 | 0 | 0 | 0 | 0 | 0 | 0 | 0 | 0 | 0 | 0 | 0 | 0 | 0 | 0 | 0 | 0 | 0 | 0 | 0 | 0 | 0 | 0 | 0 | 0 | 0 | 0
F6_Commercial_OR - Miscellaneous_New_Space Heating_Natural Gas_HVAC - Shut Off Damper_A_Achievable Technical Potential | F6 | Commercial | OR - Miscellaneous | New | Space Heating | Natural Gas | HVAC - Shut Off Damper | A | Incremental Winter Peak Savings (MW) | Achievable Technical Potential | 0 | 0 | 0 | 0 | 0 | 0 | 0 | 0 | 0 | 0 | 0 | 0 | 0 | 0 | 0 | 0 | 0 | 0 | 0 | 0 | 0 | 0 | 0 | 0 | 0 | 0 | 0
F7_Commercial_OR - Miscellaneous_New_Space Heating_Natural Gas_HVAC - Shut Off Damper_A_Achievable Technical Potential | F7 | Commercial | OR - Miscellaneous | New | Space Heating | Natural Gas | HVAC - Shut Off Damper | A | Cumulative Energy Savings (MWh or mTherms) | Achievable Technical Potential | 0 | 0 | 0 | 0 | 0 | 0 | 0 | 0 | 0 | 0 | 0 | 0 | 0 | 0 | 0 | 0 | 0 | 0 | 0 | 0 | 0 | 0 | 0 | 0 | 0 | 0 | 0
F8_Commercial_OR - Miscellaneous_New_Space Heating_Natural Gas_HVAC - Shut Off Damper_A_Achievable Technical Potential | F8 | Commercial | OR - Miscellaneous | New | Space Heating | Natural Gas | HVAC - Shut Off Damper | A | Cumulative Summer Peak Savings (MW) | Achievable Technical Potential | 0 | 0 | 0 | 0 | 0 | 0 | 0 | 0 | 0 | 0 | 0 | 0 | 0 | 0 | 0 | 0 | 0 | 0 | 0 | 0 | 0 | 0 | 0 | 0 | 0 | 0 | 0
F9_Commercial_OR - Miscellaneous_New_Space Heating_Natural Gas_HVAC - Shut Off Damper_A_Achievable Technical Potential | F9 | Commercial | OR - Miscellaneous | New | Space Heating | Natural Gas | HVAC - Shut Off Damper | A | Cumulative Winter Peak Savings (MW) | Achievable Technical Potential | 0 | 0 | 0 | 0 | 0 | 0 | 0 | 0 | 0 | 0 | 0 | 0 | 0 | 0 | 0 | 0 | 0 | 0 | 0 | 0 | 0 | 0 | 0 | 0 | 0 | 0 | 0
F10_Commercial_OR - Miscellaneous_New_Space Heating_Natural Gas_HVAC - Shut Off Damper_A_Achievable Technical Potential | F10 | Commercial | OR - Miscellaneous | New | Space Heating | Natural Gas | HVAC - Shut Off Damper | A | Purchases (Incremental) | Achievable Technical Potential | 0 | 0 | 0 | 0 | 0 | 0 | 0 | 0 | 0 | 0 | 0 | 0 | 0 | 0 | 0 | 0 | 0 | 0 | 0 | 0 | 0 | 0 | 0 | 0 | 0 | 0 | 0
F11_Commercial_OR - Miscellaneous_New_Space Heating_Natural Gas_HVAC - Shut Off Damper_A_Achievable Technical Potential | F11 | Commercial | OR - Miscellaneous | New | Space Heating | Natural Gas | HVAC - Shut Off Damper | A | Purchases (Cumulative) | Achievable Technical Potential | 0 | 0 | 0 | 0 | 0 | 0 | 0 | 0 | 0 | 0 | 0 | 0 | 0 | 0 | 0 | 0 | 0 | 0 | 0 | 0 | 0 | 0 | 0 | 0 | 0 | 0 | 0
F1_Commercial_OR - Miscellaneous_New_Space Heating_Natural Gas_Gas Furnace - Tube Inserts_A_Achievable Technical Potential | F1 | Commercial | OR - Miscellaneous | New | Space Heating | Natural Gas | Gas Furnace - Tube Inserts | A | Integrated Unit Energy Savings (kWh or therms) | Achievable Technical Potential | 0 | 0 | 0 | 0 | 0 | 0 | 0 | 0 | 0 | 0 | 0 | 0 | 0 | 0 | 0 | 0 | 0 | 0 | 0 | 0 | 0 | 0 | 0 | 0 | 0 | 0 | 0
F2_Commercial_OR - Miscellaneous_New_Space Heating_Natural Gas_Gas Furnace - Tube Inserts_A_Achievable Technical Potential | F2 | Commercial | OR - Miscellaneous | New | Space Heating | Natural Gas | Gas Furnace - Tube Inserts | A | Integrated Unit Summer Peak Savings (kW) | Achievable Technical Potential | 0 | 0 | 0 | 0 | 0 | 0 | 0 | 0 | 0 | 0 | 0 | 0 | 0 | 0 | 0 | 0 | 0 | 0 | 0 | 0 | 0 | 0 | 0 | 0 | 0 | 0 | 0
F3_Commercial_OR - Miscellaneous_New_Space Heating_Natural Gas_Gas Furnace - Tube Inserts_A_Achievable Technical Potential | F3 | Commercial | OR - Miscellaneous | New | Space Heating | Natural Gas | Gas Furnace - Tube Inserts | A | Integrated Unit Winter Peak Savings (kW) | Achievable Technical Potential | 0 | 0 | 0 | 0 | 0 | 0 | 0 | 0 | 0 | 0 | 0 | 0 | 0 | 0 | 0 | 0 | 0 | 0 | 0 | 0 | 0 | 0 | 0 | 0 | 0 | 0 | 0
F4_Commercial_OR - Miscellaneous_New_Space Heating_Natural Gas_Gas Furnace - Tube Inserts_A_Achievable Technical Potential | F4 | Commercial | OR - Miscellaneous | New | Space Heating | Natural Gas | Gas Furnace - Tube Inserts | A | Incremental Energy Savings (MWh or mTherms) | Achievable Technical Potential | 0 | 0 | 0 | 0 | 0 | 0 | 0 | 0 | 0 | 0 | 0 | 0 | 0 | 0 | 0 | 0 | 0 | 0 | 0 | 0 | 0 | 0 | 0 | 0 | 0 | 0 | 0
F5_Commercial_OR - Miscellaneous_New_Space Heating_Natural Gas_Gas Furnace - Tube Inserts_A_Achievable Technical Potential | F5 | Commercial | OR - Miscellaneous | New | Space Heating | Natural Gas | Gas Furnace - Tube Inserts | A | Incremental Summer Peak Savings (MW) | Achievable Technical Potential | 0 | 0 | 0 | 0 | 0 | 0 | 0 | 0 | 0 | 0 | 0 | 0 | 0 | 0 | 0 | 0 | 0 | 0 | 0 | 0 | 0 | 0 | 0 | 0 | 0 | 0 | 0
F6_Commercial_OR - Miscellaneous_New_Space Heating_Natural Gas_Gas Furnace - Tube Inserts_A_Achievable Technical Potential | F6 | Commercial | OR - Miscellaneous | New | Space Heating | Natural Gas | Gas Furnace - Tube Inserts | A | Incremental Winter Peak Savings (MW) | Achievable Technical Potential | 0 | 0 | 0 | 0 | 0 | 0 | 0 | 0 | 0 | 0 | 0 | 0 | 0 | 0 | 0 | 0 | 0 | 0 | 0 | 0 | 0 | 0 | 0 | 0 | 0 | 0 | 0
F7_Commercial_OR - Miscellaneous_New_Space Heating_Natural Gas_Gas Furnace - Tube Inserts_A_Achievable Technical Potential | F7 | Commercial | OR - Miscellaneous | New | Space Heating | Natural Gas | Gas Furnace - Tube Inserts | A | Cumulative Energy Savings (MWh or mTherms) | Achievable Technical Potential | 0 | 0 | 0 | 0 | 0 | 0 | 0 | 0 | 0 | 0 | 0 | 0 | 0 | 0 | 0 | 0 | 0 | 0 | 0 | 0 | 0 | 0 | 0 | 0 | 0 | 0 | 0
F8_Commercial_OR - Miscellaneous_New_Space Heating_Natural Gas_Gas Furnace - Tube Inserts_A_Achievable Technical Potential | F8 | Commercial | OR - Miscellaneous | New | Space Heating | Natural Gas | Gas Furnace - Tube Inserts | A | Cumulative Summer Peak Savings (MW) | Achievable Technical Potential | 0 | 0 | 0 | 0 | 0 | 0 | 0 | 0 | 0 | 0 | 0 | 0 | 0 | 0 | 0 | 0 | 0 | 0 | 0 | 0 | 0 | 0 | 0 | 0 | 0 | 0 | 0
F9_Commercial_OR - Miscellaneous_New_Space Heating_Natural Gas_Gas Furnace - Tube Inserts_A_Achievable Technical Potential | F9 | Commercial | OR - Miscellaneous | New | Space Heating | Natural Gas | Gas Furnace - Tube Inserts | A | Cumulative Winter Peak Savings (MW) | Achievable Technical Potential | 0 | 0 | 0 | 0 | 0 | 0 | 0 | 0 | 0 | 0 | 0 | 0 | 0 | 0 | 0 | 0 | 0 | 0 | 0 | 0 | 0 | 0 | 0 | 0 | 0 | 0 | 0
F10_Commercial_OR - Miscellaneous_New_Space Heating_Natural Gas_Gas Furnace - Tube Inserts_A_Achievable Technical Potential | F10 | Commercial | OR - Miscellaneous | New | Space Heating | Natural Gas | Gas Furnace - Tube Inserts | A | Purchases (Incremental) | Achievable Technical Potential | 0 | 0 | 0 | 0 | 0 | 0 | 0 | 0 | 0 | 0 | 0 | 0 | 0 | 0 | 0 | 0 | 0 | 0 | 0 | 0 | 0 | 0 | 0 | 0 | 0 | 0 | 0
F11_Commercial_OR - Miscellaneous_New_Space Heating_Natural Gas_Gas Furnace - Tube Inserts_A_Achievable Technical Potential | F11 | Commercial | OR - Miscellaneous | New | Space Heating | Natural Gas | Gas Furnace - Tube Inserts | A | Purchases (Cumulative) | Achievable Technical Potential | 0 | 0 | 0 | 0 | 0 | 0 | 0 | 0 | 0 | 0 | 0 | 0 | 0 | 0 | 0 | 0 | 0 | 0 | 0 | 0 | 0 | 0 | 0 | 0 | 0 | 0 | 0
F1_Commercial_OR - Miscellaneous_New_Space Heating_Natural Gas_Gas Boiler - Insulate Steam Lines/Condensate Tank_A_Achievable Technical Potential | F1 | Commercial | OR - Miscellaneous | New | Space Heating | Natural Gas | Gas Boiler - Insulate Steam Lines/Condensate Tank | A | Integrated Unit Energy Savings (kWh or therms) | Achievable Technical Potential | 0 | 0 | 0 | 0 | 0 | 0 | 0 | 0 | 0 | 0 | 0 | 0 | 0 | 0 | 0 | 0 | 0 | 0 | 0 | 0 | 0 | 0 | 0 | 0 | 0 | 0 | 0
F2_Commercial_OR - Miscellaneous_New_Space Heating_Natural Gas_Gas Boiler - Insulate Steam Lines/Condensate Tank_A_Achievable Technical Potential | F2 | Commercial | OR - Miscellaneous | New | Space Heating | Natural Gas | Gas Boiler - Insulate Steam Lines/Condensate Tank | A | Integrated Unit Summer Peak Savings (kW) | Achievable Technical Potential | 0 | 0 | 0 | 0 | 0 | 0 | 0 | 0 | 0 | 0 | 0 | 0 | 0 | 0 | 0 | 0 | 0 | 0 | 0 | 0 | 0 | 0 | 0 | 0 | 0 | 0 | 0
F3_Commercial_OR - Miscellaneous_New_Space Heating_Natural Gas_Gas Boiler - Insulate Steam Lines/Condensate Tank_A_Achievable Technical Potential | F3 | Commercial | OR - Miscellaneous | New | Space Heating | Natural Gas | Gas Boiler - Insulate Steam Lines/Condensate Tank | A | Integrated Unit Winter Peak Savings (kW) | Achievable Technical Potential | 0 | 0 | 0 | 0 | 0 | 0 | 0 | 0 | 0 | 0 | 0 | 0 | 0 | 0 | 0 | 0 | 0 | 0 | 0 | 0 | 0 | 0 | 0 | 0 | 0 | 0 | 0
F4_Commercial_OR - Miscellaneous_New_Space Heating_Natural Gas_Gas Boiler - Insulate Steam Lines/Condensate Tank_A_Achievable Technical Potential | F4 | Commercial | OR - Miscellaneous | New | Space Heating | Natural Gas | Gas Boiler - Insulate Steam Lines/Condensate Tank | A | Incremental Energy Savings (MWh or mTherms) | Achievable Technical Potential | 0 | 0 | 0 | 0 | 0 | 0 | 0 | 0 | 0 | 0 | 0 | 0 | 0 | 0 | 0 | 0 | 0 | 0 | 0 | 0 | 0 | 0 | 0 | 0 | 0 | 0 | 0
F5_Commercial_OR - Miscellaneous_New_Space Heating_Natural Gas_Gas Boiler - Insulate Steam Lines/Condensate Tank_A_Achievable Technical Potential | F5 | Commercial | OR - Miscellaneous | New | Space Heating | Natural Gas | Gas Boiler - Insulate Steam Lines/Condensate Tank | A | Incremental Summer Peak Savings (MW) | Achievable Technical Potential | 0 | 0 | 0 | 0 | 0 | 0 | 0 | 0 | 0 | 0 | 0 | 0 | 0 | 0 | 0 | 0 | 0 | 0 | 0 | 0 | 0 | 0 | 0 | 0 | 0 | 0 | 0
F6_Commercial_OR - Miscellaneous_New_Space Heating_Natural Gas_Gas Boiler - Insulate Steam Lines/Condensate Tank_A_Achievable Technical Potential | F6 | Commercial | OR - Miscellaneous | New | Space Heating | Natural Gas | Gas Boiler - Insulate Steam Lines/Condensate Tank | A | Incremental Winter Peak Savings (MW) | Achievable Technical Potential | 0 | 0 | 0 | 0 | 0 | 0 | 0 | 0 | 0 | 0 | 0 | 0 | 0 | 0 | 0 | 0 | 0 | 0 | 0 | 0 | 0 | 0 | 0 | 0 | 0 | 0 | 0
F7_Commercial_OR - Miscellaneous_New_Space Heating_Natural Gas_Gas Boiler - Insulate Steam Lines/Condensate Tank_A_Achievable Technical Potential | F7 | Commercial | OR - Miscellaneous | New | Space Heating | Natural Gas | Gas Boiler - Insulate Steam Lines/Condensate Tank | A | Cumulative Energy Savings (MWh or mTherms) | Achievable Technical Potential | 0 | 0 | 0 | 0 | 0 | 0 | 0 | 0 | 0 | 0 | 0 | 0 | 0 | 0 | 0 | 0 | 0 | 0 | 0 | 0 | 0 | 0 | 0 | 0 | 0 | 0 | 0
F8_Commercial_OR - Miscellaneous_New_Space Heating_Natural Gas_Gas Boiler - Insulate Steam Lines/Condensate Tank_A_Achievable Technical Potential | F8 | Commercial | OR - Miscellaneous | New | Space Heating | Natural Gas | Gas Boiler - Insulate Steam Lines/Condensate Tank | A | Cumulative Summer Peak Savings (MW) | Achievable Technical Potential | 0 | 0 | 0 | 0 | 0 | 0 | 0 | 0 | 0 | 0 | 0 | 0 | 0 | 0 | 0 | 0 | 0 | 0 | 0 | 0 | 0 | 0 | 0 | 0 | 0 | 0 | 0
F9_Commercial_OR - Miscellaneous_New_Space Heating_Natural Gas_Gas Boiler - Insulate Steam Lines/Condensate Tank_A_Achievable Technical Potential | F9 | Commercial | OR - Miscellaneous | New | Space Heating | Natural Gas | Gas Boiler - Insulate Steam Lines/Condensate Tank | A | Cumulative Winter Peak Savings (MW) | Achievable Technical Potential | 0 | 0 | 0 | 0 | 0 | 0 | 0 | 0 | 0 | 0 | 0 | 0 | 0 | 0 | 0 | 0 | 0 | 0 | 0 | 0 | 0 | 0 | 0 | 0 | 0 | 0 | 0
F10_Commercial_OR - Miscellaneous_New_Space Heating_Natural Gas_Gas Boiler - Insulate Steam Lines/Condensate Tank_A_Achievable Technical Potential | F10 | Commercial | OR - Miscellaneous | New | Space Heating | Natural Gas | Gas Boiler - Insulate Steam Lines/Condensate Tank | A | Purchases (Incremental) | Achievable Technical Potential | 0 | 0 | 0 | 0 | 0 | 0 | 0 | 0 | 0 | 0 | 0 | 0 | 0 | 0 | 0 | 0 | 0 | 0 | 0 | 0 | 0 | 0 | 0 | 0 | 0 | 0 | 0
F11_Commercial_OR - Miscellaneous_New_Space Heating_Natural Gas_Gas Boiler - Insulate Steam Lines/Condensate Tank_A_Achievable Technical Potential | F11 | Commercial | OR - Miscellaneous | New | Space Heating | Natural Gas | Gas Boiler - Insulate Steam Lines/Condensate Tank | A | Purchases (Cumulative) | Achievable Technical Potential | 0 | 0 | 0 | 0 | 0 | 0 | 0 | 0 | 0 | 0 | 0 | 0 | 0 | 0 | 0 | 0 | 0 | 0 | 0 | 0 | 0 | 0 | 0 | 0 | 0 | 0 | 0
F1_Commercial_OR - Miscellaneous_New_Space Heating_Natural Gas_Gas Boiler - Insulate Hot Water Lines_A_Achievable Technical Potential | F1 | Commercial | OR - Miscellaneous | New | Space Heating | Natural Gas | Gas Boiler - Insulate Hot Water Lines | A | Integrated Unit Energy Savings (kWh or therms) | Achievable Technical Potential | 0 | 0 | 0 | 0 | 0 | 0 | 0 | 0 | 0 | 0 | 0 | 0 | 0 | 0 | 0 | 0 | 0 | 0 | 0 | 0 | 0 | 0 | 0 | 0 | 0 | 0 | 0
F2_Commercial_OR - Miscellaneous_New_Space Heating_Natural Gas_Gas Boiler - Insulate Hot Water Lines_A_Achievable Technical Potential | F2 | Commercial | OR - Miscellaneous | New | Space Heating | Natural Gas | Gas Boiler - Insulate Hot Water Lines | A | Integrated Unit Summer Peak Savings (kW) | Achievable Technical Potential | 0 | 0 | 0 | 0 | 0 | 0 | 0 | 0 | 0 | 0 | 0 | 0 | 0 | 0 | 0 | 0 | 0 | 0 | 0 | 0 | 0 | 0 | 0 | 0 | 0 | 0 | 0
F3_Commercial_OR - Miscellaneous_New_Space Heating_Natural Gas_Gas Boiler - Insulate Hot Water Lines_A_Achievable Technical Potential | F3 | Commercial | OR - Miscellaneous | New | Space Heating | Natural Gas | Gas Boiler - Insulate Hot Water Lines | A | Integrated Unit Winter Peak Savings (kW) | Achievable Technical Potential | 0 | 0 | 0 | 0 | 0 | 0 | 0 | 0 | 0 | 0 | 0 | 0 | 0 | 0 | 0 | 0 | 0 | 0 | 0 | 0 | 0 | 0 | 0 | 0 | 0 | 0 | 0
F4_Commercial_OR - Miscellaneous_New_Space Heating_Natural Gas_Gas Boiler - Insulate Hot Water Lines_A_Achievable Technical Potential | F4 | Commercial | OR - Miscellaneous | New | Space Heating | Natural Gas | Gas Boiler - Insulate Hot Water Lines | A | Incremental Energy Savings (MWh or mTherms) | Achievable Technical Potential | 0 | 0 | 0 | 0 | 0 | 0 | 0 | 0 | 0 | 0 | 0 | 0 | 0 | 0 | 0 | 0 | 0 | 0 | 0 | 0 | 0 | 0 | 0 | 0 | 0 | 0 | 0
F5_Commercial_OR - Miscellaneous_New_Space Heating_Natural Gas_Gas Boiler - Insulate Hot Water Lines_A_Achievable Technical Potential | F5 | Commercial | OR - Miscellaneous | New | Space Heating | Natural Gas | Gas Boiler - Insulate Hot Water Lines | A | Incremental Summer Peak Savings (MW) | Achievable Technical Potential | 0 | 0 | 0 | 0 | 0 | 0 | 0 | 0 | 0 | 0 | 0 | 0 | 0 | 0 | 0 | 0 | 0 | 0 | 0 | 0 | 0 | 0 | 0 | 0 | 0 | 0 | 0
F6_Commercial_OR - Miscellaneous_New_Space Heating_Natural Gas_Gas Boiler - Insulate Hot Water Lines_A_Achievable Technical Potential | F6 | Commercial | OR - Miscellaneous | New | Space Heating | Natural Gas | Gas Boiler - Insulate Hot Water Lines | A | Incremental Winter Peak Savings (MW) | Achievable Technical Potential | 0 | 0 | 0 | 0 | 0 | 0 | 0 | 0 | 0 | 0 | 0 | 0 | 0 | 0 | 0 | 0 | 0 | 0 | 0 | 0 | 0 | 0 | 0 | 0 | 0 | 0 | 0
F7_Commercial_OR - Miscellaneous_New_Space Heating_Natural Gas_Gas Boiler - Insulate Hot Water Lines_A_Achievable Technical Potential | F7 | Commercial | OR - Miscellaneous | New | Space Heating | Natural Gas | Gas Boiler - Insulate Hot Water Lines | A | Cumulative Energy Savings (MWh or mTherms) | Achievable Technical Potential | 0 | 0 | 0 | 0 | 0 | 0 | 0 | 0 | 0 | 0 | 0 | 0 | 0 | 0 | 0 | 0 | 0 | 0 | 0 | 0 | 0 | 0 | 0 | 0 | 0 | 0 | 0
F8_Commercial_OR - Miscellaneous_New_Space Heating_Natural Gas_Gas Boiler - Insulate Hot Water Lines_A_Achievable Technical Potential | F8 | Commercial | OR - Miscellaneous | New | Space Heating | Natural Gas | Gas Boiler - Insulate Hot Water Lines | A | Cumulative Summer Peak Savings (MW) | Achievable Technical Potential | 0 | 0 | 0 | 0 | 0 | 0 | 0 | 0 | 0 | 0 | 0 | 0 | 0 | 0 | 0 | 0 | 0 | 0 | 0 | 0 | 0 | 0 | 0 | 0 | 0 | 0 | 0
F9_Commercial_OR - Miscellaneous_New_Space Heating_Natural Gas_Gas Boiler - Insulate Hot Water Lines_A_Achievable Technical Potential | F9 | Commercial | OR - Miscellaneous | New | Space Heating | Natural Gas | Gas Boiler - Insulate Hot Water Lines | A | Cumulative Winter Peak Savings (MW) | Achievable Technical Potential | 0 | 0 | 0 | 0 | 0 | 0 | 0 | 0 | 0 | 0 | 0 | 0 | 0 | 0 | 0 | 0 | 0 | 0 | 0 | 0 | 0 | 0 | 0 | 0 | 0 | 0 | 0
F10_Commercial_OR - Miscellaneous_New_Space Heating_Natural Gas_Gas Boiler - Insulate Hot Water Lines_A_Achievable Technical Potential | F10 | Commercial | OR - Miscellaneous | New | Space Heating | Natural Gas | Gas Boiler - Insulate Hot Water Lines | A | Purchases (Incremental) | Achievable Technical Potential | 0 | 0 | 0 | 0 | 0 | 0 | 0 | 0 | 0 | 0 | 0 | 0 | 0 | 0 | 0 | 0 | 0 | 0 | 0 | 0 | 0 | 0 | 0 | 0 | 0 | 0 | 0
F11_Commercial_OR - Miscellaneous_New_Space Heating_Natural Gas_Gas Boiler - Insulate Hot Water Lines_A_Achievable Technical Potential | F11 | Commercial | OR - Miscellaneous | New | Space Heating | Natural Gas | Gas Boiler - Insulate Hot Water Lines | A | Purchases (Cumulative) | Achievable Technical Potential | 0 | 0 | 0 | 0 | 0 | 0 | 0 | 0 | 0 | 0 | 0 | 0 | 0 | 0 | 0 | 0 | 0 | 0 | 0 | 0 | 0 | 0 | 0 | 0 | 0 | 0 | 0
F1_Commercial_OR - Miscellaneous_New_Space Heating_Natural Gas_Condensing RTU_A_Achievable Technical Potential | F1 | Commercial | OR - Miscellaneous | New | Space Heating | Natural Gas | Condensing RTU | A | Integrated Unit Energy Savings (kWh or therms) | Achievable Technical Potential | 0 | 0 | 0 | 0 | 0 | 0 | 0 | 0 | 0 | 0 | 0 | 0 | 0 | 0 | 0 | 0 | 0 | 0 | 0 | 0 | 0 | 0 | 0 | 0 | 0 | 0 | 0
F2_Commercial_OR - Miscellaneous_New_Space Heating_Natural Gas_Condensing RTU_A_Achievable Technical Potential | F2 | Commercial | OR - Miscellaneous | New | Space Heating | Natural Gas | Condensing RTU | A | Integrated Unit Summer Peak Savings (kW) | Achievable Technical Potential | 0 | 0 | 0 | 0 | 0 | 0 | 0 | 0 | 0 | 0 | 0 | 0 | 0 | 0 | 0 | 0 | 0 | 0 | 0 | 0 | 0 | 0 | 0 | 0 | 0 | 0 | 0
F3_Commercial_OR - Miscellaneous_New_Space Heating_Natural Gas_Condensing RTU_A_Achievable Technical Potential | F3 | Commercial | OR - Miscellaneous | New | Space Heating | Natural Gas | Condensing RTU | A | Integrated Unit Winter Peak Savings (kW) | Achievable Technical Potential | 0 | 0 | 0 | 0 | 0 | 0 | 0 | 0 | 0 | 0 | 0 | 0 | 0 | 0 | 0 | 0 | 0 | 0 | 0 | 0 | 0 | 0 | 0 | 0 | 0 | 0 | 0
F4_Commercial_OR - Miscellaneous_New_Space Heating_Natural Gas_Condensing RTU_A_Achievable Technical Potential | F4 | Commercial | OR - Miscellaneous | New | Space Heating | Natural Gas | Condensing RTU | A | Incremental Energy Savings (MWh or mTherms) | Achievable Technical Potential | 0 | 0 | 0 | 0 | 0 | 0 | 0 | 0 | 0 | 0 | 0 | 0 | 0 | 0 | 0 | 0 | 0 | 0 | 0 | 0 | 0 | 0 | 0 | 0 | 0 | 0 | 0
F5_Commercial_OR - Miscellaneous_New_Space Heating_Natural Gas_Condensing RTU_A_Achievable Technical Potential | F5 | Commercial | OR - Miscellaneous | New | Space Heating | Natural Gas | Condensing RTU | A | Incremental Summer Peak Savings (MW) | Achievable Technical Potential | 0 | 0 | 0 | 0 | 0 | 0 | 0 | 0 | 0 | 0 | 0 | 0 | 0 | 0 | 0 | 0 | 0 | 0 | 0 | 0 | 0 | 0 | 0 | 0 | 0 | 0 | 0
F6_Commercial_OR - Miscellaneous_New_Space Heating_Natural Gas_Condensing RTU_A_Achievable Technical Potential | F6 | Commercial | OR - Miscellaneous | New | Space Heating | Natural Gas | Condensing RTU | A | Incremental Winter Peak Savings (MW) | Achievable Technical Potential | 0 | 0 | 0 | 0 | 0 | 0 | 0 | 0 | 0 | 0 | 0 | 0 | 0 | 0 | 0 | 0 | 0 | 0 | 0 | 0 | 0 | 0 | 0 | 0 | 0 | 0 | 0
F7_Commercial_OR - Miscellaneous_New_Space Heating_Natural Gas_Condensing RTU_A_Achievable Technical Potential | F7 | Commercial | OR - Miscellaneous | New | Space Heating | Natural Gas | Condensing RTU | A | Cumulative Energy Savings (MWh or mTherms) | Achievable Technical Potential | 0 | 0 | 0 | 0 | 0 | 0 | 0 | 0 | 0 | 0 | 0 | 0 | 0 | 0 | 0 | 0 | 0 | 0 | 0 | 0 | 0 | 0 | 0 | 0 | 0 | 0 | 0
F8_Commercial_OR - Miscellaneous_New_Space Heating_Natural Gas_Condensing RTU_A_Achievable Technical Potential | F8 | Commercial | OR - Miscellaneous | New | Space Heating | Natural Gas | Condensing RTU | A | Cumulative Summer Peak Savings (MW) | Achievable Technical Potential | 0 | 0 | 0 | 0 | 0 | 0 | 0 | 0 | 0 | 0 | 0 | 0 | 0 | 0 | 0 | 0 | 0 | 0 | 0 | 0 | 0 | 0 | 0 | 0 | 0 | 0 | 0
F9_Commercial_OR - Miscellaneous_New_Space Heating_Natural Gas_Condensing RTU_A_Achievable Technical Potential | F9 | Commercial | OR - Miscellaneous | New | Space Heating | Natural Gas | Condensing RTU | A | Cumulative Winter Peak Savings (MW) | Achievable Technical Potential | 0 | 0 | 0 | 0 | 0 | 0 | 0 | 0 | 0 | 0 | 0 | 0 | 0 | 0 | 0 | 0 | 0 | 0 | 0 | 0 | 0 | 0 | 0 | 0 | 0 | 0 | 0
F10_Commercial_OR - Miscellaneous_New_Space Heating_Natural Gas_Condensing RTU_A_Achievable Technical Potential | F10 | Commercial | OR - Miscellaneous | New | Space Heating | Natural Gas | Condensing RTU | A | Purchases (Incremental) | Achievable Technical Potential | 0 | 0 | 0 | 0 | 0 | 0 | 0 | 0 | 0 | 0 | 0 | 0 | 0 | 0 | 0 | 0 | 0 | 0 | 0 | 0 | 0 | 0 | 0 | 0 | 0 | 0 | 0
F11_Commercial_OR - Miscellaneous_New_Space Heating_Natural Gas_Condensing RTU_A_Achievable Technical Potential | F11 | Commercial | OR - Miscellaneous | New | Space Heating | Natural Gas | Condensing RTU | A | Purchases (Cumulative) | Achievable Technical Potential | 0 | 0 | 0 | 0 | 0 | 0 | 0 | 0 | 0 | 0 | 0 | 0 | 0 | 0 | 0 | 0 | 0 | 0 | 0 | 0 | 0 | 0 | 0 | 0 | 0 | 0 | 0
F1_Commercial_OR - Miscellaneous_New_Space Heating_Natural Gas_Hydronic Heating Radiator Replacement_A_Achievable Technical Potential | F1 | Commercial | OR - Miscellaneous | New | Space Heating | Natural Gas | Hydronic Heating Radiator Replacement | A | Integrated Unit Energy Savings (kWh or therms) | Achievable Technical Potential | 0 | 0 | 0 | 0 | 0 | 0 | 0 | 0 | 0 | 0 | 0 | 0 | 0 | 0 | 0 | 0 | 0 | 0 | 0 | 0 | 0 | 0 | 0 | 0 | 0 | 0 | 0
F2_Commercial_OR - Miscellaneous_New_Space Heating_Natural Gas_Hydronic Heating Radiator Replacement_A_Achievable Technical Potential | F2 | Commercial | OR - Miscellaneous | New | Space Heating | Natural Gas | Hydronic Heating Radiator Replacement | A | Integrated Unit Summer Peak Savings (kW) | Achievable Technical Potential | 0 | 0 | 0 | 0 | 0 | 0 | 0 | 0 | 0 | 0 | 0 | 0 | 0 | 0 | 0 | 0 | 0 | 0 | 0 | 0 | 0 | 0 | 0 | 0 | 0 | 0 | 0
F3_Commercial_OR - Miscellaneous_New_Space Heating_Natural Gas_Hydronic Heating Radiator Replacement_A_Achievable Technical Potential | F3 | Commercial | OR - Miscellaneous | New | Space Heating | Natural Gas | Hydronic Heating Radiator Replacement | A | Integrated Unit Winter Peak Savings (kW) | Achievable Technical Potential | 0 | 0 | 0 | 0 | 0 | 0 | 0 | 0 | 0 | 0 | 0 | 0 | 0 | 0 | 0 | 0 | 0 | 0 | 0 | 0 | 0 | 0 | 0 | 0 | 0 | 0 | 0
F4_Commercial_OR - Miscellaneous_New_Space Heating_Natural Gas_Hydronic Heating Radiator Replacement_A_Achievable Technical Potential | F4 | Commercial | OR - Miscellaneous | New | Space Heating | Natural Gas | Hydronic Heating Radiator Replacement | A | Incremental Energy Savings (MWh or mTherms) | Achievable Technical Potential | 0 | 0 | 0 | 0 | 0 | 0 | 0 | 0 | 0 | 0 | 0 | 0 | 0 | 0 | 0 | 0 | 0 | 0 | 0 | 0 | 0 | 0 | 0 | 0 | 0 | 0 | 0
F5_Commercial_OR - Miscellaneous_New_Space Heating_Natural Gas_Hydronic Heating Radiator Replacement_A_Achievable Technical Potential | F5 | Commercial | OR - Miscellaneous | New | Space Heating | Natural Gas | Hydronic Heating Radiator Replacement | A | Incremental Summer Peak Savings (MW) | Achievable Technical Potential | 0 | 0 | 0 | 0 | 0 | 0 | 0 | 0 | 0 | 0 | 0 | 0 | 0 | 0 | 0 | 0 | 0 | 0 | 0 | 0 | 0 | 0 | 0 | 0 | 0 | 0 | 0
F6_Commercial_OR - Miscellaneous_New_Space Heating_Natural Gas_Hydronic Heating Radiator Replacement_A_Achievable Technical Potential | F6 | Commercial | OR - Miscellaneous | New | Space Heating | Natural Gas | Hydronic Heating Radiator Replacement | A | Incremental Winter Peak Savings (MW) | Achievable Technical Potential | 0 | 0 | 0 | 0 | 0 | 0 | 0 | 0 | 0 | 0 | 0 | 0 | 0 | 0 | 0 | 0 | 0 | 0 | 0 | 0 | 0 | 0 | 0 | 0 | 0 | 0 | 0
F7_Commercial_OR - Miscellaneous_New_Space Heating_Natural Gas_Hydronic Heating Radiator Replacement_A_Achievable Technical Potential | F7 | Commercial | OR - Miscellaneous | New | Space Heating | Natural Gas | Hydronic Heating Radiator Replacement | A | Cumulative Energy Savings (MWh or mTherms) | Achievable Technical Potential | 0 | 0 | 0 | 0 | 0 | 0 | 0 | 0 | 0 | 0 | 0 | 0 | 0 | 0 | 0 | 0 | 0 | 0 | 0 | 0 | 0 | 0 | 0 | 0 | 0 | 0 | 0
F8_Commercial_OR - Miscellaneous_New_Space Heating_Natural Gas_Hydronic Heating Radiator Replacement_A_Achievable Technical Potential | F8 | Commercial | OR - Miscellaneous | New | Space Heating | Natural Gas | Hydronic Heating Radiator Replacement | A | Cumulative Summer Peak Savings (MW) | Achievable Technical Potential | 0 | 0 | 0 | 0 | 0 | 0 | 0 | 0 | 0 | 0 | 0 | 0 | 0 | 0 | 0 | 0 | 0 | 0 | 0 | 0 | 0 | 0 | 0 | 0 | 0 | 0 | 0
F9_Commercial_OR - Miscellaneous_New_Space Heating_Natural Gas_Hydronic Heating Radiator Replacement_A_Achievable Technical Potential | F9 | Commercial | OR - Miscellaneous | New | Space Heating | Natural Gas | Hydronic Heating Radiator Replacement | A | Cumulative Winter Peak Savings (MW) | Achievable Technical Potential | 0 | 0 | 0 | 0 | 0 | 0 | 0 | 0 | 0 | 0 | 0 | 0 | 0 | 0 | 0 | 0 | 0 | 0 | 0 | 0 | 0 | 0 | 0 | 0 | 0 | 0 | 0
F10_Commercial_OR - Miscellaneous_New_Space Heating_Natural Gas_Hydronic Heating Radiator Replacement_A_Achievable Technical Potential | F10 | Commercial | OR - Miscellaneous | New | Space Heating | Natural Gas | Hydronic Heating Radiator Replacement | A | Purchases (Incremental) | Achievable Technical Potential | 0 | 0 | 0 | 0 | 0 | 0 | 0 | 0 | 0 | 0 | 0 | 0 | 0 | 0 | 0 | 0 | 0 | 0 | 0 | 0 | 0 | 0 | 0 | 0 | 0 | 0 | 0
F11_Commercial_OR - Miscellaneous_New_Space Heating_Natural Gas_Hydronic Heating Radiator Replacement_A_Achievable Technical Potential | F11 | Commercial | OR - Miscellaneous | New | Space Heating | Natural Gas | Hydronic Heating Radiator Replacement | A | Purchases (Cumulative) | Achievable Technical Potential | 0 | 0 | 0 | 0 | 0 | 0 | 0 | 0 | 0 | 0 | 0 | 0 | 0 | 0 | 0 | 0 | 0 | 0 | 0 | 0 | 0 | 0 | 0 | 0 | 0 | 0 | 0
F1_Commercial_OR - Miscellaneous_New_Space Heating_Natural Gas_Thermostat - Connected_A_Achievable Technical Potential | F1 | Commercial | OR - Miscellaneous | New | Space Heating | Natural Gas | Thermostat - Connected | A | Integrated Unit Energy Savings (kWh or therms) | Achievable Technical Potential | 0 | 0 | 0 | 0 | 0 | 0 | 0 | 0 | 0 | 0 | 0 | 0 | 0 | 0 | 0 | 0 | 0 | 0 | 0 | 0 | 0 | 0 | 0 | 0 | 0 | 0 | 0
F2_Commercial_OR - Miscellaneous_New_Space Heating_Natural Gas_Thermostat - Connected_A_Achievable Technical Potential | F2 | Commercial | OR - Miscellaneous | New | Space Heating | Natural Gas | Thermostat - Connected | A | Integrated Unit Summer Peak Savings (kW) | Achievable Technical Potential | 0 | 0 | 0 | 0 | 0 | 0 | 0 | 0 | 0 | 0 | 0 | 0 | 0 | 0 | 0 | 0 | 0 | 0 | 0 | 0 | 0 | 0 | 0 | 0 | 0 | 0 | 0
F3_Commercial_OR - Miscellaneous_New_Space Heating_Natural Gas_Thermostat - Connected_A_Achievable Technical Potential | F3 | Commercial | OR - Miscellaneous | New | Space Heating | Natural Gas | Thermostat - Connected | A | Integrated Unit Winter Peak Savings (kW) | Achievable Technical Potential | 0 | 0 | 0 | 0 | 0 | 0 | 0 | 0 | 0 | 0 | 0 | 0 | 0 | 0 | 0 | 0 | 0 | 0 | 0 | 0 | 0 | 0 | 0 | 0 | 0 | 0 | 0
F4_Commercial_OR - Miscellaneous_New_Space Heating_Natural Gas_Thermostat - Connected_A_Achievable Technical Potential | F4 | Commercial | OR - Miscellaneous | New | Space Heating | Natural Gas | Thermostat - Connected | A | Incremental Energy Savings (MWh or mTherms) | Achievable Technical Potential | 0 | 0 | 0 | 0 | 0 | 0 | 0 | 0 | 0 | 0 | 0 | 0 | 0 | 0 | 0 | 0 | 0 | 0 | 0 | 0 | 0 | 0 | 0 | 0 | 0 | 0 | 0
F5_Commercial_OR - Miscellaneous_New_Space Heating_Natural Gas_Thermostat - Connected_A_Achievable Technical Potential | F5 | Commercial | OR - Miscellaneous | New | Space Heating | Natural Gas | Thermostat - Connected | A | Incremental Summer Peak Savings (MW) | Achievable Technical Potential | 0 | 0 | 0 | 0 | 0 | 0 | 0 | 0 | 0 | 0 | 0 | 0 | 0 | 0 | 0 | 0 | 0 | 0 | 0 | 0 | 0 | 0 | 0 | 0 | 0 | 0 | 0
F6_Commercial_OR - Miscellaneous_New_Space Heating_Natural Gas_Thermostat - Connected_A_Achievable Technical Potential | F6 | Commercial | OR - Miscellaneous | New | Space Heating | Natural Gas | Thermostat - Connected | A | Incremental Winter Peak Savings (MW) | Achievable Technical Potential | 0 | 0 | 0 | 0 | 0 | 0 | 0 | 0 | 0 | 0 | 0 | 0 | 0 | 0 | 0 | 0 | 0 | 0 | 0 | 0 | 0 | 0 | 0 | 0 | 0 | 0 | 0
F7_Commercial_OR - Miscellaneous_New_Space Heating_Natural Gas_Thermostat - Connected_A_Achievable Technical Potential | F7 | Commercial | OR - Miscellaneous | New | Space Heating | Natural Gas | Thermostat - Connected | A | Cumulative Energy Savings (MWh or mTherms) | Achievable Technical Potential | 0 | 0 | 0 | 0 | 0 | 0 | 0 | 0 | 0 | 0 | 0 | 0 | 0 | 0 | 0 | 0 | 0 | 0 | 0 | 0 | 0 | 0 | 0 | 0 | 0 | 0 | 0
F8_Commercial_OR - Miscellaneous_New_Space Heating_Natural Gas_Thermostat - Connected_A_Achievable Technical Potential | F8 | Commercial | OR - Miscellaneous | New | Space Heating | Natural Gas | Thermostat - Connected | A | Cumulative Summer Peak Savings (MW) | Achievable Technical Potential | 0 | 0 | 0 | 0 | 0 | 0 | 0 | 0 | 0 | 0 | 0 | 0 | 0 | 0 | 0 | 0 | 0 | 0 | 0 | 0 | 0 | 0 | 0 | 0 | 0 | 0 | 0
F9_Commercial_OR - Miscellaneous_New_Space Heating_Natural Gas_Thermostat - Connected_A_Achievable Technical Potential | F9 | Commercial | OR - Miscellaneous | New | Space Heating | Natural Gas | Thermostat - Connected | A | Cumulative Winter Peak Savings (MW) | Achievable Technical Potential | 0 | 0 | 0 | 0 | 0 | 0 | 0 | 0 | 0 | 0 | 0 | 0 | 0 | 0 | 0 | 0 | 0 | 0 | 0 | 0 | 0 | 0 | 0 | 0 | 0 | 0 | 0
F10_Commercial_OR - Miscellaneous_New_Space Heating_Natural Gas_Thermostat - Connected_A_Achievable Technical Potential | F10 | Commercial | OR - Miscellaneous | New | Space Heating | Natural Gas | Thermostat - Connected | A | Purchases (Incremental) | Achievable Technical Potential | 0 | 0 | 0 | 0 | 0 | 0 | 0 | 0 | 0 | 0 | 0 | 0 | 0 | 0 | 0 | 0 | 0 | 0 | 0 | 0 | 0 | 0 | 0 | 0 | 0 | 0 | 0
F11_Commercial_OR - Miscellaneous_New_Space Heating_Natural Gas_Thermostat - Connected_A_Achievable Technical Potential | F11 | Commercial | OR - Miscellaneous | New | Space Heating | Natural Gas | Thermostat - Connected | A | Purchases (Cumulative) | Achievable Technical Potential | 0 | 0 | 0 | 0 | 0 | 0 | 0 | 0 | 0 | 0 | 0 | 0 | 0 | 0 | 0 | 0 | 0 | 0 | 0 | 0 | 0 | 0 | 0 | 0 | 0 | 0 | 0
F1_Commercial_OR - Miscellaneous_New_Water Heating_Natural Gas_Water Heater - Thermostatic Shower Restriction Valve_A_Achievable Technical Potential | F1 | Commercial | OR - Miscellaneous | New | Water Heating | Natural Gas | Water Heater - Thermostatic Shower Restriction Valve | A | Integrated Unit Energy Savings (kWh or therms) | Achievable Technical Potential | 0 | 0 | 0 | 0 | 0 | 0 | 0 | 0 | 0 | 0 | 0 | 0 | 0 | 0 | 0 | 0 | 0 | 0 | 0 | 0 | 0 | 0 | 0 | 0 | 0 | 0 | 0
F2_Commercial_OR - Miscellaneous_New_Water Heating_Natural Gas_Water Heater - Thermostatic Shower Restriction Valve_A_Achievable Technical Potential | F2 | Commercial | OR - Miscellaneous | New | Water Heating | Natural Gas | Water Heater - Thermostatic Shower Restriction Valve | A | Integrated Unit Summer Peak Savings (kW) | Achievable Technical Potential | 0 | 0 | 0 | 0 | 0 | 0 | 0 | 0 | 0 | 0 | 0 | 0 | 0 | 0 | 0 | 0 | 0 | 0 | 0 | 0 | 0 | 0 | 0 | 0 | 0 | 0 | 0
F3_Commercial_OR - Miscellaneous_New_Water Heating_Natural Gas_Water Heater - Thermostatic Shower Restriction Valve_A_Achievable Technical Potential | F3 | Commercial | OR - Miscellaneous | New | Water Heating | Natural Gas | Water Heater - Thermostatic Shower Restriction Valve | A | Integrated Unit Winter Peak Savings (kW) | Achievable Technical Potential | 0 | 0 | 0 | 0 | 0 | 0 | 0 | 0 | 0 | 0 | 0 | 0 | 0 | 0 | 0 | 0 | 0 | 0 | 0 | 0 | 0 | 0 | 0 | 0 | 0 | 0 | 0
F4_Commercial_OR - Miscellaneous_New_Water Heating_Natural Gas_Water Heater - Thermostatic Shower Restriction Valve_A_Achievable Technical Potential | F4 | Commercial | OR - Miscellaneous | New | Water Heating | Natural Gas | Water Heater - Thermostatic Shower Restriction Valve | A | Incremental Energy Savings (MWh or mTherms) | Achievable Technical Potential | 0 | 0 | 0 | 0 | 0 | 0 | 0 | 0 | 0 | 0 | 0 | 0 | 0 | 0 | 0 | 0 | 0 | 0 | 0 | 0 | 0 | 0 | 0 | 0 | 0 | 0 | 0
F5_Commercial_OR - Miscellaneous_New_Water Heating_Natural Gas_Water Heater - Thermostatic Shower Restriction Valve_A_Achievable Technical Potential | F5 | Commercial | OR - Miscellaneous | New | Water Heating | Natural Gas | Water Heater - Thermostatic Shower Restriction Valve | A | Incremental Summer Peak Savings (MW) | Achievable Technical Potential | 0 | 0 | 0 | 0 | 0 | 0 | 0 | 0 | 0 | 0 | 0 | 0 | 0 | 0 | 0 | 0 | 0 | 0 | 0 | 0 | 0 | 0 | 0 | 0 | 0 | 0 | 0
F6_Commercial_OR - Miscellaneous_New_Water Heating_Natural Gas_Water Heater - Thermostatic Shower Restriction Valve_A_Achievable Technical Potential | F6 | Commercial | OR - Miscellaneous | New | Water Heating | Natural Gas | Water Heater - Thermostatic Shower Restriction Valve | A | Incremental Winter Peak Savings (MW) | Achievable Technical Potential | 0 | 0 | 0 | 0 | 0 | 0 | 0 | 0 | 0 | 0 | 0 | 0 | 0 | 0 | 0 | 0 | 0 | 0 | 0 | 0 | 0 | 0 | 0 | 0 | 0 | 0 | 0
F7_Commercial_OR - Miscellaneous_New_Water Heating_Natural Gas_Water Heater - Thermostatic Shower Restriction Valve_A_Achievable Technical Potential | F7 | Commercial | OR - Miscellaneous | New | Water Heating | Natural Gas | Water Heater - Thermostatic Shower Restriction Valve | A | Cumulative Energy Savings (MWh or mTherms) | Achievable Technical Potential | 0 | 0 | 0 | 0 | 0 | 0 | 0 | 0 | 0 | 0 | 0 | 0 | 0 | 0 | 0 | 0 | 0 | 0 | 0 | 0 | 0 | 0 | 0 | 0 | 0 | 0 | 0
F8_Commercial_OR - Miscellaneous_New_Water Heating_Natural Gas_Water Heater - Thermostatic Shower Restriction Valve_A_Achievable Technical Potential | F8 | Commercial | OR - Miscellaneous | New | Water Heating | Natural Gas | Water Heater - Thermostatic Shower Restriction Valve | A | Cumulative Summer Peak Savings (MW) | Achievable Technical Potential | 0 | 0 | 0 | 0 | 0 | 0 | 0 | 0 | 0 | 0 | 0 | 0 | 0 | 0 | 0 | 0 | 0 | 0 | 0 | 0 | 0 | 0 | 0 | 0 | 0 | 0 | 0
F9_Commercial_OR - Miscellaneous_New_Water Heating_Natural Gas_Water Heater - Thermostatic Shower Restriction Valve_A_Achievable Technical Potential | F9 | Commercial | OR - Miscellaneous | New | Water Heating | Natural Gas | Water Heater - Thermostatic Shower Restriction Valve | A | Cumulative Winter Peak Savings (MW) | Achievable Technical Potential | 0 | 0 | 0 | 0 | 0 | 0 | 0 | 0 | 0 | 0 | 0 | 0 | 0 | 0 | 0 | 0 | 0 | 0 | 0 | 0 | 0 | 0 | 0 | 0 | 0 | 0 | 0
F10_Commercial_OR - Miscellaneous_New_Water Heating_Natural Gas_Water Heater - Thermostatic Shower Restriction Valve_A_Achievable Technical Potential | F10 | Commercial | OR - Miscellaneous | New | Water Heating | Natural Gas | Water Heater - Thermostatic Shower Restriction Valve | A | Purchases (Incremental) | Achievable Technical Potential | 0 | 0 | 0 | 0 | 0 | 0 | 0 | 0 | 0 | 0 | 0 | 0 | 0 | 0 | 0 | 0 | 0 | 0 | 0 | 0 | 0 | 0 | 0 | 0 | 0 | 0 | 0
F11_Commercial_OR - Miscellaneous_New_Water Heating_Natural Gas_Water Heater - Thermostatic Shower Restriction Valve_A_Achievable Technical Potential | F11 | Commercial | OR - Miscellaneous | New | Water Heating | Natural Gas | Water Heater - Thermostatic Shower Restriction Valve | A | Purchases (Cumulative) | Achievable Technical Potential | 0 | 0 | 0 | 0 | 0 | 0 | 0 | 0 | 0 | 0 | 0 | 0 | 0 | 0 | 0 | 0 | 0 | 0 | 0 | 0 | 0 | 0 | 0 | 0 | 0 | 0 | 0
F1_Commercial_OR - Miscellaneous_New_Water Heating_Natural Gas_Water Heater - Pre-Rinse Spray Valve_A_Achievable Technical Potential | F1 | Commercial | OR - Miscellaneous | New | Water Heating | Natural Gas | Water Heater - Pre-Rinse Spray Valve | A | Integrated Unit Energy Savings (kWh or therms) | Achievable Technical Potential | 0 | 0 | 0 | 0 | 0 | 0 | 0 | 0 | 0 | 0 | 0 | 0 | 0 | 0 | 0 | 0 | 0 | 0 | 0 | 0 | 0 | 0 | 0 | 0 | 0 | 0 | 0
F2_Commercial_OR - Miscellaneous_New_Water Heating_Natural Gas_Water Heater - Pre-Rinse Spray Valve_A_Achievable Technical Potential | F2 | Commercial | OR - Miscellaneous | New | Water Heating | Natural Gas | Water Heater - Pre-Rinse Spray Valve | A | Integrated Unit Summer Peak Savings (kW) | Achievable Technical Potential | 0 | 0 | 0 | 0 | 0 | 0 | 0 | 0 | 0 | 0 | 0 | 0 | 0 | 0 | 0 | 0 | 0 | 0 | 0 | 0 | 0 | 0 | 0 | 0 | 0 | 0 | 0
F3_Commercial_OR - Miscellaneous_New_Water Heating_Natural Gas_Water Heater - Pre-Rinse Spray Valve_A_Achievable Technical Potential | F3 | Commercial | OR - Miscellaneous | New | Water Heating | Natural Gas | Water Heater - Pre-Rinse Spray Valve | A | Integrated Unit Winter Peak Savings (kW) | Achievable Technical Potential | 0 | 0 | 0 | 0 | 0 | 0 | 0 | 0 | 0 | 0 | 0 | 0 | 0 | 0 | 0 | 0 | 0 | 0 | 0 | 0 | 0 | 0 | 0 | 0 | 0 | 0 | 0
F4_Commercial_OR - Miscellaneous_New_Water Heating_Natural Gas_Water Heater - Pre-Rinse Spray Valve_A_Achievable Technical Potential | F4 | Commercial | OR - Miscellaneous | New | Water Heating | Natural Gas | Water Heater - Pre-Rinse Spray Valve | A | Incremental Energy Savings (MWh or mTherms) | Achievable Technical Potential | 0 | 0 | 0 | 0 | 0 | 0 | 0 | 0 | 0 | 0 | 0 | 0 | 0 | 0 | 0 | 0 | 0 | 0 | 0 | 0 | 0 | 0 | 0 | 0 | 0 | 0 | 0
F5_Commercial_OR - Miscellaneous_New_Water Heating_Natural Gas_Water Heater - Pre-Rinse Spray Valve_A_Achievable Technical Potential | F5 | Commercial | OR - Miscellaneous | New | Water Heating | Natural Gas | Water Heater - Pre-Rinse Spray Valve | A | Incremental Summer Peak Savings (MW) | Achievable Technical Potential | 0 | 0 | 0 | 0 | 0 | 0 | 0 | 0 | 0 | 0 | 0 | 0 | 0 | 0 | 0 | 0 | 0 | 0 | 0 | 0 | 0 | 0 | 0 | 0 | 0 | 0 | 0
F6_Commercial_OR - Miscellaneous_New_Water Heating_Natural Gas_Water Heater - Pre-Rinse Spray Valve_A_Achievable Technical Potential | F6 | Commercial | OR - Miscellaneous | New | Water Heating | Natural Gas | Water Heater - Pre-Rinse Spray Valve | A | Incremental Winter Peak Savings (MW) | Achievable Technical Potential | 0 | 0 | 0 | 0 | 0 | 0 | 0 | 0 | 0 | 0 | 0 | 0 | 0 | 0 | 0 | 0 | 0 | 0 | 0 | 0 | 0 | 0 | 0 | 0 | 0 | 0 | 0
F7_Commercial_OR - Miscellaneous_New_Water Heating_Natural Gas_Water Heater - Pre-Rinse Spray Valve_A_Achievable Technical Potential | F7 | Commercial | OR - Miscellaneous | New | Water Heating | Natural Gas | Water Heater - Pre-Rinse Spray Valve | A | Cumulative Energy Savings (MWh or mTherms) | Achievable Technical Potential | 0 | 0 | 0 | 0 | 0 | 0 | 0 | 0 | 0 | 0 | 0 | 0 | 0 | 0 | 0 | 0 | 0 | 0 | 0 | 0 | 0 | 0 | 0 | 0 | 0 | 0 | 0
F8_Commercial_OR - Miscellaneous_New_Water Heating_Natural Gas_Water Heater - Pre-Rinse Spray Valve_A_Achievable Technical Potential | F8 | Commercial | OR - Miscellaneous | New | Water Heating | Natural Gas | Water Heater - Pre-Rinse Spray Valve | A | Cumulative Summer Peak Savings (MW) | Achievable Technical Potential | 0 | 0 | 0 | 0 | 0 | 0 | 0 | 0 | 0 | 0 | 0 | 0 | 0 | 0 | 0 | 0 | 0 | 0 | 0 | 0 | 0 | 0 | 0 | 0 | 0 | 0 | 0
F9_Commercial_OR - Miscellaneous_New_Water Heating_Natural Gas_Water Heater - Pre-Rinse Spray Valve_A_Achievable Technical Potential | F9 | Commercial | OR - Miscellaneous | New | Water Heating | Natural Gas | Water Heater - Pre-Rinse Spray Valve | A | Cumulative Winter Peak Savings (MW) | Achievable Technical Potential | 0 | 0 | 0 | 0 | 0 | 0 | 0 | 0 | 0 | 0 | 0 | 0 | 0 | 0 | 0 | 0 | 0 | 0 | 0 | 0 | 0 | 0 | 0 | 0 | 0 | 0 | 0
F10_Commercial_OR - Miscellaneous_New_Water Heating_Natural Gas_Water Heater - Pre-Rinse Spray Valve_A_Achievable Technical Potential | F10 | Commercial | OR - Miscellaneous | New | Water Heating | Natural Gas | Water Heater - Pre-Rinse Spray Valve | A | Purchases (Incremental) | Achievable Technical Potential | 0 | 0 | 0 | 0 | 0 | 0 | 0 | 0 | 0 | 0 | 0 | 0 | 0 | 0 | 0 | 0 | 0 | 0 | 0 | 0 | 0 | 0 | 0 | 0 | 0 | 0 | 0
F11_Commercial_OR - Miscellaneous_New_Water Heating_Natural Gas_Water Heater - Pre-Rinse Spray Valve_A_Achievable Technical Potential | F11 | Commercial | OR - Miscellaneous | New | Water Heating | Natural Gas | Water Heater - Pre-Rinse Spray Valve | A | Purchases (Cumulative) | Achievable Technical Potential | 0 | 0 | 0 | 0 | 0 | 0 | 0 | 0 | 0 | 0 | 0 | 0 | 0 | 0 | 0 | 0 | 0 | 0 | 0 | 0 | 0 | 0 | 0 | 0 | 0 | 0 | 0
F1_Commercial_OR - Miscellaneous_New_Water Heating_Natural Gas_Water Heater - Temperature Setback_A_Achievable Technical Potential | F1 | Commercial | OR - Miscellaneous | New | Water Heating | Natural Gas | Water Heater - Temperature Setback | A | Integrated Unit Energy Savings (kWh or therms) | Achievable Technical Potential | 0 | 0 | 0 | 0 | 0 | 0 | 0 | 0 | 0 | 0 | 0 | 0 | 0 | 0 | 0 | 0 | 0 | 0 | 0 | 0 | 0 | 0 | 0 | 0 | 0 | 0 | 0
F2_Commercial_OR - Miscellaneous_New_Water Heating_Natural Gas_Water Heater - Temperature Setback_A_Achievable Technical Potential | F2 | Commercial | OR - Miscellaneous | New | Water Heating | Natural Gas | Water Heater - Temperature Setback | A | Integrated Unit Summer Peak Savings (kW) | Achievable Technical Potential | 0 | 0 | 0 | 0 | 0 | 0 | 0 | 0 | 0 | 0 | 0 | 0 | 0 | 0 | 0 | 0 | 0 | 0 | 0 | 0 | 0 | 0 | 0 | 0 | 0 | 0 | 0
F3_Commercial_OR - Miscellaneous_New_Water Heating_Natural Gas_Water Heater - Temperature Setback_A_Achievable Technical Potential | F3 | Commercial | OR - Miscellaneous | New | Water Heating | Natural Gas | Water Heater - Temperature Setback | A | Integrated Unit Winter Peak Savings (kW) | Achievable Technical Potential | 0 | 0 | 0 | 0 | 0 | 0 | 0 | 0 | 0 | 0 | 0 | 0 | 0 | 0 | 0 | 0 | 0 | 0 | 0 | 0 | 0 | 0 | 0 | 0 | 0 | 0 | 0
F4_Commercial_OR - Miscellaneous_New_Water Heating_Natural Gas_Water Heater - Temperature Setback_A_Achievable Technical Potential | F4 | Commercial | OR - Miscellaneous | New | Water Heating | Natural Gas | Water Heater - Temperature Setback | A | Incremental Energy Savings (MWh or mTherms) | Achievable Technical Potential | 0 | 0 | 0 | 0 | 0 | 0 | 0 | 0 | 0 | 0 | 0 | 0 | 0 | 0 | 0 | 0 | 0 | 0 | 0 | 0 | 0 | 0 | 0 | 0 | 0 | 0 | 0
F5_Commercial_OR - Miscellaneous_New_Water Heating_Natural Gas_Water Heater - Temperature Setback_A_Achievable Technical Potential | F5 | Commercial | OR - Miscellaneous | New | Water Heating | Natural Gas | Water Heater - Temperature Setback | A | Incremental Summer Peak Savings (MW) | Achievable Technical Potential | 0 | 0 | 0 | 0 | 0 | 0 | 0 | 0 | 0 | 0 | 0 | 0 | 0 | 0 | 0 | 0 | 0 | 0 | 0 | 0 | 0 | 0 | 0 | 0 | 0 | 0 | 0
F6_Commercial_OR - Miscellaneous_New_Water Heating_Natural Gas_Water Heater - Temperature Setback_A_Achievable Technical Potential | F6 | Commercial | OR - Miscellaneous | New | Water Heating | Natural Gas | Water Heater - Temperature Setback | A | Incremental Winter Peak Savings (MW) | Achievable Technical Potential | 0 | 0 | 0 | 0 | 0 | 0 | 0 | 0 | 0 | 0 | 0 | 0 | 0 | 0 | 0 | 0 | 0 | 0 | 0 | 0 | 0 | 0 | 0 | 0 | 0 | 0 | 0
F7_Commercial_OR - Miscellaneous_New_Water Heating_Natural Gas_Water Heater - Temperature Setback_A_Achievable Technical Potential | F7 | Commercial | OR - Miscellaneous | New | Water Heating | Natural Gas | Water Heater - Temperature Setback | A | Cumulative Energy Savings (MWh or mTherms) | Achievable Technical Potential | 0 | 0 | 0 | 0 | 0 | 0 | 0 | 0 | 0 | 0 | 0 | 0 | 0 | 0 | 0 | 0 | 0 | 0 | 0 | 0 | 0 | 0 | 0 | 0 | 0 | 0 | 0
F8_Commercial_OR - Miscellaneous_New_Water Heating_Natural Gas_Water Heater - Temperature Setback_A_Achievable Technical Potential | F8 | Commercial | OR - Miscellaneous | New | Water Heating | Natural Gas | Water Heater - Temperature Setback | A | Cumulative Summer Peak Savings (MW) | Achievable Technical Potential | 0 | 0 | 0 | 0 | 0 | 0 | 0 | 0 | 0 | 0 | 0 | 0 | 0 | 0 | 0 | 0 | 0 | 0 | 0 | 0 | 0 | 0 | 0 | 0 | 0 | 0 | 0
F9_Commercial_OR - Miscellaneous_New_Water Heating_Natural Gas_Water Heater - Temperature Setback_A_Achievable Technical Potential | F9 | Commercial | OR - Miscellaneous | New | Water Heating | Natural Gas | Water Heater - Temperature Setback | A | Cumulative Winter Peak Savings (MW) | Achievable Technical Potential | 0 | 0 | 0 | 0 | 0 | 0 | 0 | 0 | 0 | 0 | 0 | 0 | 0 | 0 | 0 | 0 | 0 | 0 | 0 | 0 | 0 | 0 | 0 | 0 | 0 | 0 | 0
F10_Commercial_OR - Miscellaneous_New_Water Heating_Natural Gas_Water Heater - Temperature Setback_A_Achievable Technical Potential | F10 | Commercial | OR - Miscellaneous | New | Water Heating | Natural Gas | Water Heater - Temperature Setback | A | Purchases (Incremental) | Achievable Technical Potential | 0 | 0 | 0 | 0 | 0 | 0 | 0 | 0 | 0 | 0 | 0 | 0 | 0 | 0 | 0 | 0 | 0 | 0 | 0 | 0 | 0 | 0 | 0 | 0 | 0 | 0 | 0
F11_Commercial_OR - Miscellaneous_New_Water Heating_Natural Gas_Water Heater - Temperature Setback_A_Achievable Technical Potential | F11 | Commercial | OR - Miscellaneous | New | Water Heating | Natural Gas | Water Heater - Temperature Setback | A | Purchases (Cumulative) | Achievable Technical Potential | 0 | 0 | 0 | 0 | 0 | 0 | 0 | 0 | 0 | 0 | 0 | 0 | 0 | 0 | 0 | 0 | 0 | 0 | 0 | 0 | 0 | 0 | 0 | 0 | 0 | 0 | 0
F1_Commercial_OR - Miscellaneous_New_Water Heating_Natural Gas_Water Heater - Faucet Aerators_A_Achievable Technical Potential | F1 | Commercial | OR - Miscellaneous | New | Water Heating | Natural Gas | Water Heater - Faucet Aerators | A | Integrated Unit Energy Savings (kWh or therms) | Achievable Technical Potential | 0 | 0 | 0 | 0 | 0 | 0 | 0 | 0 | 0 | 0 | 0 | 0 | 0 | 0 | 0 | 0 | 0 | 0 | 0 | 0 | 0 | 0 | 0 | 0 | 0 | 0 | 0
F2_Commercial_OR - Miscellaneous_New_Water Heating_Natural Gas_Water Heater - Faucet Aerators_A_Achievable Technical Potential | F2 | Commercial | OR - Miscellaneous | New | Water Heating | Natural Gas | Water Heater - Faucet Aerators | A | Integrated Unit Summer Peak Savings (kW) | Achievable Technical Potential | 0 | 0 | 0 | 0 | 0 | 0 | 0 | 0 | 0 | 0 | 0 | 0 | 0 | 0 | 0 | 0 | 0 | 0 | 0 | 0 | 0 | 0 | 0 | 0 | 0 | 0 | 0
F3_Commercial_OR - Miscellaneous_New_Water Heating_Natural Gas_Water Heater - Faucet Aerators_A_Achievable Technical Potential | F3 | Commercial | OR - Miscellaneous | New | Water Heating | Natural Gas | Water Heater - Faucet Aerators | A | Integrated Unit Winter Peak Savings (kW) | Achievable Technical Potential | 0 | 0 | 0 | 0 | 0 | 0 | 0 | 0 | 0 | 0 | 0 | 0 | 0 | 0 | 0 | 0 | 0 | 0 | 0 | 0 | 0 | 0 | 0 | 0 | 0 | 0 | 0
F4_Commercial_OR - Miscellaneous_New_Water Heating_Natural Gas_Water Heater - Faucet Aerators_A_Achievable Technical Potential | F4 | Commercial | OR - Miscellaneous | New | Water Heating | Natural Gas | Water Heater - Faucet Aerators | A | Incremental Energy Savings (MWh or mTherms) | Achievable Technical Potential | 0 | 0 | 0 | 0 | 0 | 0 | 0 | 0 | 0 | 0 | 0 | 0 | 0 | 0 | 0 | 0 | 0 | 0 | 0 | 0 | 0 | 0 | 0 | 0 | 0 | 0 | 0
F5_Commercial_OR - Miscellaneous_New_Water Heating_Natural Gas_Water Heater - Faucet Aerators_A_Achievable Technical Potential | F5 | Commercial | OR - Miscellaneous | New | Water Heating | Natural Gas | Water Heater - Faucet Aerators | A | Incremental Summer Peak Savings (MW) | Achievable Technical Potential | 0 | 0 | 0 | 0 | 0 | 0 | 0 | 0 | 0 | 0 | 0 | 0 | 0 | 0 | 0 | 0 | 0 | 0 | 0 | 0 | 0 | 0 | 0 | 0 | 0 | 0 | 0
F6_Commercial_OR - Miscellaneous_New_Water Heating_Natural Gas_Water Heater - Faucet Aerators_A_Achievable Technical Potential | F6 | Commercial | OR - Miscellaneous | New | Water Heating | Natural Gas | Water Heater - Faucet Aerators | A | Incremental Winter Peak Savings (MW) | Achievable Technical Potential | 0 | 0 | 0 | 0 | 0 | 0 | 0 | 0 | 0 | 0 | 0 | 0 | 0 | 0 | 0 | 0 | 0 | 0 | 0 | 0 | 0 | 0 | 0 | 0 | 0 | 0 | 0
F7_Commercial_OR - Miscellaneous_New_Water Heating_Natural Gas_Water Heater - Faucet Aerators_A_Achievable Technical Potential | F7 | Commercial | OR - Miscellaneous | New | Water Heating | Natural Gas | Water Heater - Faucet Aerators | A | Cumulative Energy Savings (MWh or mTherms) | Achievable Technical Potential | 0 | 0 | 0 | 0 | 0 | 0 | 0 | 0 | 0 | 0 | 0 | 0 | 0 | 0 | 0 | 0 | 0 | 0 | 0 | 0 | 0 | 0 | 0 | 0 | 0 | 0 | 0
F8_Commercial_OR - Miscellaneous_New_Water Heating_Natural Gas_Water Heater - Faucet Aerators_A_Achievable Technical Potential | F8 | Commercial | OR - Miscellaneous | New | Water Heating | Natural Gas | Water Heater - Faucet Aerators | A | Cumulative Summer Peak Savings (MW) | Achievable Technical Potential | 0 | 0 | 0 | 0 | 0 | 0 | 0 | 0 | 0 | 0 | 0 | 0 | 0 | 0 | 0 | 0 | 0 | 0 | 0 | 0 | 0 | 0 | 0 | 0 | 0 | 0 | 0
F9_Commercial_OR - Miscellaneous_New_Water Heating_Natural Gas_Water Heater - Faucet Aerators_A_Achievable Technical Potential | F9 | Commercial | OR - Miscellaneous | New | Water Heating | Natural Gas | Water Heater - Faucet Aerators | A | Cumulative Winter Peak Savings (MW) | Achievable Technical Potential | 0 | 0 | 0 | 0 | 0 | 0 | 0 | 0 | 0 | 0 | 0 | 0 | 0 | 0 | 0 | 0 | 0 | 0 | 0 | 0 | 0 | 0 | 0 | 0 | 0 | 0 | 0
F10_Commercial_OR - Miscellaneous_New_Water Heating_Natural Gas_Water Heater - Faucet Aerators_A_Achievable Technical Potential | F10 | Commercial | OR - Miscellaneous | New | Water Heating | Natural Gas | Water Heater - Faucet Aerators | A | Purchases (Incremental) | Achievable Technical Potential | 0 | 0 | 0 | 0 | 0 | 0 | 0 | 0 | 0 | 0 | 0 | 0 | 0 | 0 | 0 | 0 | 0 | 0 | 0 | 0 | 0 | 0 | 0 | 0 | 0 | 0 | 0
F11_Commercial_OR - Miscellaneous_New_Water Heating_Natural Gas_Water Heater - Faucet Aerators_A_Achievable Technical Potential | F11 | Commercial | OR - Miscellaneous | New | Water Heating | Natural Gas | Water Heater - Faucet Aerators | A | Purchases (Cumulative) | Achievable Technical Potential | 0 | 0 | 0 | 0 | 0 | 0 | 0 | 0 | 0 | 0 | 0 | 0 | 0 | 0 | 0 | 0 | 0 | 0 | 0 | 0 | 0 | 0 | 0 | 0 | 0 | 0 | 0
F1_Commercial_OR - Miscellaneous_New_Water Heating_Natural Gas_Water Heater - Low-Flow Showerheads_A_Achievable Technical Potential | F1 | Commercial | OR - Miscellaneous | New | Water Heating | Natural Gas | Water Heater - Low-Flow Showerheads | A | Integrated Unit Energy Savings (kWh or therms) | Achievable Technical Potential | 0 | 0 | 0 | 0 | 0 | 0 | 0 | 0 | 0 | 0 | 0 | 0 | 0 | 0 | 0 | 0 | 0 | 0 | 0 | 0 | 0 | 0 | 0 | 0 | 0 | 0 | 0
F2_Commercial_OR - Miscellaneous_New_Water Heating_Natural Gas_Water Heater - Low-Flow Showerheads_A_Achievable Technical Potential | F2 | Commercial | OR - Miscellaneous | New | Water Heating | Natural Gas | Water Heater - Low-Flow Showerheads | A | Integrated Unit Summer Peak Savings (kW) | Achievable Technical Potential | 0 | 0 | 0 | 0 | 0 | 0 | 0 | 0 | 0 | 0 | 0 | 0 | 0 | 0 | 0 | 0 | 0 | 0 | 0 | 0 | 0 | 0 | 0 | 0 | 0 | 0 | 0
F3_Commercial_OR - Miscellaneous_New_Water Heating_Natural Gas_Water Heater - Low-Flow Showerheads_A_Achievable Technical Potential | F3 | Commercial | OR - Miscellaneous | New | Water Heating | Natural Gas | Water Heater - Low-Flow Showerheads | A | Integrated Unit Winter Peak Savings (kW) | Achievable Technical Potential | 0 | 0 | 0 | 0 | 0 | 0 | 0 | 0 | 0 | 0 | 0 | 0 | 0 | 0 | 0 | 0 | 0 | 0 | 0 | 0 | 0 | 0 | 0 | 0 | 0 | 0 | 0
F4_Commercial_OR - Miscellaneous_New_Water Heating_Natural Gas_Water Heater - Low-Flow Showerheads_A_Achievable Technical Potential | F4 | Commercial | OR - Miscellaneous | New | Water Heating | Natural Gas | Water Heater - Low-Flow Showerheads | A | Incremental Energy Savings (MWh or mTherms) | Achievable Technical Potential | 0 | 0 | 0 | 0 | 0 | 0 | 0 | 0 | 0 | 0 | 0 | 0 | 0 | 0 | 0 | 0 | 0 | 0 | 0 | 0 | 0 | 0 | 0 | 0 | 0 | 0 | 0
F5_Commercial_OR - Miscellaneous_New_Water Heating_Natural Gas_Water Heater - Low-Flow Showerheads_A_Achievable Technical Potential | F5 | Commercial | OR - Miscellaneous | New | Water Heating | Natural Gas | Water Heater - Low-Flow Showerheads | A | Incremental Summer Peak Savings (MW) | Achievable Technical Potential | 0 | 0 | 0 | 0 | 0 | 0 | 0 | 0 | 0 | 0 | 0 | 0 | 0 | 0 | 0 | 0 | 0 | 0 | 0 | 0 | 0 | 0 | 0 | 0 | 0 | 0 | 0
F6_Commercial_OR - Miscellaneous_New_Water Heating_Natural Gas_Water Heater - Low-Flow Showerheads_A_Achievable Technical Potential | F6 | Commercial | OR - Miscellaneous | New | Water Heating | Natural Gas | Water Heater - Low-Flow Showerheads | A | Incremental Winter Peak Savings (MW) | Achievable Technical Potential | 0 | 0 | 0 | 0 | 0 | 0 | 0 | 0 | 0 | 0 | 0 | 0 | 0 | 0 | 0 | 0 | 0 | 0 | 0 | 0 | 0 | 0 | 0 | 0 | 0 | 0 | 0
F7_Commercial_OR - Miscellaneous_New_Water Heating_Natural Gas_Water Heater - Low-Flow Showerheads_A_Achievable Technical Potential | F7 | Commercial | OR - Miscellaneous | New | Water Heating | Natural Gas | Water Heater - Low-Flow Showerheads | A | Cumulative Energy Savings (MWh or mTherms) | Achievable Technical Potential | 0 | 0 | 0 | 0 | 0 | 0 | 0 | 0 | 0 | 0 | 0 | 0 | 0 | 0 | 0 | 0 | 0 | 0 | 0 | 0 | 0 | 0 | 0 | 0 | 0 | 0 | 0
F8_Commercial_OR - Miscellaneous_New_Water Heating_Natural Gas_Water Heater - Low-Flow Showerheads_A_Achievable Technical Potential | F8 | Commercial | OR - Miscellaneous | New | Water Heating | Natural Gas | Water Heater - Low-Flow Showerheads | A | Cumulative Summer Peak Savings (MW) | Achievable Technical Potential | 0 | 0 | 0 | 0 | 0 | 0 | 0 | 0 | 0 | 0 | 0 | 0 | 0 | 0 | 0 | 0 | 0 | 0 | 0 | 0 | 0 | 0 | 0 | 0 | 0 | 0 | 0
F9_Commercial_OR - Miscellaneous_New_Water Heating_Natural Gas_Water Heater - Low-Flow Showerheads_A_Achievable Technical Potential | F9 | Commercial | OR - Miscellaneous | New | Water Heating | Natural Gas | Water Heater - Low-Flow Showerheads | A | Cumulative Winter Peak Savings (MW) | Achievable Technical Potential | 0 | 0 | 0 | 0 | 0 | 0 | 0 | 0 | 0 | 0 | 0 | 0 | 0 | 0 | 0 | 0 | 0 | 0 | 0 | 0 | 0 | 0 | 0 | 0 | 0 | 0 | 0
F10_Commercial_OR - Miscellaneous_New_Water Heating_Natural Gas_Water Heater - Low-Flow Showerheads_A_Achievable Technical Potential | F10 | Commercial | OR - Miscellaneous | New | Water Heating | Natural Gas | Water Heater - Low-Flow Showerheads | A | Purchases (Incremental) | Achievable Technical Potential | 0 | 0 | 0 | 0 | 0 | 0 | 0 | 0 | 0 | 0 | 0 | 0 | 0 | 0 | 0 | 0 | 0 | 0 | 0 | 0 | 0 | 0 | 0 | 0 | 0 | 0 | 0
F11_Commercial_OR - Miscellaneous_New_Water Heating_Natural Gas_Water Heater - Low-Flow Showerheads_A_Achievable Technical Potential | F11 | Commercial | OR - Miscellaneous | New | Water Heating | Natural Gas | Water Heater - Low-Flow Showerheads | A | Purchases (Cumulative) | Achievable Technical Potential | 0 | 0 | 0 | 0 | 0 | 0 | 0 | 0 | 0 | 0 | 0 | 0 | 0 | 0 | 0 | 0 | 0 | 0 | 0 | 0 | 0 | 0 | 0 | 0 | 0 | 0 | 0
F1_Commercial_OR - Miscellaneous_New_Water Heating_Natural Gas_Water Heater - Tank Blanket/Insulation_A_Achievable Technical Potential | F1 | Commercial | OR - Miscellaneous | New | Water Heating | Natural Gas | Water Heater - Tank Blanket/Insulation | A | Integrated Unit Energy Savings (kWh or therms) | Achievable Technical Potential | 0 | 0 | 0 | 0 | 0 | 0 | 0 | 0 | 0 | 0 | 0 | 0 | 0 | 0 | 0 | 0 | 0 | 0 | 0 | 0 | 0 | 0 | 0 | 0 | 0 | 0 | 0
F2_Commercial_OR - Miscellaneous_New_Water Heating_Natural Gas_Water Heater - Tank Blanket/Insulation_A_Achievable Technical Potential | F2 | Commercial | OR - Miscellaneous | New | Water Heating | Natural Gas | Water Heater - Tank Blanket/Insulation | A | Integrated Unit Summer Peak Savings (kW) | Achievable Technical Potential | 0 | 0 | 0 | 0 | 0 | 0 | 0 | 0 | 0 | 0 | 0 | 0 | 0 | 0 | 0 | 0 | 0 | 0 | 0 | 0 | 0 | 0 | 0 | 0 | 0 | 0 | 0
F3_Commercial_OR - Miscellaneous_New_Water Heating_Natural Gas_Water Heater - Tank Blanket/Insulation_A_Achievable Technical Potential | F3 | Commercial | OR - Miscellaneous | New | Water Heating | Natural Gas | Water Heater - Tank Blanket/Insulation | A | Integrated Unit Winter Peak Savings (kW) | Achievable Technical Potential | 0 | 0 | 0 | 0 | 0 | 0 | 0 | 0 | 0 | 0 | 0 | 0 | 0 | 0 | 0 | 0 | 0 | 0 | 0 | 0 | 0 | 0 | 0 | 0 | 0 | 0 | 0
F4_Commercial_OR - Miscellaneous_New_Water Heating_Natural Gas_Water Heater - Tank Blanket/Insulation_A_Achievable Technical Potential | F4 | Commercial | OR - Miscellaneous | New | Water Heating | Natural Gas | Water Heater - Tank Blanket/Insulation | A | Incremental Energy Savings (MWh or mTherms) | Achievable Technical Potential | 0 | 0 | 0 | 0 | 0 | 0 | 0 | 0 | 0 | 0 | 0 | 0 | 0 | 0 | 0 | 0 | 0 | 0 | 0 | 0 | 0 | 0 | 0 | 0 | 0 | 0 | 0
F5_Commercial_OR - Miscellaneous_New_Water Heating_Natural Gas_Water Heater - Tank Blanket/Insulation_A_Achievable Technical Potential | F5 | Commercial | OR - Miscellaneous | New | Water Heating | Natural Gas | Water Heater - Tank Blanket/Insulation | A | Incremental Summer Peak Savings (MW) | Achievable Technical Potential | 0 | 0 | 0 | 0 | 0 | 0 | 0 | 0 | 0 | 0 | 0 | 0 | 0 | 0 | 0 | 0 | 0 | 0 | 0 | 0 | 0 | 0 | 0 | 0 | 0 | 0 | 0
F6_Commercial_OR - Miscellaneous_New_Water Heating_Natural Gas_Water Heater - Tank Blanket/Insulation_A_Achievable Technical Potential | F6 | Commercial | OR - Miscellaneous | New | Water Heating | Natural Gas | Water Heater - Tank Blanket/Insulation | A | Incremental Winter Peak Savings (MW) | Achievable Technical Potential | 0 | 0 | 0 | 0 | 0 | 0 | 0 | 0 | 0 | 0 | 0 | 0 | 0 | 0 | 0 | 0 | 0 | 0 | 0 | 0 | 0 | 0 | 0 | 0 | 0 | 0 | 0
F7_Commercial_OR - Miscellaneous_New_Water Heating_Natural Gas_Water Heater - Tank Blanket/Insulation_A_Achievable Technical Potential | F7 | Commercial | OR - Miscellaneous | New | Water Heating | Natural Gas | Water Heater - Tank Blanket/Insulation | A | Cumulative Energy Savings (MWh or mTherms) | Achievable Technical Potential | 0 | 0 | 0 | 0 | 0 | 0 | 0 | 0 | 0 | 0 | 0 | 0 | 0 | 0 | 0 | 0 | 0 | 0 | 0 | 0 | 0 | 0 | 0 | 0 | 0 | 0 | 0
F8_Commercial_OR - Miscellaneous_New_Water Heating_Natural Gas_Water Heater - Tank Blanket/Insulation_A_Achievable Technical Potential | F8 | Commercial | OR - Miscellaneous | New | Water Heating | Natural Gas | Water Heater - Tank Blanket/Insulation | A | Cumulative Summer Peak Savings (MW) | Achievable Technical Potential | 0 | 0 | 0 | 0 | 0 | 0 | 0 | 0 | 0 | 0 | 0 | 0 | 0 | 0 | 0 | 0 | 0 | 0 | 0 | 0 | 0 | 0 | 0 | 0 | 0 | 0 | 0
F9_Commercial_OR - Miscellaneous_New_Water Heating_Natural Gas_Water Heater - Tank Blanket/Insulation_A_Achievable Technical Potential | F9 | Commercial | OR - Miscellaneous | New | Water Heating | Natural Gas | Water Heater - Tank Blanket/Insulation | A | Cumulative Winter Peak Savings (MW) | Achievable Technical Potential | 0 | 0 | 0 | 0 | 0 | 0 | 0 | 0 | 0 | 0 | 0 | 0 | 0 | 0 | 0 | 0 | 0 | 0 | 0 | 0 | 0 | 0 | 0 | 0 | 0 | 0 | 0
F10_Commercial_OR - Miscellaneous_New_Water Heating_Natural Gas_Water Heater - Tank Blanket/Insulation_A_Achievable Technical Potential | F10 | Commercial | OR - Miscellaneous | New | Water Heating | Natural Gas | Water Heater - Tank Blanket/Insulation | A | Purchases (Incremental) | Achievable Technical Potential | 0 | 0 | 0 | 0 | 0 | 0 | 0 | 0 | 0 | 0 | 0 | 0 | 0 | 0 | 0 | 0 | 0 | 0 | 0 | 0 | 0 | 0 | 0 | 0 | 0 | 0 | 0
F11_Commercial_OR - Miscellaneous_New_Water Heating_Natural Gas_Water Heater - Tank Blanket/Insulation_A_Achievable Technical Potential | F11 | Commercial | OR - Miscellaneous | New | Water Heating | Natural Gas | Water Heater - Tank Blanket/Insulation | A | Purchases (Cumulative) | Achievable Technical Potential | 0 | 0 | 0 | 0 | 0 | 0 | 0 | 0 | 0 | 0 | 0 | 0 | 0 | 0 | 0 | 0 | 0 | 0 | 0 | 0 | 0 | 0 | 0 | 0 | 0 | 0 | 0
F1_Commercial_OR - Miscellaneous_New_Water Heating_Natural Gas_Water Heater - Drainwater Heat Recovery_A_Achievable Technical Potential | F1 | Commercial | OR - Miscellaneous | New | Water Heating | Natural Gas | Water Heater - Drainwater Heat Recovery | A | Integrated Unit Energy Savings (kWh or therms) | Achievable Technical Potential | 0 | 0 | 0 | 0 | 0 | 0 | 0 | 0 | 0 | 0 | 0 | 0 | 0 | 0 | 0 | 0 | 0 | 0 | 0 | 0 | 0 | 0 | 0 | 0 | 0 | 0 | 0
F2_Commercial_OR - Miscellaneous_New_Water Heating_Natural Gas_Water Heater - Drainwater Heat Recovery_A_Achievable Technical Potential | F2 | Commercial | OR - Miscellaneous | New | Water Heating | Natural Gas | Water Heater - Drainwater Heat Recovery | A | Integrated Unit Summer Peak Savings (kW) | Achievable Technical Potential | 0 | 0 | 0 | 0 | 0 | 0 | 0 | 0 | 0 | 0 | 0 | 0 | 0 | 0 | 0 | 0 | 0 | 0 | 0 | 0 | 0 | 0 | 0 | 0 | 0 | 0 | 0
F3_Commercial_OR - Miscellaneous_New_Water Heating_Natural Gas_Water Heater - Drainwater Heat Recovery_A_Achievable Technical Potential | F3 | Commercial | OR - Miscellaneous | New | Water Heating | Natural Gas | Water Heater - Drainwater Heat Recovery | A | Integrated Unit Winter Peak Savings (kW) | Achievable Technical Potential | 0 | 0 | 0 | 0 | 0 | 0 | 0 | 0 | 0 | 0 | 0 | 0 | 0 | 0 | 0 | 0 | 0 | 0 | 0 | 0 | 0 | 0 | 0 | 0 | 0 | 0 | 0
F4_Commercial_OR - Miscellaneous_New_Water Heating_Natural Gas_Water Heater - Drainwater Heat Recovery_A_Achievable Technical Potential | F4 | Commercial | OR - Miscellaneous | New | Water Heating | Natural Gas | Water Heater - Drainwater Heat Recovery | A | Incremental Energy Savings (MWh or mTherms) | Achievable Technical Potential | 0 | 0 | 0 | 0 | 0 | 0 | 0 | 0 | 0 | 0 | 0 | 0 | 0 | 0 | 0 | 0 | 0 | 0 | 0 | 0 | 0 | 0 | 0 | 0 | 0 | 0 | 0
F5_Commercial_OR - Miscellaneous_New_Water Heating_Natural Gas_Water Heater - Drainwater Heat Recovery_A_Achievable Technical Potential | F5 | Commercial | OR - Miscellaneous | New | Water Heating | Natural Gas | Water Heater - Drainwater Heat Recovery | A | Incremental Summer Peak Savings (MW) | Achievable Technical Potential | 0 | 0 | 0 | 0 | 0 | 0 | 0 | 0 | 0 | 0 | 0 | 0 | 0 | 0 | 0 | 0 | 0 | 0 | 0 | 0 | 0 | 0 | 0 | 0 | 0 | 0 | 0
F6_Commercial_OR - Miscellaneous_New_Water Heating_Natural Gas_Water Heater - Drainwater Heat Recovery_A_Achievable Technical Potential | F6 | Commercial | OR - Miscellaneous | New | Water Heating | Natural Gas | Water Heater - Drainwater Heat Recovery | A | Incremental Winter Peak Savings (MW) | Achievable Technical Potential | 0 | 0 | 0 | 0 | 0 | 0 | 0 | 0 | 0 | 0 | 0 | 0 | 0 | 0 | 0 | 0 | 0 | 0 | 0 | 0 | 0 | 0 | 0 | 0 | 0 | 0 | 0
F7_Commercial_OR - Miscellaneous_New_Water Heating_Natural Gas_Water Heater - Drainwater Heat Recovery_A_Achievable Technical Potential | F7 | Commercial | OR - Miscellaneous | New | Water Heating | Natural Gas | Water Heater - Drainwater Heat Recovery | A | Cumulative Energy Savings (MWh or mTherms) | Achievable Technical Potential | 0 | 0 | 0 | 0 | 0 | 0 | 0 | 0 | 0 | 0 | 0 | 0 | 0 | 0 | 0 | 0 | 0 | 0 | 0 | 0 | 0 | 0 | 0 | 0 | 0 | 0 | 0
F8_Commercial_OR - Miscellaneous_New_Water Heating_Natural Gas_Water Heater - Drainwater Heat Recovery_A_Achievable Technical Potential | F8 | Commercial | OR - Miscellaneous | New | Water Heating | Natural Gas | Water Heater - Drainwater Heat Recovery | A | Cumulative Summer Peak Savings (MW) | Achievable Technical Potential | 0 | 0 | 0 | 0 | 0 | 0 | 0 | 0 | 0 | 0 | 0 | 0 | 0 | 0 | 0 | 0 | 0 | 0 | 0 | 0 | 0 | 0 | 0 | 0 | 0 | 0 | 0
F9_Commercial_OR - Miscellaneous_New_Water Heating_Natural Gas_Water Heater - Drainwater Heat Recovery_A_Achievable Technical Potential | F9 | Commercial | OR - Miscellaneous | New | Water Heating | Natural Gas | Water Heater - Drainwater Heat Recovery | A | Cumulative Winter Peak Savings (MW) | Achievable Technical Potential | 0 | 0 | 0 | 0 | 0 | 0 | 0 | 0 | 0 | 0 | 0 | 0 | 0 | 0 | 0 | 0 | 0 | 0 | 0 | 0 | 0 | 0 | 0 | 0 | 0 | 0 | 0
F10_Commercial_OR - Miscellaneous_New_Water Heating_Natural Gas_Water Heater - Drainwater Heat Recovery_A_Achievable Technical Potential | F10 | Commercial | OR - Miscellaneous | New | Water Heating | Natural Gas | Water Heater - Drainwater Heat Recovery | A | Purchases (Incremental) | Achievable Technical Potential | 0 | 0 | 0 | 0 | 0 | 0 | 0 | 0 | 0 | 0 | 0 | 0 | 0 | 0 | 0 | 0 | 0 | 0 | 0 | 0 | 0 | 0 | 0 | 0 | 0 | 0 | 0
F11_Commercial_OR - Miscellaneous_New_Water Heating_Natural Gas_Water Heater - Drainwater Heat Recovery_A_Achievable Technical Potential | F11 | Commercial | OR - Miscellaneous | New | Water Heating | Natural Gas | Water Heater - Drainwater Heat Recovery | A | Purchases (Cumulative) | Achievable Technical Potential | 0 | 0 | 0 | 0 | 0 | 0 | 0 | 0 | 0 | 0 | 0 | 0 | 0 | 0 | 0 | 0 | 0 | 0 | 0 | 0 | 0 | 0 | 0 | 0 | 0 | 0 | 0
F1_Commercial_OR - Miscellaneous_New_Water Heating_Natural Gas_Water Heater - Circulation Pump Controls_A_Achievable Technical Potential | F1 | Commercial | OR - Miscellaneous | New | Water Heating | Natural Gas | Water Heater - Circulation Pump Controls | A | Integrated Unit Energy Savings (kWh or therms) | Achievable Technical Potential | 0 | 0 | 0 | 0 | 0 | 0 | 0 | 0 | 0 | 0 | 0 | 0 | 0 | 0 | 0 | 0 | 0 | 0 | 0 | 0 | 0 | 0 | 0 | 0 | 0 | 0 | 0
F2_Commercial_OR - Miscellaneous_New_Water Heating_Natural Gas_Water Heater - Circulation Pump Controls_A_Achievable Technical Potential | F2 | Commercial | OR - Miscellaneous | New | Water Heating | Natural Gas | Water Heater - Circulation Pump Controls | A | Integrated Unit Summer Peak Savings (kW) | Achievable Technical Potential | 0 | 0 | 0 | 0 | 0 | 0 | 0 | 0 | 0 | 0 | 0 | 0 | 0 | 0 | 0 | 0 | 0 | 0 | 0 | 0 | 0 | 0 | 0 | 0 | 0 | 0 | 0
F3_Commercial_OR - Miscellaneous_New_Water Heating_Natural Gas_Water Heater - Circulation Pump Controls_A_Achievable Technical Potential | F3 | Commercial | OR - Miscellaneous | New | Water Heating | Natural Gas | Water Heater - Circulation Pump Controls | A | Integrated Unit Winter Peak Savings (kW) | Achievable Technical Potential | 0 | 0 | 0 | 0 | 0 | 0 | 0 | 0 | 0 | 0 | 0 | 0 | 0 | 0 | 0 | 0 | 0 | 0 | 0 | 0 | 0 | 0 | 0 | 0 | 0 | 0 | 0
F4_Commercial_OR - Miscellaneous_New_Water Heating_Natural Gas_Water Heater - Circulation Pump Controls_A_Achievable Technical Potential | F4 | Commercial | OR - Miscellaneous | New | Water Heating | Natural Gas | Water Heater - Circulation Pump Controls | A | Incremental Energy Savings (MWh or mTherms) | Achievable Technical Potential | 0 | 0 | 0 | 0 | 0 | 0 | 0 | 0 | 0 | 0 | 0 | 0 | 0 | 0 | 0 | 0 | 0 | 0 | 0 | 0 | 0 | 0 | 0 | 0 | 0 | 0 | 0
F5_Commercial_OR - Miscellaneous_New_Water Heating_Natural Gas_Water Heater - Circulation Pump Controls_A_Achievable Technical Potential | F5 | Commercial | OR - Miscellaneous | New | Water Heating | Natural Gas | Water Heater - Circulation Pump Controls | A | Incremental Summer Peak Savings (MW) | Achievable Technical Potential | 0 | 0 | 0 | 0 | 0 | 0 | 0 | 0 | 0 | 0 | 0 | 0 | 0 | 0 | 0 | 0 | 0 | 0 | 0 | 0 | 0 | 0 | 0 | 0 | 0 | 0 | 0
F6_Commercial_OR - Miscellaneous_New_Water Heating_Natural Gas_Water Heater - Circulation Pump Controls_A_Achievable Technical Potential | F6 | Commercial | OR - Miscellaneous | New | Water Heating | Natural Gas | Water Heater - Circulation Pump Controls | A | Incremental Winter Peak Savings (MW) | Achievable Technical Potential | 0 | 0 | 0 | 0 | 0 | 0 | 0 | 0 | 0 | 0 | 0 | 0 | 0 | 0 | 0 | 0 | 0 | 0 | 0 | 0 | 0 | 0 | 0 | 0 | 0 | 0 | 0
F7_Commercial_OR - Miscellaneous_New_Water Heating_Natural Gas_Water Heater - Circulation Pump Controls_A_Achievable Technical Potential | F7 | Commercial | OR - Miscellaneous | New | Water Heating | Natural Gas | Water Heater - Circulation Pump Controls | A | Cumulative Energy Savings (MWh or mTherms) | Achievable Technical Potential | 0 | 0 | 0 | 0 | 0 | 0 | 0 | 0 | 0 | 0 | 0 | 0 | 0 | 0 | 0 | 0 | 0 | 0 | 0 | 0 | 0 | 0 | 0 | 0 | 0 | 0 | 0
F8_Commercial_OR - Miscellaneous_New_Water Heating_Natural Gas_Water Heater - Circulation Pump Controls_A_Achievable Technical Potential | F8 | Commercial | OR - Miscellaneous | New | Water Heating | Natural Gas | Water Heater - Circulation Pump Controls | A | Cumulative Summer Peak Savings (MW) | Achievable Technical Potential | 0 | 0 | 0 | 0 | 0 | 0 | 0 | 0 | 0 | 0 | 0 | 0 | 0 | 0 | 0 | 0 | 0 | 0 | 0 | 0 | 0 | 0 | 0 | 0 | 0 | 0 | 0
F9_Commercial_OR - Miscellaneous_New_Water Heating_Natural Gas_Water Heater - Circulation Pump Controls_A_Achievable Technical Potential | F9 | Commercial | OR - Miscellaneous | New | Water Heating | Natural Gas | Water Heater - Circulation Pump Controls | A | Cumulative Winter Peak Savings (MW) | Achievable Technical Potential | 0 | 0 | 0 | 0 | 0 | 0 | 0 | 0 | 0 | 0 | 0 | 0 | 0 | 0 | 0 | 0 | 0 | 0 | 0 | 0 | 0 | 0 | 0 | 0 | 0 | 0 | 0
F10_Commercial_OR - Miscellaneous_New_Water Heating_Natural Gas_Water Heater - Circulation Pump Controls_A_Achievable Technical Potential | F10 | Commercial | OR - Miscellaneous | New | Water Heating | Natural Gas | Water Heater - Circulation Pump Controls | A | Purchases (Incremental) | Achievable Technical Potential | 0 | 0 | 0 | 0 | 0 | 0 | 0 | 0 | 0 | 0 | 0 | 0 | 0 | 0 | 0 | 0 | 0 | 0 | 0 | 0 | 0 | 0 | 0 | 0 | 0 | 0 | 0
F11_Commercial_OR - Miscellaneous_New_Water Heating_Natural Gas_Water Heater - Circulation Pump Controls_A_Achievable Technical Potential | F11 | Commercial | OR - Miscellaneous | New | Water Heating | Natural Gas | Water Heater - Circulation Pump Controls | A | Purchases (Cumulative) | Achievable Technical Potential | 0 | 0 | 0 | 0 | 0 | 0 | 0 | 0 | 0 | 0 | 0 | 0 | 0 | 0 | 0 | 0 | 0 | 0 | 0 | 0 | 0 | 0 | 0 | 0 | 0 | 0 | 0
F1_Commercial_OR - Miscellaneous_New_Water Heating_Natural Gas_Water Heater - Pipe Insulation_A_Achievable Technical Potential | F1 | Commercial | OR - Miscellaneous | New | Water Heating | Natural Gas | Water Heater - Pipe Insulation | A | Integrated Unit Energy Savings (kWh or therms) | Achievable Technical Potential | 0 | 0 | 0 | 0 | 0 | 0 | 0 | 0 | 0 | 0 | 0 | 0 | 0 | 0 | 0 | 0 | 0 | 0 | 0 | 0 | 0 | 0 | 0 | 0 | 0 | 0 | 0
F2_Commercial_OR - Miscellaneous_New_Water Heating_Natural Gas_Water Heater - Pipe Insulation_A_Achievable Technical Potential | F2 | Commercial | OR - Miscellaneous | New | Water Heating | Natural Gas | Water Heater - Pipe Insulation | A | Integrated Unit Summer Peak Savings (kW) | Achievable Technical Potential | 0 | 0 | 0 | 0 | 0 | 0 | 0 | 0 | 0 | 0 | 0 | 0 | 0 | 0 | 0 | 0 | 0 | 0 | 0 | 0 | 0 | 0 | 0 | 0 | 0 | 0 | 0
F3_Commercial_OR - Miscellaneous_New_Water Heating_Natural Gas_Water Heater - Pipe Insulation_A_Achievable Technical Potential | F3 | Commercial | OR - Miscellaneous | New | Water Heating | Natural Gas | Water Heater - Pipe Insulation | A | Integrated Unit Winter Peak Savings (kW) | Achievable Technical Potential | 0 | 0 | 0 | 0 | 0 | 0 | 0 | 0 | 0 | 0 | 0 | 0 | 0 | 0 | 0 | 0 | 0 | 0 | 0 | 0 | 0 | 0 | 0 | 0 | 0 | 0 | 0
F4_Commercial_OR - Miscellaneous_New_Water Heating_Natural Gas_Water Heater - Pipe Insulation_A_Achievable Technical Potential | F4 | Commercial | OR - Miscellaneous | New | Water Heating | Natural Gas | Water Heater - Pipe Insulation | A | Incremental Energy Savings (MWh or mTherms) | Achievable Technical Potential | 0 | 0 | 0 | 0 | 0 | 0 | 0 | 0 | 0 | 0 | 0 | 0 | 0 | 0 | 0 | 0 | 0 | 0 | 0 | 0 | 0 | 0 | 0 | 0 | 0 | 0 | 0
F5_Commercial_OR - Miscellaneous_New_Water Heating_Natural Gas_Water Heater - Pipe Insulation_A_Achievable Technical Potential | F5 | Commercial | OR - Miscellaneous | New | Water Heating | Natural Gas | Water Heater - Pipe Insulation | A | Incremental Summer Peak Savings (MW) | Achievable Technical Potential | 0 | 0 | 0 | 0 | 0 | 0 | 0 | 0 | 0 | 0 | 0 | 0 | 0 | 0 | 0 | 0 | 0 | 0 | 0 | 0 | 0 | 0 | 0 | 0 | 0 | 0 | 0
F6_Commercial_OR - Miscellaneous_New_Water Heating_Natural Gas_Water Heater - Pipe Insulation_A_Achievable Technical Potential | F6 | Commercial | OR - Miscellaneous | New | Water Heating | Natural Gas | Water Heater - Pipe Insulation | A | Incremental Winter Peak Savings (MW) | Achievable Technical Potential | 0 | 0 | 0 | 0 | 0 | 0 | 0 | 0 | 0 | 0 | 0 | 0 | 0 | 0 | 0 | 0 | 0 | 0 | 0 | 0 | 0 | 0 | 0 | 0 | 0 | 0 | 0
F7_Commercial_OR - Miscellaneous_New_Water Heating_Natural Gas_Water Heater - Pipe Insulation_A_Achievable Technical Potential | F7 | Commercial | OR - Miscellaneous | New | Water Heating | Natural Gas | Water Heater - Pipe Insulation | A | Cumulative Energy Savings (MWh or mTherms) | Achievable Technical Potential | 0 | 0 | 0 | 0 | 0 | 0 | 0 | 0 | 0 | 0 | 0 | 0 | 0 | 0 | 0 | 0 | 0 | 0 | 0 | 0 | 0 | 0 | 0 | 0 | 0 | 0 | 0
F8_Commercial_OR - Miscellaneous_New_Water Heating_Natural Gas_Water Heater - Pipe Insulation_A_Achievable Technical Potential | F8 | Commercial | OR - Miscellaneous | New | Water Heating | Natural Gas | Water Heater - Pipe Insulation | A | Cumulative Summer Peak Savings (MW) | Achievable Technical Potential | 0 | 0 | 0 | 0 | 0 | 0 | 0 | 0 | 0 | 0 | 0 | 0 | 0 | 0 | 0 | 0 | 0 | 0 | 0 | 0 | 0 | 0 | 0 | 0 | 0 | 0 | 0
F9_Commercial_OR - Miscellaneous_New_Water Heating_Natural Gas_Water Heater - Pipe Insulation_A_Achievable Technical Potential | F9 | Commercial | OR - Miscellaneous | New | Water Heating | Natural Gas | Water Heater - Pipe Insulation | A | Cumulative Winter Peak Savings (MW) | Achievable Technical Potential | 0 | 0 | 0 | 0 | 0 | 0 | 0 | 0 | 0 | 0 | 0 | 0 | 0 | 0 | 0 | 0 | 0 | 0 | 0 | 0 | 0 | 0 | 0 | 0 | 0 | 0 | 0
F10_Commercial_OR - Miscellaneous_New_Water Heating_Natural Gas_Water Heater - Pipe Insulation_A_Achievable Technical Potential | F10 | Commercial | OR - Miscellaneous | New | Water Heating | Natural Gas | Water Heater - Pipe Insulation | A | Purchases (Incremental) | Achievable Technical Potential | 0 | 0 | 0 | 0 | 0 | 0 | 0 | 0 | 0 | 0 | 0 | 0 | 0 | 0 | 0 | 0 | 0 | 0 | 0 | 0 | 0 | 0 | 0 | 0 | 0 | 0 | 0
F11_Commercial_OR - Miscellaneous_New_Water Heating_Natural Gas_Water Heater - Pipe Insulation_A_Achievable Technical Potential | F11 | Commercial | OR - Miscellaneous | New | Water Heating | Natural Gas | Water Heater - Pipe Insulation | A | Purchases (Cumulative) | Achievable Technical Potential | 0 | 0 | 0 | 0 | 0 | 0 | 0 | 0 | 0 | 0 | 0 | 0 | 0 | 0 | 0 | 0 | 0 | 0 | 0 | 0 | 0 | 0 | 0 | 0 | 0 | 0 | 0
F1_Commercial_OR - Miscellaneous_New_Water Heating_Natural Gas_Water Heater - Motion Control Faucet_A_Achievable Technical Potential | F1 | Commercial | OR - Miscellaneous | New | Water Heating | Natural Gas | Water Heater - Motion Control Faucet | A | Integrated Unit Energy Savings (kWh or therms) | Achievable Technical Potential | 0 | 0 | 0 | 0 | 0 | 0 | 0 | 0 | 0 | 0 | 0 | 0 | 0 | 0 | 0 | 0 | 0 | 0 | 0 | 0 | 0 | 0 | 0 | 0 | 0 | 0 | 0
F2_Commercial_OR - Miscellaneous_New_Water Heating_Natural Gas_Water Heater - Motion Control Faucet_A_Achievable Technical Potential | F2 | Commercial | OR - Miscellaneous | New | Water Heating | Natural Gas | Water Heater - Motion Control Faucet | A | Integrated Unit Summer Peak Savings (kW) | Achievable Technical Potential | 0 | 0 | 0 | 0 | 0 | 0 | 0 | 0 | 0 | 0 | 0 | 0 | 0 | 0 | 0 | 0 | 0 | 0 | 0 | 0 | 0 | 0 | 0 | 0 | 0 | 0 | 0
F3_Commercial_OR - Miscellaneous_New_Water Heating_Natural Gas_Water Heater - Motion Control Faucet_A_Achievable Technical Potential | F3 | Commercial | OR - Miscellaneous | New | Water Heating | Natural Gas | Water Heater - Motion Control Faucet | A | Integrated Unit Winter Peak Savings (kW) | Achievable Technical Potential | 0 | 0 | 0 | 0 | 0 | 0 | 0 | 0 | 0 | 0 | 0 | 0 | 0 | 0 | 0 | 0 | 0 | 0 | 0 | 0 | 0 | 0 | 0 | 0 | 0 | 0 | 0
F4_Commercial_OR - Miscellaneous_New_Water Heating_Natural Gas_Water Heater - Motion Control Faucet_A_Achievable Technical Potential | F4 | Commercial | OR - Miscellaneous | New | Water Heating | Natural Gas | Water Heater - Motion Control Faucet | A | Incremental Energy Savings (MWh or mTherms) | Achievable Technical Potential | 0 | 0 | 0 | 0 | 0 | 0 | 0 | 0 | 0 | 0 | 0 | 0 | 0 | 0 | 0 | 0 | 0 | 0 | 0 | 0 | 0 | 0 | 0 | 0 | 0 | 0 | 0
F5_Commercial_OR - Miscellaneous_New_Water Heating_Natural Gas_Water Heater - Motion Control Faucet_A_Achievable Technical Potential | F5 | Commercial | OR - Miscellaneous | New | Water Heating | Natural Gas | Water Heater - Motion Control Faucet | A | Incremental Summer Peak Savings (MW) | Achievable Technical Potential | 0 | 0 | 0 | 0 | 0 | 0 | 0 | 0 | 0 | 0 | 0 | 0 | 0 | 0 | 0 | 0 | 0 | 0 | 0 | 0 | 0 | 0 | 0 | 0 | 0 | 0 | 0
F6_Commercial_OR - Miscellaneous_New_Water Heating_Natural Gas_Water Heater - Motion Control Faucet_A_Achievable Technical Potential | F6 | Commercial | OR - Miscellaneous | New | Water Heating | Natural Gas | Water Heater - Motion Control Faucet | A | Incremental Winter Peak Savings (MW) | Achievable Technical Potential | 0 | 0 | 0 | 0 | 0 | 0 | 0 | 0 | 0 | 0 | 0 | 0 | 0 | 0 | 0 | 0 | 0 | 0 | 0 | 0 | 0 | 0 | 0 | 0 | 0 | 0 | 0
F7_Commercial_OR - Miscellaneous_New_Water Heating_Natural Gas_Water Heater - Motion Control Faucet_A_Achievable Technical Potential | F7 | Commercial | OR - Miscellaneous | New | Water Heating | Natural Gas | Water Heater - Motion Control Faucet | A | Cumulative Energy Savings (MWh or mTherms) | Achievable Technical Potential | 0 | 0 | 0 | 0 | 0 | 0 | 0 | 0 | 0 | 0 | 0 | 0 | 0 | 0 | 0 | 0 | 0 | 0 | 0 | 0 | 0 | 0 | 0 | 0 | 0 | 0 | 0
F8_Commercial_OR - Miscellaneous_New_Water Heating_Natural Gas_Water Heater - Motion Control Faucet_A_Achievable Technical Potential | F8 | Commercial | OR - Miscellaneous | New | Water Heating | Natural Gas | Water Heater - Motion Control Faucet | A | Cumulative Summer Peak Savings (MW) | Achievable Technical Potential | 0 | 0 | 0 | 0 | 0 | 0 | 0 | 0 | 0 | 0 | 0 | 0 | 0 | 0 | 0 | 0 | 0 | 0 | 0 | 0 | 0 | 0 | 0 | 0 | 0 | 0 | 0
F9_Commercial_OR - Miscellaneous_New_Water Heating_Natural Gas_Water Heater - Motion Control Faucet_A_Achievable Technical Potential | F9 | Commercial | OR - Miscellaneous | New | Water Heating | Natural Gas | Water Heater - Motion Control Faucet | A | Cumulative Winter Peak Savings (MW) | Achievable Technical Potential | 0 | 0 | 0 | 0 | 0 | 0 | 0 | 0 | 0 | 0 | 0 | 0 | 0 | 0 | 0 | 0 | 0 | 0 | 0 | 0 | 0 | 0 | 0 | 0 | 0 | 0 | 0
F10_Commercial_OR - Miscellaneous_New_Water Heating_Natural Gas_Water Heater - Motion Control Faucet_A_Achievable Technical Potential | F10 | Commercial | OR - Miscellaneous | New | Water Heating | Natural Gas | Water Heater - Motion Control Faucet | A | Purchases (Incremental) | Achievable Technical Potential | 0 | 0 | 0 | 0 | 0 | 0 | 0 | 0 | 0 | 0 | 0 | 0 | 0 | 0 | 0 | 0 | 0 | 0 | 0 | 0 | 0 | 0 | 0 | 0 | 0 | 0 | 0
F11_Commercial_OR - Miscellaneous_New_Water Heating_Natural Gas_Water Heater - Motion Control Faucet_A_Achievable Technical Potential | F11 | Commercial | OR - Miscellaneous | New | Water Heating | Natural Gas | Water Heater - Motion Control Faucet | A | Purchases (Cumulative) | Achievable Technical Potential | 0 | 0 | 0 | 0 | 0 | 0 | 0 | 0 | 0 | 0 | 0 | 0 | 0 | 0 | 0 | 0 | 0 | 0 | 0 | 0 | 0 | 0 | 0 | 0 | 0 | 0 | 0
F1_Commercial_OR - Miscellaneous_New_Water Heating_Natural Gas_Water Heater - Solar System_A_Achievable Technical Potential | F1 | Commercial | OR - Miscellaneous | New | Water Heating | Natural Gas | Water Heater - Solar System | A | Integrated Unit Energy Savings (kWh or therms) | Achievable Technical Potential | 0 | 0 | 0 | 0 | 0 | 0 | 0 | 0 | 0 | 0 | 0 | 0 | 0 | 0 | 0 | 0 | 0 | 0 | 0 | 0 | 0 | 0 | 0 | 0 | 0 | 0 | 0
F2_Commercial_OR - Miscellaneous_New_Water Heating_Natural Gas_Water Heater - Solar System_A_Achievable Technical Potential | F2 | Commercial | OR - Miscellaneous | New | Water Heating | Natural Gas | Water Heater - Solar System | A | Integrated Unit Summer Peak Savings (kW) | Achievable Technical Potential | 0 | 0 | 0 | 0 | 0 | 0 | 0 | 0 | 0 | 0 | 0 | 0 | 0 | 0 | 0 | 0 | 0 | 0 | 0 | 0 | 0 | 0 | 0 | 0 | 0 | 0 | 0
F3_Commercial_OR - Miscellaneous_New_Water Heating_Natural Gas_Water Heater - Solar System_A_Achievable Technical Potential | F3 | Commercial | OR - Miscellaneous | New | Water Heating | Natural Gas | Water Heater - Solar System | A | Integrated Unit Winter Peak Savings (kW) | Achievable Technical Potential | 0 | 0 | 0 | 0 | 0 | 0 | 0 | 0 | 0 | 0 | 0 | 0 | 0 | 0 | 0 | 0 | 0 | 0 | 0 | 0 | 0 | 0 | 0 | 0 | 0 | 0 | 0
F4_Commercial_OR - Miscellaneous_New_Water Heating_Natural Gas_Water Heater - Solar System_A_Achievable Technical Potential | F4 | Commercial | OR - Miscellaneous | New | Water Heating | Natural Gas | Water Heater - Solar System | A | Incremental Energy Savings (MWh or mTherms) | Achievable Technical Potential | 0 | 0 | 0 | 0 | 0 | 0 | 0 | 0 | 0 | 0 | 0 | 0 | 0 | 0 | 0 | 0 | 0 | 0 | 0 | 0 | 0 | 0 | 0 | 0 | 0 | 0 | 0
F5_Commercial_OR - Miscellaneous_New_Water Heating_Natural Gas_Water Heater - Solar System_A_Achievable Technical Potential | F5 | Commercial | OR - Miscellaneous | New | Water Heating | Natural Gas | Water Heater - Solar System | A | Incremental Summer Peak Savings (MW) | Achievable Technical Potential | 0 | 0 | 0 | 0 | 0 | 0 | 0 | 0 | 0 | 0 | 0 | 0 | 0 | 0 | 0 | 0 | 0 | 0 | 0 | 0 | 0 | 0 | 0 | 0 | 0 | 0 | 0
F6_Commercial_OR - Miscellaneous_New_Water Heating_Natural Gas_Water Heater - Solar System_A_Achievable Technical Potential | F6 | Commercial | OR - Miscellaneous | New | Water Heating | Natural Gas | Water Heater - Solar System | A | Incremental Winter Peak Savings (MW) | Achievable Technical Potential | 0 | 0 | 0 | 0 | 0 | 0 | 0 | 0 | 0 | 0 | 0 | 0 | 0 | 0 | 0 | 0 | 0 | 0 | 0 | 0 | 0 | 0 | 0 | 0 | 0 | 0 | 0
F7_Commercial_OR - Miscellaneous_New_Water Heating_Natural Gas_Water Heater - Solar System_A_Achievable Technical Potential | F7 | Commercial | OR - Miscellaneous | New | Water Heating | Natural Gas | Water Heater - Solar System | A | Cumulative Energy Savings (MWh or mTherms) | Achievable Technical Potential | 0 | 0 | 0 | 0 | 0 | 0 | 0 | 0 | 0 | 0 | 0 | 0 | 0 | 0 | 0 | 0 | 0 | 0 | 0 | 0 | 0 | 0 | 0 | 0 | 0 | 0 | 0
F8_Commercial_OR - Miscellaneous_New_Water Heating_Natural Gas_Water Heater - Solar System_A_Achievable Technical Potential | F8 | Commercial | OR - Miscellaneous | New | Water Heating | Natural Gas | Water Heater - Solar System | A | Cumulative Summer Peak Savings (MW) | Achievable Technical Potential | 0 | 0 | 0 | 0 | 0 | 0 | 0 | 0 | 0 | 0 | 0 | 0 | 0 | 0 | 0 | 0 | 0 | 0 | 0 | 0 | 0 | 0 | 0 | 0 | 0 | 0 | 0
F9_Commercial_OR - Miscellaneous_New_Water Heating_Natural Gas_Water Heater - Solar System_A_Achievable Technical Potential | F9 | Commercial | OR - Miscellaneous | New | Water Heating | Natural Gas | Water Heater - Solar System | A | Cumulative Winter Peak Savings (MW) | Achievable Technical Potential | 0 | 0 | 0 | 0 | 0 | 0 | 0 | 0 | 0 | 0 | 0 | 0 | 0 | 0 | 0 | 0 | 0 | 0 | 0 | 0 | 0 | 0 | 0 | 0 | 0 | 0 | 0
F10_Commercial_OR - Miscellaneous_New_Water Heating_Natural Gas_Water Heater - Solar System_A_Achievable Technical Potential | F10 | Commercial | OR - Miscellaneous | New | Water Heating | Natural Gas | Water Heater - Solar System | A | Purchases (Incremental) | Achievable Technical Potential | 0 | 0 | 0 | 0 | 0 | 0 | 0 | 0 | 0 | 0 | 0 | 0 | 0 | 0 | 0 | 0 | 0 | 0 | 0 | 0 | 0 | 0 | 0 | 0 | 0 | 0 | 0
F11_Commercial_OR - Miscellaneous_New_Water Heating_Natural Gas_Water Heater - Solar System_A_Achievable Technical Potential | F11 | Commercial | OR - Miscellaneous | New | Water Heating | Natural Gas | Water Heater - Solar System | A | Purchases (Cumulative) | Achievable Technical Potential | 0 | 0 | 0 | 0 | 0 | 0 | 0 | 0 | 0 | 0 | 0 | 0 | 0 | 0 | 0 | 0 | 0 | 0 | 0 | 0 | 0 | 0 | 0 | 0 | 0 | 0 | 0
F1_Commercial_OR - Miscellaneous_New_Water Heating_Natural Gas_Commercial Laundry - Ozone Treatment_A_Achievable Technical Potential | F1 | Commercial | OR - Miscellaneous | New | Water Heating | Natural Gas | Commercial Laundry - Ozone Treatment | A | Integrated Unit Energy Savings (kWh or therms) | Achievable Technical Potential | 0 | 0 | 0 | 0 | 0 | 0 | 0 | 0 | 0 | 0 | 0 | 0 | 0 | 0 | 0 | 0 | 0 | 0 | 0 | 0 | 0 | 0 | 0 | 0 | 0 | 0 | 0
F2_Commercial_OR - Miscellaneous_New_Water Heating_Natural Gas_Commercial Laundry - Ozone Treatment_A_Achievable Technical Potential | F2 | Commercial | OR - Miscellaneous | New | Water Heating | Natural Gas | Commercial Laundry - Ozone Treatment | A | Integrated Unit Summer Peak Savings (kW) | Achievable Technical Potential | 0 | 0 | 0 | 0 | 0 | 0 | 0 | 0 | 0 | 0 | 0 | 0 | 0 | 0 | 0 | 0 | 0 | 0 | 0 | 0 | 0 | 0 | 0 | 0 | 0 | 0 | 0
F3_Commercial_OR - Miscellaneous_New_Water Heating_Natural Gas_Commercial Laundry - Ozone Treatment_A_Achievable Technical Potential | F3 | Commercial | OR - Miscellaneous | New | Water Heating | Natural Gas | Commercial Laundry - Ozone Treatment | A | Integrated Unit Winter Peak Savings (kW) | Achievable Technical Potential | 0 | 0 | 0 | 0 | 0 | 0 | 0 | 0 | 0 | 0 | 0 | 0 | 0 | 0 | 0 | 0 | 0 | 0 | 0 | 0 | 0 | 0 | 0 | 0 | 0 | 0 | 0
F4_Commercial_OR - Miscellaneous_New_Water Heating_Natural Gas_Commercial Laundry - Ozone Treatment_A_Achievable Technical Potential | F4 | Commercial | OR - Miscellaneous | New | Water Heating | Natural Gas | Commercial Laundry - Ozone Treatment | A | Incremental Energy Savings (MWh or mTherms) | Achievable Technical Potential | 0 | 0 | 0 | 0 | 0 | 0 | 0 | 0 | 0 | 0 | 0 | 0 | 0 | 0 | 0 | 0 | 0 | 0 | 0 | 0 | 0 | 0 | 0 | 0 | 0 | 0 | 0
F5_Commercial_OR - Miscellaneous_New_Water Heating_Natural Gas_Commercial Laundry - Ozone Treatment_A_Achievable Technical Potential | F5 | Commercial | OR - Miscellaneous | New | Water Heating | Natural Gas | Commercial Laundry - Ozone Treatment | A | Incremental Summer Peak Savings (MW) | Achievable Technical Potential | 0 | 0 | 0 | 0 | 0 | 0 | 0 | 0 | 0 | 0 | 0 | 0 | 0 | 0 | 0 | 0 | 0 | 0 | 0 | 0 | 0 | 0 | 0 | 0 | 0 | 0 | 0
F6_Commercial_OR - Miscellaneous_New_Water Heating_Natural Gas_Commercial Laundry - Ozone Treatment_A_Achievable Technical Potential | F6 | Commercial | OR - Miscellaneous | New | Water Heating | Natural Gas | Commercial Laundry - Ozone Treatment | A | Incremental Winter Peak Savings (MW) | Achievable Technical Potential | 0 | 0 | 0 | 0 | 0 | 0 | 0 | 0 | 0 | 0 | 0 | 0 | 0 | 0 | 0 | 0 | 0 | 0 | 0 | 0 | 0 | 0 | 0 | 0 | 0 | 0 | 0
F7_Commercial_OR - Miscellaneous_New_Water Heating_Natural Gas_Commercial Laundry - Ozone Treatment_A_Achievable Technical Potential | F7 | Commercial | OR - Miscellaneous | New | Water Heating | Natural Gas | Commercial Laundry - Ozone Treatment | A | Cumulative Energy Savings (MWh or mTherms) | Achievable Technical Potential | 0 | 0 | 0 | 0 | 0 | 0 | 0 | 0 | 0 | 0 | 0 | 0 | 0 | 0 | 0 | 0 | 0 | 0 | 0 | 0 | 0 | 0 | 0 | 0 | 0 | 0 | 0
F8_Commercial_OR - Miscellaneous_New_Water Heating_Natural Gas_Commercial Laundry - Ozone Treatment_A_Achievable Technical Potential | F8 | Commercial | OR - Miscellaneous | New | Water Heating | Natural Gas | Commercial Laundry - Ozone Treatment | A | Cumulative Summer Peak Savings (MW) | Achievable Technical Potential | 0 | 0 | 0 | 0 | 0 | 0 | 0 | 0 | 0 | 0 | 0 | 0 | 0 | 0 | 0 | 0 | 0 | 0 | 0 | 0 | 0 | 0 | 0 | 0 | 0 | 0 | 0
F9_Commercial_OR - Miscellaneous_New_Water Heating_Natural Gas_Commercial Laundry - Ozone Treatment_A_Achievable Technical Potential | F9 | Commercial | OR - Miscellaneous | New | Water Heating | Natural Gas | Commercial Laundry - Ozone Treatment | A | Cumulative Winter Peak Savings (MW) | Achievable Technical Potential | 0 | 0 | 0 | 0 | 0 | 0 | 0 | 0 | 0 | 0 | 0 | 0 | 0 | 0 | 0 | 0 | 0 | 0 | 0 | 0 | 0 | 0 | 0 | 0 | 0 | 0 | 0
F10_Commercial_OR - Miscellaneous_New_Water Heating_Natural Gas_Commercial Laundry - Ozone Treatment_A_Achievable Technical Potential | F10 | Commercial | OR - Miscellaneous | New | Water Heating | Natural Gas | Commercial Laundry - Ozone Treatment | A | Purchases (Incremental) | Achievable Technical Potential | 0 | 0 | 0 | 0 | 0 | 0 | 0 | 0 | 0 | 0 | 0 | 0 | 0 | 0 | 0 | 0 | 0 | 0 | 0 | 0 | 0 | 0 | 0 | 0 | 0 | 0 | 0
F11_Commercial_OR - Miscellaneous_New_Water Heating_Natural Gas_Commercial Laundry - Ozone Treatment_A_Achievable Technical Potential | F11 | Commercial | OR - Miscellaneous | New | Water Heating | Natural Gas | Commercial Laundry - Ozone Treatment | A | Purchases (Cumulative) | Achievable Technical Potential | 0 | 0 | 0 | 0 | 0 | 0 | 0 | 0 | 0 | 0 | 0 | 0 | 0 | 0 | 0 | 0 | 0 | 0 | 0 | 0 | 0 | 0 | 0 | 0 | 0 | 0 | 0
F1_Commercial_OR - Miscellaneous_New_Water Heating_Natural Gas_Commercial Laundry - ENERGY STAR Washer_A_Achievable Technical Potential | F1 | Commercial | OR - Miscellaneous | New | Water Heating | Natural Gas | Commercial Laundry - ENERGY STAR Washer | A | Integrated Unit Energy Savings (kWh or therms) | Achievable Technical Potential | 0 | 0 | 0 | 0 | 0 | 0 | 0 | 0 | 0 | 0 | 0 | 0 | 0 | 0 | 0 | 0 | 0 | 0 | 0 | 0 | 0 | 0 | 0 | 0 | 0 | 0 | 0
F2_Commercial_OR - Miscellaneous_New_Water Heating_Natural Gas_Commercial Laundry - ENERGY STAR Washer_A_Achievable Technical Potential | F2 | Commercial | OR - Miscellaneous | New | Water Heating | Natural Gas | Commercial Laundry - ENERGY STAR Washer | A | Integrated Unit Summer Peak Savings (kW) | Achievable Technical Potential | 0 | 0 | 0 | 0 | 0 | 0 | 0 | 0 | 0 | 0 | 0 | 0 | 0 | 0 | 0 | 0 | 0 | 0 | 0 | 0 | 0 | 0 | 0 | 0 | 0 | 0 | 0
F3_Commercial_OR - Miscellaneous_New_Water Heating_Natural Gas_Commercial Laundry - ENERGY STAR Washer_A_Achievable Technical Potential | F3 | Commercial | OR - Miscellaneous | New | Water Heating | Natural Gas | Commercial Laundry - ENERGY STAR Washer | A | Integrated Unit Winter Peak Savings (kW) | Achievable Technical Potential | 0 | 0 | 0 | 0 | 0 | 0 | 0 | 0 | 0 | 0 | 0 | 0 | 0 | 0 | 0 | 0 | 0 | 0 | 0 | 0 | 0 | 0 | 0 | 0 | 0 | 0 | 0
F4_Commercial_OR - Miscellaneous_New_Water Heating_Natural Gas_Commercial Laundry - ENERGY STAR Washer_A_Achievable Technical Potential | F4 | Commercial | OR - Miscellaneous | New | Water Heating | Natural Gas | Commercial Laundry - ENERGY STAR Washer | A | Incremental Energy Savings (MWh or mTherms) | Achievable Technical Potential | 0 | 0 | 0 | 0 | 0 | 0 | 0 | 0 | 0 | 0 | 0 | 0 | 0 | 0 | 0 | 0 | 0 | 0 | 0 | 0 | 0 | 0 | 0 | 0 | 0 | 0 | 0
F5_Commercial_OR - Miscellaneous_New_Water Heating_Natural Gas_Commercial Laundry - ENERGY STAR Washer_A_Achievable Technical Potential | F5 | Commercial | OR - Miscellaneous | New | Water Heating | Natural Gas | Commercial Laundry - ENERGY STAR Washer | A | Incremental Summer Peak Savings (MW) | Achievable Technical Potential | 0 | 0 | 0 | 0 | 0 | 0 | 0 | 0 | 0 | 0 | 0 | 0 | 0 | 0 | 0 | 0 | 0 | 0 | 0 | 0 | 0 | 0 | 0 | 0 | 0 | 0 | 0
F6_Commercial_OR - Miscellaneous_New_Water Heating_Natural Gas_Commercial Laundry - ENERGY STAR Washer_A_Achievable Technical Potential | F6 | Commercial | OR - Miscellaneous | New | Water Heating | Natural Gas | Commercial Laundry - ENERGY STAR Washer | A | Incremental Winter Peak Savings (MW) | Achievable Technical Potential | 0 | 0 | 0 | 0 | 0 | 0 | 0 | 0 | 0 | 0 | 0 | 0 | 0 | 0 | 0 | 0 | 0 | 0 | 0 | 0 | 0 | 0 | 0 | 0 | 0 | 0 | 0
F7_Commercial_OR - Miscellaneous_New_Water Heating_Natural Gas_Commercial Laundry - ENERGY STAR Washer_A_Achievable Technical Potential | F7 | Commercial | OR - Miscellaneous | New | Water Heating | Natural Gas | Commercial Laundry - ENERGY STAR Washer | A | Cumulative Energy Savings (MWh or mTherms) | Achievable Technical Potential | 0 | 0 | 0 | 0 | 0 | 0 | 0 | 0 | 0 | 0 | 0 | 0 | 0 | 0 | 0 | 0 | 0 | 0 | 0 | 0 | 0 | 0 | 0 | 0 | 0 | 0 | 0
F8_Commercial_OR - Miscellaneous_New_Water Heating_Natural Gas_Commercial Laundry - ENERGY STAR Washer_A_Achievable Technical Potential | F8 | Commercial | OR - Miscellaneous | New | Water Heating | Natural Gas | Commercial Laundry - ENERGY STAR Washer | A | Cumulative Summer Peak Savings (MW) | Achievable Technical Potential | 0 | 0 | 0 | 0 | 0 | 0 | 0 | 0 | 0 | 0 | 0 | 0 | 0 | 0 | 0 | 0 | 0 | 0 | 0 | 0 | 0 | 0 | 0 | 0 | 0 | 0 | 0
F9_Commercial_OR - Miscellaneous_New_Water Heating_Natural Gas_Commercial Laundry - ENERGY STAR Washer_A_Achievable Technical Potential | F9 | Commercial | OR - Miscellaneous | New | Water Heating | Natural Gas | Commercial Laundry - ENERGY STAR Washer | A | Cumulative Winter Peak Savings (MW) | Achievable Technical Potential | 0 | 0 | 0 | 0 | 0 | 0 | 0 | 0 | 0 | 0 | 0 | 0 | 0 | 0 | 0 | 0 | 0 | 0 | 0 | 0 | 0 | 0 | 0 | 0 | 0 | 0 | 0
F10_Commercial_OR - Miscellaneous_New_Water Heating_Natural Gas_Commercial Laundry - ENERGY STAR Washer_A_Achievable Technical Potential | F10 | Commercial | OR - Miscellaneous | New | Water Heating | Natural Gas | Commercial Laundry - ENERGY STAR Washer | A | Purchases (Incremental) | Achievable Technical Potential | 0 | 0 | 0 | 0 | 0 | 0 | 0 | 0 | 0 | 0 | 0 | 0 | 0 | 0 | 0 | 0 | 0 | 0 | 0 | 0 | 0 | 0 | 0 | 0 | 0 | 0 | 0
F11_Commercial_OR - Miscellaneous_New_Water Heating_Natural Gas_Commercial Laundry - ENERGY STAR Washer_A_Achievable Technical Potential | F11 | Commercial | OR - Miscellaneous | New | Water Heating | Natural Gas | Commercial Laundry - ENERGY STAR Washer | A | Purchases (Cumulative) | Achievable Technical Potential | 0 | 0 | 0 | 0 | 0 | 0 | 0 | 0 | 0 | 0 | 0 | 0 | 0 | 0 | 0 | 0 | 0 | 0 | 0 | 0 | 0 | 0 | 0 | 0 | 0 | 0 | 0
F1_Commercial_OR - Miscellaneous_New_Water Heating_Natural Gas_Water Heater - Efficient Dishwasher_A_Achievable Technical Potential | F1 | Commercial | OR - Miscellaneous | New | Water Heating | Natural Gas | Water Heater - Efficient Dishwasher | A | Integrated Unit Energy Savings (kWh or therms) | Achievable Technical Potential | 0 | 0 | 0 | 0 | 0 | 0 | 0 | 0 | 0 | 0 | 0 | 0 | 0 | 0 | 0 | 0 | 0 | 0 | 0 | 0 | 0 | 0 | 0 | 0 | 0 | 0 | 0
F2_Commercial_OR - Miscellaneous_New_Water Heating_Natural Gas_Water Heater - Efficient Dishwasher_A_Achievable Technical Potential | F2 | Commercial | OR - Miscellaneous | New | Water Heating | Natural Gas | Water Heater - Efficient Dishwasher | A | Integrated Unit Summer Peak Savings (kW) | Achievable Technical Potential | 0 | 0 | 0 | 0 | 0 | 0 | 0 | 0 | 0 | 0 | 0 | 0 | 0 | 0 | 0 | 0 | 0 | 0 | 0 | 0 | 0 | 0 | 0 | 0 | 0 | 0 | 0
F3_Commercial_OR - Miscellaneous_New_Water Heating_Natural Gas_Water Heater - Efficient Dishwasher_A_Achievable Technical Potential | F3 | Commercial | OR - Miscellaneous | New | Water Heating | Natural Gas | Water Heater - Efficient Dishwasher | A | Integrated Unit Winter Peak Savings (kW) | Achievable Technical Potential | 0 | 0 | 0 | 0 | 0 | 0 | 0 | 0 | 0 | 0 | 0 | 0 | 0 | 0 | 0 | 0 | 0 | 0 | 0 | 0 | 0 | 0 | 0 | 0 | 0 | 0 | 0
F4_Commercial_OR - Miscellaneous_New_Water Heating_Natural Gas_Water Heater - Efficient Dishwasher_A_Achievable Technical Potential | F4 | Commercial | OR - Miscellaneous | New | Water Heating | Natural Gas | Water Heater - Efficient Dishwasher | A | Incremental Energy Savings (MWh or mTherms) | Achievable Technical Potential | 0 | 0 | 0 | 0 | 0 | 0 | 0 | 0 | 0 | 0 | 0 | 0 | 0 | 0 | 0 | 0 | 0 | 0 | 0 | 0 | 0 | 0 | 0 | 0 | 0 | 0 | 0
F5_Commercial_OR - Miscellaneous_New_Water Heating_Natural Gas_Water Heater - Efficient Dishwasher_A_Achievable Technical Potential | F5 | Commercial | OR - Miscellaneous | New | Water Heating | Natural Gas | Water Heater - Efficient Dishwasher | A | Incremental Summer Peak Savings (MW) | Achievable Technical Potential | 0 | 0 | 0 | 0 | 0 | 0 | 0 | 0 | 0 | 0 | 0 | 0 | 0 | 0 | 0 | 0 | 0 | 0 | 0 | 0 | 0 | 0 | 0 | 0 | 0 | 0 | 0
F6_Commercial_OR - Miscellaneous_New_Water Heating_Natural Gas_Water Heater - Efficient Dishwasher_A_Achievable Technical Potential | F6 | Commercial | OR - Miscellaneous | New | Water Heating | Natural Gas | Water Heater - Efficient Dishwasher | A | Incremental Winter Peak Savings (MW) | Achievable Technical Potential | 0 | 0 | 0 | 0 | 0 | 0 | 0 | 0 | 0 | 0 | 0 | 0 | 0 | 0 | 0 | 0 | 0 | 0 | 0 | 0 | 0 | 0 | 0 | 0 | 0 | 0 | 0
F7_Commercial_OR - Miscellaneous_New_Water Heating_Natural Gas_Water Heater - Efficient Dishwasher_A_Achievable Technical Potential | F7 | Commercial | OR - Miscellaneous | New | Water Heating | Natural Gas | Water Heater - Efficient Dishwasher | A | Cumulative Energy Savings (MWh or mTherms) | Achievable Technical Potential | 0 | 0 | 0 | 0 | 0 | 0 | 0 | 0 | 0 | 0 | 0 | 0 | 0 | 0 | 0 | 0 | 0 | 0 | 0 | 0 | 0 | 0 | 0 | 0 | 0 | 0 | 0
F8_Commercial_OR - Miscellaneous_New_Water Heating_Natural Gas_Water Heater - Efficient Dishwasher_A_Achievable Technical Potential | F8 | Commercial | OR - Miscellaneous | New | Water Heating | Natural Gas | Water Heater - Efficient Dishwasher | A | Cumulative Summer Peak Savings (MW) | Achievable Technical Potential | 0 | 0 | 0 | 0 | 0 | 0 | 0 | 0 | 0 | 0 | 0 | 0 | 0 | 0 | 0 | 0 | 0 | 0 | 0 | 0 | 0 | 0 | 0 | 0 | 0 | 0 | 0
F9_Commercial_OR - Miscellaneous_New_Water Heating_Natural Gas_Water Heater - Efficient Dishwasher_A_Achievable Technical Potential | F9 | Commercial | OR - Miscellaneous | New | Water Heating | Natural Gas | Water Heater - Efficient Dishwasher | A | Cumulative Winter Peak Savings (MW) | Achievable Technical Potential | 0 | 0 | 0 | 0 | 0 | 0 | 0 | 0 | 0 | 0 | 0 | 0 | 0 | 0 | 0 | 0 | 0 | 0 | 0 | 0 | 0 | 0 | 0 | 0 | 0 | 0 | 0
F10_Commercial_OR - Miscellaneous_New_Water Heating_Natural Gas_Water Heater - Efficient Dishwasher_A_Achievable Technical Potential | F10 | Commercial | OR - Miscellaneous | New | Water Heating | Natural Gas | Water Heater - Efficient Dishwasher | A | Purchases (Incremental) | Achievable Technical Potential | 0 | 0 | 0 | 0 | 0 | 0 | 0 | 0 | 0 | 0 | 0 | 0 | 0 | 0 | 0 | 0 | 0 | 0 | 0 | 0 | 0 | 0 | 0 | 0 | 0 | 0 | 0
F11_Commercial_OR - Miscellaneous_New_Water Heating_Natural Gas_Water Heater - Efficient Dishwasher_A_Achievable Technical Potential | F11 | Commercial | OR - Miscellaneous | New | Water Heating | Natural Gas | Water Heater - Efficient Dishwasher | A | Purchases (Cumulative) | Achievable Technical Potential | 0 | 0 | 0 | 0 | 0 | 0 | 0 | 0 | 0 | 0 | 0 | 0 | 0 | 0 | 0 | 0 | 0 | 0 | 0 | 0 | 0 | 0 | 0 | 0 | 0 | 0 | 0
F1_Commercial_OR - Miscellaneous_New_Water Heating_Natural Gas_Commercial Laundry - Alternative Dry-Cleaning Methods_A_Achievable Technical Potential | F1 | Commercial | OR - Miscellaneous | New | Water Heating | Natural Gas | Commercial Laundry - Alternative Dry-Cleaning Methods | A | Integrated Unit Energy Savings (kWh or therms) | Achievable Technical Potential | 0 | 0 | 0 | 0 | 0 | 0 | 0 | 0 | 0 | 0 | 0 | 0 | 0 | 0 | 0 | 0 | 0 | 0 | 0 | 0 | 0 | 0 | 0 | 0 | 0 | 0 | 0
F2_Commercial_OR - Miscellaneous_New_Water Heating_Natural Gas_Commercial Laundry - Alternative Dry-Cleaning Methods_A_Achievable Technical Potential | F2 | Commercial | OR - Miscellaneous | New | Water Heating | Natural Gas | Commercial Laundry - Alternative Dry-Cleaning Methods | A | Integrated Unit Summer Peak Savings (kW) | Achievable Technical Potential | 0 | 0 | 0 | 0 | 0 | 0 | 0 | 0 | 0 | 0 | 0 | 0 | 0 | 0 | 0 | 0 | 0 | 0 | 0 | 0 | 0 | 0 | 0 | 0 | 0 | 0 | 0
F3_Commercial_OR - Miscellaneous_New_Water Heating_Natural Gas_Commercial Laundry - Alternative Dry-Cleaning Methods_A_Achievable Technical Potential | F3 | Commercial | OR - Miscellaneous | New | Water Heating | Natural Gas | Commercial Laundry - Alternative Dry-Cleaning Methods | A | Integrated Unit Winter Peak Savings (kW) | Achievable Technical Potential | 0 | 0 | 0 | 0 | 0 | 0 | 0 | 0 | 0 | 0 | 0 | 0 | 0 | 0 | 0 | 0 | 0 | 0 | 0 | 0 | 0 | 0 | 0 | 0 | 0 | 0 | 0
F4_Commercial_OR - Miscellaneous_New_Water Heating_Natural Gas_Commercial Laundry - Alternative Dry-Cleaning Methods_A_Achievable Technical Potential | F4 | Commercial | OR - Miscellaneous | New | Water Heating | Natural Gas | Commercial Laundry - Alternative Dry-Cleaning Methods | A | Incremental Energy Savings (MWh or mTherms) | Achievable Technical Potential | 0 | 0 | 0 | 0 | 0 | 0 | 0 | 0 | 0 | 0 | 0 | 0 | 0 | 0 | 0 | 0 | 0 | 0 | 0 | 0 | 0 | 0 | 0 | 0 | 0 | 0 | 0
F5_Commercial_OR - Miscellaneous_New_Water Heating_Natural Gas_Commercial Laundry - Alternative Dry-Cleaning Methods_A_Achievable Technical Potential | F5 | Commercial | OR - Miscellaneous | New | Water Heating | Natural Gas | Commercial Laundry - Alternative Dry-Cleaning Methods | A | Incremental Summer Peak Savings (MW) | Achievable Technical Potential | 0 | 0 | 0 | 0 | 0 | 0 | 0 | 0 | 0 | 0 | 0 | 0 | 0 | 0 | 0 | 0 | 0 | 0 | 0 | 0 | 0 | 0 | 0 | 0 | 0 | 0 | 0
F6_Commercial_OR - Miscellaneous_New_Water Heating_Natural Gas_Commercial Laundry - Alternative Dry-Cleaning Methods_A_Achievable Technical Potential | F6 | Commercial | OR - Miscellaneous | New | Water Heating | Natural Gas | Commercial Laundry - Alternative Dry-Cleaning Methods | A | Incremental Winter Peak Savings (MW) | Achievable Technical Potential | 0 | 0 | 0 | 0 | 0 | 0 | 0 | 0 | 0 | 0 | 0 | 0 | 0 | 0 | 0 | 0 | 0 | 0 | 0 | 0 | 0 | 0 | 0 | 0 | 0 | 0 | 0
F7_Commercial_OR - Miscellaneous_New_Water Heating_Natural Gas_Commercial Laundry - Alternative Dry-Cleaning Methods_A_Achievable Technical Potential | F7 | Commercial | OR - Miscellaneous | New | Water Heating | Natural Gas | Commercial Laundry - Alternative Dry-Cleaning Methods | A | Cumulative Energy Savings (MWh or mTherms) | Achievable Technical Potential | 0 | 0 | 0 | 0 | 0 | 0 | 0 | 0 | 0 | 0 | 0 | 0 | 0 | 0 | 0 | 0 | 0 | 0 | 0 | 0 | 0 | 0 | 0 | 0 | 0 | 0 | 0
F8_Commercial_OR - Miscellaneous_New_Water Heating_Natural Gas_Commercial Laundry - Alternative Dry-Cleaning Methods_A_Achievable Technical Potential | F8 | Commercial | OR - Miscellaneous | New | Water Heating | Natural Gas | Commercial Laundry - Alternative Dry-Cleaning Methods | A | Cumulative Summer Peak Savings (MW) | Achievable Technical Potential | 0 | 0 | 0 | 0 | 0 | 0 | 0 | 0 | 0 | 0 | 0 | 0 | 0 | 0 | 0 | 0 | 0 | 0 | 0 | 0 | 0 | 0 | 0 | 0 | 0 | 0 | 0
F9_Commercial_OR - Miscellaneous_New_Water Heating_Natural Gas_Commercial Laundry - Alternative Dry-Cleaning Methods_A_Achievable Technical Potential | F9 | Commercial | OR - Miscellaneous | New | Water Heating | Natural Gas | Commercial Laundry - Alternative Dry-Cleaning Methods | A | Cumulative Winter Peak Savings (MW) | Achievable Technical Potential | 0 | 0 | 0 | 0 | 0 | 0 | 0 | 0 | 0 | 0 | 0 | 0 | 0 | 0 | 0 | 0 | 0 | 0 | 0 | 0 | 0 | 0 | 0 | 0 | 0 | 0 | 0
F10_Commercial_OR - Miscellaneous_New_Water Heating_Natural Gas_Commercial Laundry - Alternative Dry-Cleaning Methods_A_Achievable Technical Potential | F10 | Commercial | OR - Miscellaneous | New | Water Heating | Natural Gas | Commercial Laundry - Alternative Dry-Cleaning Methods | A | Purchases (Incremental) | Achievable Technical Potential | 0 | 0 | 0 | 0 | 0 | 0 | 0 | 0 | 0 | 0 | 0 | 0 | 0 | 0 | 0 | 0 | 0 | 0 | 0 | 0 | 0 | 0 | 0 | 0 | 0 | 0 | 0
F11_Commercial_OR - Miscellaneous_New_Water Heating_Natural Gas_Commercial Laundry - Alternative Dry-Cleaning Methods_A_Achievable Technical Potential | F11 | Commercial | OR - Miscellaneous | New | Water Heating | Natural Gas | Commercial Laundry - Alternative Dry-Cleaning Methods | A | Purchases (Cumulative) | Achievable Technical Potential | 0 | 0 | 0 | 0 | 0 | 0 | 0 | 0 | 0 | 0 | 0 | 0 | 0 | 0 | 0 | 0 | 0 | 0 | 0 | 0 | 0 | 0 | 0 | 0 | 0 | 0 | 0
F1_Commercial_OR - Miscellaneous_New_Space Heating_Natural Gas_Advanced Kitchen Ventilation Controls_A_Achievable Technical Potential | F1 | Commercial | OR - Miscellaneous | New | Space Heating | Natural Gas | Advanced Kitchen Ventilation Controls | A | Integrated Unit Energy Savings (kWh or therms) | Achievable Technical Potential | 0 | 0 | 0 | 0 | 0 | 0 | 0 | 0 | 0 | 0 | 0 | 0 | 0 | 0 | 0 | 0 | 0 | 0 | 0 | 0 | 0 | 0 | 0 | 0 | 0 | 0 | 0
F2_Commercial_OR - Miscellaneous_New_Space Heating_Natural Gas_Advanced Kitchen Ventilation Controls_A_Achievable Technical Potential | F2 | Commercial | OR - Miscellaneous | New | Space Heating | Natural Gas | Advanced Kitchen Ventilation Controls | A | Integrated Unit Summer Peak Savings (kW) | Achievable Technical Potential | 0 | 0 | 0 | 0 | 0 | 0 | 0 | 0 | 0 | 0 | 0 | 0 | 0 | 0 | 0 | 0 | 0 | 0 | 0 | 0 | 0 | 0 | 0 | 0 | 0 | 0 | 0
F3_Commercial_OR - Miscellaneous_New_Space Heating_Natural Gas_Advanced Kitchen Ventilation Controls_A_Achievable Technical Potential | F3 | Commercial | OR - Miscellaneous | New | Space Heating | Natural Gas | Advanced Kitchen Ventilation Controls | A | Integrated Unit Winter Peak Savings (kW) | Achievable Technical Potential | 0 | 0 | 0 | 0 | 0 | 0 | 0 | 0 | 0 | 0 | 0 | 0 | 0 | 0 | 0 | 0 | 0 | 0 | 0 | 0 | 0 | 0 | 0 | 0 | 0 | 0 | 0
F4_Commercial_OR - Miscellaneous_New_Space Heating_Natural Gas_Advanced Kitchen Ventilation Controls_A_Achievable Technical Potential | F4 | Commercial | OR - Miscellaneous | New | Space Heating | Natural Gas | Advanced Kitchen Ventilation Controls | A | Incremental Energy Savings (MWh or mTherms) | Achievable Technical Potential | 0 | 0 | 0 | 0 | 0 | 0 | 0 | 0 | 0 | 0 | 0 | 0 | 0 | 0 | 0 | 0 | 0 | 0 | 0 | 0 | 0 | 0 | 0 | 0 | 0 | 0 | 0
F5_Commercial_OR - Miscellaneous_New_Space Heating_Natural Gas_Advanced Kitchen Ventilation Controls_A_Achievable Technical Potential | F5 | Commercial | OR - Miscellaneous | New | Space Heating | Natural Gas | Advanced Kitchen Ventilation Controls | A | Incremental Summer Peak Savings (MW) | Achievable Technical Potential | 0 | 0 | 0 | 0 | 0 | 0 | 0 | 0 | 0 | 0 | 0 | 0 | 0 | 0 | 0 | 0 | 0 | 0 | 0 | 0 | 0 | 0 | 0 | 0 | 0 | 0 | 0
F6_Commercial_OR - Miscellaneous_New_Space Heating_Natural Gas_Advanced Kitchen Ventilation Controls_A_Achievable Technical Potential | F6 | Commercial | OR - Miscellaneous | New | Space Heating | Natural Gas | Advanced Kitchen Ventilation Controls | A | Incremental Winter Peak Savings (MW) | Achievable Technical Potential | 0 | 0 | 0 | 0 | 0 | 0 | 0 | 0 | 0 | 0 | 0 | 0 | 0 | 0 | 0 | 0 | 0 | 0 | 0 | 0 | 0 | 0 | 0 | 0 | 0 | 0 | 0
F7_Commercial_OR - Miscellaneous_New_Space Heating_Natural Gas_Advanced Kitchen Ventilation Controls_A_Achievable Technical Potential | F7 | Commercial | OR - Miscellaneous | New | Space Heating | Natural Gas | Advanced Kitchen Ventilation Controls | A | Cumulative Energy Savings (MWh or mTherms) | Achievable Technical Potential | 0 | 0 | 0 | 0 | 0 | 0 | 0 | 0 | 0 | 0 | 0 | 0 | 0 | 0 | 0 | 0 | 0 | 0 | 0 | 0 | 0 | 0 | 0 | 0 | 0 | 0 | 0
F8_Commercial_OR - Miscellaneous_New_Space Heating_Natural Gas_Advanced Kitchen Ventilation Controls_A_Achievable Technical Potential | F8 | Commercial | OR - Miscellaneous | New | Space Heating | Natural Gas | Advanced Kitchen Ventilation Controls | A | Cumulative Summer Peak Savings (MW) | Achievable Technical Potential | 0 | 0 | 0 | 0 | 0 | 0 | 0 | 0 | 0 | 0 | 0 | 0 | 0 | 0 | 0 | 0 | 0 | 0 | 0 | 0 | 0 | 0 | 0 | 0 | 0 | 0 | 0
F9_Commercial_OR - Miscellaneous_New_Space Heating_Natural Gas_Advanced Kitchen Ventilation Controls_A_Achievable Technical Potential | F9 | Commercial | OR - Miscellaneous | New | Space Heating | Natural Gas | Advanced Kitchen Ventilation Controls | A | Cumulative Winter Peak Savings (MW) | Achievable Technical Potential | 0 | 0 | 0 | 0 | 0 | 0 | 0 | 0 | 0 | 0 | 0 | 0 | 0 | 0 | 0 | 0 | 0 | 0 | 0 | 0 | 0 | 0 | 0 | 0 | 0 | 0 | 0
F10_Commercial_OR - Miscellaneous_New_Space Heating_Natural Gas_Advanced Kitchen Ventilation Controls_A_Achievable Technical Potential | F10 | Commercial | OR - Miscellaneous | New | Space Heating | Natural Gas | Advanced Kitchen Ventilation Controls | A | Purchases (Incremental) | Achievable Technical Potential | 0 | 0 | 0 | 0 | 0 | 0 | 0 | 0 | 0 | 0 | 0 | 0 | 0 | 0 | 0 | 0 | 0 | 0 | 0 | 0 | 0 | 0 | 0 | 0 | 0 | 0 | 0
F11_Commercial_OR - Miscellaneous_New_Space Heating_Natural Gas_Advanced Kitchen Ventilation Controls_A_Achievable Technical Potential | F11 | Commercial | OR - Miscellaneous | New | Space Heating | Natural Gas | Advanced Kitchen Ventilation Controls | A | Purchases (Cumulative) | Achievable Technical Potential | 0 | 0 | 0 | 0 | 0 | 0 | 0 | 0 | 0 | 0 | 0 | 0 | 0 | 0 | 0 | 0 | 0 | 0 | 0 | 0 | 0 | 0 | 0 | 0 | 0 | 0 | 0
F1_Commercial_OR - Miscellaneous_New_Space Heating_Natural Gas_Infiltration Control - Loading Dock Sealing_A_Achievable Technical Potential | F1 | Commercial | OR - Miscellaneous | New | Space Heating | Natural Gas | Infiltration Control - Loading Dock Sealing | A | Integrated Unit Energy Savings (kWh or therms) | Achievable Technical Potential | 0 | 0 | 0 | 0 | 0 | 0 | 0 | 0 | 0 | 0 | 0 | 0 | 0 | 0 | 0 | 0 | 0 | 0 | 0 | 0 | 0 | 0 | 0 | 0 | 0 | 0 | 0
F2_Commercial_OR - Miscellaneous_New_Space Heating_Natural Gas_Infiltration Control - Loading Dock Sealing_A_Achievable Technical Potential | F2 | Commercial | OR - Miscellaneous | New | Space Heating | Natural Gas | Infiltration Control - Loading Dock Sealing | A | Integrated Unit Summer Peak Savings (kW) | Achievable Technical Potential | 0 | 0 | 0 | 0 | 0 | 0 | 0 | 0 | 0 | 0 | 0 | 0 | 0 | 0 | 0 | 0 | 0 | 0 | 0 | 0 | 0 | 0 | 0 | 0 | 0 | 0 | 0
F3_Commercial_OR - Miscellaneous_New_Space Heating_Natural Gas_Infiltration Control - Loading Dock Sealing_A_Achievable Technical Potential | F3 | Commercial | OR - Miscellaneous | New | Space Heating | Natural Gas | Infiltration Control - Loading Dock Sealing | A | Integrated Unit Winter Peak Savings (kW) | Achievable Technical Potential | 0 | 0 | 0 | 0 | 0 | 0 | 0 | 0 | 0 | 0 | 0 | 0 | 0 | 0 | 0 | 0 | 0 | 0 | 0 | 0 | 0 | 0 | 0 | 0 | 0 | 0 | 0
F4_Commercial_OR - Miscellaneous_New_Space Heating_Natural Gas_Infiltration Control - Loading Dock Sealing_A_Achievable Technical Potential | F4 | Commercial | OR - Miscellaneous | New | Space Heating | Natural Gas | Infiltration Control - Loading Dock Sealing | A | Incremental Energy Savings (MWh or mTherms) | Achievable Technical Potential | 0 | 0 | 0 | 0 | 0 | 0 | 0 | 0 | 0 | 0 | 0 | 0 | 0 | 0 | 0 | 0 | 0 | 0 | 0 | 0 | 0 | 0 | 0 | 0 | 0 | 0 | 0
F5_Commercial_OR - Miscellaneous_New_Space Heating_Natural Gas_Infiltration Control - Loading Dock Sealing_A_Achievable Technical Potential | F5 | Commercial | OR - Miscellaneous | New | Space Heating | Natural Gas | Infiltration Control - Loading Dock Sealing | A | Incremental Summer Peak Savings (MW) | Achievable Technical Potential | 0 | 0 | 0 | 0 | 0 | 0 | 0 | 0 | 0 | 0 | 0 | 0 | 0 | 0 | 0 | 0 | 0 | 0 | 0 | 0 | 0 | 0 | 0 | 0 | 0 | 0 | 0
F6_Commercial_OR - Miscellaneous_New_Space Heating_Natural Gas_Infiltration Control - Loading Dock Sealing_A_Achievable Technical Potential | F6 | Commercial | OR - Miscellaneous | New | Space Heating | Natural Gas | Infiltration Control - Loading Dock Sealing | A | Incremental Winter Peak Savings (MW) | Achievable Technical Potential | 0 | 0 | 0 | 0 | 0 | 0 | 0 | 0 | 0 | 0 | 0 | 0 | 0 | 0 | 0 | 0 | 0 | 0 | 0 | 0 | 0 | 0 | 0 | 0 | 0 | 0 | 0
F7_Commercial_OR - Miscellaneous_New_Space Heating_Natural Gas_Infiltration Control - Loading Dock Sealing_A_Achievable Technical Potential | F7 | Commercial | OR - Miscellaneous | New | Space Heating | Natural Gas | Infiltration Control - Loading Dock Sealing | A | Cumulative Energy Savings (MWh or mTherms) | Achievable Technical Potential | 0 | 0 | 0 | 0 | 0 | 0 | 0 | 0 | 0 | 0 | 0 | 0 | 0 | 0 | 0 | 0 | 0 | 0 | 0 | 0 | 0 | 0 | 0 | 0 | 0 | 0 | 0
F8_Commercial_OR - Miscellaneous_New_Space Heating_Natural Gas_Infiltration Control - Loading Dock Sealing_A_Achievable Technical Potential | F8 | Commercial | OR - Miscellaneous | New | Space Heating | Natural Gas | Infiltration Control - Loading Dock Sealing | A | Cumulative Summer Peak Savings (MW) | Achievable Technical Potential | 0 | 0 | 0 | 0 | 0 | 0 | 0 | 0 | 0 | 0 | 0 | 0 | 0 | 0 | 0 | 0 | 0 | 0 | 0 | 0 | 0 | 0 | 0 | 0 | 0 | 0 | 0
F9_Commercial_OR - Miscellaneous_New_Space Heating_Natural Gas_Infiltration Control - Loading Dock Sealing_A_Achievable Technical Potential | F9 | Commercial | OR - Miscellaneous | New | Space Heating | Natural Gas | Infiltration Control - Loading Dock Sealing | A | Cumulative Winter Peak Savings (MW) | Achievable Technical Potential | 0 | 0 | 0 | 0 | 0 | 0 | 0 | 0 | 0 | 0 | 0 | 0 | 0 | 0 | 0 | 0 | 0 | 0 | 0 | 0 | 0 | 0 | 0 | 0 | 0 | 0 | 0
F10_Commercial_OR - Miscellaneous_New_Space Heating_Natural Gas_Infiltration Control - Loading Dock Sealing_A_Achievable Technical Potential | F10 | Commercial | OR - Miscellaneous | New | Space Heating | Natural Gas | Infiltration Control - Loading Dock Sealing | A | Purchases (Incremental) | Achievable Technical Potential | 0 | 0 | 0 | 0 | 0 | 0 | 0 | 0 | 0 | 0 | 0 | 0 | 0 | 0 | 0 | 0 | 0 | 0 | 0 | 0 | 0 | 0 | 0 | 0 | 0 | 0 | 0
F11_Commercial_OR - Miscellaneous_New_Space Heating_Natural Gas_Infiltration Control - Loading Dock Sealing_A_Achievable Technical Potential | F11 | Commercial | OR - Miscellaneous | New | Space Heating | Natural Gas | Infiltration Control - Loading Dock Sealing | A | Purchases (Cumulative) | Achievable Technical Potential | 0 | 0 | 0 | 0 | 0 | 0 | 0 | 0 | 0 | 0 | 0 | 0 | 0 | 0 | 0 | 0 | 0 | 0 | 0 | 0 | 0 | 0 | 0 | 0 | 0 | 0 | 0
F1_Commercial_OR - Miscellaneous_New_Space Heating_Natural Gas_Greenhouse Heat Curtain_A_Achievable Technical Potential | F1 | Commercial | OR - Miscellaneous | New | Space Heating | Natural Gas | Greenhouse Heat Curtain | A | Integrated Unit Energy Savings (kWh or therms) | Achievable Technical Potential | 0 | 0 | 0 | 0 | 0 | 0 | 0 | 0 | 0 | 0 | 0 | 0 | 0 | 0 | 0 | 0 | 0 | 0 | 0 | 0 | 0 | 0 | 0 | 0 | 0 | 0 | 0
F2_Commercial_OR - Miscellaneous_New_Space Heating_Natural Gas_Greenhouse Heat Curtain_A_Achievable Technical Potential | F2 | Commercial | OR - Miscellaneous | New | Space Heating | Natural Gas | Greenhouse Heat Curtain | A | Integrated Unit Summer Peak Savings (kW) | Achievable Technical Potential | 0 | 0 | 0 | 0 | 0 | 0 | 0 | 0 | 0 | 0 | 0 | 0 | 0 | 0 | 0 | 0 | 0 | 0 | 0 | 0 | 0 | 0 | 0 | 0 | 0 | 0 | 0
F3_Commercial_OR - Miscellaneous_New_Space Heating_Natural Gas_Greenhouse Heat Curtain_A_Achievable Technical Potential | F3 | Commercial | OR - Miscellaneous | New | Space Heating | Natural Gas | Greenhouse Heat Curtain | A | Integrated Unit Winter Peak Savings (kW) | Achievable Technical Potential | 0 | 0 | 0 | 0 | 0 | 0 | 0 | 0 | 0 | 0 | 0 | 0 | 0 | 0 | 0 | 0 | 0 | 0 | 0 | 0 | 0 | 0 | 0 | 0 | 0 | 0 | 0
F4_Commercial_OR - Miscellaneous_New_Space Heating_Natural Gas_Greenhouse Heat Curtain_A_Achievable Technical Potential | F4 | Commercial | OR - Miscellaneous | New | Space Heating | Natural Gas | Greenhouse Heat Curtain | A | Incremental Energy Savings (MWh or mTherms) | Achievable Technical Potential | 0 | 0 | 0 | 0 | 0 | 0 | 0 | 0 | 0 | 0 | 0 | 0 | 0 | 0 | 0 | 0 | 0 | 0 | 0 | 0 | 0 | 0 | 0 | 0 | 0 | 0 | 0
F5_Commercial_OR - Miscellaneous_New_Space Heating_Natural Gas_Greenhouse Heat Curtain_A_Achievable Technical Potential | F5 | Commercial | OR - Miscellaneous | New | Space Heating | Natural Gas | Greenhouse Heat Curtain | A | Incremental Summer Peak Savings (MW) | Achievable Technical Potential | 0 | 0 | 0 | 0 | 0 | 0 | 0 | 0 | 0 | 0 | 0 | 0 | 0 | 0 | 0 | 0 | 0 | 0 | 0 | 0 | 0 | 0 | 0 | 0 | 0 | 0 | 0
F6_Commercial_OR - Miscellaneous_New_Space Heating_Natural Gas_Greenhouse Heat Curtain_A_Achievable Technical Potential | F6 | Commercial | OR - Miscellaneous | New | Space Heating | Natural Gas | Greenhouse Heat Curtain | A | Incremental Winter Peak Savings (MW) | Achievable Technical Potential | 0 | 0 | 0 | 0 | 0 | 0 | 0 | 0 | 0 | 0 | 0 | 0 | 0 | 0 | 0 | 0 | 0 | 0 | 0 | 0 | 0 | 0 | 0 | 0 | 0 | 0 | 0
F7_Commercial_OR - Miscellaneous_New_Space Heating_Natural Gas_Greenhouse Heat Curtain_A_Achievable Technical Potential | F7 | Commercial | OR - Miscellaneous | New | Space Heating | Natural Gas | Greenhouse Heat Curtain | A | Cumulative Energy Savings (MWh or mTherms) | Achievable Technical Potential | 0 | 0 | 0 | 0 | 0 | 0 | 0 | 0 | 0 | 0 | 0 | 0 | 0 | 0 | 0 | 0 | 0 | 0 | 0 | 0 | 0 | 0 | 0 | 0 | 0 | 0 | 0
F8_Commercial_OR - Miscellaneous_New_Space Heating_Natural Gas_Greenhouse Heat Curtain_A_Achievable Technical Potential | F8 | Commercial | OR - Miscellaneous | New | Space Heating | Natural Gas | Greenhouse Heat Curtain | A | Cumulative Summer Peak Savings (MW) | Achievable Technical Potential | 0 | 0 | 0 | 0 | 0 | 0 | 0 | 0 | 0 | 0 | 0 | 0 | 0 | 0 | 0 | 0 | 0 | 0 | 0 | 0 | 0 | 0 | 0 | 0 | 0 | 0 | 0
F9_Commercial_OR - Miscellaneous_New_Space Heating_Natural Gas_Greenhouse Heat Curtain_A_Achievable Technical Potential | F9 | Commercial | OR - Miscellaneous | New | Space Heating | Natural Gas | Greenhouse Heat Curtain | A | Cumulative Winter Peak Savings (MW) | Achievable Technical Potential | 0 | 0 | 0 | 0 | 0 | 0 | 0 | 0 | 0 | 0 | 0 | 0 | 0 | 0 | 0 | 0 | 0 | 0 | 0 | 0 | 0 | 0 | 0 | 0 | 0 | 0 | 0
F10_Commercial_OR - Miscellaneous_New_Space Heating_Natural Gas_Greenhouse Heat Curtain_A_Achievable Technical Potential | F10 | Commercial | OR - Miscellaneous | New | Space Heating | Natural Gas | Greenhouse Heat Curtain | A | Purchases (Incremental) | Achievable Technical Potential | 0 | 0 | 0 | 0 | 0 | 0 | 0 | 0 | 0 | 0 | 0 | 0 | 0 | 0 | 0 | 0 | 0 | 0 | 0 | 0 | 0 | 0 | 0 | 0 | 0 | 0 | 0
F11_Commercial_OR - Miscellaneous_New_Space Heating_Natural Gas_Greenhouse Heat Curtain_A_Achievable Technical Potential | F11 | Commercial | OR - Miscellaneous | New | Space Heating | Natural Gas | Greenhouse Heat Curtain | A | Purchases (Cumulative) | Achievable Technical Potential | 0 | 0 | 0 | 0 | 0 | 0 | 0 | 0 | 0 | 0 | 0 | 0 | 0 | 0 | 0 | 0 | 0 | 0 | 0 | 0 | 0 | 0 | 0 | 0 | 0 | 0 | 0
F1_Commercial_OR - Miscellaneous_New_Space Heating_Natural Gas_Ventilation - Parking Garages, Demand Controlled_A_Achievable Technical Potential | F1 | Commercial | OR - Miscellaneous | New | Space Heating | Natural Gas | Ventilation - Parking Garages, Demand Controlled | A | Integrated Unit Energy Savings (kWh or therms) | Achievable Technical Potential | 0 | 0 | 0 | 0 | 0 | 0 | 0 | 0 | 0 | 0 | 0 | 0 | 0 | 0 | 0 | 0 | 0 | 0 | 0 | 0 | 0 | 0 | 0 | 0 | 0 | 0 | 0
F2_Commercial_OR - Miscellaneous_New_Space Heating_Natural Gas_Ventilation - Parking Garages, Demand Controlled_A_Achievable Technical Potential | F2 | Commercial | OR - Miscellaneous | New | Space Heating | Natural Gas | Ventilation - Parking Garages, Demand Controlled | A | Integrated Unit Summer Peak Savings (kW) | Achievable Technical Potential | 0 | 0 | 0 | 0 | 0 | 0 | 0 | 0 | 0 | 0 | 0 | 0 | 0 | 0 | 0 | 0 | 0 | 0 | 0 | 0 | 0 | 0 | 0 | 0 | 0 | 0 | 0
F3_Commercial_OR - Miscellaneous_New_Space Heating_Natural Gas_Ventilation - Parking Garages, Demand Controlled_A_Achievable Technical Potential | F3 | Commercial | OR - Miscellaneous | New | Space Heating | Natural Gas | Ventilation - Parking Garages, Demand Controlled | A | Integrated Unit Winter Peak Savings (kW) | Achievable Technical Potential | 0 | 0 | 0 | 0 | 0 | 0 | 0 | 0 | 0 | 0 | 0 | 0 | 0 | 0 | 0 | 0 | 0 | 0 | 0 | 0 | 0 | 0 | 0 | 0 | 0 | 0 | 0
F4_Commercial_OR - Miscellaneous_New_Space Heating_Natural Gas_Ventilation - Parking Garages, Demand Controlled_A_Achievable Technical Potential | F4 | Commercial | OR - Miscellaneous | New | Space Heating | Natural Gas | Ventilation - Parking Garages, Demand Controlled | A | Incremental Energy Savings (MWh or mTherms) | Achievable Technical Potential | 0 | 0 | 0 | 0 | 0 | 0 | 0 | 0 | 0 | 0 | 0 | 0 | 0 | 0 | 0 | 0 | 0 | 0 | 0 | 0 | 0 | 0 | 0 | 0 | 0 | 0 | 0
F5_Commercial_OR - Miscellaneous_New_Space Heating_Natural Gas_Ventilation - Parking Garages, Demand Controlled_A_Achievable Technical Potential | F5 | Commercial | OR - Miscellaneous | New | Space Heating | Natural Gas | Ventilation - Parking Garages, Demand Controlled | A | Incremental Summer Peak Savings (MW) | Achievable Technical Potential | 0 | 0 | 0 | 0 | 0 | 0 | 0 | 0 | 0 | 0 | 0 | 0 | 0 | 0 | 0 | 0 | 0 | 0 | 0 | 0 | 0 | 0 | 0 | 0 | 0 | 0 | 0
F6_Commercial_OR - Miscellaneous_New_Space Heating_Natural Gas_Ventilation - Parking Garages, Demand Controlled_A_Achievable Technical Potential | F6 | Commercial | OR - Miscellaneous | New | Space Heating | Natural Gas | Ventilation - Parking Garages, Demand Controlled | A | Incremental Winter Peak Savings (MW) | Achievable Technical Potential | 0 | 0 | 0 | 0 | 0 | 0 | 0 | 0 | 0 | 0 | 0 | 0 | 0 | 0 | 0 | 0 | 0 | 0 | 0 | 0 | 0 | 0 | 0 | 0 | 0 | 0 | 0
F7_Commercial_OR - Miscellaneous_New_Space Heating_Natural Gas_Ventilation - Parking Garages, Demand Controlled_A_Achievable Technical Potential | F7 | Commercial | OR - Miscellaneous | New | Space Heating | Natural Gas | Ventilation - Parking Garages, Demand Controlled | A | Cumulative Energy Savings (MWh or mTherms) | Achievable Technical Potential | 0 | 0 | 0 | 0 | 0 | 0 | 0 | 0 | 0 | 0 | 0 | 0 | 0 | 0 | 0 | 0 | 0 | 0 | 0 | 0 | 0 | 0 | 0 | 0 | 0 | 0 | 0
F8_Commercial_OR - Miscellaneous_New_Space Heating_Natural Gas_Ventilation - Parking Garages, Demand Controlled_A_Achievable Technical Potential | F8 | Commercial | OR - Miscellaneous | New | Space Heating | Natural Gas | Ventilation - Parking Garages, Demand Controlled | A | Cumulative Summer Peak Savings (MW) | Achievable Technical Potential | 0 | 0 | 0 | 0 | 0 | 0 | 0 | 0 | 0 | 0 | 0 | 0 | 0 | 0 | 0 | 0 | 0 | 0 | 0 | 0 | 0 | 0 | 0 | 0 | 0 | 0 | 0
F9_Commercial_OR - Miscellaneous_New_Space Heating_Natural Gas_Ventilation - Parking Garages, Demand Controlled_A_Achievable Technical Potential | F9 | Commercial | OR - Miscellaneous | New | Space Heating | Natural Gas | Ventilation - Parking Garages, Demand Controlled | A | Cumulative Winter Peak Savings (MW) | Achievable Technical Potential | 0 | 0 | 0 | 0 | 0 | 0 | 0 | 0 | 0 | 0 | 0 | 0 | 0 | 0 | 0 | 0 | 0 | 0 | 0 | 0 | 0 | 0 | 0 | 0 | 0 | 0 | 0
F10_Commercial_OR - Miscellaneous_New_Space Heating_Natural Gas_Ventilation - Parking Garages, Demand Controlled_A_Achievable Technical Potential | F10 | Commercial | OR - Miscellaneous | New | Space Heating | Natural Gas | Ventilation - Parking Garages, Demand Controlled | A | Purchases (Incremental) | Achievable Technical Potential | 0 | 0 | 0 | 0 | 0 | 0 | 0 | 0 | 0 | 0 | 0 | 0 | 0 | 0 | 0 | 0 | 0 | 0 | 0 | 0 | 0 | 0 | 0 | 0 | 0 | 0 | 0
F11_Commercial_OR - Miscellaneous_New_Space Heating_Natural Gas_Ventilation - Parking Garages, Demand Controlled_A_Achievable Technical Potential | F11 | Commercial | OR - Miscellaneous | New | Space Heating | Natural Gas | Ventilation - Parking Garages, Demand Controlled | A | Purchases (Cumulative) | Achievable Technical Potential | 0 | 0 | 0 | 0 | 0 | 0 | 0 | 0 | 0 | 0 | 0 | 0 | 0 | 0 | 0 | 0 | 0 | 0 | 0 | 0 | 0 | 0 | 0 | 0 | 0 | 0 | 0
F1_Commercial_OR - Miscellaneous_New_Miscellaneous_Natural Gas_Pool Heater - Night Covers_A_Achievable Technical Potential | F1 | Commercial | OR - Miscellaneous | New | Miscellaneous | Natural Gas | Pool Heater - Night Covers | A | Integrated Unit Energy Savings (kWh or therms) | Achievable Technical Potential | 0 | 0 | 0 | 0 | 0 | 0 | 0 | 0 | 0 | 0 | 0 | 0 | 0 | 0 | 0 | 0 | 0 | 0 | 0 | 0 | 0 | 0 | 0 | 0 | 0 | 0 | 0
F2_Commercial_OR - Miscellaneous_New_Miscellaneous_Natural Gas_Pool Heater - Night Covers_A_Achievable Technical Potential | F2 | Commercial | OR - Miscellaneous | New | Miscellaneous | Natural Gas | Pool Heater - Night Covers | A | Integrated Unit Summer Peak Savings (kW) | Achievable Technical Potential | 0 | 0 | 0 | 0 | 0 | 0 | 0 | 0 | 0 | 0 | 0 | 0 | 0 | 0 | 0 | 0 | 0 | 0 | 0 | 0 | 0 | 0 | 0 | 0 | 0 | 0 | 0
F3_Commercial_OR - Miscellaneous_New_Miscellaneous_Natural Gas_Pool Heater - Night Covers_A_Achievable Technical Potential | F3 | Commercial | OR - Miscellaneous | New | Miscellaneous | Natural Gas | Pool Heater - Night Covers | A | Integrated Unit Winter Peak Savings (kW) | Achievable Technical Potential | 0 | 0 | 0 | 0 | 0 | 0 | 0 | 0 | 0 | 0 | 0 | 0 | 0 | 0 | 0 | 0 | 0 | 0 | 0 | 0 | 0 | 0 | 0 | 0 | 0 | 0 | 0
F4_Commercial_OR - Miscellaneous_New_Miscellaneous_Natural Gas_Pool Heater - Night Covers_A_Achievable Technical Potential | F4 | Commercial | OR - Miscellaneous | New | Miscellaneous | Natural Gas | Pool Heater - Night Covers | A | Incremental Energy Savings (MWh or mTherms) | Achievable Technical Potential | 0 | 0 | 0 | 0 | 0 | 0 | 0 | 0 | 0 | 0 | 0 | 0 | 0 | 0 | 0 | 0 | 0 | 0 | 0 | 0 | 0 | 0 | 0 | 0 | 0 | 0 | 0
F5_Commercial_OR - Miscellaneous_New_Miscellaneous_Natural Gas_Pool Heater - Night Covers_A_Achievable Technical Potential | F5 | Commercial | OR - Miscellaneous | New | Miscellaneous | Natural Gas | Pool Heater - Night Covers | A | Incremental Summer Peak Savings (MW) | Achievable Technical Potential | 0 | 0 | 0 | 0 | 0 | 0 | 0 | 0 | 0 | 0 | 0 | 0 | 0 | 0 | 0 | 0 | 0 | 0 | 0 | 0 | 0 | 0 | 0 | 0 | 0 | 0 | 0
F6_Commercial_OR - Miscellaneous_New_Miscellaneous_Natural Gas_Pool Heater - Night Covers_A_Achievable Technical Potential | F6 | Commercial | OR - Miscellaneous | New | Miscellaneous | Natural Gas | Pool Heater - Night Covers | A | Incremental Winter Peak Savings (MW) | Achievable Technical Potential | 0 | 0 | 0 | 0 | 0 | 0 | 0 | 0 | 0 | 0 | 0 | 0 | 0 | 0 | 0 | 0 | 0 | 0 | 0 | 0 | 0 | 0 | 0 | 0 | 0 | 0 | 0
F7_Commercial_OR - Miscellaneous_New_Miscellaneous_Natural Gas_Pool Heater - Night Covers_A_Achievable Technical Potential | F7 | Commercial | OR - Miscellaneous | New | Miscellaneous | Natural Gas | Pool Heater - Night Covers | A | Cumulative Energy Savings (MWh or mTherms) | Achievable Technical Potential | 0 | 0 | 0 | 0 | 0 | 0 | 0 | 0 | 0 | 0 | 0 | 0 | 0 | 0 | 0 | 0 | 0 | 0 | 0 | 0 | 0 | 0 | 0 | 0 | 0 | 0 | 0
F8_Commercial_OR - Miscellaneous_New_Miscellaneous_Natural Gas_Pool Heater - Night Covers_A_Achievable Technical Potential | F8 | Commercial | OR - Miscellaneous | New | Miscellaneous | Natural Gas | Pool Heater - Night Covers | A | Cumulative Summer Peak Savings (MW) | Achievable Technical Potential | 0 | 0 | 0 | 0 | 0 | 0 | 0 | 0 | 0 | 0 | 0 | 0 | 0 | 0 | 0 | 0 | 0 | 0 | 0 | 0 | 0 | 0 | 0 | 0 | 0 | 0 | 0
F9_Commercial_OR - Miscellaneous_New_Miscellaneous_Natural Gas_Pool Heater - Night Covers_A_Achievable Technical Potential | F9 | Commercial | OR - Miscellaneous | New | Miscellaneous | Natural Gas | Pool Heater - Night Covers | A | Cumulative Winter Peak Savings (MW) | Achievable Technical Potential | 0 | 0 | 0 | 0 | 0 | 0 | 0 | 0 | 0 | 0 | 0 | 0 | 0 | 0 | 0 | 0 | 0 | 0 | 0 | 0 | 0 | 0 | 0 | 0 | 0 | 0 | 0
F10_Commercial_OR - Miscellaneous_New_Miscellaneous_Natural Gas_Pool Heater - Night Covers_A_Achievable Technical Potential | F10 | Commercial | OR - Miscellaneous | New | Miscellaneous | Natural Gas | Pool Heater - Night Covers | A | Purchases (Incremental) | Achievable Technical Potential | 0 | 0 | 0 | 0 | 0 | 0 | 0 | 0 | 0 | 0 | 0 | 0 | 0 | 0 | 0 | 0 | 0 | 0 | 0 | 0 | 0 | 0 | 0 | 0 | 0 | 0 | 0
F11_Commercial_OR - Miscellaneous_New_Miscellaneous_Natural Gas_Pool Heater - Night Covers_A_Achievable Technical Potential | F11 | Commercial | OR - Miscellaneous | New | Miscellaneous | Natural Gas | Pool Heater - Night Covers | A | Purchases (Cumulative) | Achievable Technical Potential | 0 | 0 | 0 | 0 | 0 | 0 | 0 | 0 | 0 | 0 | 0 | 0 | 0 | 0 | 0 | 0 | 0 | 0 | 0 | 0 | 0 | 0 | 0 | 0 | 0 | 0 | 0
F1_Commercial_OR - Miscellaneous_New_Space Heating_Natural Gas_Advanced New Construction Designs_A_Achievable Technical Potential | F1 | Commercial | OR - Miscellaneous | New | Space Heating | Natural Gas | Advanced New Construction Designs | A | Integrated Unit Energy Savings (kWh or therms) | Achievable Technical Potential | 0 | 0 | 0 | 0 | 0 | 0 | 0 | 0 | 0 | 0 | 0 | 0 | 0 | 0 | 0 | 0 | 0 | 0 | 0 | 0 | 0 | 0 | 0 | 0 | 0 | 0 | 0
F2_Commercial_OR - Miscellaneous_New_Space Heating_Natural Gas_Advanced New Construction Designs_A_Achievable Technical Potential | F2 | Commercial | OR - Miscellaneous | New | Space Heating | Natural Gas | Advanced New Construction Designs | A | Integrated Unit Summer Peak Savings (kW) | Achievable Technical Potential | 0 | 0 | 0 | 0 | 0 | 0 | 0 | 0 | 0 | 0 | 0 | 0 | 0 | 0 | 0 | 0 | 0 | 0 | 0 | 0 | 0 | 0 | 0 | 0 | 0 | 0 | 0
F3_Commercial_OR - Miscellaneous_New_Space Heating_Natural Gas_Advanced New Construction Designs_A_Achievable Technical Potential | F3 | Commercial | OR - Miscellaneous | New | Space Heating | Natural Gas | Advanced New Construction Designs | A | Integrated Unit Winter Peak Savings (kW) | Achievable Technical Potential | 0 | 0 | 0 | 0 | 0 | 0 | 0 | 0 | 0 | 0 | 0 | 0 | 0 | 0 | 0 | 0 | 0 | 0 | 0 | 0 | 0 | 0 | 0 | 0 | 0 | 0 | 0
F4_Commercial_OR - Miscellaneous_New_Space Heating_Natural Gas_Advanced New Construction Designs_A_Achievable Technical Potential | F4 | Commercial | OR - Miscellaneous | New | Space Heating | Natural Gas | Advanced New Construction Designs | A | Incremental Energy Savings (MWh or mTherms) | Achievable Technical Potential | 0 | 0 | 0 | 0 | 0 | 0 | 0 | 0 | 0 | 0 | 0 | 0 | 0 | 0 | 0 | 0 | 0 | 0 | 0 | 0 | 0 | 0 | 0 | 0 | 0 | 0 | 0
F5_Commercial_OR - Miscellaneous_New_Space Heating_Natural Gas_Advanced New Construction Designs_A_Achievable Technical Potential | F5 | Commercial | OR - Miscellaneous | New | Space Heating | Natural Gas | Advanced New Construction Designs | A | Incremental Summer Peak Savings (MW) | Achievable Technical Potential | 0 | 0 | 0 | 0 | 0 | 0 | 0 | 0 | 0 | 0 | 0 | 0 | 0 | 0 | 0 | 0 | 0 | 0 | 0 | 0 | 0 | 0 | 0 | 0 | 0 | 0 | 0
F6_Commercial_OR - Miscellaneous_New_Space Heating_Natural Gas_Advanced New Construction Designs_A_Achievable Technical Potential | F6 | Commercial | OR - Miscellaneous | New | Space Heating | Natural Gas | Advanced New Construction Designs | A | Incremental Winter Peak Savings (MW) | Achievable Technical Potential | 0 | 0 | 0 | 0 | 0 | 0 | 0 | 0 | 0 | 0 | 0 | 0 | 0 | 0 | 0 | 0 | 0 | 0 | 0 | 0 | 0 | 0 | 0 | 0 | 0 | 0 | 0
F7_Commercial_OR - Miscellaneous_New_Space Heating_Natural Gas_Advanced New Construction Designs_A_Achievable Technical Potential | F7 | Commercial | OR - Miscellaneous | New | Space Heating | Natural Gas | Advanced New Construction Designs | A | Cumulative Energy Savings (MWh or mTherms) | Achievable Technical Potential | 0 | 0 | 0 | 0 | 0 | 0 | 0 | 0 | 0 | 0 | 0 | 0 | 0 | 0 | 0 | 0 | 0 | 0 | 0 | 0 | 0 | 0 | 0 | 0 | 0 | 0 | 0
F8_Commercial_OR - Miscellaneous_New_Space Heating_Natural Gas_Advanced New Construction Designs_A_Achievable Technical Potential | F8 | Commercial | OR - Miscellaneous | New | Space Heating | Natural Gas | Advanced New Construction Designs | A | Cumulative Summer Peak Savings (MW) | Achievable Technical Potential | 0 | 0 | 0 | 0 | 0 | 0 | 0 | 0 | 0 | 0 | 0 | 0 | 0 | 0 | 0 | 0 | 0 | 0 | 0 | 0 | 0 | 0 | 0 | 0 | 0 | 0 | 0
F9_Commercial_OR - Miscellaneous_New_Space Heating_Natural Gas_Advanced New Construction Designs_A_Achievable Technical Potential | F9 | Commercial | OR - Miscellaneous | New | Space Heating | Natural Gas | Advanced New Construction Designs | A | Cumulative Winter Peak Savings (MW) | Achievable Technical Potential | 0 | 0 | 0 | 0 | 0 | 0 | 0 | 0 | 0 | 0 | 0 | 0 | 0 | 0 | 0 | 0 | 0 | 0 | 0 | 0 | 0 | 0 | 0 | 0 | 0 | 0 | 0
F10_Commercial_OR - Miscellaneous_New_Space Heating_Natural Gas_Advanced New Construction Designs_A_Achievable Technical Potential | F10 | Commercial | OR - Miscellaneous | New | Space Heating | Natural Gas | Advanced New Construction Designs | A | Purchases (Incremental) | Achievable Technical Potential | 0 | 0 | 0 | 0 | 0 | 0 | 0 | 0 | 0 | 0 | 0 | 0 | 0 | 0 | 0 | 0 | 0 | 0 | 0 | 0 | 0 | 0 | 0 | 0 | 0 | 0 | 0
F11_Commercial_OR - Miscellaneous_New_Space Heating_Natural Gas_Advanced New Construction Designs_A_Achievable Technical Potential | F11 | Commercial | OR - Miscellaneous | New | Space Heating | Natural Gas | Advanced New Construction Designs | A | Purchases (Cumulative) | Achievable Technical Potential | 0 | 0 | 0 | 0 | 0 | 0 | 0 | 0 | 0 | 0 | 0 | 0 | 0 | 0 | 0 | 0 | 0 | 0 | 0 | 0 | 0 | 0 | 0 | 0 | 0 | 0 | 0
F1_Commercial_OR - Miscellaneous_New_Water Heating_Natural Gas_Advanced New Construction Designs_A_Achievable Technical Potential | F1 | Commercial | OR - Miscellaneous | New | Water Heating | Natural Gas | Advanced New Construction Designs | A | Integrated Unit Energy Savings (kWh or therms) | Achievable Technical Potential | 0 | 0 | 0 | 0 | 0 | 0 | 0 | 0 | 0 | 0 | 0 | 0 | 0 | 0 | 0 | 0 | 0 | 0 | 0 | 0 | 0 | 0 | 0 | 0 | 0 | 0 | 0
F2_Commercial_OR - Miscellaneous_New_Water Heating_Natural Gas_Advanced New Construction Designs_A_Achievable Technical Potential | F2 | Commercial | OR - Miscellaneous | New | Water Heating | Natural Gas | Advanced New Construction Designs | A | Integrated Unit Summer Peak Savings (kW) | Achievable Technical Potential | 0 | 0 | 0 | 0 | 0 | 0 | 0 | 0 | 0 | 0 | 0 | 0 | 0 | 0 | 0 | 0 | 0 | 0 | 0 | 0 | 0 | 0 | 0 | 0 | 0 | 0 | 0
F3_Commercial_OR - Miscellaneous_New_Water Heating_Natural Gas_Advanced New Construction Designs_A_Achievable Technical Potential | F3 | Commercial | OR - Miscellaneous | New | Water Heating | Natural Gas | Advanced New Construction Designs | A | Integrated Unit Winter Peak Savings (kW) | Achievable Technical Potential | 0 | 0 | 0 | 0 | 0 | 0 | 0 | 0 | 0 | 0 | 0 | 0 | 0 | 0 | 0 | 0 | 0 | 0 | 0 | 0 | 0 | 0 | 0 | 0 | 0 | 0 | 0
F4_Commercial_OR - Miscellaneous_New_Water Heating_Natural Gas_Advanced New Construction Designs_A_Achievable Technical Potential | F4 | Commercial | OR - Miscellaneous | New | Water Heating | Natural Gas | Advanced New Construction Designs | A | Incremental Energy Savings (MWh or mTherms) | Achievable Technical Potential | 0 | 0 | 0 | 0 | 0 | 0 | 0 | 0 | 0 | 0 | 0 | 0 | 0 | 0 | 0 | 0 | 0 | 0 | 0 | 0 | 0 | 0 | 0 | 0 | 0 | 0 | 0
F5_Commercial_OR - Miscellaneous_New_Water Heating_Natural Gas_Advanced New Construction Designs_A_Achievable Technical Potential | F5 | Commercial | OR - Miscellaneous | New | Water Heating | Natural Gas | Advanced New Construction Designs | A | Incremental Summer Peak Savings (MW) | Achievable Technical Potential | 0 | 0 | 0 | 0 | 0 | 0 | 0 | 0 | 0 | 0 | 0 | 0 | 0 | 0 | 0 | 0 | 0 | 0 | 0 | 0 | 0 | 0 | 0 | 0 | 0 | 0 | 0
F6_Commercial_OR - Miscellaneous_New_Water Heating_Natural Gas_Advanced New Construction Designs_A_Achievable Technical Potential | F6 | Commercial | OR - Miscellaneous | New | Water Heating | Natural Gas | Advanced New Construction Designs | A | Incremental Winter Peak Savings (MW) | Achievable Technical Potential | 0 | 0 | 0 | 0 | 0 | 0 | 0 | 0 | 0 | 0 | 0 | 0 | 0 | 0 | 0 | 0 | 0 | 0 | 0 | 0 | 0 | 0 | 0 | 0 | 0 | 0 | 0
F7_Commercial_OR - Miscellaneous_New_Water Heating_Natural Gas_Advanced New Construction Designs_A_Achievable Technical Potential | F7 | Commercial | OR - Miscellaneous | New | Water Heating | Natural Gas | Advanced New Construction Designs | A | Cumulative Energy Savings (MWh or mTherms) | Achievable Technical Potential | 0 | 0 | 0 | 0 | 0 | 0 | 0 | 0 | 0 | 0 | 0 | 0 | 0 | 0 | 0 | 0 | 0 | 0 | 0 | 0 | 0 | 0 | 0 | 0 | 0 | 0 | 0
F8_Commercial_OR - Miscellaneous_New_Water Heating_Natural Gas_Advanced New Construction Designs_A_Achievable Technical Potential | F8 | Commercial | OR - Miscellaneous | New | Water Heating | Natural Gas | Advanced New Construction Designs | A | Cumulative Summer Peak Savings (MW) | Achievable Technical Potential | 0 | 0 | 0 | 0 | 0 | 0 | 0 | 0 | 0 | 0 | 0 | 0 | 0 | 0 | 0 | 0 | 0 | 0 | 0 | 0 | 0 | 0 | 0 | 0 | 0 | 0 | 0
F9_Commercial_OR - Miscellaneous_New_Water Heating_Natural Gas_Advanced New Construction Designs_A_Achievable Technical Potential | F9 | Commercial | OR - Miscellaneous | New | Water Heating | Natural Gas | Advanced New Construction Designs | A | Cumulative Winter Peak Savings (MW) | Achievable Technical Potential | 0 | 0 | 0 | 0 | 0 | 0 | 0 | 0 | 0 | 0 | 0 | 0 | 0 | 0 | 0 | 0 | 0 | 0 | 0 | 0 | 0 | 0 | 0 | 0 | 0 | 0 | 0
F10_Commercial_OR - Miscellaneous_New_Water Heating_Natural Gas_Advanced New Construction Designs_A_Achievable Technical Potential | F10 | Commercial | OR - Miscellaneous | New | Water Heating | Natural Gas | Advanced New Construction Designs | A | Purchases (Incremental) | Achievable Technical Potential | 0 | 0 | 0 | 0 | 0 | 0 | 0 | 0 | 0 | 0 | 0 | 0 | 0 | 0 | 0 | 0 | 0 | 0 | 0 | 0 | 0 | 0 | 0 | 0 | 0 | 0 | 0
F11_Commercial_OR - Miscellaneous_New_Water Heating_Natural Gas_Advanced New Construction Designs_A_Achievable Technical Potential | F11 | Commercial | OR - Miscellaneous | New | Water Heating | Natural Gas | Advanced New Construction Designs | A | Purchases (Cumulative) | Achievable Technical Potential | 0 | 0 | 0 | 0 | 0 | 0 | 0 | 0 | 0 | 0 | 0 | 0 | 0 | 0 | 0 | 0 | 0 | 0 | 0 | 0 | 0 | 0 | 0 | 0 | 0 | 0 | 0
F1_Commercial_OR - Miscellaneous_New_Space Heating_Natural Gas_Strategic Energy Management_A_Achievable Technical Potential | F1 | Commercial | OR - Miscellaneous | New | Space Heating | Natural Gas | Strategic Energy Management | A | Integrated Unit Energy Savings (kWh or therms) | Achievable Technical Potential | 0 | 0 | 0 | 0 | 0 | 0 | 0 | 0 | 0 | 0 | 0 | 0 | 0 | 0 | 0 | 0 | 0 | 0 | 0 | 0 | 0 | 0 | 0 | 0 | 0 | 0 | 0
F2_Commercial_OR - Miscellaneous_New_Space Heating_Natural Gas_Strategic Energy Management_A_Achievable Technical Potential | F2 | Commercial | OR - Miscellaneous | New | Space Heating | Natural Gas | Strategic Energy Management | A | Integrated Unit Summer Peak Savings (kW) | Achievable Technical Potential | 0 | 0 | 0 | 0 | 0 | 0 | 0 | 0 | 0 | 0 | 0 | 0 | 0 | 0 | 0 | 0 | 0 | 0 | 0 | 0 | 0 | 0 | 0 | 0 | 0 | 0 | 0
F3_Commercial_OR - Miscellaneous_New_Space Heating_Natural Gas_Strategic Energy Management_A_Achievable Technical Potential | F3 | Commercial | OR - Miscellaneous | New | Space Heating | Natural Gas | Strategic Energy Management | A | Integrated Unit Winter Peak Savings (kW) | Achievable Technical Potential | 0 | 0 | 0 | 0 | 0 | 0 | 0 | 0 | 0 | 0 | 0 | 0 | 0 | 0 | 0 | 0 | 0 | 0 | 0 | 0 | 0 | 0 | 0 | 0 | 0 | 0 | 0
F4_Commercial_OR - Miscellaneous_New_Space Heating_Natural Gas_Strategic Energy Management_A_Achievable Technical Potential | F4 | Commercial | OR - Miscellaneous | New | Space Heating | Natural Gas | Strategic Energy Management | A | Incremental Energy Savings (MWh or mTherms) | Achievable Technical Potential | 0 | 0 | 0 | 0 | 0 | 0 | 0 | 0 | 0 | 0 | 0 | 0 | 0 | 0 | 0 | 0 | 0 | 0 | 0 | 0 | 0 | 0 | 0 | 0 | 0 | 0 | 0
F5_Commercial_OR - Miscellaneous_New_Space Heating_Natural Gas_Strategic Energy Management_A_Achievable Technical Potential | F5 | Commercial | OR - Miscellaneous | New | Space Heating | Natural Gas | Strategic Energy Management | A | Incremental Summer Peak Savings (MW) | Achievable Technical Potential | 0 | 0 | 0 | 0 | 0 | 0 | 0 | 0 | 0 | 0 | 0 | 0 | 0 | 0 | 0 | 0 | 0 | 0 | 0 | 0 | 0 | 0 | 0 | 0 | 0 | 0 | 0
F6_Commercial_OR - Miscellaneous_New_Space Heating_Natural Gas_Strategic Energy Management_A_Achievable Technical Potential | F6 | Commercial | OR - Miscellaneous | New | Space Heating | Natural Gas | Strategic Energy Management | A | Incremental Winter Peak Savings (MW) | Achievable Technical Potential | 0 | 0 | 0 | 0 | 0 | 0 | 0 | 0 | 0 | 0 | 0 | 0 | 0 | 0 | 0 | 0 | 0 | 0 | 0 | 0 | 0 | 0 | 0 | 0 | 0 | 0 | 0
F7_Commercial_OR - Miscellaneous_New_Space Heating_Natural Gas_Strategic Energy Management_A_Achievable Technical Potential | F7 | Commercial | OR - Miscellaneous | New | Space Heating | Natural Gas | Strategic Energy Management | A | Cumulative Energy Savings (MWh or mTherms) | Achievable Technical Potential | 0 | 0 | 0 | 0 | 0 | 0 | 0 | 0 | 0 | 0 | 0 | 0 | 0 | 0 | 0 | 0 | 0 | 0 | 0 | 0 | 0 | 0 | 0 | 0 | 0 | 0 | 0
F8_Commercial_OR - Miscellaneous_New_Space Heating_Natural Gas_Strategic Energy Management_A_Achievable Technical Potential | F8 | Commercial | OR - Miscellaneous | New | Space Heating | Natural Gas | Strategic Energy Management | A | Cumulative Summer Peak Savings (MW) | Achievable Technical Potential | 0 | 0 | 0 | 0 | 0 | 0 | 0 | 0 | 0 | 0 | 0 | 0 | 0 | 0 | 0 | 0 | 0 | 0 | 0 | 0 | 0 | 0 | 0 | 0 | 0 | 0 | 0
F9_Commercial_OR - Miscellaneous_New_Space Heating_Natural Gas_Strategic Energy Management_A_Achievable Technical Potential | F9 | Commercial | OR - Miscellaneous | New | Space Heating | Natural Gas | Strategic Energy Management | A | Cumulative Winter Peak Savings (MW) | Achievable Technical Potential | 0 | 0 | 0 | 0 | 0 | 0 | 0 | 0 | 0 | 0 | 0 | 0 | 0 | 0 | 0 | 0 | 0 | 0 | 0 | 0 | 0 | 0 | 0 | 0 | 0 | 0 | 0
F10_Commercial_OR - Miscellaneous_New_Space Heating_Natural Gas_Strategic Energy Management_A_Achievable Technical Potential | F10 | Commercial | OR - Miscellaneous | New | Space Heating | Natural Gas | Strategic Energy Management | A | Purchases (Incremental) | Achievable Technical Potential | 0 | 0 | 0 | 0 | 0 | 0 | 0 | 0 | 0 | 0 | 0 | 0 | 0 | 0 | 0 | 0 | 0 | 0 | 0 | 0 | 0 | 0 | 0 | 0 | 0 | 0 | 0
F11_Commercial_OR - Miscellaneous_New_Space Heating_Natural Gas_Strategic Energy Management_A_Achievable Technical Potential | F11 | Commercial | OR - Miscellaneous | New | Space Heating | Natural Gas | Strategic Energy Management | A | Purchases (Cumulative) | Achievable Technical Potential | 0 | 0 | 0 | 0 | 0 | 0 | 0 | 0 | 0 | 0 | 0 | 0 | 0 | 0 | 0 | 0 | 0 | 0 | 0 | 0 | 0 | 0 | 0 | 0 | 0 | 0 | 0
F1_Commercial_OR - Miscellaneous_New_Water Heating_Natural Gas_Strategic Energy Management_A_Achievable Technical Potential | F1 | Commercial | OR - Miscellaneous | New | Water Heating | Natural Gas | Strategic Energy Management | A | Integrated Unit Energy Savings (kWh or therms) | Achievable Technical Potential | 0 | 0 | 0 | 0 | 0 | 0 | 0 | 0 | 0 | 0 | 0 | 0 | 0 | 0 | 0 | 0 | 0 | 0 | 0 | 0 | 0 | 0 | 0 | 0 | 0 | 0 | 0
F2_Commercial_OR - Miscellaneous_New_Water Heating_Natural Gas_Strategic Energy Management_A_Achievable Technical Potential | F2 | Commercial | OR - Miscellaneous | New | Water Heating | Natural Gas | Strategic Energy Management | A | Integrated Unit Summer Peak Savings (kW) | Achievable Technical Potential | 0 | 0 | 0 | 0 | 0 | 0 | 0 | 0 | 0 | 0 | 0 | 0 | 0 | 0 | 0 | 0 | 0 | 0 | 0 | 0 | 0 | 0 | 0 | 0 | 0 | 0 | 0
F3_Commercial_OR - Miscellaneous_New_Water Heating_Natural Gas_Strategic Energy Management_A_Achievable Technical Potential | F3 | Commercial | OR - Miscellaneous | New | Water Heating | Natural Gas | Strategic Energy Management | A | Integrated Unit Winter Peak Savings (kW) | Achievable Technical Potential | 0 | 0 | 0 | 0 | 0 | 0 | 0 | 0 | 0 | 0 | 0 | 0 | 0 | 0 | 0 | 0 | 0 | 0 | 0 | 0 | 0 | 0 | 0 | 0 | 0 | 0 | 0
F4_Commercial_OR - Miscellaneous_New_Water Heating_Natural Gas_Strategic Energy Management_A_Achievable Technical Potential | F4 | Commercial | OR - Miscellaneous | New | Water Heating | Natural Gas | Strategic Energy Management | A | Incremental Energy Savings (MWh or mTherms) | Achievable Technical Potential | 0 | 0 | 0 | 0 | 0 | 0 | 0 | 0 | 0 | 0 | 0 | 0 | 0 | 0 | 0 | 0 | 0 | 0 | 0 | 0 | 0 | 0 | 0 | 0 | 0 | 0 | 0
F5_Commercial_OR - Miscellaneous_New_Water Heating_Natural Gas_Strategic Energy Management_A_Achievable Technical Potential | F5 | Commercial | OR - Miscellaneous | New | Water Heating | Natural Gas | Strategic Energy Management | A | Incremental Summer Peak Savings (MW) | Achievable Technical Potential | 0 | 0 | 0 | 0 | 0 | 0 | 0 | 0 | 0 | 0 | 0 | 0 | 0 | 0 | 0 | 0 | 0 | 0 | 0 | 0 | 0 | 0 | 0 | 0 | 0 | 0 | 0
F6_Commercial_OR - Miscellaneous_New_Water Heating_Natural Gas_Strategic Energy Management_A_Achievable Technical Potential | F6 | Commercial | OR - Miscellaneous | New | Water Heating | Natural Gas | Strategic Energy Management | A | Incremental Winter Peak Savings (MW) | Achievable Technical Potential | 0 | 0 | 0 | 0 | 0 | 0 | 0 | 0 | 0 | 0 | 0 | 0 | 0 | 0 | 0 | 0 | 0 | 0 | 0 | 0 | 0 | 0 | 0 | 0 | 0 | 0 | 0
F7_Commercial_OR - Miscellaneous_New_Water Heating_Natural Gas_Strategic Energy Management_A_Achievable Technical Potential | F7 | Commercial | OR - Miscellaneous | New | Water Heating | Natural Gas | Strategic Energy Management | A | Cumulative Energy Savings (MWh or mTherms) | Achievable Technical Potential | 0 | 0 | 0 | 0 | 0 | 0 | 0 | 0 | 0 | 0 | 0 | 0 | 0 | 0 | 0 | 0 | 0 | 0 | 0 | 0 | 0 | 0 | 0 | 0 | 0 | 0 | 0
F8_Commercial_OR - Miscellaneous_New_Water Heating_Natural Gas_Strategic Energy Management_A_Achievable Technical Potential | F8 | Commercial | OR - Miscellaneous | New | Water Heating | Natural Gas | Strategic Energy Management | A | Cumulative Summer Peak Savings (MW) | Achievable Technical Potential | 0 | 0 | 0 | 0 | 0 | 0 | 0 | 0 | 0 | 0 | 0 | 0 | 0 | 0 | 0 | 0 | 0 | 0 | 0 | 0 | 0 | 0 | 0 | 0 | 0 | 0 | 0
F9_Commercial_OR - Miscellaneous_New_Water Heating_Natural Gas_Strategic Energy Management_A_Achievable Technical Potential | F9 | Commercial | OR - Miscellaneous | New | Water Heating | Natural Gas | Strategic Energy Management | A | Cumulative Winter Peak Savings (MW) | Achievable Technical Potential | 0 | 0 | 0 | 0 | 0 | 0 | 0 | 0 | 0 | 0 | 0 | 0 | 0 | 0 | 0 | 0 | 0 | 0 | 0 | 0 | 0 | 0 | 0 | 0 | 0 | 0 | 0
F10_Commercial_OR - Miscellaneous_New_Water Heating_Natural Gas_Strategic Energy Management_A_Achievable Technical Potential | F10 | Commercial | OR - Miscellaneous | New | Water Heating | Natural Gas | Strategic Energy Management | A | Purchases (Incremental) | Achievable Technical Potential | 0 | 0 | 0 | 0 | 0 | 0 | 0 | 0 | 0 | 0 | 0 | 0 | 0 | 0 | 0 | 0 | 0 | 0 | 0 | 0 | 0 | 0 | 0 | 0 | 0 | 0 | 0
F11_Commercial_OR - Miscellaneous_New_Water Heating_Natural Gas_Strategic Energy Management_A_Achievable Technical Potential | F11 | Commercial | OR - Miscellaneous | New | Water Heating | Natural Gas | Strategic Energy Management | A | Purchases (Cumulative) | Achievable Technical Potential | 0 | 0 | 0 | 0 | 0 | 0 | 0 | 0 | 0 | 0 | 0 | 0 | 0 | 0 | 0 | 0 | 0 | 0 | 0 | 0 | 0 | 0 | 0 | 0 | 0 | 0 | 0
F1_Commercial_OR - Miscellaneous_New_Space Heating_Natural Gas_Retrocommissioning_A_Achievable Technical Potential | F1 | Commercial | OR - Miscellaneous | New | Space Heating | Natural Gas | Retrocommissioning | A | Integrated Unit Energy Savings (kWh or therms) | Achievable Technical Potential | 0 | 0 | 0 | 0 | 0 | 0 | 0 | 0 | 0 | 0 | 0 | 0 | 0 | 0 | 0 | 0 | 0 | 0 | 0 | 0 | 0 | 0 | 0 | 0 | 0 | 0 | 0
F2_Commercial_OR - Miscellaneous_New_Space Heating_Natural Gas_Retrocommissioning_A_Achievable Technical Potential | F2 | Commercial | OR - Miscellaneous | New | Space Heating | Natural Gas | Retrocommissioning | A | Integrated Unit Summer Peak Savings (kW) | Achievable Technical Potential | 0 | 0 | 0 | 0 | 0 | 0 | 0 | 0 | 0 | 0 | 0 | 0 | 0 | 0 | 0 | 0 | 0 | 0 | 0 | 0 | 0 | 0 | 0 | 0 | 0 | 0 | 0
F3_Commercial_OR - Miscellaneous_New_Space Heating_Natural Gas_Retrocommissioning_A_Achievable Technical Potential | F3 | Commercial | OR - Miscellaneous | New | Space Heating | Natural Gas | Retrocommissioning | A | Integrated Unit Winter Peak Savings (kW) | Achievable Technical Potential | 0 | 0 | 0 | 0 | 0 | 0 | 0 | 0 | 0 | 0 | 0 | 0 | 0 | 0 | 0 | 0 | 0 | 0 | 0 | 0 | 0 | 0 | 0 | 0 | 0 | 0 | 0
F4_Commercial_OR - Miscellaneous_New_Space Heating_Natural Gas_Retrocommissioning_A_Achievable Technical Potential | F4 | Commercial | OR - Miscellaneous | New | Space Heating | Natural Gas | Retrocommissioning | A | Incremental Energy Savings (MWh or mTherms) | Achievable Technical Potential | 0 | 0 | 0 | 0 | 0 | 0 | 0 | 0 | 0 | 0 | 0 | 0 | 0 | 0 | 0 | 0 | 0 | 0 | 0 | 0 | 0 | 0 | 0 | 0 | 0 | 0 | 0
F5_Commercial_OR - Miscellaneous_New_Space Heating_Natural Gas_Retrocommissioning_A_Achievable Technical Potential | F5 | Commercial | OR - Miscellaneous | New | Space Heating | Natural Gas | Retrocommissioning | A | Incremental Summer Peak Savings (MW) | Achievable Technical Potential | 0 | 0 | 0 | 0 | 0 | 0 | 0 | 0 | 0 | 0 | 0 | 0 | 0 | 0 | 0 | 0 | 0 | 0 | 0 | 0 | 0 | 0 | 0 | 0 | 0 | 0 | 0
F6_Commercial_OR - Miscellaneous_New_Space Heating_Natural Gas_Retrocommissioning_A_Achievable Technical Potential | F6 | Commercial | OR - Miscellaneous | New | Space Heating | Natural Gas | Retrocommissioning | A | Incremental Winter Peak Savings (MW) | Achievable Technical Potential | 0 | 0 | 0 | 0 | 0 | 0 | 0 | 0 | 0 | 0 | 0 | 0 | 0 | 0 | 0 | 0 | 0 | 0 | 0 | 0 | 0 | 0 | 0 | 0 | 0 | 0 | 0
F7_Commercial_OR - Miscellaneous_New_Space Heating_Natural Gas_Retrocommissioning_A_Achievable Technical Potential | F7 | Commercial | OR - Miscellaneous | New | Space Heating | Natural Gas | Retrocommissioning | A | Cumulative Energy Savings (MWh or mTherms) | Achievable Technical Potential | 0 | 0 | 0 | 0 | 0 | 0 | 0 | 0 | 0 | 0 | 0 | 0 | 0 | 0 | 0 | 0 | 0 | 0 | 0 | 0 | 0 | 0 | 0 | 0 | 0 | 0 | 0
F8_Commercial_OR - Miscellaneous_New_Space Heating_Natural Gas_Retrocommissioning_A_Achievable Technical Potential | F8 | Commercial | OR - Miscellaneous | New | Space Heating | Natural Gas | Retrocommissioning | A | Cumulative Summer Peak Savings (MW) | Achievable Technical Potential | 0 | 0 | 0 | 0 | 0 | 0 | 0 | 0 | 0 | 0 | 0 | 0 | 0 | 0 | 0 | 0 | 0 | 0 | 0 | 0 | 0 | 0 | 0 | 0 | 0 | 0 | 0
F9_Commercial_OR - Miscellaneous_New_Space Heating_Natural Gas_Retrocommissioning_A_Achievable Technical Potential | F9 | Commercial | OR - Miscellaneous | New | Space Heating | Natural Gas | Retrocommissioning | A | Cumulative Winter Peak Savings (MW) | Achievable Technical Potential | 0 | 0 | 0 | 0 | 0 | 0 | 0 | 0 | 0 | 0 | 0 | 0 | 0 | 0 | 0 | 0 | 0 | 0 | 0 | 0 | 0 | 0 | 0 | 0 | 0 | 0 | 0
F10_Commercial_OR - Miscellaneous_New_Space Heating_Natural Gas_Retrocommissioning_A_Achievable Technical Potential | F10 | Commercial | OR - Miscellaneous | New | Space Heating | Natural Gas | Retrocommissioning | A | Purchases (Incremental) | Achievable Technical Potential | 0 | 0 | 0 | 0 | 0 | 0 | 0 | 0 | 0 | 0 | 0 | 0 | 0 | 0 | 0 | 0 | 0 | 0 | 0 | 0 | 0 | 0 | 0 | 0 | 0 | 0 | 0
F11_Commercial_OR - Miscellaneous_New_Space Heating_Natural Gas_Retrocommissioning_A_Achievable Technical Potential | F11 | Commercial | OR - Miscellaneous | New | Space Heating | Natural Gas | Retrocommissioning | A | Purchases (Cumulative) | Achievable Technical Potential | 0 | 0 | 0 | 0 | 0 | 0 | 0 | 0 | 0 | 0 | 0 | 0 | 0 | 0 | 0 | 0 | 0 | 0 | 0 | 0 | 0 | 0 | 0 | 0 | 0 | 0 | 0
F1_Commercial_OR - Miscellaneous_New_Water Heating_Natural Gas_Retrocommissioning_A_Achievable Technical Potential | F1 | Commercial | OR - Miscellaneous | New | Water Heating | Natural Gas | Retrocommissioning | A | Integrated Unit Energy Savings (kWh or therms) | Achievable Technical Potential | 0 | 0 | 0 | 0 | 0 | 0 | 0 | 0 | 0 | 0 | 0 | 0 | 0 | 0 | 0 | 0 | 0 | 0 | 0 | 0 | 0 | 0 | 0 | 0 | 0 | 0 | 0
F2_Commercial_OR - Miscellaneous_New_Water Heating_Natural Gas_Retrocommissioning_A_Achievable Technical Potential | F2 | Commercial | OR - Miscellaneous | New | Water Heating | Natural Gas | Retrocommissioning | A | Integrated Unit Summer Peak Savings (kW) | Achievable Technical Potential | 0 | 0 | 0 | 0 | 0 | 0 | 0 | 0 | 0 | 0 | 0 | 0 | 0 | 0 | 0 | 0 | 0 | 0 | 0 | 0 | 0 | 0 | 0 | 0 | 0 | 0 | 0
F3_Commercial_OR - Miscellaneous_New_Water Heating_Natural Gas_Retrocommissioning_A_Achievable Technical Potential | F3 | Commercial | OR - Miscellaneous | New | Water Heating | Natural Gas | Retrocommissioning | A | Integrated Unit Winter Peak Savings (kW) | Achievable Technical Potential | 0 | 0 | 0 | 0 | 0 | 0 | 0 | 0 | 0 | 0 | 0 | 0 | 0 | 0 | 0 | 0 | 0 | 0 | 0 | 0 | 0 | 0 | 0 | 0 | 0 | 0 | 0
F4_Commercial_OR - Miscellaneous_New_Water Heating_Natural Gas_Retrocommissioning_A_Achievable Technical Potential | F4 | Commercial | OR - Miscellaneous | New | Water Heating | Natural Gas | Retrocommissioning | A | Incremental Energy Savings (MWh or mTherms) | Achievable Technical Potential | 0 | 0 | 0 | 0 | 0 | 0 | 0 | 0 | 0 | 0 | 0 | 0 | 0 | 0 | 0 | 0 | 0 | 0 | 0 | 0 | 0 | 0 | 0 | 0 | 0 | 0 | 0
F5_Commercial_OR - Miscellaneous_New_Water Heating_Natural Gas_Retrocommissioning_A_Achievable Technical Potential | F5 | Commercial | OR - Miscellaneous | New | Water Heating | Natural Gas | Retrocommissioning | A | Incremental Summer Peak Savings (MW) | Achievable Technical Potential | 0 | 0 | 0 | 0 | 0 | 0 | 0 | 0 | 0 | 0 | 0 | 0 | 0 | 0 | 0 | 0 | 0 | 0 | 0 | 0 | 0 | 0 | 0 | 0 | 0 | 0 | 0
F6_Commercial_OR - Miscellaneous_New_Water Heating_Natural Gas_Retrocommissioning_A_Achievable Technical Potential | F6 | Commercial | OR - Miscellaneous | New | Water Heating | Natural Gas | Retrocommissioning | A | Incremental Winter Peak Savings (MW) | Achievable Technical Potential | 0 | 0 | 0 | 0 | 0 | 0 | 0 | 0 | 0 | 0 | 0 | 0 | 0 | 0 | 0 | 0 | 0 | 0 | 0 | 0 | 0 | 0 | 0 | 0 | 0 | 0 | 0
F7_Commercial_OR - Miscellaneous_New_Water Heating_Natural Gas_Retrocommissioning_A_Achievable Technical Potential | F7 | Commercial | OR - Miscellaneous | New | Water Heating | Natural Gas | Retrocommissioning | A | Cumulative Energy Savings (MWh or mTherms) | Achievable Technical Potential | 0 | 0 | 0 | 0 | 0 | 0 | 0 | 0 | 0 | 0 | 0 | 0 | 0 | 0 | 0 | 0 | 0 | 0 | 0 | 0 | 0 | 0 | 0 | 0 | 0 | 0 | 0
F8_Commercial_OR - Miscellaneous_New_Water Heating_Natural Gas_Retrocommissioning_A_Achievable Technical Potential | F8 | Commercial | OR - Miscellaneous | New | Water Heating | Natural Gas | Retrocommissioning | A | Cumulative Summer Peak Savings (MW) | Achievable Technical Potential | 0 | 0 | 0 | 0 | 0 | 0 | 0 | 0 | 0 | 0 | 0 | 0 | 0 | 0 | 0 | 0 | 0 | 0 | 0 | 0 | 0 | 0 | 0 | 0 | 0 | 0 | 0
F9_Commercial_OR - Miscellaneous_New_Water Heating_Natural Gas_Retrocommissioning_A_Achievable Technical Potential | F9 | Commercial | OR - Miscellaneous | New | Water Heating | Natural Gas | Retrocommissioning | A | Cumulative Winter Peak Savings (MW) | Achievable Technical Potential | 0 | 0 | 0 | 0 | 0 | 0 | 0 | 0 | 0 | 0 | 0 | 0 | 0 | 0 | 0 | 0 | 0 | 0 | 0 | 0 | 0 | 0 | 0 | 0 | 0 | 0 | 0
F10_Commercial_OR - Miscellaneous_New_Water Heating_Natural Gas_Retrocommissioning_A_Achievable Technical Potential | F10 | Commercial | OR - Miscellaneous | New | Water Heating | Natural Gas | Retrocommissioning | A | Purchases (Incremental) | Achievable Technical Potential | 0 | 0 | 0 | 0 | 0 | 0 | 0 | 0 | 0 | 0 | 0 | 0 | 0 | 0 | 0 | 0 | 0 | 0 | 0 | 0 | 0 | 0 | 0 | 0 | 0 | 0 | 0
F11_Commercial_OR - Miscellaneous_New_Water Heating_Natural Gas_Retrocommissioning_A_Achievable Technical Potential | F11 | Commercial | OR - Miscellaneous | New | Water Heating | Natural Gas | Retrocommissioning | A | Purchases (Cumulative) | Achievable Technical Potential | 0 | 0 | 0 | 0 | 0 | 0 | 0 | 0 | 0 | 0 | 0 | 0 | 0 | 0 | 0 | 0 | 0 | 0 | 0 | 0 | 0 | 0 | 0 | 0 | 0 | 0 | 0
F1_Commercial_OR - Health_Existing_Space Heating_Natural Gas_Insulation - Ceiling_A_Achievable Technical Potential | F1 | Commercial | OR - Health | Existing | Space Heating | Natural Gas | Insulation - Ceiling | A | Integrated Unit Energy Savings (kWh or therms) | Achievable Technical Potential | 0 | 0 | 0.016436 | 0.016318 | 0.016185 | 0.016039 | 0.015877 | 0.015694 | 0.015488 | 0.015257 | 0.015001 | 0.014722 | 0.014428 | 0.014127 | 0.013831 | 0.013553 | 0.013303 | 0.013105 | 0.012961 | 0.012844 | 0.012764 | 0.012691 | 0.012657 | 0.012624 | 0.012592 | 0.012562 | 0.012533
F2_Commercial_OR - Health_Existing_Space Heating_Natural Gas_Insulation - Ceiling_A_Achievable Technical Potential | F2 | Commercial | OR - Health | Existing | Space Heating | Natural Gas | Insulation - Ceiling | A | Integrated Unit Summer Peak Savings (kW) | Achievable Technical Potential | 0 | 0 | 0 | 0 | 0 | 0 | 0 | 0 | 0 | 0 | 0 | 0 | 0 | 0 | 0 | 0 | 0 | 0 | 0 | 0 | 0 | 0 | 0 | 0 | 0 | 0 | 0
F3_Commercial_OR - Health_Existing_Space Heating_Natural Gas_Insulation - Ceiling_A_Achievable Technical Potential | F3 | Commercial | OR - Health | Existing | Space Heating | Natural Gas | Insulation - Ceiling | A | Integrated Unit Winter Peak Savings (kW) | Achievable Technical Potential | 0 | 0 | 0 | 0 | 0 | 0 | 0 | 0 | 0 | 0 | 0 | 0 | 0 | 0 | 0 | 0 | 0 | 0 | 0 | 0 | 0 | 0 | 0 | 0 | 0 | 0 | 0
F4_Commercial_OR - Health_Existing_Space Heating_Natural Gas_Insulation - Ceiling_A_Achievable Technical Potential | F4 | Commercial | OR - Health | Existing | Space Heating | Natural Gas | Insulation - Ceiling | A | Incremental Energy Savings (MWh or mTherms) | Achievable Technical Potential | 0 | 0 | 0.051485 | 0.027505 | 0.092288 | 0.14877 | 0.22352 | 0.31643 | 0.42479 | 0.54247 | 0.65967 | 0.76346 | 0.83942 | 0.87437 | 0.85966 | 0.79409 | 0.68529 | 0.54952 | 0.40622 | 0.29495 | 0.15993 | 0.12722 | 0 | 0 | 0 | 0 | 0
F5_Commercial_OR - Health_Existing_Space Heating_Natural Gas_Insulation - Ceiling_A_Achievable Technical Potential | F5 | Commercial | OR - Health | Existing | Space Heating | Natural Gas | Insulation - Ceiling | A | Incremental Summer Peak Savings (MW) | Achievable Technical Potential | 0 | 0 | 0 | 0 | 0 | 0 | 0 | 0 | 0 | 0 | 0 | 0 | 0 | 0 | 0 | 0 | 0 | 0 | 0 | 0 | 0 | 0 | 0 | 0 | 0 | 0 | 0
F6_Commercial_OR - Health_Existing_Space Heating_Natural Gas_Insulation - Ceiling_A_Achievable Technical Potential | F6 | Commercial | OR - Health | Existing | Space Heating | Natural Gas | Insulation - Ceiling | A | Incremental Winter Peak Savings (MW) | Achievable Technical Potential | 0 | 0 | 0 | 0 | 0 | 0 | 0 | 0 | 0 | 0 | 0 | 0 | 0 | 0 | 0 | 0 | 0 | 0 | 0 | 0 | 0 | 0 | 0 | 0 | 0 | 0 | 0
F7_Commercial_OR - Health_Existing_Space Heating_Natural Gas_Insulation - Ceiling_A_Achievable Technical Potential | F7 | Commercial | OR - Health | Existing | Space Heating | Natural Gas | Insulation - Ceiling | A | Cumulative Energy Savings (MWh or mTherms) | Achievable Technical Potential | 0 | 0 | 0.051485 | 0.078621 | 0.17027 | 0.3175 | 0.5378 | 0.84803 | 1.2617 | 1.7853 | 2.415 | 3.1336 | 3.9104 | 4.7032 | 5.4645 | 6.1488 | 6.7205 | 7.1698 | 7.4972 | 7.7248 | 7.8364 | 7.9191 | 7.8976 | 7.877 | 7.8574 | 7.8386 | 7.8206
F8_Commercial_OR - Health_Existing_Space Heating_Natural Gas_Insulation - Ceiling_A_Achievable Technical Potential | F8 | Commercial | OR - Health | Existing | Space Heating | Natural Gas | Insulation - Ceiling | A | Cumulative Summer Peak Savings (MW) | Achievable Technical Potential | 0 | 0 | 0 | 0 | 0 | 0 | 0 | 0 | 0 | 0 | 0 | 0 | 0 | 0 | 0 | 0 | 0 | 0 | 0 | 0 | 0 | 0 | 0 | 0 | 0 | 0 | 0
F9_Commercial_OR - Health_Existing_Space Heating_Natural Gas_Insulation - Ceiling_A_Achievable Technical Potential | F9 | Commercial | OR - Health | Existing | Space Heating | Natural Gas | Insulation - Ceiling | A | Cumulative Winter Peak Savings (MW) | Achievable Technical Potential | 0 | 0 | 0 | 0 | 0 | 0 | 0 | 0 | 0 | 0 | 0 | 0 | 0 | 0 | 0 | 0 | 0 | 0 | 0 | 0 | 0 | 0 | 0 | 0 | 0 | 0 | 0
F10_Commercial_OR - Health_Existing_Space Heating_Natural Gas_Insulation - Ceiling_A_Achievable Technical Potential | F10 | Commercial | OR - Health | Existing | Space Heating | Natural Gas | Insulation - Ceiling | A | Purchases (Incremental) | Achievable Technical Potential | 0 | 0 | 3132.4133 | 1685.5257 | 5701.9659 | 9275.0291 | 14078.1987 | 20162.9888 | 27427.2019 | 35555.5597 | 43976.0994 | 51858.2678 | 58181.6063 | 61894.2748 | 62152.6752 | 58589.3782 | 51513.1673 | 41932.7178 | 31342.6546 | 22963.6197 | 12529.653 | 10023.7224 | 0 | 0 | 0 | 0 | 0
F11_Commercial_OR - Health_Existing_Space Heating_Natural Gas_Insulation - Ceiling_A_Achievable Technical Potential | F11 | Commercial | OR - Health | Existing | Space Heating | Natural Gas | Insulation - Ceiling | A | Purchases (Cumulative) | Achievable Technical Potential | 0 | 0 | 3132.4133 | 4817.9389 | 10519.9048 | 19794.9339 | 33873.1327 | 54036.1214 | 81463.3233 | 117018.883 | 160994.9824 | 212853.2502 | 271034.8564 | 332929.1312 | 395081.8064 | 453671.1846 | 505184.3519 | 547117.0697 | 578459.7243 | 601423.344 | 613952.997 | 623976.7194 | 623976.7194 | 623976.7194 | 623976.7194 | 623976.7194 | 623976.7194
F1_Commercial_OR - Health_Existing_Space Heating_Natural Gas_Insulation - Ducting_A_Achievable Technical Potential | F1 | Commercial | OR - Health | Existing | Space Heating | Natural Gas | Insulation - Ducting | A | Integrated Unit Energy Savings (kWh or therms) | Achievable Technical Potential | 0 | 0 | 0 | 0 | 0 | 0 | 0 | 0 | 0 | 0 | 0 | 0 | 0 | 0 | 0 | 0 | 0 | 0 | 0 | 0 | 0 | 0 | 0 | 0 | 0 | 0 | 0
F2_Commercial_OR - Health_Existing_Space Heating_Natural Gas_Insulation - Ducting_A_Achievable Technical Potential | F2 | Commercial | OR - Health | Existing | Space Heating | Natural Gas | Insulation - Ducting | A | Integrated Unit Summer Peak Savings (kW) | Achievable Technical Potential | 0 | 0 | 0 | 0 | 0 | 0 | 0 | 0 | 0 | 0 | 0 | 0 | 0 | 0 | 0 | 0 | 0 | 0 | 0 | 0 | 0 | 0 | 0 | 0 | 0 | 0 | 0
F3_Commercial_OR - Health_Existing_Space Heating_Natural Gas_Insulation - Ducting_A_Achievable Technical Potential | F3 | Commercial | OR - Health | Existing | Space Heating | Natural Gas | Insulation - Ducting | A | Integrated Unit Winter Peak Savings (kW) | Achievable Technical Potential | 0 | 0 | 0 | 0 | 0 | 0 | 0 | 0 | 0 | 0 | 0 | 0 | 0 | 0 | 0 | 0 | 0 | 0 | 0 | 0 | 0 | 0 | 0 | 0 | 0 | 0 | 0
F4_Commercial_OR - Health_Existing_Space Heating_Natural Gas_Insulation - Ducting_A_Achievable Technical Potential | F4 | Commercial | OR - Health | Existing | Space Heating | Natural Gas | Insulation - Ducting | A | Incremental Energy Savings (MWh or mTherms) | Achievable Technical Potential | 0 | 0 | 0 | 0 | 0 | 0 | 0 | 0 | 0 | 0 | 0 | 0 | 0 | 0 | 0 | 0 | 0 | 0 | 0 | 0 | 0 | 0 | 0 | 0 | 0 | 0 | 0
F5_Commercial_OR - Health_Existing_Space Heating_Natural Gas_Insulation - Ducting_A_Achievable Technical Potential | F5 | Commercial | OR - Health | Existing | Space Heating | Natural Gas | Insulation - Ducting | A | Incremental Summer Peak Savings (MW) | Achievable Technical Potential | 0 | 0 | 0 | 0 | 0 | 0 | 0 | 0 | 0 | 0 | 0 | 0 | 0 | 0 | 0 | 0 | 0 | 0 | 0 | 0 | 0 | 0 | 0 | 0 | 0 | 0 | 0
F6_Commercial_OR - Health_Existing_Space Heating_Natural Gas_Insulation - Ducting_A_Achievable Technical Potential | F6 | Commercial | OR - Health | Existing | Space Heating | Natural Gas | Insulation - Ducting | A | Incremental Winter Peak Savings (MW) | Achievable Technical Potential | 0 | 0 | 0 | 0 | 0 | 0 | 0 | 0 | 0 | 0 | 0 | 0 | 0 | 0 | 0 | 0 | 0 | 0 | 0 | 0 | 0 | 0 | 0 | 0 | 0 | 0 | 0
F7_Commercial_OR - Health_Existing_Space Heating_Natural Gas_Insulation - Ducting_A_Achievable Technical Potential | F7 | Commercial | OR - Health | Existing | Space Heating | Natural Gas | Insulation - Ducting | A | Cumulative Energy Savings (MWh or mTherms) | Achievable Technical Potential | 0 | 0 | 0 | 0 | 0 | 0 | 0 | 0 | 0 | 0 | 0 | 0 | 0 | 0 | 0 | 0 | 0 | 0 | 0 | 0 | 0 | 0 | 0 | 0 | 0 | 0 | 0
F8_Commercial_OR - Health_Existing_Space Heating_Natural Gas_Insulation - Ducting_A_Achievable Technical Potential | F8 | Commercial | OR - Health | Existing | Space Heating | Natural Gas | Insulation - Ducting | A | Cumulative Summer Peak Savings (MW) | Achievable Technical Potential | 0 | 0 | 0 | 0 | 0 | 0 | 0 | 0 | 0 | 0 | 0 | 0 | 0 | 0 | 0 | 0 | 0 | 0 | 0 | 0 | 0 | 0 | 0 | 0 | 0 | 0 | 0
F9_Commercial_OR - Health_Existing_Space Heating_Natural Gas_Insulation - Ducting_A_Achievable Technical Potential | F9 | Commercial | OR - Health | Existing | Space Heating | Natural Gas | Insulation - Ducting | A | Cumulative Winter Peak Savings (MW) | Achievable Technical Potential | 0 | 0 | 0 | 0 | 0 | 0 | 0 | 0 | 0 | 0 | 0 | 0 | 0 | 0 | 0 | 0 | 0 | 0 | 0 | 0 | 0 | 0 | 0 | 0 | 0 | 0 | 0
F10_Commercial_OR - Health_Existing_Space Heating_Natural Gas_Insulation - Ducting_A_Achievable Technical Potential | F10 | Commercial | OR - Health | Existing | Space Heating | Natural Gas | Insulation - Ducting | A | Purchases (Incremental) | Achievable Technical Potential | 0 | 0 | 783.1033 | 421.3814 | 1425.4915 | 2318.7573 | 3519.5497 | 5040.7472 | 6856.8005 | 8888.8899 | 10994.0248 | 12964.5669 | 14545.4016 | 15473.5687 | 15538.1688 | 14647.3445 | 12878.2918 | 10483.1795 | 7835.6636 | 5740.9049 | 3132.4133 | 2505.9306 | 0 | 0 | 0 | 0 | 0
F11_Commercial_OR - Health_Existing_Space Heating_Natural Gas_Insulation - Ducting_A_Achievable Technical Potential | F11 | Commercial | OR - Health | Existing | Space Heating | Natural Gas | Insulation - Ducting | A | Purchases (Cumulative) | Achievable Technical Potential | 0 | 0 | 783.1033 | 1204.4847 | 2629.9762 | 4948.7335 | 8468.2832 | 13509.0304 | 20365.8308 | 29254.7207 | 40248.7456 | 53213.3125 | 67758.7141 | 83232.2828 | 98770.4516 | 113417.7961 | 126296.088 | 136779.2674 | 144614.9311 | 150355.836 | 153488.2493 | 155994.1799 | 155994.1799 | 155994.1799 | 155994.1799 | 155994.1799 | 155994.1799
F1_Commercial_OR - Health_Existing_Space Heating_Natural Gas_Insulation - Wall Cavity_A_Achievable Technical Potential | F1 | Commercial | OR - Health | Existing | Space Heating | Natural Gas | Insulation - Wall Cavity | A | Integrated Unit Energy Savings (kWh or therms) | Achievable Technical Potential | 0 | 0 | 0.051835 | 0.051568 | 0.051279 | 0.050972 | 0.050642 | 0.050285 | 0.049897 | 0.049478 | 0.049023 | 0.048538 | 0.04803 | 0.047512 | 0.047 | 0.04651 | 0.04606 | 0.045679 | 0.045372 | 0.045107 | 0.044893 | 0.044695 | 0.044573 | 0.044457 | 0.044346 | 0.04424 | 0.044139
F2_Commercial_OR - Health_Existing_Space Heating_Natural Gas_Insulation - Wall Cavity_A_Achievable Technical Potential | F2 | Commercial | OR - Health | Existing | Space Heating | Natural Gas | Insulation - Wall Cavity | A | Integrated Unit Summer Peak Savings (kW) | Achievable Technical Potential | 0 | 0 | 0 | 0 | 0 | 0 | 0 | 0 | 0 | 0 | 0 | 0 | 0 | 0 | 0 | 0 | 0 | 0 | 0 | 0 | 0 | 0 | 0 | 0 | 0 | 0 | 0
F3_Commercial_OR - Health_Existing_Space Heating_Natural Gas_Insulation - Wall Cavity_A_Achievable Technical Potential | F3 | Commercial | OR - Health | Existing | Space Heating | Natural Gas | Insulation - Wall Cavity | A | Integrated Unit Winter Peak Savings (kW) | Achievable Technical Potential | 0 | 0 | 0 | 0 | 0 | 0 | 0 | 0 | 0 | 0 | 0 | 0 | 0 | 0 | 0 | 0 | 0 | 0 | 0 | 0 | 0 | 0 | 0 | 0 | 0 | 0 | 0
F4_Commercial_OR - Health_Existing_Space Heating_Natural Gas_Insulation - Wall Cavity_A_Achievable Technical Potential | F4 | Commercial | OR - Health | Existing | Space Heating | Natural Gas | Insulation - Wall Cavity | A | Incremental Energy Savings (MWh or mTherms) | Achievable Technical Potential | 0 | 0 | 0.061863 | 0.033116 | 0.1114 | 0.18012 | 0.27163 | 0.38629 | 0.52142 | 0.67026 | 0.82138 | 0.95902 | 1.0647 | 1.1204 | 1.113 | 1.0382 | 0.904 | 0.72978 | 0.54181 | 0.39465 | 0.21431 | 0.17069 | 0 | 0 | 0 | 0 | 0
F5_Commercial_OR - Health_Existing_Space Heating_Natural Gas_Insulation - Wall Cavity_A_Achievable Technical Potential | F5 | Commercial | OR - Health | Existing | Space Heating | Natural Gas | Insulation - Wall Cavity | A | Incremental Summer Peak Savings (MW) | Achievable Technical Potential | 0 | 0 | 0 | 0 | 0 | 0 | 0 | 0 | 0 | 0 | 0 | 0 | 0 | 0 | 0 | 0 | 0 | 0 | 0 | 0 | 0 | 0 | 0 | 0 | 0 | 0 | 0
F6_Commercial_OR - Health_Existing_Space Heating_Natural Gas_Insulation - Wall Cavity_A_Achievable Technical Potential | F6 | Commercial | OR - Health | Existing | Space Heating | Natural Gas | Insulation - Wall Cavity | A | Incremental Winter Peak Savings (MW) | Achievable Technical Potential | 0 | 0 | 0 | 0 | 0 | 0 | 0 | 0 | 0 | 0 | 0 | 0 | 0 | 0 | 0 | 0 | 0 | 0 | 0 | 0 | 0 | 0 | 0 | 0 | 0 | 0 | 0
F7_Commercial_OR - Health_Existing_Space Heating_Natural Gas_Insulation - Wall Cavity_A_Achievable Technical Potential | F7 | Commercial | OR - Health | Existing | Space Heating | Natural Gas | Insulation - Wall Cavity | A | Cumulative Energy Savings (MWh or mTherms) | Achievable Technical Potential | 0 | 0 | 0.061863 | 0.094661 | 0.20553 | 0.38443 | 0.65357 | 1.0352 | 1.5487 | 2.2059 | 3.007 | 3.9363 | 4.9598 | 6.0267 | 7.0747 | 8.0393 | 8.8654 | 9.5218 | 9.9997 | 10.336 | 10.5011 | 10.6255 | 10.5965 | 10.569 | 10.5427 | 10.5175 | 10.4933
F8_Commercial_OR - Health_Existing_Space Heating_Natural Gas_Insulation - Wall Cavity_A_Achievable Technical Potential | F8 | Commercial | OR - Health | Existing | Space Heating | Natural Gas | Insulation - Wall Cavity | A | Cumulative Summer Peak Savings (MW) | Achievable Technical Potential | 0 | 0 | 0 | 0 | 0 | 0 | 0 | 0 | 0 | 0 | 0 | 0 | 0 | 0 | 0 | 0 | 0 | 0 | 0 | 0 | 0 | 0 | 0 | 0 | 0 | 0 | 0
F9_Commercial_OR - Health_Existing_Space Heating_Natural Gas_Insulation - Wall Cavity_A_Achievable Technical Potential | F9 | Commercial | OR - Health | Existing | Space Heating | Natural Gas | Insulation - Wall Cavity | A | Cumulative Winter Peak Savings (MW) | Achievable Technical Potential | 0 | 0 | 0 | 0 | 0 | 0 | 0 | 0 | 0 | 0 | 0 | 0 | 0 | 0 | 0 | 0 | 0 | 0 | 0 | 0 | 0 | 0 | 0 | 0 | 0 | 0 | 0
F10_Commercial_OR - Health_Existing_Space Heating_Natural Gas_Insulation - Wall Cavity_A_Achievable Technical Potential | F10 | Commercial | OR - Health | Existing | Space Heating | Natural Gas | Insulation - Wall Cavity | A | Purchases (Incremental) | Achievable Technical Potential | 0 | 0 | 1193.4494 | 642.1853 | 2172.449 | 3533.7861 | 5363.7937 | 7682.0987 | 10449.7639 | 13546.6682 | 16754.8939 | 19758 | 22167.192 | 23581.7187 | 23680.1692 | 22322.5531 | 19626.5168 | 15976.3655 | 11941.5514 | 8749.1391 | 4773.7978 | 3819.0382 | 0 | 0 | 0 | 0 | 0
F11_Commercial_OR - Health_Existing_Space Heating_Natural Gas_Insulation - Wall Cavity_A_Achievable Technical Potential | F11 | Commercial | OR - Health | Existing | Space Heating | Natural Gas | Insulation - Wall Cavity | A | Purchases (Cumulative) | Achievable Technical Potential | 0 | 0 | 1193.4494 | 1835.6347 | 4008.0837 | 7541.8698 | 12905.6635 | 20587.7623 | 31037.5262 | 44584.1944 | 61339.0883 | 81097.0883 | 103264.2803 | 126845.999 | 150526.1682 | 172848.7213 | 192475.2381 | 208451.6036 | 220393.155 | 229142.2941 | 233916.0919 | 237735.1301 | 237735.1301 | 237735.1301 | 237735.1301 | 237735.1301 | 237735.1301
F1_Commercial_OR - Health_Existing_Space Heating_Natural Gas_Green Roof - Vegetated Rooftop_A_Achievable Technical Potential | F1 | Commercial | OR - Health | Existing | Space Heating | Natural Gas | Green Roof - Vegetated Rooftop | A | Integrated Unit Energy Savings (kWh or therms) | Achievable Technical Potential | 0 | 0 | 0.00093253 | 0.00091763 | 0.00090151 | 0.00088541 | 0.0008691 | 0.00085166 | 0.00083269 | 0.00081232 | 0.00079078 | 0.00076851 | 0.00074621 | 0.0007243 | 0.00070326 | 0.00068359 | 0.00066591 | 0.00065176 | 0.0006412 | 0.00063242 | 0.0006259 | 0.0006199 | 0.0006182 | 0.00061659 | 0.00061505 | 0.00061358 | 0.00061216
F2_Commercial_OR - Health_Existing_Space Heating_Natural Gas_Green Roof - Vegetated Rooftop_A_Achievable Technical Potential | F2 | Commercial | OR - Health | Existing | Space Heating | Natural Gas | Green Roof - Vegetated Rooftop | A | Integrated Unit Summer Peak Savings (kW) | Achievable Technical Potential | 0 | 0 | 0 | 0 | 0 | 0 | 0 | 0 | 0 | 0 | 0 | 0 | 0 | 0 | 0 | 0 | 0 | 0 | 0 | 0 | 0 | 0 | 0 | 0 | 0 | 0 | 0
F3_Commercial_OR - Health_Existing_Space Heating_Natural Gas_Green Roof - Vegetated Rooftop_A_Achievable Technical Potential | F3 | Commercial | OR - Health | Existing | Space Heating | Natural Gas | Green Roof - Vegetated Rooftop | A | Integrated Unit Winter Peak Savings (kW) | Achievable Technical Potential | 0 | 0 | 0 | 0 | 0 | 0 | 0 | 0 | 0 | 0 | 0 | 0 | 0 | 0 | 0 | 0 | 0 | 0 | 0 | 0 | 0 | 0 | 0 | 0 | 0 | 0 | 0
F4_Commercial_OR - Health_Existing_Space Heating_Natural Gas_Green Roof - Vegetated Rooftop_A_Achievable Technical Potential | F4 | Commercial | OR - Health | Existing | Space Heating | Natural Gas | Green Roof - Vegetated Rooftop | A | Incremental Energy Savings (MWh or mTherms) | Achievable Technical Potential | 0 | 0 | 0 | 0 | 0 | 0 | 0 | 0 | 0 | 0 | 0 | 0 | 0 | 0 | 0 | 0 | 0 | 0 | 0 | 0 | 0 | 0 | 0 | 0 | 0 | 0 | 0
F5_Commercial_OR - Health_Existing_Space Heating_Natural Gas_Green Roof - Vegetated Rooftop_A_Achievable Technical Potential | F5 | Commercial | OR - Health | Existing | Space Heating | Natural Gas | Green Roof - Vegetated Rooftop | A | Incremental Summer Peak Savings (MW) | Achievable Technical Potential | 0 | 0 | 0 | 0 | 0 | 0 | 0 | 0 | 0 | 0 | 0 | 0 | 0 | 0 | 0 | 0 | 0 | 0 | 0 | 0 | 0 | 0 | 0 | 0 | 0 | 0 | 0
F6_Commercial_OR - Health_Existing_Space Heating_Natural Gas_Green Roof - Vegetated Rooftop_A_Achievable Technical Potential | F6 | Commercial | OR - Health | Existing | Space Heating | Natural Gas | Green Roof - Vegetated Rooftop | A | Incremental Winter Peak Savings (MW) | Achievable Technical Potential | 0 | 0 | 0 | 0 | 0 | 0 | 0 | 0 | 0 | 0 | 0 | 0 | 0 | 0 | 0 | 0 | 0 | 0 | 0 | 0 | 0 | 0 | 0 | 0 | 0 | 0 | 0
F7_Commercial_OR - Health_Existing_Space Heating_Natural Gas_Green Roof - Vegetated Rooftop_A_Achievable Technical Potential | F7 | Commercial | OR - Health | Existing | Space Heating | Natural Gas | Green Roof - Vegetated Rooftop | A | Cumulative Energy Savings (MWh or mTherms) | Achievable Technical Potential | 0 | 0 | 0 | 0 | 0 | 0 | 0 | 0 | 0 | 0 | 0 | 0 | 0 | 0 | 0 | 0 | 0 | 0 | 0 | 0 | 0 | 0 | 0 | 0 | 0 | 0 | 0
F8_Commercial_OR - Health_Existing_Space Heating_Natural Gas_Green Roof - Vegetated Rooftop_A_Achievable Technical Potential | F8 | Commercial | OR - Health | Existing | Space Heating | Natural Gas | Green Roof - Vegetated Rooftop | A | Cumulative Summer Peak Savings (MW) | Achievable Technical Potential | 0 | 0 | 0 | 0 | 0 | 0 | 0 | 0 | 0 | 0 | 0 | 0 | 0 | 0 | 0 | 0 | 0 | 0 | 0 | 0 | 0 | 0 | 0 | 0 | 0 | 0 | 0
F9_Commercial_OR - Health_Existing_Space Heating_Natural Gas_Green Roof - Vegetated Rooftop_A_Achievable Technical Potential | F9 | Commercial | OR - Health | Existing | Space Heating | Natural Gas | Green Roof - Vegetated Rooftop | A | Cumulative Winter Peak Savings (MW) | Achievable Technical Potential | 0 | 0 | 0 | 0 | 0 | 0 | 0 | 0 | 0 | 0 | 0 | 0 | 0 | 0 | 0 | 0 | 0 | 0 | 0 | 0 | 0 | 0 | 0 | 0 | 0 | 0 | 0
F10_Commercial_OR - Health_Existing_Space Heating_Natural Gas_Green Roof - Vegetated Rooftop_A_Achievable Technical Potential | F10 | Commercial | OR - Health | Existing | Space Heating | Natural Gas | Green Roof - Vegetated Rooftop | A | Purchases (Incremental) | Achievable Technical Potential | 0 | 0 | 0 | 0 | 0 | 0 | 0 | 0 | 0 | 0 | 0 | 0 | 0 | 0 | 0 | 0 | 0 | 0 | 0 | 0 | 0 | 0 | 0 | 0 | 0 | 0 | 0
F11_Commercial_OR - Health_Existing_Space Heating_Natural Gas_Green Roof - Vegetated Rooftop_A_Achievable Technical Potential | F11 | Commercial | OR - Health | Existing | Space Heating | Natural Gas | Green Roof - Vegetated Rooftop | A | Purchases (Cumulative) | Achievable Technical Potential | 0 | 0 | 0 | 0 | 0 | 0 | 0 | 0 | 0 | 0 | 0 | 0 | 0 | 0 | 0 | 0 | 0 | 0 | 0 | 0 | 0 | 0 | 0 | 0 | 0 | 0 | 0
F1_Commercial_OR - Health_Existing_Space Heating_Natural Gas_Ducting - Repair and Sealing_A_Achievable Technical Potential | F1 | Commercial | OR - Health | Existing | Space Heating | Natural Gas | Ducting - Repair and Sealing | A | Integrated Unit Energy Savings (kWh or therms) | Achievable Technical Potential | 0 | 0 | 0.053605 | 0.053305 | 0.052969 | 0.052603 | 0.052198 | 0.051745 | 0.05124 | 0.050677 | 0.050054 | 0.049378 | 0.048664 | 0.047931 | 0.047208 | 0.046524 | 0.045904 | 0.045392 | 0.044995 | 0.044665 | 0.044416 | 0.044192 | 0.044071 | 0.043957 | 0.043847 | 0.043743 | 0.043642
F2_Commercial_OR - Health_Existing_Space Heating_Natural Gas_Ducting - Repair and Sealing_A_Achievable Technical Potential | F2 | Commercial | OR - Health | Existing | Space Heating | Natural Gas | Ducting - Repair and Sealing | A | Integrated Unit Summer Peak Savings (kW) | Achievable Technical Potential | 0 | 0 | 0 | 0 | 0 | 0 | 0 | 0 | 0 | 0 | 0 | 0 | 0 | 0 | 0 | 0 | 0 | 0 | 0 | 0 | 0 | 0 | 0 | 0 | 0 | 0 | 0
F3_Commercial_OR - Health_Existing_Space Heating_Natural Gas_Ducting - Repair and Sealing_A_Achievable Technical Potential | F3 | Commercial | OR - Health | Existing | Space Heating | Natural Gas | Ducting - Repair and Sealing | A | Integrated Unit Winter Peak Savings (kW) | Achievable Technical Potential | 0 | 0 | 0 | 0 | 0 | 0 | 0 | 0 | 0 | 0 | 0 | 0 | 0 | 0 | 0 | 0 | 0 | 0 | 0 | 0 | 0 | 0 | 0 | 0 | 0 | 0 | 0
F4_Commercial_OR - Health_Existing_Space Heating_Natural Gas_Ducting - Repair and Sealing_A_Achievable Technical Potential | F4 | Commercial | OR - Health | Existing | Space Heating | Natural Gas | Ducting - Repair and Sealing | A | Incremental Energy Savings (MWh or mTherms) | Achievable Technical Potential | 0 | 0 | 0.068491 | 0.036648 | 0.1232 | 0.19901 | 0.29974 | 0.42557 | 0.57324 | 0.73497 | 0.89786 | 1.0445 | 1.1549 | 1.2101 | 1.1968 | 1.1119 | 0.96453 | 0.77639 | 0.57524 | 0.41837 | 0.17025 | 0.1503 | 0 | 0 | 0 | 0 | 0
F5_Commercial_OR - Health_Existing_Space Heating_Natural Gas_Ducting - Repair and Sealing_A_Achievable Technical Potential | F5 | Commercial | OR - Health | Existing | Space Heating | Natural Gas | Ducting - Repair and Sealing | A | Incremental Summer Peak Savings (MW) | Achievable Technical Potential | 0 | 0 | 0 | 0 | 0 | 0 | 0 | 0 | 0 | 0 | 0 | 0 | 0 | 0 | 0 | 0 | 0 | 0 | 0 | 0 | 0 | 0 | 0 | 0 | 0 | 0 | 0
F6_Commercial_OR - Health_Existing_Space Heating_Natural Gas_Ducting - Repair and Sealing_A_Achievable Technical Potential | F6 | Commercial | OR - Health | Existing | Space Heating | Natural Gas | Ducting - Repair and Sealing | A | Incremental Winter Peak Savings (MW) | Achievable Technical Potential | 0 | 0 | 0 | 0 | 0 | 0 | 0 | 0 | 0 | 0 | 0 | 0 | 0 | 0 | 0 | 0 | 0 | 0 | 0 | 0 | 0 | 0 | 0 | 0 | 0 | 0 | 0
F7_Commercial_OR - Health_Existing_Space Heating_Natural Gas_Ducting - Repair and Sealing_A_Achievable Technical Potential | F7 | Commercial | OR - Health | Existing | Space Heating | Natural Gas | Ducting - Repair and Sealing | A | Cumulative Energy Savings (MWh or mTherms) | Achievable Technical Potential | 0 | 0 | 0.068491 | 0.10476 | 0.22729 | 0.42473 | 0.7212 | 1.1405 | 1.7026 | 2.4189 | 3.287 | 4.2871 | 5.38 | 6.509 | 7.6077 | 8.6093 | 9.4591 | 10.13 | 10.6166 | 10.9572 | 11.0664 | 11.1606 | 11.1303 | 11.1013 | 11.0737 | 11.0472 | 11.0219
F8_Commercial_OR - Health_Existing_Space Heating_Natural Gas_Ducting - Repair and Sealing_A_Achievable Technical Potential | F8 | Commercial | OR - Health | Existing | Space Heating | Natural Gas | Ducting - Repair and Sealing | A | Cumulative Summer Peak Savings (MW) | Achievable Technical Potential | 0 | 0 | 0 | 0 | 0 | 0 | 0 | 0 | 0 | 0 | 0 | 0 | 0 | 0 | 0 | 0 | 0 | 0 | 0 | 0 | 0 | 0 | 0 | 0 | 0 | 0 | 0
F9_Commercial_OR - Health_Existing_Space Heating_Natural Gas_Ducting - Repair and Sealing_A_Achievable Technical Potential | F9 | Commercial | OR - Health | Existing | Space Heating | Natural Gas | Ducting - Repair and Sealing | A | Cumulative Winter Peak Savings (MW) | Achievable Technical Potential | 0 | 0 | 0 | 0 | 0 | 0 | 0 | 0 | 0 | 0 | 0 | 0 | 0 | 0 | 0 | 0 | 0 | 0 | 0 | 0 | 0 | 0 | 0 | 0 | 0 | 0 | 0
F10_Commercial_OR - Health_Existing_Space Heating_Natural Gas_Ducting - Repair and Sealing_A_Achievable Technical Potential | F10 | Commercial | OR - Health | Existing | Space Heating | Natural Gas | Ducting - Repair and Sealing | A | Purchases (Incremental) | Achievable Technical Potential | 0 | 0 | 1277.6949 | 687.517 | 2325.8019 | 3783.2356 | 5742.4232 | 8224.377 | 11187.4113 | 14502.9257 | 17937.6195 | 21152.7145 | 23731.971 | 25246.3489 | 25351.7491 | 23898.299 | 21011.9498 | 17104.1349 | 12784.5038 | 9366.7396 | 3833.0846 | 3401.1066 | 0 | 0 | 0 | 0 | 0
F11_Commercial_OR - Health_Existing_Space Heating_Natural Gas_Ducting - Repair and Sealing_A_Achievable Technical Potential | F11 | Commercial | OR - Health | Existing | Space Heating | Natural Gas | Ducting - Repair and Sealing | A | Purchases (Cumulative) | Achievable Technical Potential | 0 | 0 | 1277.6949 | 1965.2119 | 4291.0138 | 8074.2494 | 13816.6725 | 22041.0495 | 33228.4608 | 47731.3865 | 65669.006 | 86821.7205 | 110553.6914 | 135800.0404 | 161151.7894 | 185050.0884 | 206062.0383 | 223166.1732 | 235950.677 | 245317.4166 | 249150.5013 | 252551.6078 | 252551.6078 | 252551.6078 | 252551.6078 | 252551.6078 | 252551.6078
F1_Commercial_OR - Health_Existing_Space Heating_Natural Gas_Windows - High Efficiency Glazing_A_Achievable Technical Potential | F1 | Commercial | OR - Health | Existing | Space Heating | Natural Gas | Windows - High Efficiency Glazing | A | Integrated Unit Energy Savings (kWh or therms) | Achievable Technical Potential | 0 | 0 | 0 | 0 | 0 | 0 | 0 | 0 | 0 | 0 | 0 | 0 | 0 | 0 | 0 | 0 | 0 | 0 | 0 | 0 | 0 | 0 | 0 | 0 | 0 | 0 | 0
F2_Commercial_OR - Health_Existing_Space Heating_Natural Gas_Windows - High Efficiency Glazing_A_Achievable Technical Potential | F2 | Commercial | OR - Health | Existing | Space Heating | Natural Gas | Windows - High Efficiency Glazing | A | Integrated Unit Summer Peak Savings (kW) | Achievable Technical Potential | 0 | 0 | 0 | 0 | 0 | 0 | 0 | 0 | 0 | 0 | 0 | 0 | 0 | 0 | 0 | 0 | 0 | 0 | 0 | 0 | 0 | 0 | 0 | 0 | 0 | 0 | 0
F3_Commercial_OR - Health_Existing_Space Heating_Natural Gas_Windows - High Efficiency Glazing_A_Achievable Technical Potential | F3 | Commercial | OR - Health | Existing | Space Heating | Natural Gas | Windows - High Efficiency Glazing | A | Integrated Unit Winter Peak Savings (kW) | Achievable Technical Potential | 0 | 0 | 0 | 0 | 0 | 0 | 0 | 0 | 0 | 0 | 0 | 0 | 0 | 0 | 0 | 0 | 0 | 0 | 0 | 0 | 0 | 0 | 0 | 0 | 0 | 0 | 0
F4_Commercial_OR - Health_Existing_Space Heating_Natural Gas_Windows - High Efficiency Glazing_A_Achievable Technical Potential | F4 | Commercial | OR - Health | Existing | Space Heating | Natural Gas | Windows - High Efficiency Glazing | A | Incremental Energy Savings (MWh or mTherms) | Achievable Technical Potential | 0 | 0 | 0 | 0 | 0 | 0 | 0 | 0 | 0 | 0 | 0 | 0 | 0 | 0 | 0 | 0 | 0 | 0 | 0 | 0 | 0 | 0 | 0 | 0 | 0 | 0 | 0
F5_Commercial_OR - Health_Existing_Space Heating_Natural Gas_Windows - High Efficiency Glazing_A_Achievable Technical Potential | F5 | Commercial | OR - Health | Existing | Space Heating | Natural Gas | Windows - High Efficiency Glazing | A | Incremental Summer Peak Savings (MW) | Achievable Technical Potential | 0 | 0 | 0 | 0 | 0 | 0 | 0 | 0 | 0 | 0 | 0 | 0 | 0 | 0 | 0 | 0 | 0 | 0 | 0 | 0 | 0 | 0 | 0 | 0 | 0 | 0 | 0
F6_Commercial_OR - Health_Existing_Space Heating_Natural Gas_Windows - High Efficiency Glazing_A_Achievable Technical Potential | F6 | Commercial | OR - Health | Existing | Space Heating | Natural Gas | Windows - High Efficiency Glazing | A | Incremental Winter Peak Savings (MW) | Achievable Technical Potential | 0 | 0 | 0 | 0 | 0 | 0 | 0 | 0 | 0 | 0 | 0 | 0 | 0 | 0 | 0 | 0 | 0 | 0 | 0 | 0 | 0 | 0 | 0 | 0 | 0 | 0 | 0
F7_Commercial_OR - Health_Existing_Space Heating_Natural Gas_Windows - High Efficiency Glazing_A_Achievable Technical Potential | F7 | Commercial | OR - Health | Existing | Space Heating | Natural Gas | Windows - High Efficiency Glazing | A | Cumulative Energy Savings (MWh or mTherms) | Achievable Technical Potential | 0 | 0 | 0 | 0 | 0 | 0 | 0 | 0 | 0 | 0 | 0 | 0 | 0 | 0 | 0 | 0 | 0 | 0 | 0 | 0 | 0 | 0 | 0 | 0 | 0 | 0 | 0
F8_Commercial_OR - Health_Existing_Space Heating_Natural Gas_Windows - High Efficiency Glazing_A_Achievable Technical Potential | F8 | Commercial | OR - Health | Existing | Space Heating | Natural Gas | Windows - High Efficiency Glazing | A | Cumulative Summer Peak Savings (MW) | Achievable Technical Potential | 0 | 0 | 0 | 0 | 0 | 0 | 0 | 0 | 0 | 0 | 0 | 0 | 0 | 0 | 0 | 0 | 0 | 0 | 0 | 0 | 0 | 0 | 0 | 0 | 0 | 0 | 0
F9_Commercial_OR - Health_Existing_Space Heating_Natural Gas_Windows - High Efficiency Glazing_A_Achievable Technical Potential | F9 | Commercial | OR - Health | Existing | Space Heating | Natural Gas | Windows - High Efficiency Glazing | A | Cumulative Winter Peak Savings (MW) | Achievable Technical Potential | 0 | 0 | 0 | 0 | 0 | 0 | 0 | 0 | 0 | 0 | 0 | 0 | 0 | 0 | 0 | 0 | 0 | 0 | 0 | 0 | 0 | 0 | 0 | 0 | 0 | 0 | 0
F10_Commercial_OR - Health_Existing_Space Heating_Natural Gas_Windows - High Efficiency Glazing_A_Achievable Technical Potential | F10 | Commercial | OR - Health | Existing | Space Heating | Natural Gas | Windows - High Efficiency Glazing | A | Purchases (Incremental) | Achievable Technical Potential | 0 | 0 | 150.2298 | 80.8374 | 273.465 | 444.8282 | 675.1871 | 967.0122 | 1315.4022 | 1705.2363 | 2109.0834 | 2487.1104 | 2790.3762 | 2968.4349 | 2980.8278 | 2809.9329 | 2470.5595 | 2011.0833 | 1503.1864 | 1101.3298 | 600.9192 | 480.7354 | 0 | 0 | 0 | 0 | 0
F11_Commercial_OR - Health_Existing_Space Heating_Natural Gas_Windows - High Efficiency Glazing_A_Achievable Technical Potential | F11 | Commercial | OR - Health | Existing | Space Heating | Natural Gas | Windows - High Efficiency Glazing | A | Purchases (Cumulative) | Achievable Technical Potential | 0 | 0 | 150.2298 | 231.0672 | 504.5322 | 949.3604 | 1624.5475 | 2591.5597 | 3906.9619 | 5612.1982 | 7721.2817 | 10208.3921 | 12998.7683 | 15967.2032 | 18948.031 | 21757.9639 | 24228.5233 | 26239.6066 | 27742.793 | 28844.1228 | 29445.0421 | 29925.7775 | 29925.7775 | 29925.7775 | 29925.7775 | 29925.7775 | 29925.7775
F1_Commercial_OR - Health_Existing_Space Heating_Natural Gas_Windows - Secondary Glazing Systems_A_Achievable Technical Potential | F1 | Commercial | OR - Health | Existing | Space Heating | Natural Gas | Windows - Secondary Glazing Systems | A | Integrated Unit Energy Savings (kWh or therms) | Achievable Technical Potential | 0 | 0 | 0.56891 | 0.56606 | 0.56317 | 0.56025 | 0.5573 | 0.55434 | 0.55139 | 0.54846 | 0.54553 | 0.54261 | 0.53972 | 0.53685 | 0.53403 | 0.53127 | 0.52859 | 0.52622 | 0.52418 | 0.52222 | 0.52033 | 0.51852 | 0.5171 | 0.51576 | 0.51448 | 0.51325 | 0.51207
F2_Commercial_OR - Health_Existing_Space Heating_Natural Gas_Windows - Secondary Glazing Systems_A_Achievable Technical Potential | F2 | Commercial | OR - Health | Existing | Space Heating | Natural Gas | Windows - Secondary Glazing Systems | A | Integrated Unit Summer Peak Savings (kW) | Achievable Technical Potential | 0 | 0 | 0 | 0 | 0 | 0 | 0 | 0 | 0 | 0 | 0 | 0 | 0 | 0 | 0 | 0 | 0 | 0 | 0 | 0 | 0 | 0 | 0 | 0 | 0 | 0 | 0
F3_Commercial_OR - Health_Existing_Space Heating_Natural Gas_Windows - Secondary Glazing Systems_A_Achievable Technical Potential | F3 | Commercial | OR - Health | Existing | Space Heating | Natural Gas | Windows - Secondary Glazing Systems | A | Integrated Unit Winter Peak Savings (kW) | Achievable Technical Potential | 0 | 0 | 0 | 0 | 0 | 0 | 0 | 0 | 0 | 0 | 0 | 0 | 0 | 0 | 0 | 0 | 0 | 0 | 0 | 0 | 0 | 0 | 0 | 0 | 0 | 0 | 0
F4_Commercial_OR - Health_Existing_Space Heating_Natural Gas_Windows - Secondary Glazing Systems_A_Achievable Technical Potential | F4 | Commercial | OR - Health | Existing | Space Heating | Natural Gas | Windows - Secondary Glazing Systems | A | Incremental Energy Savings (MWh or mTherms) | Achievable Technical Potential | 0 | 0 | 0.085467 | 0.045759 | 0.15401 | 0.24921 | 0.37628 | 0.53606 | 0.7253 | 0.93526 | 1.1506 | 1.3495 | 1.506 | 1.5936 | 1.5918 | 1.4928 | 1.3059 | 1.0583 | 0.78794 | 0.57514 | 0.31268 | 0.24927 | 0 | 0 | 0 | 0 | 0
F5_Commercial_OR - Health_Existing_Space Heating_Natural Gas_Windows - Secondary Glazing Systems_A_Achievable Technical Potential | F5 | Commercial | OR - Health | Existing | Space Heating | Natural Gas | Windows - Secondary Glazing Systems | A | Incremental Summer Peak Savings (MW) | Achievable Technical Potential | 0 | 0 | 0 | 0 | 0 | 0 | 0 | 0 | 0 | 0 | 0 | 0 | 0 | 0 | 0 | 0 | 0 | 0 | 0 | 0 | 0 | 0 | 0 | 0 | 0 | 0 | 0
F6_Commercial_OR - Health_Existing_Space Heating_Natural Gas_Windows - Secondary Glazing Systems_A_Achievable Technical Potential | F6 | Commercial | OR - Health | Existing | Space Heating | Natural Gas | Windows - Secondary Glazing Systems | A | Incremental Winter Peak Savings (MW) | Achievable Technical Potential | 0 | 0 | 0 | 0 | 0 | 0 | 0 | 0 | 0 | 0 | 0 | 0 | 0 | 0 | 0 | 0 | 0 | 0 | 0 | 0 | 0 | 0 | 0 | 0 | 0 | 0 | 0
F7_Commercial_OR - Health_Existing_Space Heating_Natural Gas_Windows - Secondary Glazing Systems_A_Achievable Technical Potential | F7 | Commercial | OR - Health | Existing | Space Heating | Natural Gas | Windows - Secondary Glazing Systems | A | Cumulative Energy Savings (MWh or mTherms) | Achievable Technical Potential | 0 | 0 | 0.085467 | 0.1308 | 0.28414 | 0.53188 | 0.90536 | 1.4366 | 2.1543 | 3.0781 | 4.2122 | 5.5392 | 7.0156 | 8.5719 | 10.1188 | 11.5594 | 12.8069 | 13.8078 | 14.5423 | 15.063 | 15.3212 | 15.517 | 15.4747 | 15.4345 | 15.3961 | 15.3593 | 15.324
F8_Commercial_OR - Health_Existing_Space Heating_Natural Gas_Windows - Secondary Glazing Systems_A_Achievable Technical Potential | F8 | Commercial | OR - Health | Existing | Space Heating | Natural Gas | Windows - Secondary Glazing Systems | A | Cumulative Summer Peak Savings (MW) | Achievable Technical Potential | 0 | 0 | 0 | 0 | 0 | 0 | 0 | 0 | 0 | 0 | 0 | 0 | 0 | 0 | 0 | 0 | 0 | 0 | 0 | 0 | 0 | 0 | 0 | 0 | 0 | 0 | 0
F9_Commercial_OR - Health_Existing_Space Heating_Natural Gas_Windows - Secondary Glazing Systems_A_Achievable Technical Potential | F9 | Commercial | OR - Health | Existing | Space Heating | Natural Gas | Windows - Secondary Glazing Systems | A | Cumulative Winter Peak Savings (MW) | Achievable Technical Potential | 0 | 0 | 0 | 0 | 0 | 0 | 0 | 0 | 0 | 0 | 0 | 0 | 0 | 0 | 0 | 0 | 0 | 0 | 0 | 0 | 0 | 0 | 0 | 0 | 0 | 0 | 0
F10_Commercial_OR - Health_Existing_Space Heating_Natural Gas_Windows - Secondary Glazing Systems_A_Achievable Technical Potential | F10 | Commercial | OR - Health | Existing | Space Heating | Natural Gas | Windows - Secondary Glazing Systems | A | Purchases (Incremental) | Achievable Technical Potential | 0 | 0 | 150.2298 | 80.8374 | 273.465 | 444.8282 | 675.1871 | 967.0122 | 1315.4022 | 1705.2363 | 2109.0834 | 2487.1104 | 2790.3762 | 2968.4349 | 2980.8278 | 2809.9329 | 2470.5595 | 2011.0833 | 1503.1864 | 1101.3298 | 600.9192 | 480.7354 | 0 | 0 | 0 | 0 | 0
F11_Commercial_OR - Health_Existing_Space Heating_Natural Gas_Windows - Secondary Glazing Systems_A_Achievable Technical Potential | F11 | Commercial | OR - Health | Existing | Space Heating | Natural Gas | Windows - Secondary Glazing Systems | A | Purchases (Cumulative) | Achievable Technical Potential | 0 | 0 | 150.2298 | 231.0672 | 504.5322 | 949.3604 | 1624.5475 | 2591.5597 | 3906.9619 | 5612.1982 | 7721.2817 | 10208.3921 | 12998.7683 | 15967.2032 | 18948.031 | 21757.9639 | 24228.5233 | 26239.6066 | 27742.793 | 28844.1228 | 29445.0421 | 29925.7775 | 29925.7775 | 29925.7775 | 29925.7775 | 29925.7775 | 29925.7775
F1_Commercial_OR - Health_Existing_Space Heating_Natural Gas_HVAC - Energy Recovery Ventilator_A_Achievable Technical Potential | F1 | Commercial | OR - Health | Existing | Space Heating | Natural Gas | HVAC - Energy Recovery Ventilator | A | Integrated Unit Energy Savings (kWh or therms) | Achievable Technical Potential | 0 | 0 | 0.04016 | 0.039868 | 0.039531 | 0.039156 | 0.03873 | 0.038243 | 0.037687 | 0.037055 | 0.036348 | 0.035575 | 0.034757 | 0.03392 | 0.033101 | 0.032334 | 0.031649 | 0.031106 | 0.030712 | 0.030398 | 0.030188 | 0.03 | 0.029918 | 0.029841 | 0.029766 | 0.029695 | 0.029627
F2_Commercial_OR - Health_Existing_Space Heating_Natural Gas_HVAC - Energy Recovery Ventilator_A_Achievable Technical Potential | F2 | Commercial | OR - Health | Existing | Space Heating | Natural Gas | HVAC - Energy Recovery Ventilator | A | Integrated Unit Summer Peak Savings (kW) | Achievable Technical Potential | 0 | 0 | 0 | 0 | 0 | 0 | 0 | 0 | 0 | 0 | 0 | 0 | 0 | 0 | 0 | 0 | 0 | 0 | 0 | 0 | 0 | 0 | 0 | 0 | 0 | 0 | 0
F3_Commercial_OR - Health_Existing_Space Heating_Natural Gas_HVAC - Energy Recovery Ventilator_A_Achievable Technical Potential | F3 | Commercial | OR - Health | Existing | Space Heating | Natural Gas | HVAC - Energy Recovery Ventilator | A | Integrated Unit Winter Peak Savings (kW) | Achievable Technical Potential | 0 | 0 | 0 | 0 | 0 | 0 | 0 | 0 | 0 | 0 | 0 | 0 | 0 | 0 | 0 | 0 | 0 | 0 | 0 | 0 | 0 | 0 | 0 | 0 | 0 | 0 | 0
F4_Commercial_OR - Health_Existing_Space Heating_Natural Gas_HVAC - Energy Recovery Ventilator_A_Achievable Technical Potential | F4 | Commercial | OR - Health | Existing | Space Heating | Natural Gas | HVAC - Energy Recovery Ventilator | A | Incremental Energy Savings (MWh or mTherms) | Achievable Technical Potential | 0 | 0 | 0.29794 | 0.60712 | 0.60199 | 0.59627 | 0.58979 | 0.58238 | 0.5739 | 0.56429 | 0.55352 | 0.54175 | 0.52928 | 0.51654 | 0.50406 | 0.49238 | 0.48195 | 0.47369 | 0.46769 | 0.46291 | 0.4597 | 0.45685 | 0 | 0 | 0 | 0 | 0
F5_Commercial_OR - Health_Existing_Space Heating_Natural Gas_HVAC - Energy Recovery Ventilator_A_Achievable Technical Potential | F5 | Commercial | OR - Health | Existing | Space Heating | Natural Gas | HVAC - Energy Recovery Ventilator | A | Incremental Summer Peak Savings (MW) | Achievable Technical Potential | 0 | 0 | 0 | 0 | 0 | 0 | 0 | 0 | 0 | 0 | 0 | 0 | 0 | 0 | 0 | 0 | 0 | 0 | 0 | 0 | 0 | 0 | 0 | 0 | 0 | 0 | 0
F6_Commercial_OR - Health_Existing_Space Heating_Natural Gas_HVAC - Energy Recovery Ventilator_A_Achievable Technical Potential | F6 | Commercial | OR - Health | Existing | Space Heating | Natural Gas | HVAC - Energy Recovery Ventilator | A | Incremental Winter Peak Savings (MW) | Achievable Technical Potential | 0 | 0 | 0 | 0 | 0 | 0 | 0 | 0 | 0 | 0 | 0 | 0 | 0 | 0 | 0 | 0 | 0 | 0 | 0 | 0 | 0 | 0 | 0 | 0 | 0 | 0 | 0
F7_Commercial_OR - Health_Existing_Space Heating_Natural Gas_HVAC - Energy Recovery Ventilator_A_Achievable Technical Potential | F7 | Commercial | OR - Health | Existing | Space Heating | Natural Gas | HVAC - Energy Recovery Ventilator | A | Cumulative Energy Savings (MWh or mTherms) | Achievable Technical Potential | 0 | 0 | 0.29794 | 0.9029 | 1.4973 | 2.0793 | 2.6465 | 3.1956 | 3.723 | 4.2249 | 4.6978 | 5.1397 | 5.5507 | 5.9336 | 6.2943 | 6.6408 | 6.9821 | 7.3362 | 7.7109 | 8.0951 | 8.4986 | 8.9027 | 8.8784 | 8.8553 | 8.8333 | 8.8121 | 8.7919
F8_Commercial_OR - Health_Existing_Space Heating_Natural Gas_HVAC - Energy Recovery Ventilator_A_Achievable Technical Potential | F8 | Commercial | OR - Health | Existing | Space Heating | Natural Gas | HVAC - Energy Recovery Ventilator | A | Cumulative Summer Peak Savings (MW) | Achievable Technical Potential | 0 | 0 | 0 | 0 | 0 | 0 | 0 | 0 | 0 | 0 | 0 | 0 | 0 | 0 | 0 | 0 | 0 | 0 | 0 | 0 | 0 | 0 | 0 | 0 | 0 | 0 | 0
F9_Commercial_OR - Health_Existing_Space Heating_Natural Gas_HVAC - Energy Recovery Ventilator_A_Achievable Technical Potential | F9 | Commercial | OR - Health | Existing | Space Heating | Natural Gas | HVAC - Energy Recovery Ventilator | A | Cumulative Winter Peak Savings (MW) | Achievable Technical Potential | 0 | 0 | 0 | 0 | 0 | 0 | 0 | 0 | 0 | 0 | 0 | 0 | 0 | 0 | 0 | 0 | 0 | 0 | 0 | 0 | 0 | 0 | 0 | 0 | 0 | 0 | 0
F10_Commercial_OR - Health_Existing_Space Heating_Natural Gas_HVAC - Energy Recovery Ventilator_A_Achievable Technical Potential | F10 | Commercial | OR - Health | Existing | Space Heating | Natural Gas | HVAC - Energy Recovery Ventilator | A | Purchases (Incremental) | Achievable Technical Potential | 0 | 0 | 7418.8735 | 15228.214 | 15228.214 | 15228.214 | 15228.214 | 15228.214 | 15228.214 | 15228.214 | 15228.214 | 15228.214 | 15228.214 | 15228.214 | 15228.214 | 15228.214 | 15228.214 | 15228.214 | 15228.214 | 15228.214 | 15228.214 | 15228.214 | 0 | 0 | 0 | 0 | 0
F11_Commercial_OR - Health_Existing_Space Heating_Natural Gas_HVAC - Energy Recovery Ventilator_A_Achievable Technical Potential | F11 | Commercial | OR - Health | Existing | Space Heating | Natural Gas | HVAC - Energy Recovery Ventilator | A | Purchases (Cumulative) | Achievable Technical Potential | 0 | 0 | 7418.8735 | 22647.0875 | 37875.3015 | 53103.5155 | 68331.7295 | 83559.9435 | 98788.1575 | 114016.3715 | 129244.5855 | 144472.7995 | 159701.0135 | 174929.2275 | 190157.4415 | 205385.6555 | 220613.8695 | 235842.0835 | 251070.2975 | 266298.5115 | 281526.7255 | 296754.9395 | 296754.9395 | 296754.9395 | 296754.9395 | 296754.9395 | 296754.9395
F1_Commercial_OR - Health_Existing_Space Heating_Natural Gas_Building Shell - Air Sealing (Infiltration Control)_A_Achievable Technical Potential | F1 | Commercial | OR - Health | Existing | Space Heating | Natural Gas | Building Shell - Air Sealing (Infiltration Control) | A | Integrated Unit Energy Savings (kWh or therms) | Achievable Technical Potential | 0 | 0 | 1.2508 | 1.2466 | 1.2422 | 1.2377 | 1.2333 | 1.2287 | 1.2242 | 1.2197 | 1.2153 | 1.2108 | 1.2065 | 1.2021 | 1.1979 | 1.1938 | 1.1897 | 1.1858 | 1.182 | 1.1783 | 1.1748 | 1.1714 | 1.1683 | 1.1652 | 1.1623 | 1.1596 | 1.1569
F2_Commercial_OR - Health_Existing_Space Heating_Natural Gas_Building Shell - Air Sealing (Infiltration Control)_A_Achievable Technical Potential | F2 | Commercial | OR - Health | Existing | Space Heating | Natural Gas | Building Shell - Air Sealing (Infiltration Control) | A | Integrated Unit Summer Peak Savings (kW) | Achievable Technical Potential | 0 | 0 | 0 | 0 | 0 | 0 | 0 | 0 | 0 | 0 | 0 | 0 | 0 | 0 | 0 | 0 | 0 | 0 | 0 | 0 | 0 | 0 | 0 | 0 | 0 | 0 | 0
F3_Commercial_OR - Health_Existing_Space Heating_Natural Gas_Building Shell - Air Sealing (Infiltration Control)_A_Achievable Technical Potential | F3 | Commercial | OR - Health | Existing | Space Heating | Natural Gas | Building Shell - Air Sealing (Infiltration Control) | A | Integrated Unit Winter Peak Savings (kW) | Achievable Technical Potential | 0 | 0 | 0 | 0 | 0 | 0 | 0 | 0 | 0 | 0 | 0 | 0 | 0 | 0 | 0 | 0 | 0 | 0 | 0 | 0 | 0 | 0 | 0 | 0 | 0 | 0 | 0
F4_Commercial_OR - Health_Existing_Space Heating_Natural Gas_Building Shell - Air Sealing (Infiltration Control)_A_Achievable Technical Potential | F4 | Commercial | OR - Health | Existing | Space Heating | Natural Gas | Building Shell - Air Sealing (Infiltration Control) | A | Incremental Energy Savings (MWh or mTherms) | Achievable Technical Potential | 0 | 0 | 0.0037532 | 0.0020126 | 0.0067846 | 0.010997 | 0.016631 | 0.023732 | 0.032164 | 0.041542 | 0.051192 | 0.060148 | 0.063618 | 0.069332 | 0.064776 | 0.056391 | 0.042662 | 0.024728 | 0.0044331 | 0 | 0 | 0 | 0 | 0 | 0 | 0 | 0
F5_Commercial_OR - Health_Existing_Space Heating_Natural Gas_Building Shell - Air Sealing (Infiltration Control)_A_Achievable Technical Potential | F5 | Commercial | OR - Health | Existing | Space Heating | Natural Gas | Building Shell - Air Sealing (Infiltration Control) | A | Incremental Summer Peak Savings (MW) | Achievable Technical Potential | 0 | 0 | 0 | 0 | 0 | 0 | 0 | 0 | 0 | 0 | 0 | 0 | 0 | 0 | 0 | 0 | 0 | 0 | 0 | 0 | 0 | 0 | 0 | 0 | 0 | 0 | 0
F6_Commercial_OR - Health_Existing_Space Heating_Natural Gas_Building Shell - Air Sealing (Infiltration Control)_A_Achievable Technical Potential | F6 | Commercial | OR - Health | Existing | Space Heating | Natural Gas | Building Shell - Air Sealing (Infiltration Control) | A | Incremental Winter Peak Savings (MW) | Achievable Technical Potential | 0 | 0 | 0 | 0 | 0 | 0 | 0 | 0 | 0 | 0 | 0 | 0 | 0 | 0 | 0 | 0 | 0 | 0 | 0 | 0 | 0 | 0 | 0 | 0 | 0 | 0 | 0
F7_Commercial_OR - Health_Existing_Space Heating_Natural Gas_Building Shell - Air Sealing (Infiltration Control)_A_Achievable Technical Potential | F7 | Commercial | OR - Health | Existing | Space Heating | Natural Gas | Building Shell - Air Sealing (Infiltration Control) | A | Cumulative Energy Savings (MWh or mTherms) | Achievable Technical Potential | 0 | 0 | 0.0037532 | 0.005753 | 0.012517 | 0.023469 | 0.040015 | 0.063601 | 0.095531 | 0.13672 | 0.18741 | 0.24688 | 0.3096 | 0.37783 | 0.44128 | 0.49614 | 0.53712 | 0.56007 | 0.5627 | 0.56096 | 0.55928 | 0.55769 | 0.55617 | 0.55473 | 0.55335 | 0.55203 | 0.55076
F8_Commercial_OR - Health_Existing_Space Heating_Natural Gas_Building Shell - Air Sealing (Infiltration Control)_A_Achievable Technical Potential | F8 | Commercial | OR - Health | Existing | Space Heating | Natural Gas | Building Shell - Air Sealing (Infiltration Control) | A | Cumulative Summer Peak Savings (MW) | Achievable Technical Potential | 0 | 0 | 0 | 0 | 0 | 0 | 0 | 0 | 0 | 0 | 0 | 0 | 0 | 0 | 0 | 0 | 0 | 0 | 0 | 0 | 0 | 0 | 0 | 0 | 0 | 0 | 0
F9_Commercial_OR - Health_Existing_Space Heating_Natural Gas_Building Shell - Air Sealing (Infiltration Control)_A_Achievable Technical Potential | F9 | Commercial | OR - Health | Existing | Space Heating | Natural Gas | Building Shell - Air Sealing (Infiltration Control) | A | Cumulative Winter Peak Savings (MW) | Achievable Technical Potential | 0 | 0 | 0 | 0 | 0 | 0 | 0 | 0 | 0 | 0 | 0 | 0 | 0 | 0 | 0 | 0 | 0 | 0 | 0 | 0 | 0 | 0 | 0 | 0 | 0 | 0 | 0
F10_Commercial_OR - Health_Existing_Space Heating_Natural Gas_Building Shell - Air Sealing (Infiltration Control)_A_Achievable Technical Potential | F10 | Commercial | OR - Health | Existing | Space Heating | Natural Gas | Building Shell - Air Sealing (Infiltration Control) | A | Purchases (Incremental) | Achievable Technical Potential | 0 | 0 | 3.0005 | 1.6146 | 5.4619 | 8.8845 | 13.4854 | 19.314 | 26.2724 | 34.0585 | 42.1245 | 49.6748 | 52.7313 | 57.6736 | 54.0738 | 47.238 | 35.8588 | 20.8531 | 3.7506 | 0 | 0 | 0 | 0 | 0 | 0 | 0 | 0
F11_Commercial_OR - Health_Existing_Space Heating_Natural Gas_Building Shell - Air Sealing (Infiltration Control)_A_Achievable Technical Potential | F11 | Commercial | OR - Health | Existing | Space Heating | Natural Gas | Building Shell - Air Sealing (Infiltration Control) | A | Purchases (Cumulative) | Achievable Technical Potential | 0 | 0 | 3.0005 | 4.6151 | 10.077 | 18.9615 | 32.4469 | 51.7609 | 78.0333 | 112.0918 | 154.2162 | 203.891 | 256.6223 | 314.296 | 368.3698 | 415.6078 | 451.4665 | 472.3196 | 476.0702 | 476.0702 | 476.0702 | 476.0702 | 476.0702 | 476.0702 | 476.0702 | 476.0702 | 476.0702
F1_Commercial_OR - Health_Existing_Space Heating_Natural Gas_Ventilation - Demand Controlled_A_Achievable Technical Potential | F1 | Commercial | OR - Health | Existing | Space Heating | Natural Gas | Ventilation - Demand Controlled | A | Integrated Unit Energy Savings (kWh or therms) | Achievable Technical Potential | 0 | 0 | 0.0098707 | 0.0097742 | 0.0096669 | 0.0095506 | 0.0094227 | 0.0092805 | 0.0091221 | 0.0089462 | 0.008753 | 0.0085448 | 0.0083266 | 0.0081075 | 0.0078958 | 0.0076974 | 0.0075193 | 0.0073756 | 0.0072674 | 0.0071787 | 0.0071145 | 0.007056 | 0.0070368 | 0.0070185 | 0.007001 | 0.0069842 | 0.0069682
F2_Commercial_OR - Health_Existing_Space Heating_Natural Gas_Ventilation - Demand Controlled_A_Achievable Technical Potential | F2 | Commercial | OR - Health | Existing | Space Heating | Natural Gas | Ventilation - Demand Controlled | A | Integrated Unit Summer Peak Savings (kW) | Achievable Technical Potential | 0 | 0 | 0 | 0 | 0 | 0 | 0 | 0 | 0 | 0 | 0 | 0 | 0 | 0 | 0 | 0 | 0 | 0 | 0 | 0 | 0 | 0 | 0 | 0 | 0 | 0 | 0
F3_Commercial_OR - Health_Existing_Space Heating_Natural Gas_Ventilation - Demand Controlled_A_Achievable Technical Potential | F3 | Commercial | OR - Health | Existing | Space Heating | Natural Gas | Ventilation - Demand Controlled | A | Integrated Unit Winter Peak Savings (kW) | Achievable Technical Potential | 0 | 0 | 0 | 0 | 0 | 0 | 0 | 0 | 0 | 0 | 0 | 0 | 0 | 0 | 0 | 0 | 0 | 0 | 0 | 0 | 0 | 0 | 0 | 0 | 0 | 0 | 0
F4_Commercial_OR - Health_Existing_Space Heating_Natural Gas_Ventilation - Demand Controlled_A_Achievable Technical Potential | F4 | Commercial | OR - Health | Existing | Space Heating | Natural Gas | Ventilation - Demand Controlled | A | Incremental Energy Savings (MWh or mTherms) | Achievable Technical Potential | 0 | 0 | 0.16794 | 0.20419 | 0.24712 | 0.28342 | 0.31895 | 0.36726 | 0.39601 | 0.39675 | 0.36582 | 0.30697 | 0.089813 | 0 | 0 | 0 | 0 | 0 | 0 | 0 | 0 | 0 | 0 | 0 | 0 | 0 | 0
F5_Commercial_OR - Health_Existing_Space Heating_Natural Gas_Ventilation - Demand Controlled_A_Achievable Technical Potential | F5 | Commercial | OR - Health | Existing | Space Heating | Natural Gas | Ventilation - Demand Controlled | A | Incremental Summer Peak Savings (MW) | Achievable Technical Potential | 0 | 0 | 0 | 0 | 0 | 0 | 0 | 0 | 0 | 0 | 0 | 0 | 0 | 0 | 0 | 0 | 0 | 0 | 0 | 0 | 0 | 0 | 0 | 0 | 0 | 0 | 0
F6_Commercial_OR - Health_Existing_Space Heating_Natural Gas_Ventilation - Demand Controlled_A_Achievable Technical Potential | F6 | Commercial | OR - Health | Existing | Space Heating | Natural Gas | Ventilation - Demand Controlled | A | Incremental Winter Peak Savings (MW) | Achievable Technical Potential | 0 | 0 | 0 | 0 | 0 | 0 | 0 | 0 | 0 | 0 | 0 | 0 | 0 | 0 | 0 | 0 | 0 | 0 | 0 | 0 | 0 | 0 | 0 | 0 | 0 | 0 | 0
F7_Commercial_OR - Health_Existing_Space Heating_Natural Gas_Ventilation - Demand Controlled_A_Achievable Technical Potential | F7 | Commercial | OR - Health | Existing | Space Heating | Natural Gas | Ventilation - Demand Controlled | A | Cumulative Energy Savings (MWh or mTherms) | Achievable Technical Potential | 0 | 0 | 0.16794 | 0.37048 | 0.61354 | 0.88958 | 1.1966 | 1.5458 | 1.9154 | 2.2753 | 2.5919 | 2.8373 | 2.8546 | 2.7795 | 2.7069 | 2.6389 | 2.5778 | 2.5286 | 2.4915 | 2.4611 | 2.4391 | 2.419 | 2.4124 | 2.4062 | 2.4002 | 2.3944 | 2.3889
F8_Commercial_OR - Health_Existing_Space Heating_Natural Gas_Ventilation - Demand Controlled_A_Achievable Technical Potential | F8 | Commercial | OR - Health | Existing | Space Heating | Natural Gas | Ventilation - Demand Controlled | A | Cumulative Summer Peak Savings (MW) | Achievable Technical Potential | 0 | 0 | 0 | 0 | 0 | 0 | 0 | 0 | 0 | 0 | 0 | 0 | 0 | 0 | 0 | 0 | 0 | 0 | 0 | 0 | 0 | 0 | 0 | 0 | 0 | 0 | 0
F9_Commercial_OR - Health_Existing_Space Heating_Natural Gas_Ventilation - Demand Controlled_A_Achievable Technical Potential | F9 | Commercial | OR - Health | Existing | Space Heating | Natural Gas | Ventilation - Demand Controlled | A | Cumulative Winter Peak Savings (MW) | Achievable Technical Potential | 0 | 0 | 0 | 0 | 0 | 0 | 0 | 0 | 0 | 0 | 0 | 0 | 0 | 0 | 0 | 0 | 0 | 0 | 0 | 0 | 0 | 0 | 0 | 0 | 0 | 0 | 0
F10_Commercial_OR - Health_Existing_Space Heating_Natural Gas_Ventilation - Demand Controlled_A_Achievable Technical Potential | F10 | Commercial | OR - Health | Existing | Space Heating | Natural Gas | Ventilation - Demand Controlled | A | Purchases (Incremental) | Achievable Technical Potential | 0 | 0 | 17013.9499 | 20890.417 | 25563.757 | 29675.4939 | 33848.6587 | 39573.1508 | 43412.361 | 44348.7932 | 41793.4153 | 35924.9805 | 10786.3168 | 0 | 0 | 0 | 0 | 0 | 0 | 0 | 0 | 0 | 0 | 0 | 0 | 0 | 0
F11_Commercial_OR - Health_Existing_Space Heating_Natural Gas_Ventilation - Demand Controlled_A_Achievable Technical Potential | F11 | Commercial | OR - Health | Existing | Space Heating | Natural Gas | Ventilation - Demand Controlled | A | Purchases (Cumulative) | Achievable Technical Potential | 0 | 0 | 17013.9499 | 37904.3669 | 63468.1239 | 93143.6178 | 126992.2766 | 166565.4274 | 209977.7883 | 254326.5815 | 296119.9968 | 332044.9773 | 342831.2941 | 342831.2941 | 342831.2941 | 342831.2941 | 342831.2941 | 342831.2941 | 342831.2941 | 342831.2941 | 342831.2941 | 342831.2941 | 342831.2941 | 342831.2941 | 342831.2941 | 342831.2941 | 342831.2941
F1_Commercial_OR - Health_Existing_Space Heating_Natural Gas_HVAC - Dedicated Outdoor Air System (DOAS)_A_Achievable Technical Potential | F1 | Commercial | OR - Health | Existing | Space Heating | Natural Gas | HVAC - Dedicated Outdoor Air System (DOAS) | A | Integrated Unit Energy Savings (kWh or therms) | Achievable Technical Potential | 0 | 0 | 0.064167 | 0.063139 | 0.062027 | 0.060916 | 0.059791 | 0.05859 | 0.057285 | 0.055883 | 0.054402 | 0.052869 | 0.051336 | 0.049828 | 0.048381 | 0.047028 | 0.045812 | 0.044838 | 0.044111 | 0.043508 | 0.043059 | 0.042646 | 0.04253 | 0.042419 | 0.042313 | 0.042211 | 0.042114
F2_Commercial_OR - Health_Existing_Space Heating_Natural Gas_HVAC - Dedicated Outdoor Air System (DOAS)_A_Achievable Technical Potential | F2 | Commercial | OR - Health | Existing | Space Heating | Natural Gas | HVAC - Dedicated Outdoor Air System (DOAS) | A | Integrated Unit Summer Peak Savings (kW) | Achievable Technical Potential | 0 | 0 | 0 | 0 | 0 | 0 | 0 | 0 | 0 | 0 | 0 | 0 | 0 | 0 | 0 | 0 | 0 | 0 | 0 | 0 | 0 | 0 | 0 | 0 | 0 | 0 | 0
F3_Commercial_OR - Health_Existing_Space Heating_Natural Gas_HVAC - Dedicated Outdoor Air System (DOAS)_A_Achievable Technical Potential | F3 | Commercial | OR - Health | Existing | Space Heating | Natural Gas | HVAC - Dedicated Outdoor Air System (DOAS) | A | Integrated Unit Winter Peak Savings (kW) | Achievable Technical Potential | 0 | 0 | 0 | 0 | 0 | 0 | 0 | 0 | 0 | 0 | 0 | 0 | 0 | 0 | 0 | 0 | 0 | 0 | 0 | 0 | 0 | 0 | 0 | 0 | 0 | 0 | 0
F4_Commercial_OR - Health_Existing_Space Heating_Natural Gas_HVAC - Dedicated Outdoor Air System (DOAS)_A_Achievable Technical Potential | F4 | Commercial | OR - Health | Existing | Space Heating | Natural Gas | HVAC - Dedicated Outdoor Air System (DOAS) | A | Incremental Energy Savings (MWh or mTherms) | Achievable Technical Potential | 0 | 0 | 0.23928 | 0.48329 | 0.47477 | 0.46627 | 0.45766 | 0.44846 | 0.43847 | 0.42775 | 0.41641 | 0.40468 | 0.39294 | 0.3814 | 0.37032 | 0.35997 | 0.35066 | 0.3432 | 0.33764 | 0.33302 | 0.32959 | 0.32643 | 0 | 0 | 0 | 0 | 0
F5_Commercial_OR - Health_Existing_Space Heating_Natural Gas_HVAC - Dedicated Outdoor Air System (DOAS)_A_Achievable Technical Potential | F5 | Commercial | OR - Health | Existing | Space Heating | Natural Gas | HVAC - Dedicated Outdoor Air System (DOAS) | A | Incremental Summer Peak Savings (MW) | Achievable Technical Potential | 0 | 0 | 0 | 0 | 0 | 0 | 0 | 0 | 0 | 0 | 0 | 0 | 0 | 0 | 0 | 0 | 0 | 0 | 0 | 0 | 0 | 0 | 0 | 0 | 0 | 0 | 0
F6_Commercial_OR - Health_Existing_Space Heating_Natural Gas_HVAC - Dedicated Outdoor Air System (DOAS)_A_Achievable Technical Potential | F6 | Commercial | OR - Health | Existing | Space Heating | Natural Gas | HVAC - Dedicated Outdoor Air System (DOAS) | A | Incremental Winter Peak Savings (MW) | Achievable Technical Potential | 0 | 0 | 0 | 0 | 0 | 0 | 0 | 0 | 0 | 0 | 0 | 0 | 0 | 0 | 0 | 0 | 0 | 0 | 0 | 0 | 0 | 0 | 0 | 0 | 0 | 0 | 0
F7_Commercial_OR - Health_Existing_Space Heating_Natural Gas_HVAC - Dedicated Outdoor Air System (DOAS)_A_Achievable Technical Potential | F7 | Commercial | OR - Health | Existing | Space Heating | Natural Gas | HVAC - Dedicated Outdoor Air System (DOAS) | A | Cumulative Energy Savings (MWh or mTherms) | Achievable Technical Potential | 0 | 0 | 0.23928 | 0.71873 | 1.1808 | 1.626 | 2.0536 | 2.4608 | 2.8445 | 3.2026 | 3.5341 | 3.8393 | 4.1208 | 4.3812 | 4.6243 | 4.8549 | 5.08 | 5.3153 | 5.5668 | 5.8236 | 6.0931 | 6.3611 | 6.3438 | 6.3272 | 6.3114 | 6.2963 | 6.2818
F8_Commercial_OR - Health_Existing_Space Heating_Natural Gas_HVAC - Dedicated Outdoor Air System (DOAS)_A_Achievable Technical Potential | F8 | Commercial | OR - Health | Existing | Space Heating | Natural Gas | HVAC - Dedicated Outdoor Air System (DOAS) | A | Cumulative Summer Peak Savings (MW) | Achievable Technical Potential | 0 | 0 | 0 | 0 | 0 | 0 | 0 | 0 | 0 | 0 | 0 | 0 | 0 | 0 | 0 | 0 | 0 | 0 | 0 | 0 | 0 | 0 | 0 | 0 | 0 | 0 | 0
F9_Commercial_OR - Health_Existing_Space Heating_Natural Gas_HVAC - Dedicated Outdoor Air System (DOAS)_A_Achievable Technical Potential | F9 | Commercial | OR - Health | Existing | Space Heating | Natural Gas | HVAC - Dedicated Outdoor Air System (DOAS) | A | Cumulative Winter Peak Savings (MW) | Achievable Technical Potential | 0 | 0 | 0 | 0 | 0 | 0 | 0 | 0 | 0 | 0 | 0 | 0 | 0 | 0 | 0 | 0 | 0 | 0 | 0 | 0 | 0 | 0 | 0 | 0 | 0 | 0 | 0
F10_Commercial_OR - Health_Existing_Space Heating_Natural Gas_HVAC - Dedicated Outdoor Air System (DOAS)_A_Achievable Technical Potential | F10 | Commercial | OR - Health | Existing | Space Heating | Natural Gas | HVAC - Dedicated Outdoor Air System (DOAS) | A | Purchases (Incremental) | Achievable Technical Potential | 0 | 0 | 3729.0174 | 7654.2988 | 7654.2988 | 7654.2988 | 7654.2988 | 7654.2988 | 7654.2988 | 7654.2988 | 7654.2988 | 7654.2988 | 7654.2988 | 7654.2988 | 7654.2988 | 7654.2988 | 7654.2988 | 7654.2988 | 7654.2988 | 7654.2988 | 7654.2988 | 7654.2988 | 0 | 0 | 0 | 0 | 0
F11_Commercial_OR - Health_Existing_Space Heating_Natural Gas_HVAC - Dedicated Outdoor Air System (DOAS)_A_Achievable Technical Potential | F11 | Commercial | OR - Health | Existing | Space Heating | Natural Gas | HVAC - Dedicated Outdoor Air System (DOAS) | A | Purchases (Cumulative) | Achievable Technical Potential | 0 | 0 | 3729.0174 | 11383.3162 | 19037.615 | 26691.9138 | 34346.2126 | 42000.5114 | 49654.8102 | 57309.109 | 64963.4078 | 72617.7066 | 80272.0054 | 87926.3042 | 95580.603 | 103234.9018 | 110889.2006 | 118543.4995 | 126197.7983 | 133852.0971 | 141506.3959 | 149160.6947 | 149160.6947 | 149160.6947 | 149160.6947 | 149160.6947 | 149160.6947
F1_Commercial_OR - Health_Existing_Space Heating_Natural Gas_Destratification Fans (HVLS)_A_Achievable Technical Potential | F1 | Commercial | OR - Health | Existing | Space Heating | Natural Gas | Destratification Fans (HVLS) | A | Integrated Unit Energy Savings (kWh or therms) | Achievable Technical Potential | 0 | 0 | 201.1873 | 199.0255 | 196.5996 | 193.955 | 191.0367 | 187.7778 | 184.1594 | 180.1847 | 175.8858 | 171.3414 | 166.7588 | 162.2403 | 157.895 | 153.8384 | 150.2118 | 147.2884 | 145.0897 | 143.29 | 141.9971 | 140.8195 | 140.4352 | 140.0693 | 139.72 | 139.3856 | 139.0647
F2_Commercial_OR - Health_Existing_Space Heating_Natural Gas_Destratification Fans (HVLS)_A_Achievable Technical Potential | F2 | Commercial | OR - Health | Existing | Space Heating | Natural Gas | Destratification Fans (HVLS) | A | Integrated Unit Summer Peak Savings (kW) | Achievable Technical Potential | 0 | 0 | 0 | 0 | 0 | 0 | 0 | 0 | 0 | 0 | 0 | 0 | 0 | 0 | 0 | 0 | 0 | 0 | 0 | 0 | 0 | 0 | 0 | 0 | 0 | 0 | 0
F3_Commercial_OR - Health_Existing_Space Heating_Natural Gas_Destratification Fans (HVLS)_A_Achievable Technical Potential | F3 | Commercial | OR - Health | Existing | Space Heating | Natural Gas | Destratification Fans (HVLS) | A | Integrated Unit Winter Peak Savings (kW) | Achievable Technical Potential | 0 | 0 | 0 | 0 | 0 | 0 | 0 | 0 | 0 | 0 | 0 | 0 | 0 | 0 | 0 | 0 | 0 | 0 | 0 | 0 | 0 | 0 | 0 | 0 | 0 | 0 | 0
F4_Commercial_OR - Health_Existing_Space Heating_Natural Gas_Destratification Fans (HVLS)_A_Achievable Technical Potential | F4 | Commercial | OR - Health | Existing | Space Heating | Natural Gas | Destratification Fans (HVLS) | A | Incremental Energy Savings (MWh or mTherms) | Achievable Technical Potential | 0 | 0 | 0.15726 | 0.31934 | 0.31545 | 0.3112 | 0.30652 | 0.30129 | 0.29548 | 0.28911 | 0.28221 | 0.27492 | 0.26757 | 0.26032 | 0.25334 | 0.24683 | 0.24102 | 0.12119 | 3.2216e-17 | 4.4543e-16 | 0 | 0 | 0 | 0 | 0 | 0 | 0
F5_Commercial_OR - Health_Existing_Space Heating_Natural Gas_Destratification Fans (HVLS)_A_Achievable Technical Potential | F5 | Commercial | OR - Health | Existing | Space Heating | Natural Gas | Destratification Fans (HVLS) | A | Incremental Summer Peak Savings (MW) | Achievable Technical Potential | 0 | 0 | 0 | 0 | 0 | 0 | 0 | 0 | 0 | 0 | 0 | 0 | 0 | 0 | 0 | 0 | 0 | 0 | 0 | 0 | 0 | 0 | 0 | 0 | 0 | 0 | 0
F6_Commercial_OR - Health_Existing_Space Heating_Natural Gas_Destratification Fans (HVLS)_A_Achievable Technical Potential | F6 | Commercial | OR - Health | Existing | Space Heating | Natural Gas | Destratification Fans (HVLS) | A | Incremental Winter Peak Savings (MW) | Achievable Technical Potential | 0 | 0 | 0 | 0 | 0 | 0 | 0 | 0 | 0 | 0 | 0 | 0 | 0 | 0 | 0 | 0 | 0 | 0 | 0 | 0 | 0 | 0 | 0 | 0 | 0 | 0 | 0
F7_Commercial_OR - Health_Existing_Space Heating_Natural Gas_Destratification Fans (HVLS)_A_Achievable Technical Potential | F7 | Commercial | OR - Health | Existing | Space Heating | Natural Gas | Destratification Fans (HVLS) | A | Cumulative Energy Savings (MWh or mTherms) | Achievable Technical Potential | 0 | 0 | 0.15726 | 0.47491 | 0.78457 | 1.0852 | 1.3754 | 1.6532 | 1.9169 | 2.1646 | 2.3952 | 2.6082 | 2.806 | 2.9903 | 3.1635 | 3.3291 | 3.4916 | 3.5449 | 3.492 | 3.4486 | 3.4175 | 3.3892 | 3.3799 | 3.3711 | 3.3627 | 3.3547 | 3.347
F8_Commercial_OR - Health_Existing_Space Heating_Natural Gas_Destratification Fans (HVLS)_A_Achievable Technical Potential | F8 | Commercial | OR - Health | Existing | Space Heating | Natural Gas | Destratification Fans (HVLS) | A | Cumulative Summer Peak Savings (MW) | Achievable Technical Potential | 0 | 0 | 0 | 0 | 0 | 0 | 0 | 0 | 0 | 0 | 0 | 0 | 0 | 0 | 0 | 0 | 0 | 0 | 0 | 0 | 0 | 0 | 0 | 0 | 0 | 0 | 0
F9_Commercial_OR - Health_Existing_Space Heating_Natural Gas_Destratification Fans (HVLS)_A_Achievable Technical Potential | F9 | Commercial | OR - Health | Existing | Space Heating | Natural Gas | Destratification Fans (HVLS) | A | Cumulative Winter Peak Savings (MW) | Achievable Technical Potential | 0 | 0 | 0 | 0 | 0 | 0 | 0 | 0 | 0 | 0 | 0 | 0 | 0 | 0 | 0 | 0 | 0 | 0 | 0 | 0 | 0 | 0 | 0 | 0 | 0 | 0 | 0
F10_Commercial_OR - Health_Existing_Space Heating_Natural Gas_Destratification Fans (HVLS)_A_Achievable Technical Potential | F10 | Commercial | OR - Health | Existing | Space Heating | Natural Gas | Destratification Fans (HVLS) | A | Purchases (Incremental) | Achievable Technical Potential | 0 | 0 | 0.78168 | 1.6045 | 1.6045 | 1.6045 | 1.6045 | 1.6045 | 1.6045 | 1.6045 | 1.6045 | 1.6045 | 1.6045 | 1.6045 | 1.6045 | 1.6045 | 1.6045 | 0.82282 | 2.2204e-16 | 3.1086e-15 | 0 | 0 | 0 | 0 | 0 | 0 | 0
F11_Commercial_OR - Health_Existing_Space Heating_Natural Gas_Destratification Fans (HVLS)_A_Achievable Technical Potential | F11 | Commercial | OR - Health | Existing | Space Heating | Natural Gas | Destratification Fans (HVLS) | A | Purchases (Cumulative) | Achievable Technical Potential | 0 | 0 | 0.78168 | 2.3862 | 3.9907 | 5.5952 | 7.1997 | 8.8042 | 10.4087 | 12.0132 | 13.6177 | 15.2222 | 16.8267 | 18.4312 | 20.0357 | 21.6403 | 23.2448 | 24.0676 | 24.0676 | 24.0676 | 24.0676 | 24.0676 | 24.0676 | 24.0676 | 24.0676 | 24.0676 | 24.0676
F1_Commercial_OR - Health_Existing_Space Heating_Natural Gas_Gas Boiler - Maintenance_A_Achievable Technical Potential | F1 | Commercial | OR - Health | Existing | Space Heating | Natural Gas | Gas Boiler - Maintenance | A | Integrated Unit Energy Savings (kWh or therms) | Achievable Technical Potential | 0 | 0 | 0.039234 | 0.038546 | 0.03781 | 0.037077 | 0.036338 | 0.035557 | 0.034715 | 0.033817 | 0.032874 | 0.031904 | 0.030935 | 0.029985 | 0.029074 | 0.028221 | 0.027453 | 0.026832 | 0.026359 | 0.025961 | 0.025656 | 0.025373 | 0.025308 | 0.025245 | 0.025186 | 0.025128 | 0.025073
F2_Commercial_OR - Health_Existing_Space Heating_Natural Gas_Gas Boiler - Maintenance_A_Achievable Technical Potential | F2 | Commercial | OR - Health | Existing | Space Heating | Natural Gas | Gas Boiler - Maintenance | A | Integrated Unit Summer Peak Savings (kW) | Achievable Technical Potential | 0 | 0 | 0 | 0 | 0 | 0 | 0 | 0 | 0 | 0 | 0 | 0 | 0 | 0 | 0 | 0 | 0 | 0 | 0 | 0 | 0 | 0 | 0 | 0 | 0 | 0 | 0
F3_Commercial_OR - Health_Existing_Space Heating_Natural Gas_Gas Boiler - Maintenance_A_Achievable Technical Potential | F3 | Commercial | OR - Health | Existing | Space Heating | Natural Gas | Gas Boiler - Maintenance | A | Integrated Unit Winter Peak Savings (kW) | Achievable Technical Potential | 0 | 0 | 0 | 0 | 0 | 0 | 0 | 0 | 0 | 0 | 0 | 0 | 0 | 0 | 0 | 0 | 0 | 0 | 0 | 0 | 0 | 0 | 0 | 0 | 0 | 0 | 0
F4_Commercial_OR - Health_Existing_Space Heating_Natural Gas_Gas Boiler - Maintenance_A_Achievable Technical Potential | F4 | Commercial | OR - Health | Existing | Space Heating | Natural Gas | Gas Boiler - Maintenance | A | Incremental Energy Savings (MWh or mTherms) | Achievable Technical Potential | 0 | 0 | 0.046723 | 0.045903 | 0.045026 | 2.5291e-17 | 0 | 0 | 0 | 0 | 0 | 0 | 0 | 0 | 0 | 0 | 0 | 0 | 0 | 0 | 0 | 0 | 0 | 0 | 0 | 0 | 0
F5_Commercial_OR - Health_Existing_Space Heating_Natural Gas_Gas Boiler - Maintenance_A_Achievable Technical Potential | F5 | Commercial | OR - Health | Existing | Space Heating | Natural Gas | Gas Boiler - Maintenance | A | Incremental Summer Peak Savings (MW) | Achievable Technical Potential | 0 | 0 | 0 | 0 | 0 | 0 | 0 | 0 | 0 | 0 | 0 | 0 | 0 | 0 | 0 | 0 | 0 | 0 | 0 | 0 | 0 | 0 | 0 | 0 | 0 | 0 | 0
F6_Commercial_OR - Health_Existing_Space Heating_Natural Gas_Gas Boiler - Maintenance_A_Achievable Technical Potential | F6 | Commercial | OR - Health | Existing | Space Heating | Natural Gas | Gas Boiler - Maintenance | A | Incremental Winter Peak Savings (MW) | Achievable Technical Potential | 0 | 0 | 0 | 0 | 0 | 0 | 0 | 0 | 0 | 0 | 0 | 0 | 0 | 0 | 0 | 0 | 0 | 0 | 0 | 0 | 0 | 0 | 0 | 0 | 0 | 0 | 0
F7_Commercial_OR - Health_Existing_Space Heating_Natural Gas_Gas Boiler - Maintenance_A_Achievable Technical Potential | F7 | Commercial | OR - Health | Existing | Space Heating | Natural Gas | Gas Boiler - Maintenance | A | Cumulative Energy Savings (MWh or mTherms) | Achievable Technical Potential | 0 | 0 | 0.046723 | 0.091807 | 0.13508 | 0.13246 | 0.12982 | 0.12703 | 0.12402 | 0.12082 | 0.11745 | 0.11398 | 0.11052 | 0.10713 | 0.10387 | 0.10082 | 0.098079 | 0.095859 | 0.094171 | 0.092749 | 0.09166 | 0.090649 | 0.090414 | 0.090191 | 0.089978 | 0.089773 | 0.089576
F8_Commercial_OR - Health_Existing_Space Heating_Natural Gas_Gas Boiler - Maintenance_A_Achievable Technical Potential | F8 | Commercial | OR - Health | Existing | Space Heating | Natural Gas | Gas Boiler - Maintenance | A | Cumulative Summer Peak Savings (MW) | Achievable Technical Potential | 0 | 0 | 0 | 0 | 0 | 0 | 0 | 0 | 0 | 0 | 0 | 0 | 0 | 0 | 0 | 0 | 0 | 0 | 0 | 0 | 0 | 0 | 0 | 0 | 0 | 0 | 0
F9_Commercial_OR - Health_Existing_Space Heating_Natural Gas_Gas Boiler - Maintenance_A_Achievable Technical Potential | F9 | Commercial | OR - Health | Existing | Space Heating | Natural Gas | Gas Boiler - Maintenance | A | Cumulative Winter Peak Savings (MW) | Achievable Technical Potential | 0 | 0 | 0 | 0 | 0 | 0 | 0 | 0 | 0 | 0 | 0 | 0 | 0 | 0 | 0 | 0 | 0 | 0 | 0 | 0 | 0 | 0 | 0 | 0 | 0 | 0 | 0
F10_Commercial_OR - Health_Existing_Space Heating_Natural Gas_Gas Boiler - Maintenance_A_Achievable Technical Potential | F10 | Commercial | OR - Health | Existing | Space Heating | Natural Gas | Gas Boiler - Maintenance | A | Purchases (Incremental) | Achievable Technical Potential | 0 | 0 | 1190.8646 | 1190.8646 | 1190.8646 | 6.8212e-13 | 0 | 0 | 0 | 0 | 0 | 0 | 0 | 0 | 0 | 0 | 0 | 0 | 0 | 0 | 0 | 0 | 0 | 0 | 0 | 0 | 0
F11_Commercial_OR - Health_Existing_Space Heating_Natural Gas_Gas Boiler - Maintenance_A_Achievable Technical Potential | F11 | Commercial | OR - Health | Existing | Space Heating | Natural Gas | Gas Boiler - Maintenance | A | Purchases (Cumulative) | Achievable Technical Potential | 0 | 0 | 1190.8646 | 2381.7292 | 3572.5938 | 3572.5938 | 3572.5938 | 3572.5938 | 3572.5938 | 3572.5938 | 3572.5938 | 3572.5938 | 3572.5938 | 3572.5938 | 3572.5938 | 3572.5938 | 3572.5938 | 3572.5938 | 3572.5938 | 3572.5938 | 3572.5938 | 3572.5938 | 3572.5938 | 3572.5938 | 3572.5938 | 3572.5938 | 3572.5938
F1_Commercial_OR - Health_Existing_Space Heating_Natural Gas_Gas Furnace - Maintenance_A_Achievable Technical Potential | F1 | Commercial | OR - Health | Existing | Space Heating | Natural Gas | Gas Furnace - Maintenance | A | Integrated Unit Energy Savings (kWh or therms) | Achievable Technical Potential | 0 | 0 | 0.017693 | 0.017357 | 0.016991 | 0.016622 | 0.016243 | 0.015838 | 0.015401 | 0.014939 | 0.014457 | 0.013969 | 0.013487 | 0.01302 | 0.012577 | 0.012165 | 0.011796 | 0.011492 | 0.011255 | 0.011053 | 0.010894 | 0.010747 | 0.010694 | 0.010644 | 0.010597 | 0.010552 | 0.01051
F2_Commercial_OR - Health_Existing_Space Heating_Natural Gas_Gas Furnace - Maintenance_A_Achievable Technical Potential | F2 | Commercial | OR - Health | Existing | Space Heating | Natural Gas | Gas Furnace - Maintenance | A | Integrated Unit Summer Peak Savings (kW) | Achievable Technical Potential | 0 | 0 | 0 | 0 | 0 | 0 | 0 | 0 | 0 | 0 | 0 | 0 | 0 | 0 | 0 | 0 | 0 | 0 | 0 | 0 | 0 | 0 | 0 | 0 | 0 | 0 | 0
F3_Commercial_OR - Health_Existing_Space Heating_Natural Gas_Gas Furnace - Maintenance_A_Achievable Technical Potential | F3 | Commercial | OR - Health | Existing | Space Heating | Natural Gas | Gas Furnace - Maintenance | A | Integrated Unit Winter Peak Savings (kW) | Achievable Technical Potential | 0 | 0 | 0 | 0 | 0 | 0 | 0 | 0 | 0 | 0 | 0 | 0 | 0 | 0 | 0 | 0 | 0 | 0 | 0 | 0 | 0 | 0 | 0 | 0 | 0 | 0 | 0
F4_Commercial_OR - Health_Existing_Space Heating_Natural Gas_Gas Furnace - Maintenance_A_Achievable Technical Potential | F4 | Commercial | OR - Health | Existing | Space Heating | Natural Gas | Gas Furnace - Maintenance | A | Incremental Energy Savings (MWh or mTherms) | Achievable Technical Potential | 0 | 0 | 0.0037386 | 0.0036676 | 0.0035902 | 0 | 1.8466e-18 | 0 | 0 | 0 | 0 | 0 | 0 | 0 | 0 | 0 | 0 | 0 | 0 | 0 | 0 | 0 | 0 | 0 | 0 | 0 | 0
F5_Commercial_OR - Health_Existing_Space Heating_Natural Gas_Gas Furnace - Maintenance_A_Achievable Technical Potential | F5 | Commercial | OR - Health | Existing | Space Heating | Natural Gas | Gas Furnace - Maintenance | A | Incremental Summer Peak Savings (MW) | Achievable Technical Potential | 0 | 0 | 0 | 0 | 0 | 0 | 0 | 0 | 0 | 0 | 0 | 0 | 0 | 0 | 0 | 0 | 0 | 0 | 0 | 0 | 0 | 0 | 0 | 0 | 0 | 0 | 0
F6_Commercial_OR - Health_Existing_Space Heating_Natural Gas_Gas Furnace - Maintenance_A_Achievable Technical Potential | F6 | Commercial | OR - Health | Existing | Space Heating | Natural Gas | Gas Furnace - Maintenance | A | Incremental Winter Peak Savings (MW) | Achievable Technical Potential | 0 | 0 | 0 | 0 | 0 | 0 | 0 | 0 | 0 | 0 | 0 | 0 | 0 | 0 | 0 | 0 | 0 | 0 | 0 | 0 | 0 | 0 | 0 | 0 | 0 | 0 | 0
F7_Commercial_OR - Health_Existing_Space Heating_Natural Gas_Gas Furnace - Maintenance_A_Achievable Technical Potential | F7 | Commercial | OR - Health | Existing | Space Heating | Natural Gas | Gas Furnace - Maintenance | A | Cumulative Energy Savings (MWh or mTherms) | Achievable Technical Potential | 0 | 0 | 0.0037386 | 0.0073351 | 0.01077 | 0.010536 | 0.010296 | 0.010039 | 0.0097629 | 0.0094696 | 0.0091645 | 0.0088545 | 0.0085492 | 0.0082535 | 0.0079725 | 0.0077115 | 0.0074771 | 0.0072846 | 0.0071344 | 0.0070066 | 0.0069056 | 0.0068122 | 0.0067786 | 0.0067469 | 0.0067171 | 0.006689 | 0.0066624
F8_Commercial_OR - Health_Existing_Space Heating_Natural Gas_Gas Furnace - Maintenance_A_Achievable Technical Potential | F8 | Commercial | OR - Health | Existing | Space Heating | Natural Gas | Gas Furnace - Maintenance | A | Cumulative Summer Peak Savings (MW) | Achievable Technical Potential | 0 | 0 | 0 | 0 | 0 | 0 | 0 | 0 | 0 | 0 | 0 | 0 | 0 | 0 | 0 | 0 | 0 | 0 | 0 | 0 | 0 | 0 | 0 | 0 | 0 | 0 | 0
F9_Commercial_OR - Health_Existing_Space Heating_Natural Gas_Gas Furnace - Maintenance_A_Achievable Technical Potential | F9 | Commercial | OR - Health | Existing | Space Heating | Natural Gas | Gas Furnace - Maintenance | A | Cumulative Winter Peak Savings (MW) | Achievable Technical Potential | 0 | 0 | 0 | 0 | 0 | 0 | 0 | 0 | 0 | 0 | 0 | 0 | 0 | 0 | 0 | 0 | 0 | 0 | 0 | 0 | 0 | 0 | 0 | 0 | 0 | 0 | 0
F10_Commercial_OR - Health_Existing_Space Heating_Natural Gas_Gas Furnace - Maintenance_A_Achievable Technical Potential | F10 | Commercial | OR - Health | Existing | Space Heating | Natural Gas | Gas Furnace - Maintenance | A | Purchases (Incremental) | Achievable Technical Potential | 0 | 0 | 211.2973 | 211.2973 | 211.2973 | 0 | 1.1369e-13 | 0 | 0 | 0 | 0 | 0 | 0 | 0 | 0 | 0 | 0 | 0 | 0 | 0 | 0 | 0 | 0 | 0 | 0 | 0 | 0
F11_Commercial_OR - Health_Existing_Space Heating_Natural Gas_Gas Furnace - Maintenance_A_Achievable Technical Potential | F11 | Commercial | OR - Health | Existing | Space Heating | Natural Gas | Gas Furnace - Maintenance | A | Purchases (Cumulative) | Achievable Technical Potential | 0 | 0 | 211.2973 | 422.5946 | 633.8919 | 633.8919 | 633.8919 | 633.8919 | 633.8919 | 633.8919 | 633.8919 | 633.8919 | 633.8919 | 633.8919 | 633.8919 | 633.8919 | 633.8919 | 633.8919 | 633.8919 | 633.8919 | 633.8919 | 633.8919 | 633.8919 | 633.8919 | 633.8919 | 633.8919 | 633.8919
F1_Commercial_OR - Health_Existing_Space Heating_Natural Gas_Gas Boiler - Hot Water Reset_A_Achievable Technical Potential | F1 | Commercial | OR - Health | Existing | Space Heating | Natural Gas | Gas Boiler - Hot Water Reset | A | Integrated Unit Energy Savings (kWh or therms) | Achievable Technical Potential | 0 | 0 | 70.2879 | 69.9826 | 69.6727 | 69.3604 | 69.0467 | 68.732 | 68.4197 | 68.1104 | 67.8019 | 67.4948 | 67.1909 | 66.8902 | 66.5954 | 66.3076 | 66.0285 | 65.7878 | 65.5875 | 65.3957 | 65.2118 | 65.0359 | 64.8685 | 64.709 | 64.5564 | 64.41 | 64.2693
F2_Commercial_OR - Health_Existing_Space Heating_Natural Gas_Gas Boiler - Hot Water Reset_A_Achievable Technical Potential | F2 | Commercial | OR - Health | Existing | Space Heating | Natural Gas | Gas Boiler - Hot Water Reset | A | Integrated Unit Summer Peak Savings (kW) | Achievable Technical Potential | 0 | 0 | 0 | 0 | 0 | 0 | 0 | 0 | 0 | 0 | 0 | 0 | 0 | 0 | 0 | 0 | 0 | 0 | 0 | 0 | 0 | 0 | 0 | 0 | 0 | 0 | 0
F3_Commercial_OR - Health_Existing_Space Heating_Natural Gas_Gas Boiler - Hot Water Reset_A_Achievable Technical Potential | F3 | Commercial | OR - Health | Existing | Space Heating | Natural Gas | Gas Boiler - Hot Water Reset | A | Integrated Unit Winter Peak Savings (kW) | Achievable Technical Potential | 0 | 0 | 0 | 0 | 0 | 0 | 0 | 0 | 0 | 0 | 0 | 0 | 0 | 0 | 0 | 0 | 0 | 0 | 0 | 0 | 0 | 0 | 0 | 0 | 0 | 0 | 0
F4_Commercial_OR - Health_Existing_Space Heating_Natural Gas_Gas Boiler - Hot Water Reset_A_Achievable Technical Potential | F4 | Commercial | OR - Health | Existing | Space Heating | Natural Gas | Gas Boiler - Hot Water Reset | A | Incremental Energy Savings (MWh or mTherms) | Achievable Technical Potential | 0 | 0 | 0.095661 | 0.1955 | 0.19464 | 0.19377 | 0.19289 | 0.19201 | 0.19114 | 0.19027 | 0.18941 | 0.18855 | 0.18771 | 0.18687 | 0.18604 | 0.18524 | 0.18446 | 0.18379 | 0.18323 | 0.18269 | 0.18218 | 0.18169 | 0 | 0 | 0 | 0 | 0
F5_Commercial_OR - Health_Existing_Space Heating_Natural Gas_Gas Boiler - Hot Water Reset_A_Achievable Technical Potential | F5 | Commercial | OR - Health | Existing | Space Heating | Natural Gas | Gas Boiler - Hot Water Reset | A | Incremental Summer Peak Savings (MW) | Achievable Technical Potential | 0 | 0 | 0 | 0 | 0 | 0 | 0 | 0 | 0 | 0 | 0 | 0 | 0 | 0 | 0 | 0 | 0 | 0 | 0 | 0 | 0 | 0 | 0 | 0 | 0 | 0 | 0
F6_Commercial_OR - Health_Existing_Space Heating_Natural Gas_Gas Boiler - Hot Water Reset_A_Achievable Technical Potential | F6 | Commercial | OR - Health | Existing | Space Heating | Natural Gas | Gas Boiler - Hot Water Reset | A | Incremental Winter Peak Savings (MW) | Achievable Technical Potential | 0 | 0 | 0 | 0 | 0 | 0 | 0 | 0 | 0 | 0 | 0 | 0 | 0 | 0 | 0 | 0 | 0 | 0 | 0 | 0 | 0 | 0 | 0 | 0 | 0 | 0 | 0
F7_Commercial_OR - Health_Existing_Space Heating_Natural Gas_Gas Boiler - Hot Water Reset_A_Achievable Technical Potential | F7 | Commercial | OR - Health | Existing | Space Heating | Natural Gas | Gas Boiler - Hot Water Reset | A | Cumulative Energy Savings (MWh or mTherms) | Achievable Technical Potential | 0 | 0 | 0.095661 | 0.29075 | 0.4841 | 0.6757 | 0.86553 | 1.0536 | 1.2399 | 1.4246 | 1.6076 | 1.7889 | 1.9685 | 2.1466 | 2.3231 | 2.4983 | 2.6723 | 2.8463 | 3.0209 | 3.1947 | 3.3679 | 3.5405 | 3.5314 | 3.5227 | 3.5144 | 3.5065 | 3.4988
F8_Commercial_OR - Health_Existing_Space Heating_Natural Gas_Gas Boiler - Hot Water Reset_A_Achievable Technical Potential | F8 | Commercial | OR - Health | Existing | Space Heating | Natural Gas | Gas Boiler - Hot Water Reset | A | Cumulative Summer Peak Savings (MW) | Achievable Technical Potential | 0 | 0 | 0 | 0 | 0 | 0 | 0 | 0 | 0 | 0 | 0 | 0 | 0 | 0 | 0 | 0 | 0 | 0 | 0 | 0 | 0 | 0 | 0 | 0 | 0 | 0 | 0
F9_Commercial_OR - Health_Existing_Space Heating_Natural Gas_Gas Boiler - Hot Water Reset_A_Achievable Technical Potential | F9 | Commercial | OR - Health | Existing | Space Heating | Natural Gas | Gas Boiler - Hot Water Reset | A | Cumulative Winter Peak Savings (MW) | Achievable Technical Potential | 0 | 0 | 0 | 0 | 0 | 0 | 0 | 0 | 0 | 0 | 0 | 0 | 0 | 0 | 0 | 0 | 0 | 0 | 0 | 0 | 0 | 0 | 0 | 0 | 0 | 0 | 0
F10_Commercial_OR - Health_Existing_Space Heating_Natural Gas_Gas Boiler - Hot Water Reset_A_Achievable Technical Potential | F10 | Commercial | OR - Health | Existing | Space Heating | Natural Gas | Gas Boiler - Hot Water Reset | A | Purchases (Incremental) | Achievable Technical Potential | 0 | 0 | 1.361 | 2.7936 | 2.7936 | 2.7936 | 2.7936 | 2.7936 | 2.7936 | 2.7936 | 2.7936 | 2.7936 | 2.7936 | 2.7936 | 2.7936 | 2.7936 | 2.7936 | 2.7936 | 2.7936 | 2.7936 | 2.7936 | 2.7936 | 0 | 0 | 0 | 0 | 0
F11_Commercial_OR - Health_Existing_Space Heating_Natural Gas_Gas Boiler - Hot Water Reset_A_Achievable Technical Potential | F11 | Commercial | OR - Health | Existing | Space Heating | Natural Gas | Gas Boiler - Hot Water Reset | A | Purchases (Cumulative) | Achievable Technical Potential | 0 | 0 | 1.361 | 4.1546 | 6.9482 | 9.7418 | 12.5355 | 15.3291 | 18.1227 | 20.9163 | 23.7099 | 26.5036 | 29.2972 | 32.0908 | 34.8844 | 37.678 | 40.4716 | 43.2653 | 46.0589 | 48.8525 | 51.6461 | 54.4397 | 54.4397 | 54.4397 | 54.4397 | 54.4397 | 54.4397
F1_Commercial_OR - Health_Existing_Space Heating_Natural Gas_Gas Boiler - Steam Trap Replacement_A_Achievable Technical Potential | F1 | Commercial | OR - Health | Existing | Space Heating | Natural Gas | Gas Boiler - Steam Trap Replacement | A | Integrated Unit Energy Savings (kWh or therms) | Achievable Technical Potential | 0 | 0 | 21.0203 | 20.949 | 20.8762 | 20.8026 | 20.7283 | 20.6537 | 20.5788 | 20.5039 | 20.4291 | 20.3547 | 20.281 | 20.2082 | 20.1371 | 20.068 | 20.0013 | 19.9376 | 19.877 | 19.8189 | 19.7632 | 19.7099 | 19.6592 | 19.6109 | 19.5647 | 19.5204 | 19.4778
F2_Commercial_OR - Health_Existing_Space Heating_Natural Gas_Gas Boiler - Steam Trap Replacement_A_Achievable Technical Potential | F2 | Commercial | OR - Health | Existing | Space Heating | Natural Gas | Gas Boiler - Steam Trap Replacement | A | Integrated Unit Summer Peak Savings (kW) | Achievable Technical Potential | 0 | 0 | 0 | 0 | 0 | 0 | 0 | 0 | 0 | 0 | 0 | 0 | 0 | 0 | 0 | 0 | 0 | 0 | 0 | 0 | 0 | 0 | 0 | 0 | 0 | 0 | 0
F3_Commercial_OR - Health_Existing_Space Heating_Natural Gas_Gas Boiler - Steam Trap Replacement_A_Achievable Technical Potential | F3 | Commercial | OR - Health | Existing | Space Heating | Natural Gas | Gas Boiler - Steam Trap Replacement | A | Integrated Unit Winter Peak Savings (kW) | Achievable Technical Potential | 0 | 0 | 0 | 0 | 0 | 0 | 0 | 0 | 0 | 0 | 0 | 0 | 0 | 0 | 0 | 0 | 0 | 0 | 0 | 0 | 0 | 0 | 0 | 0 | 0 | 0 | 0
F4_Commercial_OR - Health_Existing_Space Heating_Natural Gas_Gas Boiler - Steam Trap Replacement_A_Achievable Technical Potential | F4 | Commercial | OR - Health | Existing | Space Heating | Natural Gas | Gas Boiler - Steam Trap Replacement | A | Incremental Energy Savings (MWh or mTherms) | Achievable Technical Potential | 0 | 0 | 0.01192 | 0.024385 | 0.0243 | 0.024214 | 0.024128 | 0.024041 | 0.012284 | 0 | 0 | 0 | 0 | 0 | 0 | 4.9016e-17 | 0 | 4.427e-17 | 4.4136e-18 | 5.7209e-17 | 0 | 0 | 0 | 0 | 0 | 0 | 0
F5_Commercial_OR - Health_Existing_Space Heating_Natural Gas_Gas Boiler - Steam Trap Replacement_A_Achievable Technical Potential | F5 | Commercial | OR - Health | Existing | Space Heating | Natural Gas | Gas Boiler - Steam Trap Replacement | A | Incremental Summer Peak Savings (MW) | Achievable Technical Potential | 0 | 0 | 0 | 0 | 0 | 0 | 0 | 0 | 0 | 0 | 0 | 0 | 0 | 0 | 0 | 0 | 0 | 0 | 0 | 0 | 0 | 0 | 0 | 0 | 0 | 0 | 0
F6_Commercial_OR - Health_Existing_Space Heating_Natural Gas_Gas Boiler - Steam Trap Replacement_A_Achievable Technical Potential | F6 | Commercial | OR - Health | Existing | Space Heating | Natural Gas | Gas Boiler - Steam Trap Replacement | A | Incremental Winter Peak Savings (MW) | Achievable Technical Potential | 0 | 0 | 0 | 0 | 0 | 0 | 0 | 0 | 0 | 0 | 0 | 0 | 0 | 0 | 0 | 0 | 0 | 0 | 0 | 0 | 0 | 0 | 0 | 0 | 0 | 0 | 0
F7_Commercial_OR - Health_Existing_Space Heating_Natural Gas_Gas Boiler - Steam Trap Replacement_A_Achievable Technical Potential | F7 | Commercial | OR - Health | Existing | Space Heating | Natural Gas | Gas Boiler - Steam Trap Replacement | A | Cumulative Energy Savings (MWh or mTherms) | Achievable Technical Potential | 0 | 0 | 0.01192 | 0.036265 | 0.060439 | 0.08444 | 0.10827 | 0.13192 | 0.14372 | 0.1432 | 0.14268 | 0.14216 | 0.14164 | 0.14114 | 0.14064 | 0.14016 | 0.13969 | 0.13924 | 0.13882 | 0.13842 | 0.13803 | 0.13765 | 0.1373 | 0.13696 | 0.13664 | 0.13633 | 0.13603
F8_Commercial_OR - Health_Existing_Space Heating_Natural Gas_Gas Boiler - Steam Trap Replacement_A_Achievable Technical Potential | F8 | Commercial | OR - Health | Existing | Space Heating | Natural Gas | Gas Boiler - Steam Trap Replacement | A | Cumulative Summer Peak Savings (MW) | Achievable Technical Potential | 0 | 0 | 0 | 0 | 0 | 0 | 0 | 0 | 0 | 0 | 0 | 0 | 0 | 0 | 0 | 0 | 0 | 0 | 0 | 0 | 0 | 0 | 0 | 0 | 0 | 0 | 0
F9_Commercial_OR - Health_Existing_Space Heating_Natural Gas_Gas Boiler - Steam Trap Replacement_A_Achievable Technical Potential | F9 | Commercial | OR - Health | Existing | Space Heating | Natural Gas | Gas Boiler - Steam Trap Replacement | A | Cumulative Winter Peak Savings (MW) | Achievable Technical Potential | 0 | 0 | 0 | 0 | 0 | 0 | 0 | 0 | 0 | 0 | 0 | 0 | 0 | 0 | 0 | 0 | 0 | 0 | 0 | 0 | 0 | 0 | 0 | 0 | 0 | 0 | 0
F10_Commercial_OR - Health_Existing_Space Heating_Natural Gas_Gas Boiler - Steam Trap Replacement_A_Achievable Technical Potential | F10 | Commercial | OR - Health | Existing | Space Heating | Natural Gas | Gas Boiler - Steam Trap Replacement | A | Purchases (Incremental) | Achievable Technical Potential | 0 | 0 | 0.56708 | 1.164 | 1.164 | 1.164 | 1.164 | 1.164 | 0.59693 | 0 | 0 | 0 | 0 | 0 | 0 | 2.4425e-15 | 0 | 2.2204e-15 | 2.2204e-16 | 2.8866e-15 | 0 | 0 | 0 | 0 | 0 | 0 | 0
F11_Commercial_OR - Health_Existing_Space Heating_Natural Gas_Gas Boiler - Steam Trap Replacement_A_Achievable Technical Potential | F11 | Commercial | OR - Health | Existing | Space Heating | Natural Gas | Gas Boiler - Steam Trap Replacement | A | Purchases (Cumulative) | Achievable Technical Potential | 0 | 0 | 0.56708 | 1.7311 | 2.8951 | 4.0591 | 5.2231 | 6.3871 | 6.984 | 6.984 | 6.984 | 6.984 | 6.984 | 6.984 | 6.984 | 6.984 | 6.984 | 6.984 | 6.984 | 6.984 | 6.984 | 6.984 | 6.984 | 6.984 | 6.984 | 6.984 | 6.984
F1_Commercial_OR - Health_Existing_Space Heating_Natural Gas_Gas Boiler - High Turndown Burner_A_Achievable Technical Potential | F1 | Commercial | OR - Health | Existing | Space Heating | Natural Gas | Gas Boiler - High Turndown Burner | A | Integrated Unit Energy Savings (kWh or therms) | Achievable Technical Potential | 0 | 0 | 0.065644 | 0.064962 | 0.0642 | 0.063374 | 0.062465 | 0.061454 | 0.06033 | 0.059094 | 0.057752 | 0.056325 | 0.054879 | 0.053446 | 0.052062 | 0.050765 | 0.0496 | 0.048663 | 0.047958 | 0.047382 | 0.046966 | 0.046587 | 0.046467 | 0.046353 | 0.046243 | 0.046138 | 0.046037
F2_Commercial_OR - Health_Existing_Space Heating_Natural Gas_Gas Boiler - High Turndown Burner_A_Achievable Technical Potential | F2 | Commercial | OR - Health | Existing | Space Heating | Natural Gas | Gas Boiler - High Turndown Burner | A | Integrated Unit Summer Peak Savings (kW) | Achievable Technical Potential | 0 | 0 | 0 | 0 | 0 | 0 | 0 | 0 | 0 | 0 | 0 | 0 | 0 | 0 | 0 | 0 | 0 | 0 | 0 | 0 | 0 | 0 | 0 | 0 | 0 | 0 | 0
F3_Commercial_OR - Health_Existing_Space Heating_Natural Gas_Gas Boiler - High Turndown Burner_A_Achievable Technical Potential | F3 | Commercial | OR - Health | Existing | Space Heating | Natural Gas | Gas Boiler - High Turndown Burner | A | Integrated Unit Winter Peak Savings (kW) | Achievable Technical Potential | 0 | 0 | 0 | 0 | 0 | 0 | 0 | 0 | 0 | 0 | 0 | 0 | 0 | 0 | 0 | 0 | 0 | 0 | 0 | 0 | 0 | 0 | 0 | 0 | 0 | 0 | 0
F4_Commercial_OR - Health_Existing_Space Heating_Natural Gas_Gas Boiler - High Turndown Burner_A_Achievable Technical Potential | F4 | Commercial | OR - Health | Existing | Space Heating | Natural Gas | Gas Boiler - High Turndown Burner | A | Incremental Energy Savings (MWh or mTherms) | Achievable Technical Potential | 0 | 0 | 0.076833 | 0.093358 | 0.1129 | 0.12938 | 0.14546 | 0.1673 | 0.18018 | 0.18029 | 0.16604 | 0.1392 | 0.10496 | 0.070148 | 0.04089 | 0.018623 | 0 | 0 | 0 | 0 | 0 | 0 | 0 | 0 | 0 | 0 | 0
F5_Commercial_OR - Health_Existing_Space Heating_Natural Gas_Gas Boiler - High Turndown Burner_A_Achievable Technical Potential | F5 | Commercial | OR - Health | Existing | Space Heating | Natural Gas | Gas Boiler - High Turndown Burner | A | Incremental Summer Peak Savings (MW) | Achievable Technical Potential | 0 | 0 | 0 | 0 | 0 | 0 | 0 | 0 | 0 | 0 | 0 | 0 | 0 | 0 | 0 | 0 | 0 | 0 | 0 | 0 | 0 | 0 | 0 | 0 | 0 | 0 | 0
F6_Commercial_OR - Health_Existing_Space Heating_Natural Gas_Gas Boiler - High Turndown Burner_A_Achievable Technical Potential | F6 | Commercial | OR - Health | Existing | Space Heating | Natural Gas | Gas Boiler - High Turndown Burner | A | Incremental Winter Peak Savings (MW) | Achievable Technical Potential | 0 | 0 | 0 | 0 | 0 | 0 | 0 | 0 | 0 | 0 | 0 | 0 | 0 | 0 | 0 | 0 | 0 | 0 | 0 | 0 | 0 | 0 | 0 | 0 | 0 | 0 | 0
F7_Commercial_OR - Health_Existing_Space Heating_Natural Gas_Gas Boiler - High Turndown Burner_A_Achievable Technical Potential | F7 | Commercial | OR - Health | Existing | Space Heating | Natural Gas | Gas Boiler - High Turndown Burner | A | Cumulative Energy Savings (MWh or mTherms) | Achievable Technical Potential | 0 | 0 | 0.076833 | 0.16939 | 0.28031 | 0.40608 | 0.54572 | 0.70418 | 0.87148 | 1.0339 | 1.1765 | 1.2866 | 1.3585 | 1.3932 | 1.398 | 1.3818 | 1.3501 | 1.3246 | 1.3054 | 1.2897 | 1.2784 | 1.2681 | 1.2648 | 1.2617 | 1.2587 | 1.2559 | 1.2531
F8_Commercial_OR - Health_Existing_Space Heating_Natural Gas_Gas Boiler - High Turndown Burner_A_Achievable Technical Potential | F8 | Commercial | OR - Health | Existing | Space Heating | Natural Gas | Gas Boiler - High Turndown Burner | A | Cumulative Summer Peak Savings (MW) | Achievable Technical Potential | 0 | 0 | 0 | 0 | 0 | 0 | 0 | 0 | 0 | 0 | 0 | 0 | 0 | 0 | 0 | 0 | 0 | 0 | 0 | 0 | 0 | 0 | 0 | 0 | 0 | 0 | 0
F9_Commercial_OR - Health_Existing_Space Heating_Natural Gas_Gas Boiler - High Turndown Burner_A_Achievable Technical Potential | F9 | Commercial | OR - Health | Existing | Space Heating | Natural Gas | Gas Boiler - High Turndown Burner | A | Cumulative Winter Peak Savings (MW) | Achievable Technical Potential | 0 | 0 | 0 | 0 | 0 | 0 | 0 | 0 | 0 | 0 | 0 | 0 | 0 | 0 | 0 | 0 | 0 | 0 | 0 | 0 | 0 | 0 | 0 | 0 | 0 | 0 | 0
F10_Commercial_OR - Health_Existing_Space Heating_Natural Gas_Gas Boiler - High Turndown Burner_A_Achievable Technical Potential | F10 | Commercial | OR - Health | Existing | Space Heating | Natural Gas | Gas Boiler - High Turndown Burner | A | Purchases (Incremental) | Achievable Technical Potential | 0 | 0 | 1170.4541 | 1437.131 | 1758.6278 | 2041.4897 | 2328.5775 | 2722.3871 | 2986.5009 | 3050.9216 | 2875.1275 | 2471.4156 | 1912.4857 | 1312.4972 | 785.4083 | 366.8391 | 0 | 0 | 0 | 0 | 0 | 0 | 0 | 0 | 0 | 0 | 0
F11_Commercial_OR - Health_Existing_Space Heating_Natural Gas_Gas Boiler - High Turndown Burner_A_Achievable Technical Potential | F11 | Commercial | OR - Health | Existing | Space Heating | Natural Gas | Gas Boiler - High Turndown Burner | A | Purchases (Cumulative) | Achievable Technical Potential | 0 | 0 | 1170.4541 | 2607.5851 | 4366.2128 | 6407.7026 | 8736.2801 | 11458.6672 | 14445.168 | 17496.0896 | 20371.2171 | 22842.6327 | 24755.1184 | 26067.6156 | 26853.0239 | 27219.863 | 27219.863 | 27219.863 | 27219.863 | 27219.863 | 27219.863 | 27219.863 | 27219.863 | 27219.863 | 27219.863 | 27219.863 | 27219.863
F1_Commercial_OR - Health_Existing_Space Heating_Natural Gas_Gas Boiler - Burner Control Optimization_A_Achievable Technical Potential | F1 | Commercial | OR - Health | Existing | Space Heating | Natural Gas | Gas Boiler - Burner Control Optimization | A | Integrated Unit Energy Savings (kWh or therms) | Achievable Technical Potential | 0 | 0 | 0.019032 | 0.018829 | 0.018601 | 0.018354 | 0.018082 | 0.017779 | 0.017443 | 0.017074 | 0.016676 | 0.016256 | 0.015832 | 0.015415 | 0.015013 | 0.014638 | 0.014302 | 0.014031 | 0.013828 | 0.013662 | 0.013542 | 0.013433 | 0.013398 | 0.013365 | 0.013334 | 0.013303 | 0.013274
F2_Commercial_OR - Health_Existing_Space Heating_Natural Gas_Gas Boiler - Burner Control Optimization_A_Achievable Technical Potential | F2 | Commercial | OR - Health | Existing | Space Heating | Natural Gas | Gas Boiler - Burner Control Optimization | A | Integrated Unit Summer Peak Savings (kW) | Achievable Technical Potential | 0 | 0 | 0 | 0 | 0 | 0 | 0 | 0 | 0 | 0 | 0 | 0 | 0 | 0 | 0 | 0 | 0 | 0 | 0 | 0 | 0 | 0 | 0 | 0 | 0 | 0 | 0
F3_Commercial_OR - Health_Existing_Space Heating_Natural Gas_Gas Boiler - Burner Control Optimization_A_Achievable Technical Potential | F3 | Commercial | OR - Health | Existing | Space Heating | Natural Gas | Gas Boiler - Burner Control Optimization | A | Integrated Unit Winter Peak Savings (kW) | Achievable Technical Potential | 0 | 0 | 0 | 0 | 0 | 0 | 0 | 0 | 0 | 0 | 0 | 0 | 0 | 0 | 0 | 0 | 0 | 0 | 0 | 0 | 0 | 0 | 0 | 0 | 0 | 0 | 0
F4_Commercial_OR - Health_Existing_Space Heating_Natural Gas_Gas Boiler - Burner Control Optimization_A_Achievable Technical Potential | F4 | Commercial | OR - Health | Existing | Space Heating | Natural Gas | Gas Boiler - Burner Control Optimization | A | Incremental Energy Savings (MWh or mTherms) | Achievable Technical Potential | 0 | 0 | 0.0082888 | 0.0044124 | 0.014747 | 0.023668 | 0.035393 | 0.04984 | 0.066516 | 0.084407 | 0.10196 | 0.11721 | 0.12807 | 0.13265 | 0.12973 | 0.11924 | 0.10243 | 0.081805 | 0.06026 | 0.043619 | 0.017693 | 0.015573 | 0 | 0 | 0 | 0 | 0
F5_Commercial_OR - Health_Existing_Space Heating_Natural Gas_Gas Boiler - Burner Control Optimization_A_Achievable Technical Potential | F5 | Commercial | OR - Health | Existing | Space Heating | Natural Gas | Gas Boiler - Burner Control Optimization | A | Incremental Summer Peak Savings (MW) | Achievable Technical Potential | 0 | 0 | 0 | 0 | 0 | 0 | 0 | 0 | 0 | 0 | 0 | 0 | 0 | 0 | 0 | 0 | 0 | 0 | 0 | 0 | 0 | 0 | 0 | 0 | 0 | 0 | 0
F6_Commercial_OR - Health_Existing_Space Heating_Natural Gas_Gas Boiler - Burner Control Optimization_A_Achievable Technical Potential | F6 | Commercial | OR - Health | Existing | Space Heating | Natural Gas | Gas Boiler - Burner Control Optimization | A | Incremental Winter Peak Savings (MW) | Achievable Technical Potential | 0 | 0 | 0 | 0 | 0 | 0 | 0 | 0 | 0 | 0 | 0 | 0 | 0 | 0 | 0 | 0 | 0 | 0 | 0 | 0 | 0 | 0 | 0 | 0 | 0 | 0 | 0
F7_Commercial_OR - Health_Existing_Space Heating_Natural Gas_Gas Boiler - Burner Control Optimization_A_Achievable Technical Potential | F7 | Commercial | OR - Health | Existing | Space Heating | Natural Gas | Gas Boiler - Burner Control Optimization | A | Cumulative Energy Savings (MWh or mTherms) | Achievable Technical Potential | 0 | 0 | 0.0082888 | 0.012613 | 0.027207 | 0.050514 | 0.085158 | 0.13357 | 0.19756 | 0.2778 | 0.37328 | 0.48108 | 0.59661 | 0.71353 | 0.82467 | 0.92329 | 1.0045 | 1.0674 | 1.1122 | 1.1424 | 1.1501 | 1.1564 | 1.1534 | 1.1505 | 1.1478 | 1.1452 | 1.1427
F8_Commercial_OR - Health_Existing_Space Heating_Natural Gas_Gas Boiler - Burner Control Optimization_A_Achievable Technical Potential | F8 | Commercial | OR - Health | Existing | Space Heating | Natural Gas | Gas Boiler - Burner Control Optimization | A | Cumulative Summer Peak Savings (MW) | Achievable Technical Potential | 0 | 0 | 0 | 0 | 0 | 0 | 0 | 0 | 0 | 0 | 0 | 0 | 0 | 0 | 0 | 0 | 0 | 0 | 0 | 0 | 0 | 0 | 0 | 0 | 0 | 0 | 0
F9_Commercial_OR - Health_Existing_Space Heating_Natural Gas_Gas Boiler - Burner Control Optimization_A_Achievable Technical Potential | F9 | Commercial | OR - Health | Existing | Space Heating | Natural Gas | Gas Boiler - Burner Control Optimization | A | Cumulative Winter Peak Savings (MW) | Achievable Technical Potential | 0 | 0 | 0 | 0 | 0 | 0 | 0 | 0 | 0 | 0 | 0 | 0 | 0 | 0 | 0 | 0 | 0 | 0 | 0 | 0 | 0 | 0 | 0 | 0 | 0 | 0 | 0
F10_Commercial_OR - Health_Existing_Space Heating_Natural Gas_Gas Boiler - Burner Control Optimization_A_Achievable Technical Potential | F10 | Commercial | OR - Health | Existing | Space Heating | Natural Gas | Gas Boiler - Burner Control Optimization | A | Purchases (Incremental) | Achievable Technical Potential | 0 | 0 | 435.5178 | 234.3485 | 792.7778 | 1289.5618 | 1957.3746 | 2803.3787 | 3813.3649 | 4943.4982 | 6114.2553 | 7210.1595 | 8089.3304 | 8605.5245 | 8641.4514 | 8146.0253 | 7162.1781 | 5830.152 | 4357.7533 | 3192.7669 | 1306.5534 | 1159.3085 | 0 | 0 | 0 | 0 | 0
F11_Commercial_OR - Health_Existing_Space Heating_Natural Gas_Gas Boiler - Burner Control Optimization_A_Achievable Technical Potential | F11 | Commercial | OR - Health | Existing | Space Heating | Natural Gas | Gas Boiler - Burner Control Optimization | A | Purchases (Cumulative) | Achievable Technical Potential | 0 | 0 | 435.5178 | 669.8663 | 1462.6441 | 2752.2059 | 4709.5805 | 7512.9593 | 11326.3242 | 16269.8224 | 22384.0777 | 29594.2372 | 37683.5676 | 46289.092 | 54930.5434 | 63076.5687 | 70238.7468 | 76068.8988 | 80426.6521 | 83619.419 | 84925.9724 | 86085.2809 | 86085.2809 | 86085.2809 | 86085.2809 | 86085.2809 | 86085.2809
F1_Commercial_OR - Health_Existing_Space Heating_Natural Gas_Gas Boiler - Stack Economizer_A_Achievable Technical Potential | F1 | Commercial | OR - Health | Existing | Space Heating | Natural Gas | Gas Boiler - Stack Economizer | A | Integrated Unit Energy Savings (kWh or therms) | Achievable Technical Potential | 0 | 0 | 0.062766 | 0.061656 | 0.060468 | 0.059297 | 0.058115 | 0.056865 | 0.055519 | 0.054084 | 0.052575 | 0.051023 | 0.049474 | 0.047955 | 0.046497 | 0.045134 | 0.043905 | 0.042911 | 0.042156 | 0.041519 | 0.041032 | 0.040579 | 0.040474 | 0.040374 | 0.040279 | 0.040187 | 0.040099
F2_Commercial_OR - Health_Existing_Space Heating_Natural Gas_Gas Boiler - Stack Economizer_A_Achievable Technical Potential | F2 | Commercial | OR - Health | Existing | Space Heating | Natural Gas | Gas Boiler - Stack Economizer | A | Integrated Unit Summer Peak Savings (kW) | Achievable Technical Potential | 0 | 0 | 0 | 0 | 0 | 0 | 0 | 0 | 0 | 0 | 0 | 0 | 0 | 0 | 0 | 0 | 0 | 0 | 0 | 0 | 0 | 0 | 0 | 0 | 0 | 0 | 0
F3_Commercial_OR - Health_Existing_Space Heating_Natural Gas_Gas Boiler - Stack Economizer_A_Achievable Technical Potential | F3 | Commercial | OR - Health | Existing | Space Heating | Natural Gas | Gas Boiler - Stack Economizer | A | Integrated Unit Winter Peak Savings (kW) | Achievable Technical Potential | 0 | 0 | 0 | 0 | 0 | 0 | 0 | 0 | 0 | 0 | 0 | 0 | 0 | 0 | 0 | 0 | 0 | 0 | 0 | 0 | 0 | 0 | 0 | 0 | 0 | 0 | 0
F4_Commercial_OR - Health_Existing_Space Heating_Natural Gas_Gas Boiler - Stack Economizer_A_Achievable Technical Potential | F4 | Commercial | OR - Health | Existing | Space Heating | Natural Gas | Gas Boiler - Stack Economizer | A | Incremental Energy Savings (MWh or mTherms) | Achievable Technical Potential | 0 | 0 | 0.11754 | 0.14177 | 0.17015 | 0.19369 | 0.21652 | 0.24769 | 0.26529 | 0.26401 | 0.24186 | 0.20176 | 0.15139 | 0.10071 | 0.058431 | 0.026491 | 0 | 0 | 0 | 0 | 0 | 0 | 0 | 0 | 0 | 0 | 0
F5_Commercial_OR - Health_Existing_Space Heating_Natural Gas_Gas Boiler - Stack Economizer_A_Achievable Technical Potential | F5 | Commercial | OR - Health | Existing | Space Heating | Natural Gas | Gas Boiler - Stack Economizer | A | Incremental Summer Peak Savings (MW) | Achievable Technical Potential | 0 | 0 | 0 | 0 | 0 | 0 | 0 | 0 | 0 | 0 | 0 | 0 | 0 | 0 | 0 | 0 | 0 | 0 | 0 | 0 | 0 | 0 | 0 | 0 | 0 | 0 | 0
F6_Commercial_OR - Health_Existing_Space Heating_Natural Gas_Gas Boiler - Stack Economizer_A_Achievable Technical Potential | F6 | Commercial | OR - Health | Existing | Space Heating | Natural Gas | Gas Boiler - Stack Economizer | A | Incremental Winter Peak Savings (MW) | Achievable Technical Potential | 0 | 0 | 0 | 0 | 0 | 0 | 0 | 0 | 0 | 0 | 0 | 0 | 0 | 0 | 0 | 0 | 0 | 0 | 0 | 0 | 0 | 0 | 0 | 0 | 0 | 0 | 0
F7_Commercial_OR - Health_Existing_Space Heating_Natural Gas_Gas Boiler - Stack Economizer_A_Achievable Technical Potential | F7 | Commercial | OR - Health | Existing | Space Heating | Natural Gas | Gas Boiler - Stack Economizer | A | Cumulative Energy Savings (MWh or mTherms) | Achievable Technical Potential | 0 | 0 | 0.11754 | 0.25724 | 0.42243 | 0.60793 | 0.81234 | 1.0426 | 1.2832 | 1.514 | 1.7136 | 1.8648 | 1.9596 | 2.0001 | 1.9977 | 1.9657 | 1.9121 | 1.8689 | 1.836 | 1.8082 | 1.787 | 1.7673 | 1.7627 | 1.7584 | 1.7542 | 1.7502 | 1.7464
F8_Commercial_OR - Health_Existing_Space Heating_Natural Gas_Gas Boiler - Stack Economizer_A_Achievable Technical Potential | F8 | Commercial | OR - Health | Existing | Space Heating | Natural Gas | Gas Boiler - Stack Economizer | A | Cumulative Summer Peak Savings (MW) | Achievable Technical Potential | 0 | 0 | 0 | 0 | 0 | 0 | 0 | 0 | 0 | 0 | 0 | 0 | 0 | 0 | 0 | 0 | 0 | 0 | 0 | 0 | 0 | 0 | 0 | 0 | 0 | 0 | 0
F9_Commercial_OR - Health_Existing_Space Heating_Natural Gas_Gas Boiler - Stack Economizer_A_Achievable Technical Potential | F9 | Commercial | OR - Health | Existing | Space Heating | Natural Gas | Gas Boiler - Stack Economizer | A | Cumulative Winter Peak Savings (MW) | Achievable Technical Potential | 0 | 0 | 0 | 0 | 0 | 0 | 0 | 0 | 0 | 0 | 0 | 0 | 0 | 0 | 0 | 0 | 0 | 0 | 0 | 0 | 0 | 0 | 0 | 0 | 0 | 0 | 0
F10_Commercial_OR - Health_Existing_Space Heating_Natural Gas_Gas Boiler - Stack Economizer_A_Achievable Technical Potential | F10 | Commercial | OR - Health | Existing | Space Heating | Natural Gas | Gas Boiler - Stack Economizer | A | Purchases (Incremental) | Achievable Technical Potential | 0 | 0 | 1872.7266 | 2299.4096 | 2813.8044 | 3266.3836 | 3725.7241 | 4355.8193 | 4778.4014 | 4881.4746 | 4600.2039 | 3954.2649 | 3059.9772 | 2099.9955 | 1256.6533 | 586.9425 | 0 | 0 | 0 | 0 | 0 | 0 | 0 | 0 | 0 | 0 | 0
F11_Commercial_OR - Health_Existing_Space Heating_Natural Gas_Gas Boiler - Stack Economizer_A_Achievable Technical Potential | F11 | Commercial | OR - Health | Existing | Space Heating | Natural Gas | Gas Boiler - Stack Economizer | A | Purchases (Cumulative) | Achievable Technical Potential | 0 | 0 | 1872.7266 | 4172.1361 | 6985.9405 | 10252.3241 | 13978.0482 | 18333.8675 | 23112.2689 | 27993.7434 | 32593.9474 | 36548.2123 | 39608.1895 | 41708.1849 | 42964.8382 | 43551.7807 | 43551.7807 | 43551.7807 | 43551.7807 | 43551.7807 | 43551.7807 | 43551.7807 | 43551.7807 | 43551.7807 | 43551.7807 | 43551.7807 | 43551.7807
F1_Commercial_OR - Health_Existing_Space Heating_Natural Gas_Gas Boiler - Thermostatic Radiator Valves_A_Achievable Technical Potential | F1 | Commercial | OR - Health | Existing | Space Heating | Natural Gas | Gas Boiler - Thermostatic Radiator Valves | A | Integrated Unit Energy Savings (kWh or therms) | Achievable Technical Potential | 0 | 0 | 4.4203 | 4.3952 | 4.366 | 4.3333 | 4.2962 | 4.2535 | 4.2046 | 4.1487 | 4.0859 | 4.0167 | 3.9431 | 3.8675 | 3.7931 | 3.7233 | 3.6608 | 3.6097 | 3.5707 | 3.5393 | 3.5178 | 3.4984 | 3.4894 | 3.4808 | 3.4726 | 3.4647 | 3.4571
F2_Commercial_OR - Health_Existing_Space Heating_Natural Gas_Gas Boiler - Thermostatic Radiator Valves_A_Achievable Technical Potential | F2 | Commercial | OR - Health | Existing | Space Heating | Natural Gas | Gas Boiler - Thermostatic Radiator Valves | A | Integrated Unit Summer Peak Savings (kW) | Achievable Technical Potential | 0 | 0 | 0 | 0 | 0 | 0 | 0 | 0 | 0 | 0 | 0 | 0 | 0 | 0 | 0 | 0 | 0 | 0 | 0 | 0 | 0 | 0 | 0 | 0 | 0 | 0 | 0
F3_Commercial_OR - Health_Existing_Space Heating_Natural Gas_Gas Boiler - Thermostatic Radiator Valves_A_Achievable Technical Potential | F3 | Commercial | OR - Health | Existing | Space Heating | Natural Gas | Gas Boiler - Thermostatic Radiator Valves | A | Integrated Unit Winter Peak Savings (kW) | Achievable Technical Potential | 0 | 0 | 0 | 0 | 0 | 0 | 0 | 0 | 0 | 0 | 0 | 0 | 0 | 0 | 0 | 0 | 0 | 0 | 0 | 0 | 0 | 0 | 0 | 0 | 0 | 0 | 0
F4_Commercial_OR - Health_Existing_Space Heating_Natural Gas_Gas Boiler - Thermostatic Radiator Valves_A_Achievable Technical Potential | F4 | Commercial | OR - Health | Existing | Space Heating | Natural Gas | Gas Boiler - Thermostatic Radiator Valves | A | Incremental Energy Savings (MWh or mTherms) | Achievable Technical Potential | 0 | 0 | 0.22395 | 0.45707 | 0.45403 | 0.45064 | 0.44678 | 0.44234 | 0.43725 | 0.43144 | 0.4249 | 0.41772 | 0.41006 | 0.4022 | 0.39446 | 0.3872 | 0.3807 | 0.19251 | 0 | 7.0415e-16 | 0 | 0 | 0 | 0 | 0 | 0 | 0
F5_Commercial_OR - Health_Existing_Space Heating_Natural Gas_Gas Boiler - Thermostatic Radiator Valves_A_Achievable Technical Potential | F5 | Commercial | OR - Health | Existing | Space Heating | Natural Gas | Gas Boiler - Thermostatic Radiator Valves | A | Incremental Summer Peak Savings (MW) | Achievable Technical Potential | 0 | 0 | 0 | 0 | 0 | 0 | 0 | 0 | 0 | 0 | 0 | 0 | 0 | 0 | 0 | 0 | 0 | 0 | 0 | 0 | 0 | 0 | 0 | 0 | 0 | 0 | 0
F6_Commercial_OR - Health_Existing_Space Heating_Natural Gas_Gas Boiler - Thermostatic Radiator Valves_A_Achievable Technical Potential | F6 | Commercial | OR - Health | Existing | Space Heating | Natural Gas | Gas Boiler - Thermostatic Radiator Valves | A | Incremental Winter Peak Savings (MW) | Achievable Technical Potential | 0 | 0 | 0 | 0 | 0 | 0 | 0 | 0 | 0 | 0 | 0 | 0 | 0 | 0 | 0 | 0 | 0 | 0 | 0 | 0 | 0 | 0 | 0 | 0 | 0 | 0 | 0
F7_Commercial_OR - Health_Existing_Space Heating_Natural Gas_Gas Boiler - Thermostatic Radiator Valves_A_Achievable Technical Potential | F7 | Commercial | OR - Health | Existing | Space Heating | Natural Gas | Gas Boiler - Thermostatic Radiator Valves | A | Cumulative Energy Savings (MWh or mTherms) | Achievable Technical Potential | 0 | 0 | 0.22395 | 0.67974 | 1.1293 | 1.5715 | 2.0048 | 2.4272 | 2.8365 | 3.2303 | 3.6062 | 3.9629 | 4.3004 | 4.6201 | 4.9257 | 5.2222 | 5.5152 | 5.6308 | 5.57 | 5.521 | 5.4874 | 5.4572 | 5.4431 | 5.4297 | 5.4169 | 5.4046 | 5.3928
F8_Commercial_OR - Health_Existing_Space Heating_Natural Gas_Gas Boiler - Thermostatic Radiator Valves_A_Achievable Technical Potential | F8 | Commercial | OR - Health | Existing | Space Heating | Natural Gas | Gas Boiler - Thermostatic Radiator Valves | A | Cumulative Summer Peak Savings (MW) | Achievable Technical Potential | 0 | 0 | 0 | 0 | 0 | 0 | 0 | 0 | 0 | 0 | 0 | 0 | 0 | 0 | 0 | 0 | 0 | 0 | 0 | 0 | 0 | 0 | 0 | 0 | 0 | 0 | 0
F9_Commercial_OR - Health_Existing_Space Heating_Natural Gas_Gas Boiler - Thermostatic Radiator Valves_A_Achievable Technical Potential | F9 | Commercial | OR - Health | Existing | Space Heating | Natural Gas | Gas Boiler - Thermostatic Radiator Valves | A | Cumulative Winter Peak Savings (MW) | Achievable Technical Potential | 0 | 0 | 0 | 0 | 0 | 0 | 0 | 0 | 0 | 0 | 0 | 0 | 0 | 0 | 0 | 0 | 0 | 0 | 0 | 0 | 0 | 0 | 0 | 0 | 0 | 0 | 0
F10_Commercial_OR - Health_Existing_Space Heating_Natural Gas_Gas Boiler - Thermostatic Radiator Valves_A_Achievable Technical Potential | F10 | Commercial | OR - Health | Existing | Space Heating | Natural Gas | Gas Boiler - Thermostatic Radiator Valves | A | Purchases (Incremental) | Achievable Technical Potential | 0 | 0 | 50.6635 | 103.9935 | 103.9935 | 103.9935 | 103.9935 | 103.9935 | 103.9935 | 103.9935 | 103.9935 | 103.9935 | 103.9935 | 103.9935 | 103.9935 | 103.9935 | 103.9935 | 53.33 | 0 | 1.9895e-13 | 0 | 0 | 0 | 0 | 0 | 0 | 0
F11_Commercial_OR - Health_Existing_Space Heating_Natural Gas_Gas Boiler - Thermostatic Radiator Valves_A_Achievable Technical Potential | F11 | Commercial | OR - Health | Existing | Space Heating | Natural Gas | Gas Boiler - Thermostatic Radiator Valves | A | Purchases (Cumulative) | Achievable Technical Potential | 0 | 0 | 50.6635 | 154.657 | 258.6505 | 362.6439 | 466.6374 | 570.6309 | 674.6244 | 778.6179 | 882.6113 | 986.6048 | 1090.5983 | 1194.5918 | 1298.5853 | 1402.5787 | 1506.5722 | 1559.9022 | 1559.9022 | 1559.9022 | 1559.9022 | 1559.9022 | 1559.9022 | 1559.9022 | 1559.9022 | 1559.9022 | 1559.9022
F1_Commercial_OR - Health_Existing_Space Heating_Natural Gas_HVAC - Shut Off Damper_A_Achievable Technical Potential | F1 | Commercial | OR - Health | Existing | Space Heating | Natural Gas | HVAC - Shut Off Damper | A | Integrated Unit Energy Savings (kWh or therms) | Achievable Technical Potential | 0 | 0 | 8.2125 | 8.0632 | 7.903 | 7.7441 | 7.5833 | 7.4127 | 7.229 | 7.034 | 6.8302 | 6.6219 | 6.4156 | 6.2146 | 6.0228 | 5.8442 | 5.684 | 5.5542 | 5.4553 | 5.3719 | 5.3079 | 5.2485 | 5.2342 | 5.2205 | 5.2075 | 5.195 | 5.183
F2_Commercial_OR - Health_Existing_Space Heating_Natural Gas_HVAC - Shut Off Damper_A_Achievable Technical Potential | F2 | Commercial | OR - Health | Existing | Space Heating | Natural Gas | HVAC - Shut Off Damper | A | Integrated Unit Summer Peak Savings (kW) | Achievable Technical Potential | 0 | 0 | 0 | 0 | 0 | 0 | 0 | 0 | 0 | 0 | 0 | 0 | 0 | 0 | 0 | 0 | 0 | 0 | 0 | 0 | 0 | 0 | 0 | 0 | 0 | 0 | 0
F3_Commercial_OR - Health_Existing_Space Heating_Natural Gas_HVAC - Shut Off Damper_A_Achievable Technical Potential | F3 | Commercial | OR - Health | Existing | Space Heating | Natural Gas | HVAC - Shut Off Damper | A | Integrated Unit Winter Peak Savings (kW) | Achievable Technical Potential | 0 | 0 | 0 | 0 | 0 | 0 | 0 | 0 | 0 | 0 | 0 | 0 | 0 | 0 | 0 | 0 | 0 | 0 | 0 | 0 | 0 | 0 | 0 | 0 | 0 | 0 | 0
F4_Commercial_OR - Health_Existing_Space Heating_Natural Gas_HVAC - Shut Off Damper_A_Achievable Technical Potential | F4 | Commercial | OR - Health | Existing | Space Heating | Natural Gas | HVAC - Shut Off Damper | A | Incremental Energy Savings (MWh or mTherms) | Achievable Technical Potential | 0 | 0 | 0.084884 | 0.10233 | 0.12273 | 0.13961 | 0.15594 | 0.17821 | 0.19065 | 0.18951 | 0.17342 | 0.14452 | 0.10835 | 0.072029 | 0.041772 | 0.018932 | 0 | 0 | 0 | 0 | 0 | 0 | 0 | 0 | 0 | 0 | 0
F5_Commercial_OR - Health_Existing_Space Heating_Natural Gas_HVAC - Shut Off Damper_A_Achievable Technical Potential | F5 | Commercial | OR - Health | Existing | Space Heating | Natural Gas | HVAC - Shut Off Damper | A | Incremental Summer Peak Savings (MW) | Achievable Technical Potential | 0 | 0 | 0 | 0 | 0 | 0 | 0 | 0 | 0 | 0 | 0 | 0 | 0 | 0 | 0 | 0 | 0 | 0 | 0 | 0 | 0 | 0 | 0 | 0 | 0 | 0 | 0
F6_Commercial_OR - Health_Existing_Space Heating_Natural Gas_HVAC - Shut Off Damper_A_Achievable Technical Potential | F6 | Commercial | OR - Health | Existing | Space Heating | Natural Gas | HVAC - Shut Off Damper | A | Incremental Winter Peak Savings (MW) | Achievable Technical Potential | 0 | 0 | 0 | 0 | 0 | 0 | 0 | 0 | 0 | 0 | 0 | 0 | 0 | 0 | 0 | 0 | 0 | 0 | 0 | 0 | 0 | 0 | 0 | 0 | 0 | 0 | 0
F7_Commercial_OR - Health_Existing_Space Heating_Natural Gas_HVAC - Shut Off Damper_A_Achievable Technical Potential | F7 | Commercial | OR - Health | Existing | Space Heating | Natural Gas | HVAC - Shut Off Damper | A | Cumulative Energy Savings (MWh or mTherms) | Achievable Technical Potential | 0 | 0 | 0.084884 | 0.18567 | 0.30472 | 0.4382 | 0.58504 | 0.75007 | 0.92215 | 1.0868 | 1.2287 | 1.3358 | 1.4025 | 1.4306 | 1.4282 | 1.4048 | 1.3663 | 1.3351 | 1.3113 | 1.2913 | 1.2759 | 1.2616 | 1.2581 | 1.2549 | 1.2517 | 1.2487 | 1.2458
F8_Commercial_OR - Health_Existing_Space Heating_Natural Gas_HVAC - Shut Off Damper_A_Achievable Technical Potential | F8 | Commercial | OR - Health | Existing | Space Heating | Natural Gas | HVAC - Shut Off Damper | A | Cumulative Summer Peak Savings (MW) | Achievable Technical Potential | 0 | 0 | 0 | 0 | 0 | 0 | 0 | 0 | 0 | 0 | 0 | 0 | 0 | 0 | 0 | 0 | 0 | 0 | 0 | 0 | 0 | 0 | 0 | 0 | 0 | 0 | 0
F9_Commercial_OR - Health_Existing_Space Heating_Natural Gas_HVAC - Shut Off Damper_A_Achievable Technical Potential | F9 | Commercial | OR - Health | Existing | Space Heating | Natural Gas | HVAC - Shut Off Damper | A | Cumulative Winter Peak Savings (MW) | Achievable Technical Potential | 0 | 0 | 0 | 0 | 0 | 0 | 0 | 0 | 0 | 0 | 0 | 0 | 0 | 0 | 0 | 0 | 0 | 0 | 0 | 0 | 0 | 0 | 0 | 0 | 0 | 0 | 0
F10_Commercial_OR - Health_Existing_Space Heating_Natural Gas_HVAC - Shut Off Damper_A_Achievable Technical Potential | F10 | Commercial | OR - Health | Existing | Space Heating | Natural Gas | HVAC - Shut Off Damper | A | Purchases (Incremental) | Achievable Technical Potential | 0 | 0 | 10.336 | 12.6909 | 15.53 | 18.0279 | 20.5631 | 24.0407 | 26.373 | 26.9419 | 25.3895 | 21.8244 | 16.8887 | 11.5903 | 6.9357 | 3.2395 | 0 | 0 | 0 | 0 | 0 | 0 | 0 | 0 | 0 | 0 | 0
F11_Commercial_OR - Health_Existing_Space Heating_Natural Gas_HVAC - Shut Off Damper_A_Achievable Technical Potential | F11 | Commercial | OR - Health | Existing | Space Heating | Natural Gas | HVAC - Shut Off Damper | A | Purchases (Cumulative) | Achievable Technical Potential | 0 | 0 | 10.336 | 23.0269 | 38.5569 | 56.5847 | 77.1478 | 101.1885 | 127.5615 | 154.5034 | 179.8929 | 201.7173 | 218.606 | 230.1963 | 237.132 | 240.3715 | 240.3715 | 240.3715 | 240.3715 | 240.3715 | 240.3715 | 240.3715 | 240.3715 | 240.3715 | 240.3715 | 240.3715 | 240.3715
F1_Commercial_OR - Health_Existing_Space Heating_Natural Gas_Gas Furnace - Tube Inserts_A_Achievable Technical Potential | F1 | Commercial | OR - Health | Existing | Space Heating | Natural Gas | Gas Furnace - Tube Inserts | A | Integrated Unit Energy Savings (kWh or therms) | Achievable Technical Potential | 0 | 0 | 0 | 0 | 0 | 0 | 0 | 0 | 0 | 0 | 0 | 0 | 0 | 0 | 0 | 0 | 0 | 0 | 0 | 0 | 0 | 0 | 0 | 0 | 0 | 0 | 0
F2_Commercial_OR - Health_Existing_Space Heating_Natural Gas_Gas Furnace - Tube Inserts_A_Achievable Technical Potential | F2 | Commercial | OR - Health | Existing | Space Heating | Natural Gas | Gas Furnace - Tube Inserts | A | Integrated Unit Summer Peak Savings (kW) | Achievable Technical Potential | 0 | 0 | 0 | 0 | 0 | 0 | 0 | 0 | 0 | 0 | 0 | 0 | 0 | 0 | 0 | 0 | 0 | 0 | 0 | 0 | 0 | 0 | 0 | 0 | 0 | 0 | 0
F3_Commercial_OR - Health_Existing_Space Heating_Natural Gas_Gas Furnace - Tube Inserts_A_Achievable Technical Potential | F3 | Commercial | OR - Health | Existing | Space Heating | Natural Gas | Gas Furnace - Tube Inserts | A | Integrated Unit Winter Peak Savings (kW) | Achievable Technical Potential | 0 | 0 | 0 | 0 | 0 | 0 | 0 | 0 | 0 | 0 | 0 | 0 | 0 | 0 | 0 | 0 | 0 | 0 | 0 | 0 | 0 | 0 | 0 | 0 | 0 | 0 | 0
F4_Commercial_OR - Health_Existing_Space Heating_Natural Gas_Gas Furnace - Tube Inserts_A_Achievable Technical Potential | F4 | Commercial | OR - Health | Existing | Space Heating | Natural Gas | Gas Furnace - Tube Inserts | A | Incremental Energy Savings (MWh or mTherms) | Achievable Technical Potential | 0 | 0 | 0 | 0 | 0 | 0 | 0 | 0 | 0 | 0 | 0 | 0 | 0 | 0 | 0 | 0 | 0 | 0 | 0 | 0 | 0 | 0 | 0 | 0 | 0 | 0 | 0
F5_Commercial_OR - Health_Existing_Space Heating_Natural Gas_Gas Furnace - Tube Inserts_A_Achievable Technical Potential | F5 | Commercial | OR - Health | Existing | Space Heating | Natural Gas | Gas Furnace - Tube Inserts | A | Incremental Summer Peak Savings (MW) | Achievable Technical Potential | 0 | 0 | 0 | 0 | 0 | 0 | 0 | 0 | 0 | 0 | 0 | 0 | 0 | 0 | 0 | 0 | 0 | 0 | 0 | 0 | 0 | 0 | 0 | 0 | 0 | 0 | 0
F6_Commercial_OR - Health_Existing_Space Heating_Natural Gas_Gas Furnace - Tube Inserts_A_Achievable Technical Potential | F6 | Commercial | OR - Health | Existing | Space Heating | Natural Gas | Gas Furnace - Tube Inserts | A | Incremental Winter Peak Savings (MW) | Achievable Technical Potential | 0 | 0 | 0 | 0 | 0 | 0 | 0 | 0 | 0 | 0 | 0 | 0 | 0 | 0 | 0 | 0 | 0 | 0 | 0 | 0 | 0 | 0 | 0 | 0 | 0 | 0 | 0
F7_Commercial_OR - Health_Existing_Space Heating_Natural Gas_Gas Furnace - Tube Inserts_A_Achievable Technical Potential | F7 | Commercial | OR - Health | Existing | Space Heating | Natural Gas | Gas Furnace - Tube Inserts | A | Cumulative Energy Savings (MWh or mTherms) | Achievable Technical Potential | 0 | 0 | 0 | 0 | 0 | 0 | 0 | 0 | 0 | 0 | 0 | 0 | 0 | 0 | 0 | 0 | 0 | 0 | 0 | 0 | 0 | 0 | 0 | 0 | 0 | 0 | 0
F8_Commercial_OR - Health_Existing_Space Heating_Natural Gas_Gas Furnace - Tube Inserts_A_Achievable Technical Potential | F8 | Commercial | OR - Health | Existing | Space Heating | Natural Gas | Gas Furnace - Tube Inserts | A | Cumulative Summer Peak Savings (MW) | Achievable Technical Potential | 0 | 0 | 0 | 0 | 0 | 0 | 0 | 0 | 0 | 0 | 0 | 0 | 0 | 0 | 0 | 0 | 0 | 0 | 0 | 0 | 0 | 0 | 0 | 0 | 0 | 0 | 0
F9_Commercial_OR - Health_Existing_Space Heating_Natural Gas_Gas Furnace - Tube Inserts_A_Achievable Technical Potential | F9 | Commercial | OR - Health | Existing | Space Heating | Natural Gas | Gas Furnace - Tube Inserts | A | Cumulative Winter Peak Savings (MW) | Achievable Technical Potential | 0 | 0 | 0 | 0 | 0 | 0 | 0 | 0 | 0 | 0 | 0 | 0 | 0 | 0 | 0 | 0 | 0 | 0 | 0 | 0 | 0 | 0 | 0 | 0 | 0 | 0 | 0
F10_Commercial_OR - Health_Existing_Space Heating_Natural Gas_Gas Furnace - Tube Inserts_A_Achievable Technical Potential | F10 | Commercial | OR - Health | Existing | Space Heating | Natural Gas | Gas Furnace - Tube Inserts | A | Purchases (Incremental) | Achievable Technical Potential | 0 | 0 | 402.4725 | 216.5671 | 732.6251 | 1191.7152 | 1808.8573 | 2188.1976 | 3307.4556 | 3835.7812 | 4458.616 | 4854.2256 | 4884.8758 | 4428.5506 | 3417.368 | 1877.6078 | 0 | 0 | 0 | 0 | 0 | 0 | 0 | 0 | 0 | 0 | 0
F11_Commercial_OR - Health_Existing_Space Heating_Natural Gas_Gas Furnace - Tube Inserts_A_Achievable Technical Potential | F11 | Commercial | OR - Health | Existing | Space Heating | Natural Gas | Gas Furnace - Tube Inserts | A | Purchases (Cumulative) | Achievable Technical Potential | 0 | 0 | 402.4725 | 619.0397 | 1351.6648 | 2543.3801 | 4352.2373 | 6540.4349 | 9847.8905 | 13683.6717 | 18142.2877 | 22996.5133 | 27881.3891 | 32309.9396 | 35727.3076 | 37604.9154 | 37604.9154 | 37604.9154 | 37604.9154 | 37604.9154 | 37604.9154 | 37604.9154 | 37604.9154 | 37604.9154 | 37604.9154 | 37604.9154 | 37604.9154
F1_Commercial_OR - Health_Existing_Space Heating_Natural Gas_Gas Boiler - Insulate Steam Lines/Condensate Tank_A_Achievable Technical Potential | F1 | Commercial | OR - Health | Existing | Space Heating | Natural Gas | Gas Boiler - Insulate Steam Lines/Condensate Tank | A | Integrated Unit Energy Savings (kWh or therms) | Achievable Technical Potential | 0 | 0 | 1.1307 | 1.1267 | 1.1227 | 1.1187 | 1.1146 | 1.1105 | 1.1064 | 1.1024 | 1.0984 | 1.0944 | 1.0904 | 1.0865 | 1.0827 | 1.079 | 1.0754 | 1.072 | 1.0687 | 1.0656 | 1.0626 | 1.0597 | 1.057 | 1.0544 | 1.0519 | 1.0495 | 1.0472
F2_Commercial_OR - Health_Existing_Space Heating_Natural Gas_Gas Boiler - Insulate Steam Lines/Condensate Tank_A_Achievable Technical Potential | F2 | Commercial | OR - Health | Existing | Space Heating | Natural Gas | Gas Boiler - Insulate Steam Lines/Condensate Tank | A | Integrated Unit Summer Peak Savings (kW) | Achievable Technical Potential | 0 | 0 | 0 | 0 | 0 | 0 | 0 | 0 | 0 | 0 | 0 | 0 | 0 | 0 | 0 | 0 | 0 | 0 | 0 | 0 | 0 | 0 | 0 | 0 | 0 | 0 | 0
F3_Commercial_OR - Health_Existing_Space Heating_Natural Gas_Gas Boiler - Insulate Steam Lines/Condensate Tank_A_Achievable Technical Potential | F3 | Commercial | OR - Health | Existing | Space Heating | Natural Gas | Gas Boiler - Insulate Steam Lines/Condensate Tank | A | Integrated Unit Winter Peak Savings (kW) | Achievable Technical Potential | 0 | 0 | 0 | 0 | 0 | 0 | 0 | 0 | 0 | 0 | 0 | 0 | 0 | 0 | 0 | 0 | 0 | 0 | 0 | 0 | 0 | 0 | 0 | 0 | 0 | 0 | 0
F4_Commercial_OR - Health_Existing_Space Heating_Natural Gas_Gas Boiler - Insulate Steam Lines/Condensate Tank_A_Achievable Technical Potential | F4 | Commercial | OR - Health | Existing | Space Heating | Natural Gas | Gas Boiler - Insulate Steam Lines/Condensate Tank | A | Incremental Energy Savings (MWh or mTherms) | Achievable Technical Potential | 0 | 0 | 0.13434 | 0.27479 | 0.27381 | 0.27282 | 0.27183 | 0.27083 | 0.26984 | 0.26885 | 0.26787 | 0.2669 | 0.26593 | 0.26498 | 0.26404 | 0.26314 | 0.26226 | 0.13406 | 6.0749e-17 | 5.4515e-16 | 0 | 0 | 0 | 0 | 0 | 0 | 0
F5_Commercial_OR - Health_Existing_Space Heating_Natural Gas_Gas Boiler - Insulate Steam Lines/Condensate Tank_A_Achievable Technical Potential | F5 | Commercial | OR - Health | Existing | Space Heating | Natural Gas | Gas Boiler - Insulate Steam Lines/Condensate Tank | A | Incremental Summer Peak Savings (MW) | Achievable Technical Potential | 0 | 0 | 0 | 0 | 0 | 0 | 0 | 0 | 0 | 0 | 0 | 0 | 0 | 0 | 0 | 0 | 0 | 0 | 0 | 0 | 0 | 0 | 0 | 0 | 0 | 0 | 0
F6_Commercial_OR - Health_Existing_Space Heating_Natural Gas_Gas Boiler - Insulate Steam Lines/Condensate Tank_A_Achievable Technical Potential | F6 | Commercial | OR - Health | Existing | Space Heating | Natural Gas | Gas Boiler - Insulate Steam Lines/Condensate Tank | A | Incremental Winter Peak Savings (MW) | Achievable Technical Potential | 0 | 0 | 0 | 0 | 0 | 0 | 0 | 0 | 0 | 0 | 0 | 0 | 0 | 0 | 0 | 0 | 0 | 0 | 0 | 0 | 0 | 0 | 0 | 0 | 0 | 0 | 0
F7_Commercial_OR - Health_Existing_Space Heating_Natural Gas_Gas Boiler - Insulate Steam Lines/Condensate Tank_A_Achievable Technical Potential | F7 | Commercial | OR - Health | Existing | Space Heating | Natural Gas | Gas Boiler - Insulate Steam Lines/Condensate Tank | A | Cumulative Energy Savings (MWh or mTherms) | Achievable Technical Potential | 0 | 0 | 0.13434 | 0.40866 | 0.68101 | 0.95138 | 1.2197 | 1.4861 | 1.7505 | 2.013 | 2.2735 | 2.5321 | 2.7889 | 3.0438 | 3.2971 | 3.549 | 3.7994 | 3.9214 | 3.9095 | 3.8981 | 3.8871 | 3.8766 | 3.8667 | 3.8571 | 3.8481 | 3.8393 | 3.831
F8_Commercial_OR - Health_Existing_Space Heating_Natural Gas_Gas Boiler - Insulate Steam Lines/Condensate Tank_A_Achievable Technical Potential | F8 | Commercial | OR - Health | Existing | Space Heating | Natural Gas | Gas Boiler - Insulate Steam Lines/Condensate Tank | A | Cumulative Summer Peak Savings (MW) | Achievable Technical Potential | 0 | 0 | 0 | 0 | 0 | 0 | 0 | 0 | 0 | 0 | 0 | 0 | 0 | 0 | 0 | 0 | 0 | 0 | 0 | 0 | 0 | 0 | 0 | 0 | 0 | 0 | 0
F9_Commercial_OR - Health_Existing_Space Heating_Natural Gas_Gas Boiler - Insulate Steam Lines/Condensate Tank_A_Achievable Technical Potential | F9 | Commercial | OR - Health | Existing | Space Heating | Natural Gas | Gas Boiler - Insulate Steam Lines/Condensate Tank | A | Cumulative Winter Peak Savings (MW) | Achievable Technical Potential | 0 | 0 | 0 | 0 | 0 | 0 | 0 | 0 | 0 | 0 | 0 | 0 | 0 | 0 | 0 | 0 | 0 | 0 | 0 | 0 | 0 | 0 | 0 | 0 | 0 | 0 | 0
F10_Commercial_OR - Health_Existing_Space Heating_Natural Gas_Gas Boiler - Insulate Steam Lines/Condensate Tank_A_Achievable Technical Potential | F10 | Commercial | OR - Health | Existing | Space Heating | Natural Gas | Gas Boiler - Insulate Steam Lines/Condensate Tank | A | Purchases (Incremental) | Achievable Technical Potential | 0 | 0 | 118.8108 | 243.8748 | 243.8748 | 243.8748 | 243.8748 | 243.8748 | 243.8748 | 243.8748 | 243.8748 | 243.8748 | 243.8748 | 243.8748 | 243.8748 | 243.8748 | 243.8748 | 125.064 | 5.6843e-14 | 5.1159e-13 | 0 | 0 | 0 | 0 | 0 | 0 | 0
F11_Commercial_OR - Health_Existing_Space Heating_Natural Gas_Gas Boiler - Insulate Steam Lines/Condensate Tank_A_Achievable Technical Potential | F11 | Commercial | OR - Health | Existing | Space Heating | Natural Gas | Gas Boiler - Insulate Steam Lines/Condensate Tank | A | Purchases (Cumulative) | Achievable Technical Potential | 0 | 0 | 118.8108 | 362.6856 | 606.5604 | 850.4352 | 1094.31 | 1338.1848 | 1582.0596 | 1825.9344 | 2069.8092 | 2313.684 | 2557.5588 | 2801.4336 | 3045.3084 | 3289.1832 | 3533.058 | 3658.122 | 3658.122 | 3658.122 | 3658.122 | 3658.122 | 3658.122 | 3658.122 | 3658.122 | 3658.122 | 3658.122
F1_Commercial_OR - Health_Existing_Space Heating_Natural Gas_Gas Boiler - Insulate Hot Water Lines_A_Achievable Technical Potential | F1 | Commercial | OR - Health | Existing | Space Heating | Natural Gas | Gas Boiler - Insulate Hot Water Lines | A | Integrated Unit Energy Savings (kWh or therms) | Achievable Technical Potential | 0 | 0 | 0.75434 | 0.74743 | 0.73971 | 0.7313 | 0.72201 | 0.71163 | 0.7 | 0.68703 | 0.67271 | 0.65723 | 0.64096 | 0.62442 | 0.60825 | 0.59309 | 0.57949 | 0.56853 | 0.5603 | 0.55356 | 0.54871 | 0.54429 | 0.54288 | 0.54154 | 0.54026 | 0.53904 | 0.53786
F2_Commercial_OR - Health_Existing_Space Heating_Natural Gas_Gas Boiler - Insulate Hot Water Lines_A_Achievable Technical Potential | F2 | Commercial | OR - Health | Existing | Space Heating | Natural Gas | Gas Boiler - Insulate Hot Water Lines | A | Integrated Unit Summer Peak Savings (kW) | Achievable Technical Potential | 0 | 0 | 0 | 0 | 0 | 0 | 0 | 0 | 0 | 0 | 0 | 0 | 0 | 0 | 0 | 0 | 0 | 0 | 0 | 0 | 0 | 0 | 0 | 0 | 0 | 0 | 0
F3_Commercial_OR - Health_Existing_Space Heating_Natural Gas_Gas Boiler - Insulate Hot Water Lines_A_Achievable Technical Potential | F3 | Commercial | OR - Health | Existing | Space Heating | Natural Gas | Gas Boiler - Insulate Hot Water Lines | A | Integrated Unit Winter Peak Savings (kW) | Achievable Technical Potential | 0 | 0 | 0 | 0 | 0 | 0 | 0 | 0 | 0 | 0 | 0 | 0 | 0 | 0 | 0 | 0 | 0 | 0 | 0 | 0 | 0 | 0 | 0 | 0 | 0 | 0 | 0
F4_Commercial_OR - Health_Existing_Space Heating_Natural Gas_Gas Boiler - Insulate Hot Water Lines_A_Achievable Technical Potential | F4 | Commercial | OR - Health | Existing | Space Heating | Natural Gas | Gas Boiler - Insulate Hot Water Lines | A | Incremental Energy Savings (MWh or mTherms) | Achievable Technical Potential | 0 | 0 | 0.089624 | 0.18228 | 0.1804 | 0.17835 | 0.17608 | 0.17355 | 0.17071 | 0.16755 | 0.16406 | 0.16028 | 0.15631 | 0.078092 | 0 | 2.3599e-16 | 0 | 2.9085e-16 | 4.7774e-17 | 3.1466e-16 | 4.6786e-17 | 0 | 0 | 0 | 0 | 0 | 0
F5_Commercial_OR - Health_Existing_Space Heating_Natural Gas_Gas Boiler - Insulate Hot Water Lines_A_Achievable Technical Potential | F5 | Commercial | OR - Health | Existing | Space Heating | Natural Gas | Gas Boiler - Insulate Hot Water Lines | A | Incremental Summer Peak Savings (MW) | Achievable Technical Potential | 0 | 0 | 0 | 0 | 0 | 0 | 0 | 0 | 0 | 0 | 0 | 0 | 0 | 0 | 0 | 0 | 0 | 0 | 0 | 0 | 0 | 0 | 0 | 0 | 0 | 0 | 0
F6_Commercial_OR - Health_Existing_Space Heating_Natural Gas_Gas Boiler - Insulate Hot Water Lines_A_Achievable Technical Potential | F6 | Commercial | OR - Health | Existing | Space Heating | Natural Gas | Gas Boiler - Insulate Hot Water Lines | A | Incremental Winter Peak Savings (MW) | Achievable Technical Potential | 0 | 0 | 0 | 0 | 0 | 0 | 0 | 0 | 0 | 0 | 0 | 0 | 0 | 0 | 0 | 0 | 0 | 0 | 0 | 0 | 0 | 0 | 0 | 0 | 0 | 0 | 0
F7_Commercial_OR - Health_Existing_Space Heating_Natural Gas_Gas Boiler - Insulate Hot Water Lines_A_Achievable Technical Potential | F7 | Commercial | OR - Health | Existing | Space Heating | Natural Gas | Gas Boiler - Insulate Hot Water Lines | A | Cumulative Energy Savings (MWh or mTherms) | Achievable Technical Potential | 0 | 0 | 0.089624 | 0.27108 | 0.44868 | 0.62193 | 0.79011 | 0.95229 | 1.1074 | 1.2545 | 1.3924 | 1.5206 | 1.6393 | 1.6751 | 1.6317 | 1.591 | 1.5545 | 1.5251 | 1.5031 | 1.485 | 1.472 | 1.4601 | 1.4563 | 1.4528 | 1.4493 | 1.446 | 1.4429
F8_Commercial_OR - Health_Existing_Space Heating_Natural Gas_Gas Boiler - Insulate Hot Water Lines_A_Achievable Technical Potential | F8 | Commercial | OR - Health | Existing | Space Heating | Natural Gas | Gas Boiler - Insulate Hot Water Lines | A | Cumulative Summer Peak Savings (MW) | Achievable Technical Potential | 0 | 0 | 0 | 0 | 0 | 0 | 0 | 0 | 0 | 0 | 0 | 0 | 0 | 0 | 0 | 0 | 0 | 0 | 0 | 0 | 0 | 0 | 0 | 0 | 0 | 0 | 0
F9_Commercial_OR - Health_Existing_Space Heating_Natural Gas_Gas Boiler - Insulate Hot Water Lines_A_Achievable Technical Potential | F9 | Commercial | OR - Health | Existing | Space Heating | Natural Gas | Gas Boiler - Insulate Hot Water Lines | A | Cumulative Winter Peak Savings (MW) | Achievable Technical Potential | 0 | 0 | 0 | 0 | 0 | 0 | 0 | 0 | 0 | 0 | 0 | 0 | 0 | 0 | 0 | 0 | 0 | 0 | 0 | 0 | 0 | 0 | 0 | 0 | 0 | 0 | 0
F10_Commercial_OR - Health_Existing_Space Heating_Natural Gas_Gas Boiler - Insulate Hot Water Lines_A_Achievable Technical Potential | F10 | Commercial | OR - Health | Existing | Space Heating | Natural Gas | Gas Boiler - Insulate Hot Water Lines | A | Purchases (Incremental) | Achievable Technical Potential | 0 | 0 | 118.8108 | 243.8748 | 243.8748 | 243.8748 | 243.8748 | 243.8748 | 243.8748 | 243.8748 | 243.8748 | 243.8748 | 243.8748 | 125.064 | 0 | 3.979e-13 | 0 | 5.1159e-13 | 8.5265e-14 | 5.6843e-13 | 8.5265e-14 | 0 | 0 | 0 | 0 | 0 | 0
F11_Commercial_OR - Health_Existing_Space Heating_Natural Gas_Gas Boiler - Insulate Hot Water Lines_A_Achievable Technical Potential | F11 | Commercial | OR - Health | Existing | Space Heating | Natural Gas | Gas Boiler - Insulate Hot Water Lines | A | Purchases (Cumulative) | Achievable Technical Potential | 0 | 0 | 118.8108 | 362.6856 | 606.5604 | 850.4352 | 1094.31 | 1338.1848 | 1582.0596 | 1825.9344 | 2069.8092 | 2313.684 | 2557.5588 | 2682.6228 | 2682.6228 | 2682.6228 | 2682.6228 | 2682.6228 | 2682.6228 | 2682.6228 | 2682.6228 | 2682.6228 | 2682.6228 | 2682.6228 | 2682.6228 | 2682.6228 | 2682.6228
F1_Commercial_OR - Health_Existing_Space Heating_Natural Gas_Condensing RTU_A_Achievable Technical Potential | F1 | Commercial | OR - Health | Existing | Space Heating | Natural Gas | Condensing RTU | A | Integrated Unit Energy Savings (kWh or therms) | Achievable Technical Potential | 0 | 0 | 0.0067209 | 0.0066102 | 0.0064886 | 0.0063652 | 0.0062383 | 0.0061018 | 0.0059531 | 0.0057932 | 0.0056246 | 0.0054506 | 0.0052767 | 0.0051061 | 0.0049423 | 0.0047892 | 0.0046511 | 0.0045387 | 0.0044523 | 0.0043796 | 0.0043235 | 0.004272 | 0.0042509 | 0.0042311 | 0.0042124 | 0.0041947 | 0.004178
F2_Commercial_OR - Health_Existing_Space Heating_Natural Gas_Condensing RTU_A_Achievable Technical Potential | F2 | Commercial | OR - Health | Existing | Space Heating | Natural Gas | Condensing RTU | A | Integrated Unit Summer Peak Savings (kW) | Achievable Technical Potential | 0 | 0 | 0 | 0 | 0 | 0 | 0 | 0 | 0 | 0 | 0 | 0 | 0 | 0 | 0 | 0 | 0 | 0 | 0 | 0 | 0 | 0 | 0 | 0 | 0 | 0 | 0
F3_Commercial_OR - Health_Existing_Space Heating_Natural Gas_Condensing RTU_A_Achievable Technical Potential | F3 | Commercial | OR - Health | Existing | Space Heating | Natural Gas | Condensing RTU | A | Integrated Unit Winter Peak Savings (kW) | Achievable Technical Potential | 0 | 0 | 0 | 0 | 0 | 0 | 0 | 0 | 0 | 0 | 0 | 0 | 0 | 0 | 0 | 0 | 0 | 0 | 0 | 0 | 0 | 0 | 0 | 0 | 0 | 0 | 0
F4_Commercial_OR - Health_Existing_Space Heating_Natural Gas_Condensing RTU_A_Achievable Technical Potential | F4 | Commercial | OR - Health | Existing | Space Heating | Natural Gas | Condensing RTU | A | Incremental Energy Savings (MWh or mTherms) | Achievable Technical Potential | 0 | 0 | 0.0075138 | 0.015169 | 0.01489 | 0.014607 | 0.014316 | 0.0071808 | 0 | 0 | 2.5578e-18 | 0 | 0 | 0 | 0 | 2.1779e-17 | 0 | 0 | 0 | 0 | 0 | 0 | 0 | 0 | 0 | 0 | 0
F5_Commercial_OR - Health_Existing_Space Heating_Natural Gas_Condensing RTU_A_Achievable Technical Potential | F5 | Commercial | OR - Health | Existing | Space Heating | Natural Gas | Condensing RTU | A | Incremental Summer Peak Savings (MW) | Achievable Technical Potential | 0 | 0 | 0 | 0 | 0 | 0 | 0 | 0 | 0 | 0 | 0 | 0 | 0 | 0 | 0 | 0 | 0 | 0 | 0 | 0 | 0 | 0 | 0 | 0 | 0 | 0 | 0
F6_Commercial_OR - Health_Existing_Space Heating_Natural Gas_Condensing RTU_A_Achievable Technical Potential | F6 | Commercial | OR - Health | Existing | Space Heating | Natural Gas | Condensing RTU | A | Incremental Winter Peak Savings (MW) | Achievable Technical Potential | 0 | 0 | 0 | 0 | 0 | 0 | 0 | 0 | 0 | 0 | 0 | 0 | 0 | 0 | 0 | 0 | 0 | 0 | 0 | 0 | 0 | 0 | 0 | 0 | 0 | 0 | 0
F7_Commercial_OR - Health_Existing_Space Heating_Natural Gas_Condensing RTU_A_Achievable Technical Potential | F7 | Commercial | OR - Health | Existing | Space Heating | Natural Gas | Condensing RTU | A | Cumulative Energy Savings (MWh or mTherms) | Achievable Technical Potential | 0 | 0 | 0.0075138 | 0.022559 | 0.037034 | 0.050936 | 0.064237 | 0.070012 | 0.068305 | 0.066472 | 0.064536 | 0.06254 | 0.060545 | 0.058587 | 0.056708 | 0.054952 | 0.053367 | 0.052077 | 0.051086 | 0.050252 | 0.049608 | 0.049017 | 0.048775 | 0.048547 | 0.048333 | 0.04813 | 0.047939
F8_Commercial_OR - Health_Existing_Space Heating_Natural Gas_Condensing RTU_A_Achievable Technical Potential | F8 | Commercial | OR - Health | Existing | Space Heating | Natural Gas | Condensing RTU | A | Cumulative Summer Peak Savings (MW) | Achievable Technical Potential | 0 | 0 | 0 | 0 | 0 | 0 | 0 | 0 | 0 | 0 | 0 | 0 | 0 | 0 | 0 | 0 | 0 | 0 | 0 | 0 | 0 | 0 | 0 | 0 | 0 | 0 | 0
F9_Commercial_OR - Health_Existing_Space Heating_Natural Gas_Condensing RTU_A_Achievable Technical Potential | F9 | Commercial | OR - Health | Existing | Space Heating | Natural Gas | Condensing RTU | A | Cumulative Winter Peak Savings (MW) | Achievable Technical Potential | 0 | 0 | 0 | 0 | 0 | 0 | 0 | 0 | 0 | 0 | 0 | 0 | 0 | 0 | 0 | 0 | 0 | 0 | 0 | 0 | 0 | 0 | 0 | 0 | 0 | 0 | 0
F10_Commercial_OR - Health_Existing_Space Heating_Natural Gas_Condensing RTU_A_Achievable Technical Potential | F10 | Commercial | OR - Health | Existing | Space Heating | Natural Gas | Condensing RTU | A | Purchases (Incremental) | Achievable Technical Potential | 0 | 0 | 1117.9793 | 2294.7996 | 2294.7996 | 2294.7996 | 2294.7996 | 1176.8203 | 0 | 0 | 4.5475e-13 | 0 | 0 | 0 | 0 | 4.5475e-12 | 0 | 0 | 0 | 0 | 0 | 0 | 0 | 0 | 0 | 0 | 0
F11_Commercial_OR - Health_Existing_Space Heating_Natural Gas_Condensing RTU_A_Achievable Technical Potential | F11 | Commercial | OR - Health | Existing | Space Heating | Natural Gas | Condensing RTU | A | Purchases (Cumulative) | Achievable Technical Potential | 0 | 0 | 1117.9793 | 3412.7789 | 5707.5785 | 8002.378 | 10297.1776 | 11473.9979 | 11473.9979 | 11473.9979 | 11473.9979 | 11473.9979 | 11473.9979 | 11473.9979 | 11473.9979 | 11473.9979 | 11473.9979 | 11473.9979 | 11473.9979 | 11473.9979 | 11473.9979 | 11473.9979 | 11473.9979 | 11473.9979 | 11473.9979 | 11473.9979 | 11473.9979
F1_Commercial_OR - Health_Existing_Space Heating_Natural Gas_Hydronic Heating Radiator Replacement_A_Achievable Technical Potential | F1 | Commercial | OR - Health | Existing | Space Heating | Natural Gas | Hydronic Heating Radiator Replacement | A | Integrated Unit Energy Savings (kWh or therms) | Achievable Technical Potential | 0 | 0 | 9.5095 | 9.398 | 9.2744 | 9.1409 | 8.995 | 8.8336 | 8.6557 | 8.4615 | 8.2526 | 8.0326 | 7.8112 | 7.5933 | 7.3837 | 7.1881 | 7.0127 | 6.874 | 6.7727 | 6.6899 | 6.6307 | 6.5767 | 6.5597 | 6.5436 | 6.5281 | 6.5132 | 6.499
F2_Commercial_OR - Health_Existing_Space Heating_Natural Gas_Hydronic Heating Radiator Replacement_A_Achievable Technical Potential | F2 | Commercial | OR - Health | Existing | Space Heating | Natural Gas | Hydronic Heating Radiator Replacement | A | Integrated Unit Summer Peak Savings (kW) | Achievable Technical Potential | 0 | 0 | 0 | 0 | 0 | 0 | 0 | 0 | 0 | 0 | 0 | 0 | 0 | 0 | 0 | 0 | 0 | 0 | 0 | 0 | 0 | 0 | 0 | 0 | 0 | 0 | 0
F3_Commercial_OR - Health_Existing_Space Heating_Natural Gas_Hydronic Heating Radiator Replacement_A_Achievable Technical Potential | F3 | Commercial | OR - Health | Existing | Space Heating | Natural Gas | Hydronic Heating Radiator Replacement | A | Integrated Unit Winter Peak Savings (kW) | Achievable Technical Potential | 0 | 0 | 0 | 0 | 0 | 0 | 0 | 0 | 0 | 0 | 0 | 0 | 0 | 0 | 0 | 0 | 0 | 0 | 0 | 0 | 0 | 0 | 0 | 0 | 0 | 0 | 0
F4_Commercial_OR - Health_Existing_Space Heating_Natural Gas_Hydronic Heating Radiator Replacement_A_Achievable Technical Potential | F4 | Commercial | OR - Health | Existing | Space Heating | Natural Gas | Hydronic Heating Radiator Replacement | A | Incremental Energy Savings (MWh or mTherms) | Achievable Technical Potential | 0 | 0 | 0.19271 | 0.39093 | 0.38579 | 0.38024 | 0.37417 | 0.36745 | 0.36005 | 0.35198 | 0.34329 | 0.33413 | 0.32493 | 0.31586 | 0.30714 | 0.299 | 0.29171 | 0.28594 | 0.28173 | 0.27828 | 0.27582 | 0.27357 | 0 | 0 | 0 | 0 | 0
F5_Commercial_OR - Health_Existing_Space Heating_Natural Gas_Hydronic Heating Radiator Replacement_A_Achievable Technical Potential | F5 | Commercial | OR - Health | Existing | Space Heating | Natural Gas | Hydronic Heating Radiator Replacement | A | Incremental Summer Peak Savings (MW) | Achievable Technical Potential | 0 | 0 | 0 | 0 | 0 | 0 | 0 | 0 | 0 | 0 | 0 | 0 | 0 | 0 | 0 | 0 | 0 | 0 | 0 | 0 | 0 | 0 | 0 | 0 | 0 | 0 | 0
F6_Commercial_OR - Health_Existing_Space Heating_Natural Gas_Hydronic Heating Radiator Replacement_A_Achievable Technical Potential | F6 | Commercial | OR - Health | Existing | Space Heating | Natural Gas | Hydronic Heating Radiator Replacement | A | Incremental Winter Peak Savings (MW) | Achievable Technical Potential | 0 | 0 | 0 | 0 | 0 | 0 | 0 | 0 | 0 | 0 | 0 | 0 | 0 | 0 | 0 | 0 | 0 | 0 | 0 | 0 | 0 | 0 | 0 | 0 | 0 | 0 | 0
F7_Commercial_OR - Health_Existing_Space Heating_Natural Gas_Hydronic Heating Radiator Replacement_A_Achievable Technical Potential | F7 | Commercial | OR - Health | Existing | Space Heating | Natural Gas | Hydronic Heating Radiator Replacement | A | Cumulative Energy Savings (MWh or mTherms) | Achievable Technical Potential | 0 | 0 | 0.19271 | 0.58138 | 0.95953 | 1.326 | 1.679 | 2.0163 | 2.3357 | 2.6353 | 2.9135 | 3.17 | 3.4076 | 3.6283 | 3.8354 | 4.0327 | 4.2261 | 4.4284 | 4.6449 | 4.8664 | 5.0991 | 5.3312 | 5.3174 | 5.3043 | 5.2918 | 5.2797 | 5.2682
F8_Commercial_OR - Health_Existing_Space Heating_Natural Gas_Hydronic Heating Radiator Replacement_A_Achievable Technical Potential | F8 | Commercial | OR - Health | Existing | Space Heating | Natural Gas | Hydronic Heating Radiator Replacement | A | Cumulative Summer Peak Savings (MW) | Achievable Technical Potential | 0 | 0 | 0 | 0 | 0 | 0 | 0 | 0 | 0 | 0 | 0 | 0 | 0 | 0 | 0 | 0 | 0 | 0 | 0 | 0 | 0 | 0 | 0 | 0 | 0 | 0 | 0
F9_Commercial_OR - Health_Existing_Space Heating_Natural Gas_Hydronic Heating Radiator Replacement_A_Achievable Technical Potential | F9 | Commercial | OR - Health | Existing | Space Heating | Natural Gas | Hydronic Heating Radiator Replacement | A | Cumulative Winter Peak Savings (MW) | Achievable Technical Potential | 0 | 0 | 0 | 0 | 0 | 0 | 0 | 0 | 0 | 0 | 0 | 0 | 0 | 0 | 0 | 0 | 0 | 0 | 0 | 0 | 0 | 0 | 0 | 0 | 0 | 0 | 0
F10_Commercial_OR - Health_Existing_Space Heating_Natural Gas_Hydronic Heating Radiator Replacement_A_Achievable Technical Potential | F10 | Commercial | OR - Health | Existing | Space Heating | Natural Gas | Hydronic Heating Radiator Replacement | A | Purchases (Incremental) | Achievable Technical Potential | 0 | 0 | 20.2654 | 41.5974 | 41.5974 | 41.5974 | 41.5974 | 41.5974 | 41.5974 | 41.5974 | 41.5974 | 41.5974 | 41.5974 | 41.5974 | 41.5974 | 41.5974 | 41.5974 | 41.5974 | 41.5974 | 41.5974 | 41.5974 | 41.5974 | 0 | 0 | 0 | 0 | 0
F11_Commercial_OR - Health_Existing_Space Heating_Natural Gas_Hydronic Heating Radiator Replacement_A_Achievable Technical Potential | F11 | Commercial | OR - Health | Existing | Space Heating | Natural Gas | Hydronic Heating Radiator Replacement | A | Purchases (Cumulative) | Achievable Technical Potential | 0 | 0 | 20.2654 | 61.8628 | 103.4602 | 145.0576 | 186.655 | 228.2524 | 269.8497 | 311.4471 | 353.0445 | 394.6419 | 436.2393 | 477.8367 | 519.4341 | 561.0315 | 602.6289 | 644.2263 | 685.8237 | 727.4211 | 769.0185 | 810.6158 | 810.6158 | 810.6158 | 810.6158 | 810.6158 | 810.6158
F1_Commercial_OR - Health_Existing_Space Heating_Natural Gas_Thermostat - Connected_A_Achievable Technical Potential | F1 | Commercial | OR - Health | Existing | Space Heating | Natural Gas | Thermostat - Connected | A | Integrated Unit Energy Savings (kWh or therms) | Achievable Technical Potential | 0 | 0 | 8.8966 | 8.7808 | 8.6538 | 8.5178 | 8.3703 | 8.2085 | 8.0317 | 7.8402 | 7.6354 | 7.4208 | 7.2055 | 6.994 | 6.7908 | 6.6009 | 6.4302 | 6.2935 | 6.1915 | 6.1067 | 6.0438 | 5.9858 | 5.9695 | 5.9539 | 5.939 | 5.9248 | 5.9111
F2_Commercial_OR - Health_Existing_Space Heating_Natural Gas_Thermostat - Connected_A_Achievable Technical Potential | F2 | Commercial | OR - Health | Existing | Space Heating | Natural Gas | Thermostat - Connected | A | Integrated Unit Summer Peak Savings (kW) | Achievable Technical Potential | 0 | 0 | 0 | 0 | 0 | 0 | 0 | 0 | 0 | 0 | 0 | 0 | 0 | 0 | 0 | 0 | 0 | 0 | 0 | 0 | 0 | 0 | 0 | 0 | 0 | 0 | 0
F3_Commercial_OR - Health_Existing_Space Heating_Natural Gas_Thermostat - Connected_A_Achievable Technical Potential | F3 | Commercial | OR - Health | Existing | Space Heating | Natural Gas | Thermostat - Connected | A | Integrated Unit Winter Peak Savings (kW) | Achievable Technical Potential | 0 | 0 | 0 | 0 | 0 | 0 | 0 | 0 | 0 | 0 | 0 | 0 | 0 | 0 | 0 | 0 | 0 | 0 | 0 | 0 | 0 | 0 | 0 | 0 | 0 | 0 | 0
F4_Commercial_OR - Health_Existing_Space Heating_Natural Gas_Thermostat - Connected_A_Achievable Technical Potential | F4 | Commercial | OR - Health | Existing | Space Heating | Natural Gas | Thermostat - Connected | A | Incremental Energy Savings (MWh or mTherms) | Achievable Technical Potential | 0 | 0 | 0.17659 | 0.21401 | 0.2581 | 0.2949 | 0.33054 | 0.21604 | 0.21104 | 0.17182 | 0.10795 | 0.017976 | 0 | 0 | 0 | 0 | 0 | 0 | 0 | 0 | 0 | 0 | 0 | 0 | 0 | 0 | 0
F5_Commercial_OR - Health_Existing_Space Heating_Natural Gas_Thermostat - Connected_A_Achievable Technical Potential | F5 | Commercial | OR - Health | Existing | Space Heating | Natural Gas | Thermostat - Connected | A | Incremental Summer Peak Savings (MW) | Achievable Technical Potential | 0 | 0 | 0 | 0 | 0 | 0 | 0 | 0 | 0 | 0 | 0 | 0 | 0 | 0 | 0 | 0 | 0 | 0 | 0 | 0 | 0 | 0 | 0 | 0 | 0 | 0 | 0
F6_Commercial_OR - Health_Existing_Space Heating_Natural Gas_Thermostat - Connected_A_Achievable Technical Potential | F6 | Commercial | OR - Health | Existing | Space Heating | Natural Gas | Thermostat - Connected | A | Incremental Winter Peak Savings (MW) | Achievable Technical Potential | 0 | 0 | 0 | 0 | 0 | 0 | 0 | 0 | 0 | 0 | 0 | 0 | 0 | 0 | 0 | 0 | 0 | 0 | 0 | 0 | 0 | 0 | 0 | 0 | 0 | 0 | 0
F7_Commercial_OR - Health_Existing_Space Heating_Natural Gas_Thermostat - Connected_A_Achievable Technical Potential | F7 | Commercial | OR - Health | Existing | Space Heating | Natural Gas | Thermostat - Connected | A | Cumulative Energy Savings (MWh or mTherms) | Achievable Technical Potential | 0 | 0 | 0.17659 | 0.3883 | 0.64078 | 0.92561 | 1.2401 | 1.4322 | 1.6124 | 1.7458 | 1.8081 | 1.7753 | 1.7238 | 1.6732 | 1.6245 | 1.5791 | 1.5383 | 1.5056 | 1.4812 | 1.4609 | 1.4458 | 1.432 | 1.4281 | 1.4243 | 1.4208 | 1.4174 | 1.4141
F8_Commercial_OR - Health_Existing_Space Heating_Natural Gas_Thermostat - Connected_A_Achievable Technical Potential | F8 | Commercial | OR - Health | Existing | Space Heating | Natural Gas | Thermostat - Connected | A | Cumulative Summer Peak Savings (MW) | Achievable Technical Potential | 0 | 0 | 0 | 0 | 0 | 0 | 0 | 0 | 0 | 0 | 0 | 0 | 0 | 0 | 0 | 0 | 0 | 0 | 0 | 0 | 0 | 0 | 0 | 0 | 0 | 0 | 0
F9_Commercial_OR - Health_Existing_Space Heating_Natural Gas_Thermostat - Connected_A_Achievable Technical Potential | F9 | Commercial | OR - Health | Existing | Space Heating | Natural Gas | Thermostat - Connected | A | Cumulative Winter Peak Savings (MW) | Achievable Technical Potential | 0 | 0 | 0 | 0 | 0 | 0 | 0 | 0 | 0 | 0 | 0 | 0 | 0 | 0 | 0 | 0 | 0 | 0 | 0 | 0 | 0 | 0 | 0 | 0 | 0 | 0 | 0
F10_Commercial_OR - Health_Existing_Space Heating_Natural Gas_Thermostat - Connected_A_Achievable Technical Potential | F10 | Commercial | OR - Health | Existing | Space Heating | Natural Gas | Thermostat - Connected | A | Purchases (Incremental) | Achievable Technical Potential | 0 | 0 | 19.8496 | 24.3722 | 29.8244 | 34.6214 | 39.4901 | 26.3191 | 26.2756 | 21.9159 | 14.1376 | 2.4224 | 0 | 0 | 0 | 0 | 0 | 0 | 0 | 0 | 0 | 0 | 0 | 0 | 0 | 0 | 0
F11_Commercial_OR - Health_Existing_Space Heating_Natural Gas_Thermostat - Connected_A_Achievable Technical Potential | F11 | Commercial | OR - Health | Existing | Space Heating | Natural Gas | Thermostat - Connected | A | Purchases (Cumulative) | Achievable Technical Potential | 0 | 0 | 19.8496 | 44.2218 | 74.0461 | 108.6676 | 148.1577 | 174.4767 | 200.7523 | 222.6682 | 236.8058 | 239.2282 | 239.2282 | 239.2282 | 239.2282 | 239.2282 | 239.2282 | 239.2282 | 239.2282 | 239.2282 | 239.2282 | 239.2282 | 239.2282 | 239.2282 | 239.2282 | 239.2282 | 239.2282
F1_Commercial_OR - Health_Existing_Water Heating_Natural Gas_Water Heater - Thermostatic Shower Restriction Valve_A_Achievable Technical Potential | F1 | Commercial | OR - Health | Existing | Water Heating | Natural Gas | Water Heater - Thermostatic Shower Restriction Valve | A | Integrated Unit Energy Savings (kWh or therms) | Achievable Technical Potential | 0 | 0 | 1.2776 | 1.2545 | 1.2334 | 1.214 | 1.196 | 1.1793 | 1.1644 | 1.1511 | 1.1389 | 1.1281 | 1.119 | 1.1116 | 1.106 | 1.1001 | 1.0954 | 1.0917 | 1.0888 | 1.0864 | 1.0848 | 1.0836 | 1.0827 | 1.0821 | 1.0813 | 1.0811 | 1.0809
F2_Commercial_OR - Health_Existing_Water Heating_Natural Gas_Water Heater - Thermostatic Shower Restriction Valve_A_Achievable Technical Potential | F2 | Commercial | OR - Health | Existing | Water Heating | Natural Gas | Water Heater - Thermostatic Shower Restriction Valve | A | Integrated Unit Summer Peak Savings (kW) | Achievable Technical Potential | 0 | 0 | 0 | 0 | 0 | 0 | 0 | 0 | 0 | 0 | 0 | 0 | 0 | 0 | 0 | 0 | 0 | 0 | 0 | 0 | 0 | 0 | 0 | 0 | 0 | 0 | 0
F3_Commercial_OR - Health_Existing_Water Heating_Natural Gas_Water Heater - Thermostatic Shower Restriction Valve_A_Achievable Technical Potential | F3 | Commercial | OR - Health | Existing | Water Heating | Natural Gas | Water Heater - Thermostatic Shower Restriction Valve | A | Integrated Unit Winter Peak Savings (kW) | Achievable Technical Potential | 0 | 0 | 0 | 0 | 0 | 0 | 0 | 0 | 0 | 0 | 0 | 0 | 0 | 0 | 0 | 0 | 0 | 0 | 0 | 0 | 0 | 0 | 0 | 0 | 0 | 0 | 0
F4_Commercial_OR - Health_Existing_Water Heating_Natural Gas_Water Heater - Thermostatic Shower Restriction Valve_A_Achievable Technical Potential | F4 | Commercial | OR - Health | Existing | Water Heating | Natural Gas | Water Heater - Thermostatic Shower Restriction Valve | A | Incremental Energy Savings (MWh or mTherms) | Achievable Technical Potential | 0 | 0 | 0 | 0 | 0 | 0 | 0 | 0 | 0 | 0 | 0 | 0 | 0 | 0 | 0 | 0 | 0 | 0 | 0 | 0 | 0 | 0 | 0 | 0 | 0 | 0 | 0
F5_Commercial_OR - Health_Existing_Water Heating_Natural Gas_Water Heater - Thermostatic Shower Restriction Valve_A_Achievable Technical Potential | F5 | Commercial | OR - Health | Existing | Water Heating | Natural Gas | Water Heater - Thermostatic Shower Restriction Valve | A | Incremental Summer Peak Savings (MW) | Achievable Technical Potential | 0 | 0 | 0 | 0 | 0 | 0 | 0 | 0 | 0 | 0 | 0 | 0 | 0 | 0 | 0 | 0 | 0 | 0 | 0 | 0 | 0 | 0 | 0 | 0 | 0 | 0 | 0
F6_Commercial_OR - Health_Existing_Water Heating_Natural Gas_Water Heater - Thermostatic Shower Restriction Valve_A_Achievable Technical Potential | F6 | Commercial | OR - Health | Existing | Water Heating | Natural Gas | Water Heater - Thermostatic Shower Restriction Valve | A | Incremental Winter Peak Savings (MW) | Achievable Technical Potential | 0 | 0 | 0 | 0 | 0 | 0 | 0 | 0 | 0 | 0 | 0 | 0 | 0 | 0 | 0 | 0 | 0 | 0 | 0 | 0 | 0 | 0 | 0 | 0 | 0 | 0 | 0
F7_Commercial_OR - Health_Existing_Water Heating_Natural Gas_Water Heater - Thermostatic Shower Restriction Valve_A_Achievable Technical Potential | F7 | Commercial | OR - Health | Existing | Water Heating | Natural Gas | Water Heater - Thermostatic Shower Restriction Valve | A | Cumulative Energy Savings (MWh or mTherms) | Achievable Technical Potential | 0 | 0 | 0 | 0 | 0 | 0 | 0 | 0 | 0 | 0 | 0 | 0 | 0 | 0 | 0 | 0 | 0 | 0 | 0 | 0 | 0 | 0 | 0 | 0 | 0 | 0 | 0
F8_Commercial_OR - Health_Existing_Water Heating_Natural Gas_Water Heater - Thermostatic Shower Restriction Valve_A_Achievable Technical Potential | F8 | Commercial | OR - Health | Existing | Water Heating | Natural Gas | Water Heater - Thermostatic Shower Restriction Valve | A | Cumulative Summer Peak Savings (MW) | Achievable Technical Potential | 0 | 0 | 0 | 0 | 0 | 0 | 0 | 0 | 0 | 0 | 0 | 0 | 0 | 0 | 0 | 0 | 0 | 0 | 0 | 0 | 0 | 0 | 0 | 0 | 0 | 0 | 0
F9_Commercial_OR - Health_Existing_Water Heating_Natural Gas_Water Heater - Thermostatic Shower Restriction Valve_A_Achievable Technical Potential | F9 | Commercial | OR - Health | Existing | Water Heating | Natural Gas | Water Heater - Thermostatic Shower Restriction Valve | A | Cumulative Winter Peak Savings (MW) | Achievable Technical Potential | 0 | 0 | 0 | 0 | 0 | 0 | 0 | 0 | 0 | 0 | 0 | 0 | 0 | 0 | 0 | 0 | 0 | 0 | 0 | 0 | 0 | 0 | 0 | 0 | 0 | 0 | 0
F10_Commercial_OR - Health_Existing_Water Heating_Natural Gas_Water Heater - Thermostatic Shower Restriction Valve_A_Achievable Technical Potential | F10 | Commercial | OR - Health | Existing | Water Heating | Natural Gas | Water Heater - Thermostatic Shower Restriction Valve | A | Purchases (Incremental) | Achievable Technical Potential | 0 | 0 | 0 | 0 | 0 | 0 | 0 | 0 | 0 | 0 | 0 | 0 | 0 | 0 | 0 | 0 | 0 | 0 | 0 | 0 | 0 | 0 | 0 | 0 | 0 | 0 | 0
F11_Commercial_OR - Health_Existing_Water Heating_Natural Gas_Water Heater - Thermostatic Shower Restriction Valve_A_Achievable Technical Potential | F11 | Commercial | OR - Health | Existing | Water Heating | Natural Gas | Water Heater - Thermostatic Shower Restriction Valve | A | Purchases (Cumulative) | Achievable Technical Potential | 0 | 0 | 0 | 0 | 0 | 0 | 0 | 0 | 0 | 0 | 0 | 0 | 0 | 0 | 0 | 0 | 0 | 0 | 0 | 0 | 0 | 0 | 0 | 0 | 0 | 0 | 0
F1_Commercial_OR - Health_Existing_Water Heating_Natural Gas_Water Heater - Pre-Rinse Spray Valve_A_Achievable Technical Potential | F1 | Commercial | OR - Health | Existing | Water Heating | Natural Gas | Water Heater - Pre-Rinse Spray Valve | A | Integrated Unit Energy Savings (kWh or therms) | Achievable Technical Potential | 0 | 0 | 2.3534 | 2.3094 | 2.2691 | 2.2315 | 2.1964 | 2.1635 | 2.1335 | 2.1066 | 2.082 | 2.0601 | 2.0419 | 2.0273 | 2.017 | 2.0061 | 1.9975 | 1.9907 | 1.9854 | 1.9811 | 1.9781 | 1.9759 | 1.9744 | 1.9733 | 1.9718 | 1.9714 | 1.9711
F2_Commercial_OR - Health_Existing_Water Heating_Natural Gas_Water Heater - Pre-Rinse Spray Valve_A_Achievable Technical Potential | F2 | Commercial | OR - Health | Existing | Water Heating | Natural Gas | Water Heater - Pre-Rinse Spray Valve | A | Integrated Unit Summer Peak Savings (kW) | Achievable Technical Potential | 0 | 0 | 0 | 0 | 0 | 0 | 0 | 0 | 0 | 0 | 0 | 0 | 0 | 0 | 0 | 0 | 0 | 0 | 0 | 0 | 0 | 0 | 0 | 0 | 0 | 0 | 0
F3_Commercial_OR - Health_Existing_Water Heating_Natural Gas_Water Heater - Pre-Rinse Spray Valve_A_Achievable Technical Potential | F3 | Commercial | OR - Health | Existing | Water Heating | Natural Gas | Water Heater - Pre-Rinse Spray Valve | A | Integrated Unit Winter Peak Savings (kW) | Achievable Technical Potential | 0 | 0 | 0 | 0 | 0 | 0 | 0 | 0 | 0 | 0 | 0 | 0 | 0 | 0 | 0 | 0 | 0 | 0 | 0 | 0 | 0 | 0 | 0 | 0 | 0 | 0 | 0
F4_Commercial_OR - Health_Existing_Water Heating_Natural Gas_Water Heater - Pre-Rinse Spray Valve_A_Achievable Technical Potential | F4 | Commercial | OR - Health | Existing | Water Heating | Natural Gas | Water Heater - Pre-Rinse Spray Valve | A | Incremental Energy Savings (MWh or mTherms) | Achievable Technical Potential | 0 | 0 | 0.0026273 | 0.0031656 | 0.0038061 | 0.0043451 | 0.0024262 | 0.0026521 | 0.0024987 | 0.0020282 | 0.0010853 | 0 | 0 | 0 | 0 | 0 | 0 | 0 | 0 | 0 | 0 | 0 | 0 | 0 | 0 | 0 | 0
F5_Commercial_OR - Health_Existing_Water Heating_Natural Gas_Water Heater - Pre-Rinse Spray Valve_A_Achievable Technical Potential | F5 | Commercial | OR - Health | Existing | Water Heating | Natural Gas | Water Heater - Pre-Rinse Spray Valve | A | Incremental Summer Peak Savings (MW) | Achievable Technical Potential | 0 | 0 | 0 | 0 | 0 | 0 | 0 | 0 | 0 | 0 | 0 | 0 | 0 | 0 | 0 | 0 | 0 | 0 | 0 | 0 | 0 | 0 | 0 | 0 | 0 | 0 | 0
F6_Commercial_OR - Health_Existing_Water Heating_Natural Gas_Water Heater - Pre-Rinse Spray Valve_A_Achievable Technical Potential | F6 | Commercial | OR - Health | Existing | Water Heating | Natural Gas | Water Heater - Pre-Rinse Spray Valve | A | Incremental Winter Peak Savings (MW) | Achievable Technical Potential | 0 | 0 | 0 | 0 | 0 | 0 | 0 | 0 | 0 | 0 | 0 | 0 | 0 | 0 | 0 | 0 | 0 | 0 | 0 | 0 | 0 | 0 | 0 | 0 | 0 | 0 | 0
F7_Commercial_OR - Health_Existing_Water Heating_Natural Gas_Water Heater - Pre-Rinse Spray Valve_A_Achievable Technical Potential | F7 | Commercial | OR - Health | Existing | Water Heating | Natural Gas | Water Heater - Pre-Rinse Spray Valve | A | Cumulative Energy Savings (MWh or mTherms) | Achievable Technical Potential | 0 | 0 | 0.0026273 | 0.0057438 | 0.0094495 | 0.013638 | 0.01585 | 0.018264 | 0.02051 | 0.022279 | 0.023105 | 0.022862 | 0.02266 | 0.022498 | 0.022384 | 0.022262 | 0.022167 | 0.022092 | 0.022033 | 0.021985 | 0.021951 | 0.021927 | 0.02191 | 0.021898 | 0.021882 | 0.021878 | 0.021874
F8_Commercial_OR - Health_Existing_Water Heating_Natural Gas_Water Heater - Pre-Rinse Spray Valve_A_Achievable Technical Potential | F8 | Commercial | OR - Health | Existing | Water Heating | Natural Gas | Water Heater - Pre-Rinse Spray Valve | A | Cumulative Summer Peak Savings (MW) | Achievable Technical Potential | 0 | 0 | 0 | 0 | 0 | 0 | 0 | 0 | 0 | 0 | 0 | 0 | 0 | 0 | 0 | 0 | 0 | 0 | 0 | 0 | 0 | 0 | 0 | 0 | 0 | 0 | 0
F9_Commercial_OR - Health_Existing_Water Heating_Natural Gas_Water Heater - Pre-Rinse Spray Valve_A_Achievable Technical Potential | F9 | Commercial | OR - Health | Existing | Water Heating | Natural Gas | Water Heater - Pre-Rinse Spray Valve | A | Cumulative Winter Peak Savings (MW) | Achievable Technical Potential | 0 | 0 | 0 | 0 | 0 | 0 | 0 | 0 | 0 | 0 | 0 | 0 | 0 | 0 | 0 | 0 | 0 | 0 | 0 | 0 | 0 | 0 | 0 | 0 | 0 | 0 | 0
F10_Commercial_OR - Health_Existing_Water Heating_Natural Gas_Water Heater - Pre-Rinse Spray Valve_A_Achievable Technical Potential | F10 | Commercial | OR - Health | Existing | Water Heating | Natural Gas | Water Heater - Pre-Rinse Spray Valve | A | Purchases (Incremental) | Achievable Technical Potential | 0 | 0 | 1.1164 | 1.3707 | 1.6774 | 1.9472 | 1.1046 | 1.2259 | 1.1711 | 0.96279 | 0.5213 | 0 | 0 | 0 | 0 | 0 | 0 | 0 | 0 | 0 | 0 | 0 | 0 | 0 | 0 | 0 | 0
F11_Commercial_OR - Health_Existing_Water Heating_Natural Gas_Water Heater - Pre-Rinse Spray Valve_A_Achievable Technical Potential | F11 | Commercial | OR - Health | Existing | Water Heating | Natural Gas | Water Heater - Pre-Rinse Spray Valve | A | Purchases (Cumulative) | Achievable Technical Potential | 0 | 0 | 1.1164 | 2.4871 | 4.1645 | 6.1116 | 7.2163 | 8.4421 | 9.6133 | 10.5761 | 11.0974 | 11.0974 | 11.0974 | 11.0974 | 11.0974 | 11.0974 | 11.0974 | 11.0974 | 11.0974 | 11.0974 | 11.0974 | 11.0974 | 11.0974 | 11.0974 | 11.0974 | 11.0974 | 11.0974
F1_Commercial_OR - Health_Existing_Water Heating_Natural Gas_Water Heater - Temperature Setback_A_Achievable Technical Potential | F1 | Commercial | OR - Health | Existing | Water Heating | Natural Gas | Water Heater - Temperature Setback | A | Integrated Unit Energy Savings (kWh or therms) | Achievable Technical Potential | 0 | 0 | 14.5623 | 14.306 | 14.0691 | 13.8502 | 13.6481 | 13.4611 | 13.2906 | 13.1383 | 13 | 12.8758 | 12.7722 | 12.6874 | 12.6246 | 12.5568 | 12.5032 | 12.4607 | 12.4274 | 12.4005 | 12.3815 | 12.368 | 12.3584 | 12.3515 | 12.3423 | 12.3399 | 12.3381
F2_Commercial_OR - Health_Existing_Water Heating_Natural Gas_Water Heater - Temperature Setback_A_Achievable Technical Potential | F2 | Commercial | OR - Health | Existing | Water Heating | Natural Gas | Water Heater - Temperature Setback | A | Integrated Unit Summer Peak Savings (kW) | Achievable Technical Potential | 0 | 0 | 0 | 0 | 0 | 0 | 0 | 0 | 0 | 0 | 0 | 0 | 0 | 0 | 0 | 0 | 0 | 0 | 0 | 0 | 0 | 0 | 0 | 0 | 0 | 0 | 0
F3_Commercial_OR - Health_Existing_Water Heating_Natural Gas_Water Heater - Temperature Setback_A_Achievable Technical Potential | F3 | Commercial | OR - Health | Existing | Water Heating | Natural Gas | Water Heater - Temperature Setback | A | Integrated Unit Winter Peak Savings (kW) | Achievable Technical Potential | 0 | 0 | 0 | 0 | 0 | 0 | 0 | 0 | 0 | 0 | 0 | 0 | 0 | 0 | 0 | 0 | 0 | 0 | 0 | 0 | 0 | 0 | 0 | 0 | 0 | 0 | 0
F4_Commercial_OR - Health_Existing_Water Heating_Natural Gas_Water Heater - Temperature Setback_A_Achievable Technical Potential | F4 | Commercial | OR - Health | Existing | Water Heating | Natural Gas | Water Heater - Temperature Setback | A | Incremental Energy Savings (MWh or mTherms) | Achievable Technical Potential | 0 | 0 | 0.063016 | 0.076012 | 0.030594 | 0.030947 | 0.028759 | 0.033887 | 0 | 0 | 0 | 0 | 0 | 0 | 0 | 0 | 0 | 0 | 0 | 0 | 0 | 0 | 0 | 0 | 0 | 0 | 0
F5_Commercial_OR - Health_Existing_Water Heating_Natural Gas_Water Heater - Temperature Setback_A_Achievable Technical Potential | F5 | Commercial | OR - Health | Existing | Water Heating | Natural Gas | Water Heater - Temperature Setback | A | Incremental Summer Peak Savings (MW) | Achievable Technical Potential | 0 | 0 | 0 | 0 | 0 | 0 | 0 | 0 | 0 | 0 | 0 | 0 | 0 | 0 | 0 | 0 | 0 | 0 | 0 | 0 | 0 | 0 | 0 | 0 | 0 | 0 | 0
F6_Commercial_OR - Health_Existing_Water Heating_Natural Gas_Water Heater - Temperature Setback_A_Achievable Technical Potential | F6 | Commercial | OR - Health | Existing | Water Heating | Natural Gas | Water Heater - Temperature Setback | A | Incremental Winter Peak Savings (MW) | Achievable Technical Potential | 0 | 0 | 0 | 0 | 0 | 0 | 0 | 0 | 0 | 0 | 0 | 0 | 0 | 0 | 0 | 0 | 0 | 0 | 0 | 0 | 0 | 0 | 0 | 0 | 0 | 0 | 0
F7_Commercial_OR - Health_Existing_Water Heating_Natural Gas_Water Heater - Temperature Setback_A_Achievable Technical Potential | F7 | Commercial | OR - Health | Existing | Water Heating | Natural Gas | Water Heater - Temperature Setback | A | Cumulative Energy Savings (MWh or mTherms) | Achievable Technical Potential | 0 | 0 | 0.063016 | 0.13792 | 0.16623 | 0.19459 | 0.22051 | 0.25137 | 0.24819 | 0.24535 | 0.24276 | 0.24044 | 0.23851 | 0.23692 | 0.23575 | 0.23449 | 0.23349 | 0.23269 | 0.23207 | 0.23157 | 0.23121 | 0.23096 | 0.23078 | 0.23065 | 0.23048 | 0.23044 | 0.2304
F8_Commercial_OR - Health_Existing_Water Heating_Natural Gas_Water Heater - Temperature Setback_A_Achievable Technical Potential | F8 | Commercial | OR - Health | Existing | Water Heating | Natural Gas | Water Heater - Temperature Setback | A | Cumulative Summer Peak Savings (MW) | Achievable Technical Potential | 0 | 0 | 0 | 0 | 0 | 0 | 0 | 0 | 0 | 0 | 0 | 0 | 0 | 0 | 0 | 0 | 0 | 0 | 0 | 0 | 0 | 0 | 0 | 0 | 0 | 0 | 0
F9_Commercial_OR - Health_Existing_Water Heating_Natural Gas_Water Heater - Temperature Setback_A_Achievable Technical Potential | F9 | Commercial | OR - Health | Existing | Water Heating | Natural Gas | Water Heater - Temperature Setback | A | Cumulative Winter Peak Savings (MW) | Achievable Technical Potential | 0 | 0 | 0 | 0 | 0 | 0 | 0 | 0 | 0 | 0 | 0 | 0 | 0 | 0 | 0 | 0 | 0 | 0 | 0 | 0 | 0 | 0 | 0 | 0 | 0 | 0 | 0
F10_Commercial_OR - Health_Existing_Water Heating_Natural Gas_Water Heater - Temperature Setback_A_Achievable Technical Potential | F10 | Commercial | OR - Health | Existing | Water Heating | Natural Gas | Water Heater - Temperature Setback | A | Purchases (Incremental) | Achievable Technical Potential | 0 | 0 | 4.3273 | 5.3133 | 2.1746 | 2.2344 | 2.1072 | 2.5174 | 0 | 0 | 0 | 0 | 0 | 0 | 0 | 0 | 0 | 0 | 0 | 0 | 0 | 0 | 0 | 0 | 0 | 0 | 0
F11_Commercial_OR - Health_Existing_Water Heating_Natural Gas_Water Heater - Temperature Setback_A_Achievable Technical Potential | F11 | Commercial | OR - Health | Existing | Water Heating | Natural Gas | Water Heater - Temperature Setback | A | Purchases (Cumulative) | Achievable Technical Potential | 0 | 0 | 4.3273 | 9.6406 | 11.8151 | 14.0495 | 16.1567 | 18.674 | 18.674 | 18.674 | 18.674 | 18.674 | 18.674 | 18.674 | 18.674 | 18.674 | 18.674 | 18.674 | 18.674 | 18.674 | 18.674 | 18.674 | 18.674 | 18.674 | 18.674 | 18.674 | 18.674
F1_Commercial_OR - Health_Existing_Water Heating_Natural Gas_Water Heater - Faucet Aerators_A_Achievable Technical Potential | F1 | Commercial | OR - Health | Existing | Water Heating | Natural Gas | Water Heater - Faucet Aerators | A | Integrated Unit Energy Savings (kWh or therms) | Achievable Technical Potential | 0 | 0 | 1.874 | 1.841 | 1.8105 | 1.7824 | 1.7564 | 1.7323 | 1.7104 | 1.6908 | 1.673 | 1.657 | 1.6436 | 1.6327 | 1.6247 | 1.6159 | 1.609 | 1.6036 | 1.5993 | 1.5958 | 1.5934 | 1.5916 | 1.5904 | 1.5895 | 1.5883 | 1.588 | 1.5878
F2_Commercial_OR - Health_Existing_Water Heating_Natural Gas_Water Heater - Faucet Aerators_A_Achievable Technical Potential | F2 | Commercial | OR - Health | Existing | Water Heating | Natural Gas | Water Heater - Faucet Aerators | A | Integrated Unit Summer Peak Savings (kW) | Achievable Technical Potential | 0 | 0 | 0 | 0 | 0 | 0 | 0 | 0 | 0 | 0 | 0 | 0 | 0 | 0 | 0 | 0 | 0 | 0 | 0 | 0 | 0 | 0 | 0 | 0 | 0 | 0 | 0
F3_Commercial_OR - Health_Existing_Water Heating_Natural Gas_Water Heater - Faucet Aerators_A_Achievable Technical Potential | F3 | Commercial | OR - Health | Existing | Water Heating | Natural Gas | Water Heater - Faucet Aerators | A | Integrated Unit Winter Peak Savings (kW) | Achievable Technical Potential | 0 | 0 | 0 | 0 | 0 | 0 | 0 | 0 | 0 | 0 | 0 | 0 | 0 | 0 | 0 | 0 | 0 | 0 | 0 | 0 | 0 | 0 | 0 | 0 | 0 | 0 | 0
F4_Commercial_OR - Health_Existing_Water Heating_Natural Gas_Water Heater - Faucet Aerators_A_Achievable Technical Potential | F4 | Commercial | OR - Health | Existing | Water Heating | Natural Gas | Water Heater - Faucet Aerators | A | Incremental Energy Savings (MWh or mTherms) | Achievable Technical Potential | 0 | 0 | 0 | 0 | 0 | 0 | 0 | 0 | 0 | 0 | 0 | 0 | 0 | 0 | 0 | 0 | 0 | 0 | 0 | 0 | 0 | 0 | 0 | 0 | 0 | 0 | 0
F5_Commercial_OR - Health_Existing_Water Heating_Natural Gas_Water Heater - Faucet Aerators_A_Achievable Technical Potential | F5 | Commercial | OR - Health | Existing | Water Heating | Natural Gas | Water Heater - Faucet Aerators | A | Incremental Summer Peak Savings (MW) | Achievable Technical Potential | 0 | 0 | 0 | 0 | 0 | 0 | 0 | 0 | 0 | 0 | 0 | 0 | 0 | 0 | 0 | 0 | 0 | 0 | 0 | 0 | 0 | 0 | 0 | 0 | 0 | 0 | 0
F6_Commercial_OR - Health_Existing_Water Heating_Natural Gas_Water Heater - Faucet Aerators_A_Achievable Technical Potential | F6 | Commercial | OR - Health | Existing | Water Heating | Natural Gas | Water Heater - Faucet Aerators | A | Incremental Winter Peak Savings (MW) | Achievable Technical Potential | 0 | 0 | 0 | 0 | 0 | 0 | 0 | 0 | 0 | 0 | 0 | 0 | 0 | 0 | 0 | 0 | 0 | 0 | 0 | 0 | 0 | 0 | 0 | 0 | 0 | 0 | 0
F7_Commercial_OR - Health_Existing_Water Heating_Natural Gas_Water Heater - Faucet Aerators_A_Achievable Technical Potential | F7 | Commercial | OR - Health | Existing | Water Heating | Natural Gas | Water Heater - Faucet Aerators | A | Cumulative Energy Savings (MWh or mTherms) | Achievable Technical Potential | 0 | 0 | 0 | 0 | 0 | 0 | 0 | 0 | 0 | 0 | 0 | 0 | 0 | 0 | 0 | 0 | 0 | 0 | 0 | 0 | 0 | 0 | 0 | 0 | 0 | 0 | 0
F8_Commercial_OR - Health_Existing_Water Heating_Natural Gas_Water Heater - Faucet Aerators_A_Achievable Technical Potential | F8 | Commercial | OR - Health | Existing | Water Heating | Natural Gas | Water Heater - Faucet Aerators | A | Cumulative Summer Peak Savings (MW) | Achievable Technical Potential | 0 | 0 | 0 | 0 | 0 | 0 | 0 | 0 | 0 | 0 | 0 | 0 | 0 | 0 | 0 | 0 | 0 | 0 | 0 | 0 | 0 | 0 | 0 | 0 | 0 | 0 | 0
F9_Commercial_OR - Health_Existing_Water Heating_Natural Gas_Water Heater - Faucet Aerators_A_Achievable Technical Potential | F9 | Commercial | OR - Health | Existing | Water Heating | Natural Gas | Water Heater - Faucet Aerators | A | Cumulative Winter Peak Savings (MW) | Achievable Technical Potential | 0 | 0 | 0 | 0 | 0 | 0 | 0 | 0 | 0 | 0 | 0 | 0 | 0 | 0 | 0 | 0 | 0 | 0 | 0 | 0 | 0 | 0 | 0 | 0 | 0 | 0 | 0
F10_Commercial_OR - Health_Existing_Water Heating_Natural Gas_Water Heater - Faucet Aerators_A_Achievable Technical Potential | F10 | Commercial | OR - Health | Existing | Water Heating | Natural Gas | Water Heater - Faucet Aerators | A | Purchases (Incremental) | Achievable Technical Potential | 0 | 0 | 0 | 0 | 0 | 0 | 0 | 0 | 0 | 0 | 0 | 0 | 0 | 0 | 0 | 0 | 0 | 0 | 0 | 0 | 0 | 0 | 0 | 0 | 0 | 0 | 0
F11_Commercial_OR - Health_Existing_Water Heating_Natural Gas_Water Heater - Faucet Aerators_A_Achievable Technical Potential | F11 | Commercial | OR - Health | Existing | Water Heating | Natural Gas | Water Heater - Faucet Aerators | A | Purchases (Cumulative) | Achievable Technical Potential | 0 | 0 | 0 | 0 | 0 | 0 | 0 | 0 | 0 | 0 | 0 | 0 | 0 | 0 | 0 | 0 | 0 | 0 | 0 | 0 | 0 | 0 | 0 | 0 | 0 | 0 | 0
F1_Commercial_OR - Health_Existing_Water Heating_Natural Gas_Water Heater - Low-Flow Showerheads_A_Achievable Technical Potential | F1 | Commercial | OR - Health | Existing | Water Heating | Natural Gas | Water Heater - Low-Flow Showerheads | A | Integrated Unit Energy Savings (kWh or therms) | Achievable Technical Potential | 0 | 0 | 3.0439 | 2.9904 | 2.9408 | 2.8951 | 2.8528 | 2.8137 | 2.7781 | 2.7463 | 2.7174 | 2.6914 | 2.6697 | 2.652 | 2.6389 | 2.6247 | 2.6135 | 2.6046 | 2.5977 | 2.5921 | 2.5881 | 2.5852 | 2.5832 | 2.5818 | 2.5799 | 2.5794 | 2.579
F2_Commercial_OR - Health_Existing_Water Heating_Natural Gas_Water Heater - Low-Flow Showerheads_A_Achievable Technical Potential | F2 | Commercial | OR - Health | Existing | Water Heating | Natural Gas | Water Heater - Low-Flow Showerheads | A | Integrated Unit Summer Peak Savings (kW) | Achievable Technical Potential | 0 | 0 | 0 | 0 | 0 | 0 | 0 | 0 | 0 | 0 | 0 | 0 | 0 | 0 | 0 | 0 | 0 | 0 | 0 | 0 | 0 | 0 | 0 | 0 | 0 | 0 | 0
F3_Commercial_OR - Health_Existing_Water Heating_Natural Gas_Water Heater - Low-Flow Showerheads_A_Achievable Technical Potential | F3 | Commercial | OR - Health | Existing | Water Heating | Natural Gas | Water Heater - Low-Flow Showerheads | A | Integrated Unit Winter Peak Savings (kW) | Achievable Technical Potential | 0 | 0 | 0 | 0 | 0 | 0 | 0 | 0 | 0 | 0 | 0 | 0 | 0 | 0 | 0 | 0 | 0 | 0 | 0 | 0 | 0 | 0 | 0 | 0 | 0 | 0 | 0
F4_Commercial_OR - Health_Existing_Water Heating_Natural Gas_Water Heater - Low-Flow Showerheads_A_Achievable Technical Potential | F4 | Commercial | OR - Health | Existing | Water Heating | Natural Gas | Water Heater - Low-Flow Showerheads | A | Incremental Energy Savings (MWh or mTherms) | Achievable Technical Potential | 0 | 0 | 0 | 0 | 0 | 0 | 0 | 0 | 0 | 0 | 0 | 0 | 0 | 0 | 0 | 0 | 0 | 0 | 0 | 0 | 0 | 0 | 0 | 0 | 0 | 0 | 0
F5_Commercial_OR - Health_Existing_Water Heating_Natural Gas_Water Heater - Low-Flow Showerheads_A_Achievable Technical Potential | F5 | Commercial | OR - Health | Existing | Water Heating | Natural Gas | Water Heater - Low-Flow Showerheads | A | Incremental Summer Peak Savings (MW) | Achievable Technical Potential | 0 | 0 | 0 | 0 | 0 | 0 | 0 | 0 | 0 | 0 | 0 | 0 | 0 | 0 | 0 | 0 | 0 | 0 | 0 | 0 | 0 | 0 | 0 | 0 | 0 | 0 | 0
F6_Commercial_OR - Health_Existing_Water Heating_Natural Gas_Water Heater - Low-Flow Showerheads_A_Achievable Technical Potential | F6 | Commercial | OR - Health | Existing | Water Heating | Natural Gas | Water Heater - Low-Flow Showerheads | A | Incremental Winter Peak Savings (MW) | Achievable Technical Potential | 0 | 0 | 0 | 0 | 0 | 0 | 0 | 0 | 0 | 0 | 0 | 0 | 0 | 0 | 0 | 0 | 0 | 0 | 0 | 0 | 0 | 0 | 0 | 0 | 0 | 0 | 0
F7_Commercial_OR - Health_Existing_Water Heating_Natural Gas_Water Heater - Low-Flow Showerheads_A_Achievable Technical Potential | F7 | Commercial | OR - Health | Existing | Water Heating | Natural Gas | Water Heater - Low-Flow Showerheads | A | Cumulative Energy Savings (MWh or mTherms) | Achievable Technical Potential | 0 | 0 | 0 | 0 | 0 | 0 | 0 | 0 | 0 | 0 | 0 | 0 | 0 | 0 | 0 | 0 | 0 | 0 | 0 | 0 | 0 | 0 | 0 | 0 | 0 | 0 | 0
F8_Commercial_OR - Health_Existing_Water Heating_Natural Gas_Water Heater - Low-Flow Showerheads_A_Achievable Technical Potential | F8 | Commercial | OR - Health | Existing | Water Heating | Natural Gas | Water Heater - Low-Flow Showerheads | A | Cumulative Summer Peak Savings (MW) | Achievable Technical Potential | 0 | 0 | 0 | 0 | 0 | 0 | 0 | 0 | 0 | 0 | 0 | 0 | 0 | 0 | 0 | 0 | 0 | 0 | 0 | 0 | 0 | 0 | 0 | 0 | 0 | 0 | 0
F9_Commercial_OR - Health_Existing_Water Heating_Natural Gas_Water Heater - Low-Flow Showerheads_A_Achievable Technical Potential | F9 | Commercial | OR - Health | Existing | Water Heating | Natural Gas | Water Heater - Low-Flow Showerheads | A | Cumulative Winter Peak Savings (MW) | Achievable Technical Potential | 0 | 0 | 0 | 0 | 0 | 0 | 0 | 0 | 0 | 0 | 0 | 0 | 0 | 0 | 0 | 0 | 0 | 0 | 0 | 0 | 0 | 0 | 0 | 0 | 0 | 0 | 0
F10_Commercial_OR - Health_Existing_Water Heating_Natural Gas_Water Heater - Low-Flow Showerheads_A_Achievable Technical Potential | F10 | Commercial | OR - Health | Existing | Water Heating | Natural Gas | Water Heater - Low-Flow Showerheads | A | Purchases (Incremental) | Achievable Technical Potential | 0 | 0 | 0 | 0 | 0 | 0 | 0 | 0 | 0 | 0 | 0 | 0 | 0 | 0 | 0 | 0 | 0 | 0 | 0 | 0 | 0 | 0 | 0 | 0 | 0 | 0 | 0
F11_Commercial_OR - Health_Existing_Water Heating_Natural Gas_Water Heater - Low-Flow Showerheads_A_Achievable Technical Potential | F11 | Commercial | OR - Health | Existing | Water Heating | Natural Gas | Water Heater - Low-Flow Showerheads | A | Purchases (Cumulative) | Achievable Technical Potential | 0 | 0 | 0 | 0 | 0 | 0 | 0 | 0 | 0 | 0 | 0 | 0 | 0 | 0 | 0 | 0 | 0 | 0 | 0 | 0 | 0 | 0 | 0 | 0 | 0 | 0 | 0
F1_Commercial_OR - Health_Existing_Water Heating_Natural Gas_Water Heater - Tank Blanket/Insulation_A_Achievable Technical Potential | F1 | Commercial | OR - Health | Existing | Water Heating | Natural Gas | Water Heater - Tank Blanket/Insulation | A | Integrated Unit Energy Savings (kWh or therms) | Achievable Technical Potential | 0 | 0 | 28.1588 | 27.6929 | 27.27 | 26.8869 | 26.5407 | 26.2305 | 25.9562 | 25.7177 | 25.5021 | 25.3055 | 25.138 | 24.9958 | 24.8761 | 24.7444 | 24.6389 | 24.5551 | 24.4894 | 24.4365 | 24.3989 | 24.3723 | 24.3534 | 24.3399 | 24.3217 | 24.3171 | 24.3134
F2_Commercial_OR - Health_Existing_Water Heating_Natural Gas_Water Heater - Tank Blanket/Insulation_A_Achievable Technical Potential | F2 | Commercial | OR - Health | Existing | Water Heating | Natural Gas | Water Heater - Tank Blanket/Insulation | A | Integrated Unit Summer Peak Savings (kW) | Achievable Technical Potential | 0 | 0 | 0 | 0 | 0 | 0 | 0 | 0 | 0 | 0 | 0 | 0 | 0 | 0 | 0 | 0 | 0 | 0 | 0 | 0 | 0 | 0 | 0 | 0 | 0 | 0 | 0
F3_Commercial_OR - Health_Existing_Water Heating_Natural Gas_Water Heater - Tank Blanket/Insulation_A_Achievable Technical Potential | F3 | Commercial | OR - Health | Existing | Water Heating | Natural Gas | Water Heater - Tank Blanket/Insulation | A | Integrated Unit Winter Peak Savings (kW) | Achievable Technical Potential | 0 | 0 | 0 | 0 | 0 | 0 | 0 | 0 | 0 | 0 | 0 | 0 | 0 | 0 | 0 | 0 | 0 | 0 | 0 | 0 | 0 | 0 | 0 | 0 | 0 | 0 | 0
F4_Commercial_OR - Health_Existing_Water Heating_Natural Gas_Water Heater - Tank Blanket/Insulation_A_Achievable Technical Potential | F4 | Commercial | OR - Health | Existing | Water Heating | Natural Gas | Water Heater - Tank Blanket/Insulation | A | Incremental Energy Savings (MWh or mTherms) | Achievable Technical Potential | 0 | 0 | 0.035839 | 0.043276 | 0.052149 | 0.059686 | 0.067203 | 0.07765 | 0.084292 | 0.08532 | 0.079729 | 0.068006 | 0.052277 | 0.035674 | 0.021245 | 0.0098705 | 0 | 0 | 0 | 0 | 0 | 0 | 0 | 0 | 0 | 0 | 0
F5_Commercial_OR - Health_Existing_Water Heating_Natural Gas_Water Heater - Tank Blanket/Insulation_A_Achievable Technical Potential | F5 | Commercial | OR - Health | Existing | Water Heating | Natural Gas | Water Heater - Tank Blanket/Insulation | A | Incremental Summer Peak Savings (MW) | Achievable Technical Potential | 0 | 0 | 0 | 0 | 0 | 0 | 0 | 0 | 0 | 0 | 0 | 0 | 0 | 0 | 0 | 0 | 0 | 0 | 0 | 0 | 0 | 0 | 0 | 0 | 0 | 0 | 0
F6_Commercial_OR - Health_Existing_Water Heating_Natural Gas_Water Heater - Tank Blanket/Insulation_A_Achievable Technical Potential | F6 | Commercial | OR - Health | Existing | Water Heating | Natural Gas | Water Heater - Tank Blanket/Insulation | A | Incremental Winter Peak Savings (MW) | Achievable Technical Potential | 0 | 0 | 0 | 0 | 0 | 0 | 0 | 0 | 0 | 0 | 0 | 0 | 0 | 0 | 0 | 0 | 0 | 0 | 0 | 0 | 0 | 0 | 0 | 0 | 0 | 0 | 0
F7_Commercial_OR - Health_Existing_Water Heating_Natural Gas_Water Heater - Tank Blanket/Insulation_A_Achievable Technical Potential | F7 | Commercial | OR - Health | Existing | Water Heating | Natural Gas | Water Heater - Tank Blanket/Insulation | A | Cumulative Energy Savings (MWh or mTherms) | Achievable Technical Potential | 0 | 0 | 0.035839 | 0.078522 | 0.12947 | 0.18734 | 0.25213 | 0.32683 | 0.40771 | 0.48928 | 0.56491 | 0.62856 | 0.67667 | 0.70852 | 0.72637 | 0.7324 | 0.72928 | 0.7268 | 0.72485 | 0.72329 | 0.72217 | 0.72139 | 0.72083 | 0.72043 | 0.71989 | 0.71975 | 0.71964
F8_Commercial_OR - Health_Existing_Water Heating_Natural Gas_Water Heater - Tank Blanket/Insulation_A_Achievable Technical Potential | F8 | Commercial | OR - Health | Existing | Water Heating | Natural Gas | Water Heater - Tank Blanket/Insulation | A | Cumulative Summer Peak Savings (MW) | Achievable Technical Potential | 0 | 0 | 0 | 0 | 0 | 0 | 0 | 0 | 0 | 0 | 0 | 0 | 0 | 0 | 0 | 0 | 0 | 0 | 0 | 0 | 0 | 0 | 0 | 0 | 0 | 0 | 0
F9_Commercial_OR - Health_Existing_Water Heating_Natural Gas_Water Heater - Tank Blanket/Insulation_A_Achievable Technical Potential | F9 | Commercial | OR - Health | Existing | Water Heating | Natural Gas | Water Heater - Tank Blanket/Insulation | A | Cumulative Winter Peak Savings (MW) | Achievable Technical Potential | 0 | 0 | 0 | 0 | 0 | 0 | 0 | 0 | 0 | 0 | 0 | 0 | 0 | 0 | 0 | 0 | 0 | 0 | 0 | 0 | 0 | 0 | 0 | 0 | 0 | 0 | 0
F10_Commercial_OR - Health_Existing_Water Heating_Natural Gas_Water Heater - Tank Blanket/Insulation_A_Achievable Technical Potential | F10 | Commercial | OR - Health | Existing | Water Heating | Natural Gas | Water Heater - Tank Blanket/Insulation | A | Purchases (Incremental) | Achievable Technical Potential | 0 | 0 | 1.2727 | 1.5627 | 1.9123 | 2.2199 | 2.5321 | 2.9603 | 3.2475 | 3.3175 | 3.1264 | 2.6874 | 2.0796 | 1.4272 | 0.85404 | 0.3989 | 0 | 0 | 0 | 0 | 0 | 0 | 0 | 0 | 0 | 0 | 0
F11_Commercial_OR - Health_Existing_Water Heating_Natural Gas_Water Heater - Tank Blanket/Insulation_A_Achievable Technical Potential | F11 | Commercial | OR - Health | Existing | Water Heating | Natural Gas | Water Heater - Tank Blanket/Insulation | A | Purchases (Cumulative) | Achievable Technical Potential | 0 | 0 | 1.2727 | 2.8355 | 4.7478 | 6.9677 | 9.4997 | 12.46 | 15.7075 | 19.0251 | 22.1514 | 24.8388 | 26.9185 | 28.3457 | 29.1997 | 29.5986 | 29.5986 | 29.5986 | 29.5986 | 29.5986 | 29.5986 | 29.5986 | 29.5986 | 29.5986 | 29.5986 | 29.5986 | 29.5986
F1_Commercial_OR - Health_Existing_Water Heating_Natural Gas_Water Heater - Drainwater Heat Recovery_A_Achievable Technical Potential | F1 | Commercial | OR - Health | Existing | Water Heating | Natural Gas | Water Heater - Drainwater Heat Recovery | A | Integrated Unit Energy Savings (kWh or therms) | Achievable Technical Potential | 0 | 0 | 3.8715 | 3.801 | 3.7368 | 3.6774 | 3.6224 | 3.5712 | 3.5252 | 3.4841 | 3.4468 | 3.4133 | 3.3854 | 3.3626 | 3.3458 | 3.3277 | 3.3136 | 3.3023 | 3.2934 | 3.2863 | 3.2813 | 3.2777 | 3.2752 | 3.2733 | 3.2709 | 3.2703 | 3.2698
F2_Commercial_OR - Health_Existing_Water Heating_Natural Gas_Water Heater - Drainwater Heat Recovery_A_Achievable Technical Potential | F2 | Commercial | OR - Health | Existing | Water Heating | Natural Gas | Water Heater - Drainwater Heat Recovery | A | Integrated Unit Summer Peak Savings (kW) | Achievable Technical Potential | 0 | 0 | 0 | 0 | 0 | 0 | 0 | 0 | 0 | 0 | 0 | 0 | 0 | 0 | 0 | 0 | 0 | 0 | 0 | 0 | 0 | 0 | 0 | 0 | 0 | 0 | 0
F3_Commercial_OR - Health_Existing_Water Heating_Natural Gas_Water Heater - Drainwater Heat Recovery_A_Achievable Technical Potential | F3 | Commercial | OR - Health | Existing | Water Heating | Natural Gas | Water Heater - Drainwater Heat Recovery | A | Integrated Unit Winter Peak Savings (kW) | Achievable Technical Potential | 0 | 0 | 0 | 0 | 0 | 0 | 0 | 0 | 0 | 0 | 0 | 0 | 0 | 0 | 0 | 0 | 0 | 0 | 0 | 0 | 0 | 0 | 0 | 0 | 0 | 0 | 0
F4_Commercial_OR - Health_Existing_Water Heating_Natural Gas_Water Heater - Drainwater Heat Recovery_A_Achievable Technical Potential | F4 | Commercial | OR - Health | Existing | Water Heating | Natural Gas | Water Heater - Drainwater Heat Recovery | A | Incremental Energy Savings (MWh or mTherms) | Achievable Technical Potential | 0 | 0 | 0 | 0 | 0 | 0 | 0 | 0 | 0 | 0 | 0 | 0 | 0 | 0 | 0 | 0 | 0 | 0 | 0 | 0 | 0 | 0 | 0 | 0 | 0 | 0 | 0
F5_Commercial_OR - Health_Existing_Water Heating_Natural Gas_Water Heater - Drainwater Heat Recovery_A_Achievable Technical Potential | F5 | Commercial | OR - Health | Existing | Water Heating | Natural Gas | Water Heater - Drainwater Heat Recovery | A | Incremental Summer Peak Savings (MW) | Achievable Technical Potential | 0 | 0 | 0 | 0 | 0 | 0 | 0 | 0 | 0 | 0 | 0 | 0 | 0 | 0 | 0 | 0 | 0 | 0 | 0 | 0 | 0 | 0 | 0 | 0 | 0 | 0 | 0
F6_Commercial_OR - Health_Existing_Water Heating_Natural Gas_Water Heater - Drainwater Heat Recovery_A_Achievable Technical Potential | F6 | Commercial | OR - Health | Existing | Water Heating | Natural Gas | Water Heater - Drainwater Heat Recovery | A | Incremental Winter Peak Savings (MW) | Achievable Technical Potential | 0 | 0 | 0 | 0 | 0 | 0 | 0 | 0 | 0 | 0 | 0 | 0 | 0 | 0 | 0 | 0 | 0 | 0 | 0 | 0 | 0 | 0 | 0 | 0 | 0 | 0 | 0
F7_Commercial_OR - Health_Existing_Water Heating_Natural Gas_Water Heater - Drainwater Heat Recovery_A_Achievable Technical Potential | F7 | Commercial | OR - Health | Existing | Water Heating | Natural Gas | Water Heater - Drainwater Heat Recovery | A | Cumulative Energy Savings (MWh or mTherms) | Achievable Technical Potential | 0 | 0 | 0 | 0 | 0 | 0 | 0 | 0 | 0 | 0 | 0 | 0 | 0 | 0 | 0 | 0 | 0 | 0 | 0 | 0 | 0 | 0 | 0 | 0 | 0 | 0 | 0
F8_Commercial_OR - Health_Existing_Water Heating_Natural Gas_Water Heater - Drainwater Heat Recovery_A_Achievable Technical Potential | F8 | Commercial | OR - Health | Existing | Water Heating | Natural Gas | Water Heater - Drainwater Heat Recovery | A | Cumulative Summer Peak Savings (MW) | Achievable Technical Potential | 0 | 0 | 0 | 0 | 0 | 0 | 0 | 0 | 0 | 0 | 0 | 0 | 0 | 0 | 0 | 0 | 0 | 0 | 0 | 0 | 0 | 0 | 0 | 0 | 0 | 0 | 0
F9_Commercial_OR - Health_Existing_Water Heating_Natural Gas_Water Heater - Drainwater Heat Recovery_A_Achievable Technical Potential | F9 | Commercial | OR - Health | Existing | Water Heating | Natural Gas | Water Heater - Drainwater Heat Recovery | A | Cumulative Winter Peak Savings (MW) | Achievable Technical Potential | 0 | 0 | 0 | 0 | 0 | 0 | 0 | 0 | 0 | 0 | 0 | 0 | 0 | 0 | 0 | 0 | 0 | 0 | 0 | 0 | 0 | 0 | 0 | 0 | 0 | 0 | 0
F10_Commercial_OR - Health_Existing_Water Heating_Natural Gas_Water Heater - Drainwater Heat Recovery_A_Achievable Technical Potential | F10 | Commercial | OR - Health | Existing | Water Heating | Natural Gas | Water Heater - Drainwater Heat Recovery | A | Purchases (Incremental) | Achievable Technical Potential | 0 | 0 | 0 | 0 | 0 | 0 | 0 | 0 | 0 | 0 | 0 | 0 | 0 | 0 | 0 | 0 | 0 | 0 | 0 | 0 | 0 | 0 | 0 | 0 | 0 | 0 | 0
F11_Commercial_OR - Health_Existing_Water Heating_Natural Gas_Water Heater - Drainwater Heat Recovery_A_Achievable Technical Potential | F11 | Commercial | OR - Health | Existing | Water Heating | Natural Gas | Water Heater - Drainwater Heat Recovery | A | Purchases (Cumulative) | Achievable Technical Potential | 0 | 0 | 0 | 0 | 0 | 0 | 0 | 0 | 0 | 0 | 0 | 0 | 0 | 0 | 0 | 0 | 0 | 0 | 0 | 0 | 0 | 0 | 0 | 0 | 0 | 0 | 0
F1_Commercial_OR - Health_Existing_Water Heating_Natural Gas_Water Heater - Circulation Pump Controls_A_Achievable Technical Potential | F1 | Commercial | OR - Health | Existing | Water Heating | Natural Gas | Water Heater - Circulation Pump Controls | A | Integrated Unit Energy Savings (kWh or therms) | Achievable Technical Potential | 0 | 0 | 203.5085 | 200.0819 | 196.9548 | 194.1055 | 191.5145 | 189.1692 | 187.0753 | 185.2395 | 183.5768 | 182.0683 | 180.7912 | 179.7198 | 178.8299 | 177.87 | 177.1115 | 176.509 | 176.0366 | 175.6566 | 175.3864 | 175.195 | 175.0592 | 174.9621 | 174.8312 | 174.7982 | 174.7718
F2_Commercial_OR - Health_Existing_Water Heating_Natural Gas_Water Heater - Circulation Pump Controls_A_Achievable Technical Potential | F2 | Commercial | OR - Health | Existing | Water Heating | Natural Gas | Water Heater - Circulation Pump Controls | A | Integrated Unit Summer Peak Savings (kW) | Achievable Technical Potential | 0 | 0 | 0 | 0 | 0 | 0 | 0 | 0 | 0 | 0 | 0 | 0 | 0 | 0 | 0 | 0 | 0 | 0 | 0 | 0 | 0 | 0 | 0 | 0 | 0 | 0 | 0
F3_Commercial_OR - Health_Existing_Water Heating_Natural Gas_Water Heater - Circulation Pump Controls_A_Achievable Technical Potential | F3 | Commercial | OR - Health | Existing | Water Heating | Natural Gas | Water Heater - Circulation Pump Controls | A | Integrated Unit Winter Peak Savings (kW) | Achievable Technical Potential | 0 | 0 | 0 | 0 | 0 | 0 | 0 | 0 | 0 | 0 | 0 | 0 | 0 | 0 | 0 | 0 | 0 | 0 | 0 | 0 | 0 | 0 | 0 | 0 | 0 | 0 | 0
F4_Commercial_OR - Health_Existing_Water Heating_Natural Gas_Water Heater - Circulation Pump Controls_A_Achievable Technical Potential | F4 | Commercial | OR - Health | Existing | Water Heating | Natural Gas | Water Heater - Circulation Pump Controls | A | Incremental Energy Savings (MWh or mTherms) | Achievable Technical Potential | 0 | 0 | 0.09355 | 0.11293 | 0.13603 | 0.15563 | 0.17514 | 0.20226 | 0.21942 | 0.22196 | 0.20729 | 0.17672 | 0.13579 | 0.09264 | 0 | 0 | 0 | 0 | 0 | 0 | 0 | 0 | 0 | 0 | 0 | 0 | 0
F5_Commercial_OR - Health_Existing_Water Heating_Natural Gas_Water Heater - Circulation Pump Controls_A_Achievable Technical Potential | F5 | Commercial | OR - Health | Existing | Water Heating | Natural Gas | Water Heater - Circulation Pump Controls | A | Incremental Summer Peak Savings (MW) | Achievable Technical Potential | 0 | 0 | 0 | 0 | 0 | 0 | 0 | 0 | 0 | 0 | 0 | 0 | 0 | 0 | 0 | 0 | 0 | 0 | 0 | 0 | 0 | 0 | 0 | 0 | 0 | 0 | 0
F6_Commercial_OR - Health_Existing_Water Heating_Natural Gas_Water Heater - Circulation Pump Controls_A_Achievable Technical Potential | F6 | Commercial | OR - Health | Existing | Water Heating | Natural Gas | Water Heater - Circulation Pump Controls | A | Incremental Winter Peak Savings (MW) | Achievable Technical Potential | 0 | 0 | 0 | 0 | 0 | 0 | 0 | 0 | 0 | 0 | 0 | 0 | 0 | 0 | 0 | 0 | 0 | 0 | 0 | 0 | 0 | 0 | 0 | 0 | 0 | 0 | 0
F7_Commercial_OR - Health_Existing_Water Heating_Natural Gas_Water Heater - Circulation Pump Controls_A_Achievable Technical Potential | F7 | Commercial | OR - Health | Existing | Water Heating | Natural Gas | Water Heater - Circulation Pump Controls | A | Cumulative Energy Savings (MWh or mTherms) | Achievable Technical Potential | 0 | 0 | 0.09355 | 0.2049 | 0.33774 | 0.48848 | 0.6571 | 0.85131 | 1.0613 | 1.2729 | 1.4687 | 1.6334 | 1.7577 | 1.8399 | 1.8308 | 1.821 | 1.8132 | 1.8071 | 1.8022 | 1.7983 | 1.7956 | 1.7936 | 1.7922 | 1.7912 | 1.7899 | 1.7895 | 1.7893
F8_Commercial_OR - Health_Existing_Water Heating_Natural Gas_Water Heater - Circulation Pump Controls_A_Achievable Technical Potential | F8 | Commercial | OR - Health | Existing | Water Heating | Natural Gas | Water Heater - Circulation Pump Controls | A | Cumulative Summer Peak Savings (MW) | Achievable Technical Potential | 0 | 0 | 0 | 0 | 0 | 0 | 0 | 0 | 0 | 0 | 0 | 0 | 0 | 0 | 0 | 0 | 0 | 0 | 0 | 0 | 0 | 0 | 0 | 0 | 0 | 0 | 0
F9_Commercial_OR - Health_Existing_Water Heating_Natural Gas_Water Heater - Circulation Pump Controls_A_Achievable Technical Potential | F9 | Commercial | OR - Health | Existing | Water Heating | Natural Gas | Water Heater - Circulation Pump Controls | A | Cumulative Winter Peak Savings (MW) | Achievable Technical Potential | 0 | 0 | 0 | 0 | 0 | 0 | 0 | 0 | 0 | 0 | 0 | 0 | 0 | 0 | 0 | 0 | 0 | 0 | 0 | 0 | 0 | 0 | 0 | 0 | 0 | 0 | 0
F10_Commercial_OR - Health_Existing_Water Heating_Natural Gas_Water Heater - Circulation Pump Controls_A_Achievable Technical Potential | F10 | Commercial | OR - Health | Existing | Water Heating | Natural Gas | Water Heater - Circulation Pump Controls | A | Purchases (Incremental) | Achievable Technical Potential | 0 | 0 | 0.45968 | 0.56442 | 0.69068 | 0.80177 | 0.91453 | 1.0692 | 1.1729 | 1.1982 | 1.1292 | 0.97062 | 0.75111 | 0.51547 | 0 | 0 | 0 | 0 | 0 | 0 | 0 | 0 | 0 | 0 | 0 | 0 | 0
F11_Commercial_OR - Health_Existing_Water Heating_Natural Gas_Water Heater - Circulation Pump Controls_A_Achievable Technical Potential | F11 | Commercial | OR - Health | Existing | Water Heating | Natural Gas | Water Heater - Circulation Pump Controls | A | Purchases (Cumulative) | Achievable Technical Potential | 0 | 0 | 0.45968 | 1.0241 | 1.7148 | 2.5166 | 3.4311 | 4.5003 | 5.6732 | 6.8714 | 8.0006 | 8.9712 | 9.7223 | 10.2378 | 10.2378 | 10.2378 | 10.2378 | 10.2378 | 10.2378 | 10.2378 | 10.2378 | 10.2378 | 10.2378 | 10.2378 | 10.2378 | 10.2378 | 10.2378
F1_Commercial_OR - Health_Existing_Water Heating_Natural Gas_Water Heater - Pipe Insulation_A_Achievable Technical Potential | F1 | Commercial | OR - Health | Existing | Water Heating | Natural Gas | Water Heater - Pipe Insulation | A | Integrated Unit Energy Savings (kWh or therms) | Achievable Technical Potential | 0 | 0 | 0.70314 | 0.6904 | 0.67882 | 0.66812 | 0.65823 | 0.64905 | 0.64083 | 0.63349 | 0.62682 | 0.62083 | 0.61583 | 0.61174 | 0.60871 | 0.60545 | 0.60286 | 0.60081 | 0.59921 | 0.59791 | 0.59699 | 0.59634 | 0.59588 | 0.59555 | 0.5951 | 0.59499 | 0.5949
F2_Commercial_OR - Health_Existing_Water Heating_Natural Gas_Water Heater - Pipe Insulation_A_Achievable Technical Potential | F2 | Commercial | OR - Health | Existing | Water Heating | Natural Gas | Water Heater - Pipe Insulation | A | Integrated Unit Summer Peak Savings (kW) | Achievable Technical Potential | 0 | 0 | 0 | 0 | 0 | 0 | 0 | 0 | 0 | 0 | 0 | 0 | 0 | 0 | 0 | 0 | 0 | 0 | 0 | 0 | 0 | 0 | 0 | 0 | 0 | 0 | 0
F3_Commercial_OR - Health_Existing_Water Heating_Natural Gas_Water Heater - Pipe Insulation_A_Achievable Technical Potential | F3 | Commercial | OR - Health | Existing | Water Heating | Natural Gas | Water Heater - Pipe Insulation | A | Integrated Unit Winter Peak Savings (kW) | Achievable Technical Potential | 0 | 0 | 0 | 0 | 0 | 0 | 0 | 0 | 0 | 0 | 0 | 0 | 0 | 0 | 0 | 0 | 0 | 0 | 0 | 0 | 0 | 0 | 0 | 0 | 0 | 0 | 0
F4_Commercial_OR - Health_Existing_Water Heating_Natural Gas_Water Heater - Pipe Insulation_A_Achievable Technical Potential | F4 | Commercial | OR - Health | Existing | Water Heating | Natural Gas | Water Heater - Pipe Insulation | A | Incremental Energy Savings (MWh or mTherms) | Achievable Technical Potential | 0 | 0 | 0.011664 | 0.014062 | 0.016919 | 0.01933 | 0.021723 | 0.025042 | 0.027123 | 0.027391 | 0.025541 | 0.021745 | 0.016692 | 0.011379 | 0.0067757 | 0.0031477 | 0 | 0 | 0 | 0 | 0 | 0 | 0 | 0 | 0 | 0 | 0
F5_Commercial_OR - Health_Existing_Water Heating_Natural Gas_Water Heater - Pipe Insulation_A_Achievable Technical Potential | F5 | Commercial | OR - Health | Existing | Water Heating | Natural Gas | Water Heater - Pipe Insulation | A | Incremental Summer Peak Savings (MW) | Achievable Technical Potential | 0 | 0 | 0 | 0 | 0 | 0 | 0 | 0 | 0 | 0 | 0 | 0 | 0 | 0 | 0 | 0 | 0 | 0 | 0 | 0 | 0 | 0 | 0 | 0 | 0 | 0 | 0
F6_Commercial_OR - Health_Existing_Water Heating_Natural Gas_Water Heater - Pipe Insulation_A_Achievable Technical Potential | F6 | Commercial | OR - Health | Existing | Water Heating | Natural Gas | Water Heater - Pipe Insulation | A | Incremental Winter Peak Savings (MW) | Achievable Technical Potential | 0 | 0 | 0 | 0 | 0 | 0 | 0 | 0 | 0 | 0 | 0 | 0 | 0 | 0 | 0 | 0 | 0 | 0 | 0 | 0 | 0 | 0 | 0 | 0 | 0 | 0 | 0
F7_Commercial_OR - Health_Existing_Water Heating_Natural Gas_Water Heater - Pipe Insulation_A_Achievable Technical Potential | F7 | Commercial | OR - Health | Existing | Water Heating | Natural Gas | Water Heater - Pipe Insulation | A | Cumulative Energy Savings (MWh or mTherms) | Achievable Technical Potential | 0 | 0 | 0.011664 | 0.025514 | 0.042005 | 0.060673 | 0.081498 | 0.1054 | 0.13119 | 0.15708 | 0.18097 | 0.20098 | 0.21606 | 0.226 | 0.23166 | 0.23356 | 0.23257 | 0.23178 | 0.23116 | 0.23066 | 0.2303 | 0.23005 | 0.22987 | 0.22974 | 0.22957 | 0.22953 | 0.22949
F8_Commercial_OR - Health_Existing_Water Heating_Natural Gas_Water Heater - Pipe Insulation_A_Achievable Technical Potential | F8 | Commercial | OR - Health | Existing | Water Heating | Natural Gas | Water Heater - Pipe Insulation | A | Cumulative Summer Peak Savings (MW) | Achievable Technical Potential | 0 | 0 | 0 | 0 | 0 | 0 | 0 | 0 | 0 | 0 | 0 | 0 | 0 | 0 | 0 | 0 | 0 | 0 | 0 | 0 | 0 | 0 | 0 | 0 | 0 | 0 | 0
F9_Commercial_OR - Health_Existing_Water Heating_Natural Gas_Water Heater - Pipe Insulation_A_Achievable Technical Potential | F9 | Commercial | OR - Health | Existing | Water Heating | Natural Gas | Water Heater - Pipe Insulation | A | Cumulative Winter Peak Savings (MW) | Achievable Technical Potential | 0 | 0 | 0 | 0 | 0 | 0 | 0 | 0 | 0 | 0 | 0 | 0 | 0 | 0 | 0 | 0 | 0 | 0 | 0 | 0 | 0 | 0 | 0 | 0 | 0 | 0 | 0
F10_Commercial_OR - Health_Existing_Water Heating_Natural Gas_Water Heater - Pipe Insulation_A_Achievable Technical Potential | F10 | Commercial | OR - Health | Existing | Water Heating | Natural Gas | Water Heater - Pipe Insulation | A | Purchases (Incremental) | Achievable Technical Potential | 0 | 0 | 16.5881 | 20.3675 | 24.9239 | 28.9327 | 33.0014 | 38.5827 | 42.3258 | 43.2388 | 40.7473 | 35.0258 | 27.1044 | 18.6012 | 11.1311 | 5.199 | 0 | 0 | 0 | 0 | 0 | 0 | 0 | 0 | 0 | 0 | 0
F11_Commercial_OR - Health_Existing_Water Heating_Natural Gas_Water Heater - Pipe Insulation_A_Achievable Technical Potential | F11 | Commercial | OR - Health | Existing | Water Heating | Natural Gas | Water Heater - Pipe Insulation | A | Purchases (Cumulative) | Achievable Technical Potential | 0 | 0 | 16.5881 | 36.9556 | 61.8796 | 90.8123 | 123.8137 | 162.3964 | 204.7222 | 247.9609 | 288.7083 | 323.7341 | 350.8385 | 369.4397 | 380.5708 | 385.7698 | 385.7698 | 385.7698 | 385.7698 | 385.7698 | 385.7698 | 385.7698 | 385.7698 | 385.7698 | 385.7698 | 385.7698 | 385.7698
F1_Commercial_OR - Health_Existing_Water Heating_Natural Gas_Water Heater - Motion Control Faucet_A_Achievable Technical Potential | F1 | Commercial | OR - Health | Existing | Water Heating | Natural Gas | Water Heater - Motion Control Faucet | A | Integrated Unit Energy Savings (kWh or therms) | Achievable Technical Potential | 0 | 0 | 0 | 0 | 0 | 0 | 0 | 0 | 0 | 0 | 0 | 0 | 0 | 0 | 0 | 0 | 0 | 0 | 0 | 0 | 0 | 0 | 0 | 0 | 0 | 0 | 0
F2_Commercial_OR - Health_Existing_Water Heating_Natural Gas_Water Heater - Motion Control Faucet_A_Achievable Technical Potential | F2 | Commercial | OR - Health | Existing | Water Heating | Natural Gas | Water Heater - Motion Control Faucet | A | Integrated Unit Summer Peak Savings (kW) | Achievable Technical Potential | 0 | 0 | 0 | 0 | 0 | 0 | 0 | 0 | 0 | 0 | 0 | 0 | 0 | 0 | 0 | 0 | 0 | 0 | 0 | 0 | 0 | 0 | 0 | 0 | 0 | 0 | 0
F3_Commercial_OR - Health_Existing_Water Heating_Natural Gas_Water Heater - Motion Control Faucet_A_Achievable Technical Potential | F3 | Commercial | OR - Health | Existing | Water Heating | Natural Gas | Water Heater - Motion Control Faucet | A | Integrated Unit Winter Peak Savings (kW) | Achievable Technical Potential | 0 | 0 | 0 | 0 | 0 | 0 | 0 | 0 | 0 | 0 | 0 | 0 | 0 | 0 | 0 | 0 | 0 | 0 | 0 | 0 | 0 | 0 | 0 | 0 | 0 | 0 | 0
F4_Commercial_OR - Health_Existing_Water Heating_Natural Gas_Water Heater - Motion Control Faucet_A_Achievable Technical Potential | F4 | Commercial | OR - Health | Existing | Water Heating | Natural Gas | Water Heater - Motion Control Faucet | A | Incremental Energy Savings (MWh or mTherms) | Achievable Technical Potential | 0 | 0 | 0 | 0 | 0 | 0 | 0 | 0 | 0 | 0 | 0 | 0 | 0 | 0 | 0 | 0 | 0 | 0 | 0 | 0 | 0 | 0 | 0 | 0 | 0 | 0 | 0
F5_Commercial_OR - Health_Existing_Water Heating_Natural Gas_Water Heater - Motion Control Faucet_A_Achievable Technical Potential | F5 | Commercial | OR - Health | Existing | Water Heating | Natural Gas | Water Heater - Motion Control Faucet | A | Incremental Summer Peak Savings (MW) | Achievable Technical Potential | 0 | 0 | 0 | 0 | 0 | 0 | 0 | 0 | 0 | 0 | 0 | 0 | 0 | 0 | 0 | 0 | 0 | 0 | 0 | 0 | 0 | 0 | 0 | 0 | 0 | 0 | 0
F6_Commercial_OR - Health_Existing_Water Heating_Natural Gas_Water Heater - Motion Control Faucet_A_Achievable Technical Potential | F6 | Commercial | OR - Health | Existing | Water Heating | Natural Gas | Water Heater - Motion Control Faucet | A | Incremental Winter Peak Savings (MW) | Achievable Technical Potential | 0 | 0 | 0 | 0 | 0 | 0 | 0 | 0 | 0 | 0 | 0 | 0 | 0 | 0 | 0 | 0 | 0 | 0 | 0 | 0 | 0 | 0 | 0 | 0 | 0 | 0 | 0
F7_Commercial_OR - Health_Existing_Water Heating_Natural Gas_Water Heater - Motion Control Faucet_A_Achievable Technical Potential | F7 | Commercial | OR - Health | Existing | Water Heating | Natural Gas | Water Heater - Motion Control Faucet | A | Cumulative Energy Savings (MWh or mTherms) | Achievable Technical Potential | 0 | 0 | 0 | 0 | 0 | 0 | 0 | 0 | 0 | 0 | 0 | 0 | 0 | 0 | 0 | 0 | 0 | 0 | 0 | 0 | 0 | 0 | 0 | 0 | 0 | 0 | 0
F8_Commercial_OR - Health_Existing_Water Heating_Natural Gas_Water Heater - Motion Control Faucet_A_Achievable Technical Potential | F8 | Commercial | OR - Health | Existing | Water Heating | Natural Gas | Water Heater - Motion Control Faucet | A | Cumulative Summer Peak Savings (MW) | Achievable Technical Potential | 0 | 0 | 0 | 0 | 0 | 0 | 0 | 0 | 0 | 0 | 0 | 0 | 0 | 0 | 0 | 0 | 0 | 0 | 0 | 0 | 0 | 0 | 0 | 0 | 0 | 0 | 0
F9_Commercial_OR - Health_Existing_Water Heating_Natural Gas_Water Heater - Motion Control Faucet_A_Achievable Technical Potential | F9 | Commercial | OR - Health | Existing | Water Heating | Natural Gas | Water Heater - Motion Control Faucet | A | Cumulative Winter Peak Savings (MW) | Achievable Technical Potential | 0 | 0 | 0 | 0 | 0 | 0 | 0 | 0 | 0 | 0 | 0 | 0 | 0 | 0 | 0 | 0 | 0 | 0 | 0 | 0 | 0 | 0 | 0 | 0 | 0 | 0 | 0
F10_Commercial_OR - Health_Existing_Water Heating_Natural Gas_Water Heater - Motion Control Faucet_A_Achievable Technical Potential | F10 | Commercial | OR - Health | Existing | Water Heating | Natural Gas | Water Heater - Motion Control Faucet | A | Purchases (Incremental) | Achievable Technical Potential | 0 | 0 | 35461.3336 | 43540.8622 | 53281.2735 | 61851.1633 | 70549.0841 | 47019.0259 | 46941.3731 | 39152.7213 | 25256.7837 | 4327.5746 | 0 | 0 | 0 | 0 | 0 | 0 | 0 | 0 | 0 | 0 | 0 | 0 | 0 | 0 | 0
F11_Commercial_OR - Health_Existing_Water Heating_Natural Gas_Water Heater - Motion Control Faucet_A_Achievable Technical Potential | F11 | Commercial | OR - Health | Existing | Water Heating | Natural Gas | Water Heater - Motion Control Faucet | A | Purchases (Cumulative) | Achievable Technical Potential | 0 | 0 | 35461.3336 | 79002.1959 | 132283.4693 | 194134.6326 | 264683.7167 | 311702.7427 | 358644.1157 | 397796.837 | 423053.6207 | 427381.1952 | 427381.1952 | 427381.1952 | 427381.1952 | 427381.1952 | 427381.1952 | 427381.1952 | 427381.1952 | 427381.1952 | 427381.1952 | 427381.1952 | 427381.1952 | 427381.1952 | 427381.1952 | 427381.1952 | 427381.1952
F1_Commercial_OR - Health_Existing_Water Heating_Natural Gas_Water Heater - Solar System_A_Achievable Technical Potential | F1 | Commercial | OR - Health | Existing | Water Heating | Natural Gas | Water Heater - Solar System | A | Integrated Unit Energy Savings (kWh or therms) | Achievable Technical Potential | 0 | 0 | 5.6222 | 5.5179 | 5.4223 | 5.3334 | 5.2506 | 5.1729 | 5.1026 | 5.0393 | 4.9817 | 4.9303 | 4.8876 | 4.8532 | 4.8289 | 4.8029 | 4.7824 | 4.7661 | 4.7534 | 4.7431 | 4.7358 | 4.7306 | 4.727 | 4.7243 | 4.7208 | 4.7199 | 4.7192
F2_Commercial_OR - Health_Existing_Water Heating_Natural Gas_Water Heater - Solar System_A_Achievable Technical Potential | F2 | Commercial | OR - Health | Existing | Water Heating | Natural Gas | Water Heater - Solar System | A | Integrated Unit Summer Peak Savings (kW) | Achievable Technical Potential | 0 | 0 | 0 | 0 | 0 | 0 | 0 | 0 | 0 | 0 | 0 | 0 | 0 | 0 | 0 | 0 | 0 | 0 | 0 | 0 | 0 | 0 | 0 | 0 | 0 | 0 | 0
F3_Commercial_OR - Health_Existing_Water Heating_Natural Gas_Water Heater - Solar System_A_Achievable Technical Potential | F3 | Commercial | OR - Health | Existing | Water Heating | Natural Gas | Water Heater - Solar System | A | Integrated Unit Winter Peak Savings (kW) | Achievable Technical Potential | 0 | 0 | 0 | 0 | 0 | 0 | 0 | 0 | 0 | 0 | 0 | 0 | 0 | 0 | 0 | 0 | 0 | 0 | 0 | 0 | 0 | 0 | 0 | 0 | 0 | 0 | 0
F4_Commercial_OR - Health_Existing_Water Heating_Natural Gas_Water Heater - Solar System_A_Achievable Technical Potential | F4 | Commercial | OR - Health | Existing | Water Heating | Natural Gas | Water Heater - Solar System | A | Incremental Energy Savings (MWh or mTherms) | Achievable Technical Potential | 0 | 0 | 0.016497 | 0.018915 | 0.021819 | 0.024066 | 0.026263 | 0.029549 | 0.031368 | 0.031158 | 0.030838 | 0.027096 | 0.021089 | 0.014412 | 0.0085413 | 0.0051592 | 0 | 0 | 0 | 0 | 0 | 0 | 0 | 0 | 0 | 0 | 0
F5_Commercial_OR - Health_Existing_Water Heating_Natural Gas_Water Heater - Solar System_A_Achievable Technical Potential | F5 | Commercial | OR - Health | Existing | Water Heating | Natural Gas | Water Heater - Solar System | A | Incremental Summer Peak Savings (MW) | Achievable Technical Potential | 0 | 0 | 0 | 0 | 0 | 0 | 0 | 0 | 0 | 0 | 0 | 0 | 0 | 0 | 0 | 0 | 0 | 0 | 0 | 0 | 0 | 0 | 0 | 0 | 0 | 0 | 0
F6_Commercial_OR - Health_Existing_Water Heating_Natural Gas_Water Heater - Solar System_A_Achievable Technical Potential | F6 | Commercial | OR - Health | Existing | Water Heating | Natural Gas | Water Heater - Solar System | A | Incremental Winter Peak Savings (MW) | Achievable Technical Potential | 0 | 0 | 0 | 0 | 0 | 0 | 0 | 0 | 0 | 0 | 0 | 0 | 0 | 0 | 0 | 0 | 0 | 0 | 0 | 0 | 0 | 0 | 0 | 0 | 0 | 0 | 0
F7_Commercial_OR - Health_Existing_Water Heating_Natural Gas_Water Heater - Solar System_A_Achievable Technical Potential | F7 | Commercial | OR - Health | Existing | Water Heating | Natural Gas | Water Heater - Solar System | A | Cumulative Energy Savings (MWh or mTherms) | Achievable Technical Potential | 0 | 0 | 0.016497 | 0.035106 | 0.056317 | 0.079459 | 0.10449 | 0.13249 | 0.16206 | 0.19121 | 0.21986 | 0.24469 | 0.26366 | 0.27621 | 0.28337 | 0.287 | 0.28578 | 0.28481 | 0.28404 | 0.28343 | 0.28299 | 0.28269 | 0.28247 | 0.28231 | 0.2821 | 0.28205 | 0.282
F8_Commercial_OR - Health_Existing_Water Heating_Natural Gas_Water Heater - Solar System_A_Achievable Technical Potential | F8 | Commercial | OR - Health | Existing | Water Heating | Natural Gas | Water Heater - Solar System | A | Cumulative Summer Peak Savings (MW) | Achievable Technical Potential | 0 | 0 | 0 | 0 | 0 | 0 | 0 | 0 | 0 | 0 | 0 | 0 | 0 | 0 | 0 | 0 | 0 | 0 | 0 | 0 | 0 | 0 | 0 | 0 | 0 | 0 | 0
F9_Commercial_OR - Health_Existing_Water Heating_Natural Gas_Water Heater - Solar System_A_Achievable Technical Potential | F9 | Commercial | OR - Health | Existing | Water Heating | Natural Gas | Water Heater - Solar System | A | Cumulative Winter Peak Savings (MW) | Achievable Technical Potential | 0 | 0 | 0 | 0 | 0 | 0 | 0 | 0 | 0 | 0 | 0 | 0 | 0 | 0 | 0 | 0 | 0 | 0 | 0 | 0 | 0 | 0 | 0 | 0 | 0 | 0 | 0
F10_Commercial_OR - Health_Existing_Water Heating_Natural Gas_Water Heater - Solar System_A_Achievable Technical Potential | F10 | Commercial | OR - Health | Existing | Water Heating | Natural Gas | Water Heater - Solar System | A | Purchases (Incremental) | Achievable Technical Potential | 0 | 0 | 2.9342 | 3.428 | 4.0239 | 4.5123 | 5.0019 | 5.7123 | 6.1476 | 6.183 | 6.1902 | 5.4959 | 4.3148 | 2.9695 | 1.7688 | 1.0742 | 0 | 0 | 0 | 0 | 0 | 0 | 0 | 0 | 0 | 0 | 0
F11_Commercial_OR - Health_Existing_Water Heating_Natural Gas_Water Heater - Solar System_A_Achievable Technical Potential | F11 | Commercial | OR - Health | Existing | Water Heating | Natural Gas | Water Heater - Solar System | A | Purchases (Cumulative) | Achievable Technical Potential | 0 | 0 | 2.9342 | 6.3622 | 10.3861 | 14.8983 | 19.9003 | 25.6126 | 31.7601 | 37.9431 | 44.1333 | 49.6292 | 53.944 | 56.9135 | 58.6823 | 59.7565 | 59.7565 | 59.7565 | 59.7565 | 59.7565 | 59.7565 | 59.7565 | 59.7565 | 59.7565 | 59.7565 | 59.7565 | 59.7565
F1_Commercial_OR - Health_Existing_Water Heating_Natural Gas_Commercial Laundry - Ozone Treatment_A_Achievable Technical Potential | F1 | Commercial | OR - Health | Existing | Water Heating | Natural Gas | Commercial Laundry - Ozone Treatment | A | Integrated Unit Energy Savings (kWh or therms) | Achievable Technical Potential | 0 | 0 | 51.1492 | 50.1923 | 49.3142 | 48.4954 | 47.7328 | 47.0155 | 46.3642 | 45.7776 | 45.2436 | 44.7672 | 44.3728 | 44.055 | 43.8316 | 43.5935 | 43.4076 | 43.2599 | 43.1441 | 43.051 | 42.9848 | 42.9379 | 42.9046 | 42.8808 | 42.8487 | 42.8406 | 42.8342
F2_Commercial_OR - Health_Existing_Water Heating_Natural Gas_Commercial Laundry - Ozone Treatment_A_Achievable Technical Potential | F2 | Commercial | OR - Health | Existing | Water Heating | Natural Gas | Commercial Laundry - Ozone Treatment | A | Integrated Unit Summer Peak Savings (kW) | Achievable Technical Potential | 0 | 0 | 0 | 0 | 0 | 0 | 0 | 0 | 0 | 0 | 0 | 0 | 0 | 0 | 0 | 0 | 0 | 0 | 0 | 0 | 0 | 0 | 0 | 0 | 0 | 0 | 0
F3_Commercial_OR - Health_Existing_Water Heating_Natural Gas_Commercial Laundry - Ozone Treatment_A_Achievable Technical Potential | F3 | Commercial | OR - Health | Existing | Water Heating | Natural Gas | Commercial Laundry - Ozone Treatment | A | Integrated Unit Winter Peak Savings (kW) | Achievable Technical Potential | 0 | 0 | 0 | 0 | 0 | 0 | 0 | 0 | 0 | 0 | 0 | 0 | 0 | 0 | 0 | 0 | 0 | 0 | 0 | 0 | 0 | 0 | 0 | 0 | 0 | 0 | 0
F4_Commercial_OR - Health_Existing_Water Heating_Natural Gas_Commercial Laundry - Ozone Treatment_A_Achievable Technical Potential | F4 | Commercial | OR - Health | Existing | Water Heating | Natural Gas | Commercial Laundry - Ozone Treatment | A | Incremental Energy Savings (MWh or mTherms) | Achievable Technical Potential | 0 | 0 | 0.013436 | 0.016188 | 0.019463 | 0.022218 | 0.024944 | 0.028725 | 0.031075 | 0.031344 | 0.029193 | 0.02483 | 0.0073893 | 0 | 0 | 0 | 0 | 0 | 0 | 0 | 0 | 0 | 0 | 0 | 0 | 0 | 0
F5_Commercial_OR - Health_Existing_Water Heating_Natural Gas_Commercial Laundry - Ozone Treatment_A_Achievable Technical Potential | F5 | Commercial | OR - Health | Existing | Water Heating | Natural Gas | Commercial Laundry - Ozone Treatment | A | Incremental Summer Peak Savings (MW) | Achievable Technical Potential | 0 | 0 | 0 | 0 | 0 | 0 | 0 | 0 | 0 | 0 | 0 | 0 | 0 | 0 | 0 | 0 | 0 | 0 | 0 | 0 | 0 | 0 | 0 | 0 | 0 | 0 | 0
F6_Commercial_OR - Health_Existing_Water Heating_Natural Gas_Commercial Laundry - Ozone Treatment_A_Achievable Technical Potential | F6 | Commercial | OR - Health | Existing | Water Heating | Natural Gas | Commercial Laundry - Ozone Treatment | A | Incremental Winter Peak Savings (MW) | Achievable Technical Potential | 0 | 0 | 0 | 0 | 0 | 0 | 0 | 0 | 0 | 0 | 0 | 0 | 0 | 0 | 0 | 0 | 0 | 0 | 0 | 0 | 0 | 0 | 0 | 0 | 0 | 0 | 0
F7_Commercial_OR - Health_Existing_Water Heating_Natural Gas_Commercial Laundry - Ozone Treatment_A_Achievable Technical Potential | F7 | Commercial | OR - Health | Existing | Water Heating | Natural Gas | Commercial Laundry - Ozone Treatment | A | Cumulative Energy Savings (MWh or mTherms) | Achievable Technical Potential | 0 | 0 | 0.013436 | 0.029373 | 0.048322 | 0.069738 | 0.093586 | 0.1209 | 0.1503 | 0.17975 | 0.20684 | 0.22949 | 0.23486 | 0.23318 | 0.232 | 0.23074 | 0.22975 | 0.22897 | 0.22836 | 0.22787 | 0.22752 | 0.22727 | 0.22709 | 0.22697 | 0.2268 | 0.22675 | 0.22672
F8_Commercial_OR - Health_Existing_Water Heating_Natural Gas_Commercial Laundry - Ozone Treatment_A_Achievable Technical Potential | F8 | Commercial | OR - Health | Existing | Water Heating | Natural Gas | Commercial Laundry - Ozone Treatment | A | Cumulative Summer Peak Savings (MW) | Achievable Technical Potential | 0 | 0 | 0 | 0 | 0 | 0 | 0 | 0 | 0 | 0 | 0 | 0 | 0 | 0 | 0 | 0 | 0 | 0 | 0 | 0 | 0 | 0 | 0 | 0 | 0 | 0 | 0
F9_Commercial_OR - Health_Existing_Water Heating_Natural Gas_Commercial Laundry - Ozone Treatment_A_Achievable Technical Potential | F9 | Commercial | OR - Health | Existing | Water Heating | Natural Gas | Commercial Laundry - Ozone Treatment | A | Cumulative Winter Peak Savings (MW) | Achievable Technical Potential | 0 | 0 | 0 | 0 | 0 | 0 | 0 | 0 | 0 | 0 | 0 | 0 | 0 | 0 | 0 | 0 | 0 | 0 | 0 | 0 | 0 | 0 | 0 | 0 | 0 | 0 | 0
F10_Commercial_OR - Health_Existing_Water Heating_Natural Gas_Commercial Laundry - Ozone Treatment_A_Achievable Technical Potential | F10 | Commercial | OR - Health | Existing | Water Heating | Natural Gas | Commercial Laundry - Ozone Treatment | A | Purchases (Incremental) | Achievable Technical Potential | 0 | 0 | 0.26268 | 0.32252 | 0.39468 | 0.45816 | 0.52259 | 0.61097 | 0.67024 | 0.6847 | 0.64524 | 0.55464 | 0.16653 | 0 | 0 | 0 | 0 | 0 | 0 | 0 | 0 | 0 | 0 | 0 | 0 | 0 | 0
F11_Commercial_OR - Health_Existing_Water Heating_Natural Gas_Commercial Laundry - Ozone Treatment_A_Achievable Technical Potential | F11 | Commercial | OR - Health | Existing | Water Heating | Natural Gas | Commercial Laundry - Ozone Treatment | A | Purchases (Cumulative) | Achievable Technical Potential | 0 | 0 | 0.26268 | 0.5852 | 0.97988 | 1.438 | 1.9606 | 2.5716 | 3.2418 | 3.9265 | 4.5718 | 5.1264 | 5.2929 | 5.2929 | 5.2929 | 5.2929 | 5.2929 | 5.2929 | 5.2929 | 5.2929 | 5.2929 | 5.2929 | 5.2929 | 5.2929 | 5.2929 | 5.2929 | 5.2929
F1_Commercial_OR - Health_Existing_Water Heating_Natural Gas_Commercial Laundry - ENERGY STAR Washer_A_Achievable Technical Potential | F1 | Commercial | OR - Health | Existing | Water Heating | Natural Gas | Commercial Laundry - ENERGY STAR Washer | A | Integrated Unit Energy Savings (kWh or therms) | Achievable Technical Potential | 0 | 0 | 4.9732 | 4.8827 | 4.8002 | 4.7239 | 4.6533 | 4.5875 | 4.5285 | 4.4757 | 4.4277 | 4.3847 | 4.3488 | 4.3196 | 4.298 | 4.2748 | 4.2565 | 4.2421 | 4.2307 | 4.2216 | 4.2151 | 4.2105 | 4.2072 | 4.2049 | 4.2017 | 4.201 | 4.2003
F2_Commercial_OR - Health_Existing_Water Heating_Natural Gas_Commercial Laundry - ENERGY STAR Washer_A_Achievable Technical Potential | F2 | Commercial | OR - Health | Existing | Water Heating | Natural Gas | Commercial Laundry - ENERGY STAR Washer | A | Integrated Unit Summer Peak Savings (kW) | Achievable Technical Potential | 0 | 0 | 0 | 0 | 0 | 0 | 0 | 0 | 0 | 0 | 0 | 0 | 0 | 0 | 0 | 0 | 0 | 0 | 0 | 0 | 0 | 0 | 0 | 0 | 0 | 0 | 0
F3_Commercial_OR - Health_Existing_Water Heating_Natural Gas_Commercial Laundry - ENERGY STAR Washer_A_Achievable Technical Potential | F3 | Commercial | OR - Health | Existing | Water Heating | Natural Gas | Commercial Laundry - ENERGY STAR Washer | A | Integrated Unit Winter Peak Savings (kW) | Achievable Technical Potential | 0 | 0 | 0 | 0 | 0 | 0 | 0 | 0 | 0 | 0 | 0 | 0 | 0 | 0 | 0 | 0 | 0 | 0 | 0 | 0 | 0 | 0 | 0 | 0 | 0 | 0 | 0
F4_Commercial_OR - Health_Existing_Water Heating_Natural Gas_Commercial Laundry - ENERGY STAR Washer_A_Achievable Technical Potential | F4 | Commercial | OR - Health | Existing | Water Heating | Natural Gas | Commercial Laundry - ENERGY STAR Washer | A | Incremental Energy Savings (MWh or mTherms) | Achievable Technical Potential | 0 | 0 | 0.00045516 | 0.00054869 | 0.00066009 | 0.00075407 | 0.00084726 | 0.00097655 | 0.0010575 | 0.0006581 | 0.00049786 | 0.00024438 | 0 | 0 | 0 | 0 | 0 | 0 | 0 | 0 | 0 | 0 | 0 | 0 | 0 | 0 | 0
F5_Commercial_OR - Health_Existing_Water Heating_Natural Gas_Commercial Laundry - ENERGY STAR Washer_A_Achievable Technical Potential | F5 | Commercial | OR - Health | Existing | Water Heating | Natural Gas | Commercial Laundry - ENERGY STAR Washer | A | Incremental Summer Peak Savings (MW) | Achievable Technical Potential | 0 | 0 | 0 | 0 | 0 | 0 | 0 | 0 | 0 | 0 | 0 | 0 | 0 | 0 | 0 | 0 | 0 | 0 | 0 | 0 | 0 | 0 | 0 | 0 | 0 | 0 | 0
F6_Commercial_OR - Health_Existing_Water Heating_Natural Gas_Commercial Laundry - ENERGY STAR Washer_A_Achievable Technical Potential | F6 | Commercial | OR - Health | Existing | Water Heating | Natural Gas | Commercial Laundry - ENERGY STAR Washer | A | Incremental Winter Peak Savings (MW) | Achievable Technical Potential | 0 | 0 | 0 | 0 | 0 | 0 | 0 | 0 | 0 | 0 | 0 | 0 | 0 | 0 | 0 | 0 | 0 | 0 | 0 | 0 | 0 | 0 | 0 | 0 | 0 | 0 | 0
F7_Commercial_OR - Health_Existing_Water Heating_Natural Gas_Commercial Laundry - ENERGY STAR Washer_A_Achievable Technical Potential | F7 | Commercial | OR - Health | Existing | Water Heating | Natural Gas | Commercial Laundry - ENERGY STAR Washer | A | Cumulative Energy Savings (MWh or mTherms) | Achievable Technical Potential | 0 | 0 | 0.00045516 | 0.00099556 | 0.0016388 | 0.0023668 | 0.0031787 | 0.0041104 | 0.005115 | 0.0057134 | 0.0061501 | 0.0063347 | 0.0062829 | 0.0062406 | 0.0062094 | 0.0061759 | 0.0061496 | 0.0061286 | 0.0061122 | 0.006099 | 0.0060897 | 0.006083 | 0.0060783 | 0.0060749 | 0.0060704 | 0.0060692 | 0.0060683
F8_Commercial_OR - Health_Existing_Water Heating_Natural Gas_Commercial Laundry - ENERGY STAR Washer_A_Achievable Technical Potential | F8 | Commercial | OR - Health | Existing | Water Heating | Natural Gas | Commercial Laundry - ENERGY STAR Washer | A | Cumulative Summer Peak Savings (MW) | Achievable Technical Potential | 0 | 0 | 0 | 0 | 0 | 0 | 0 | 0 | 0 | 0 | 0 | 0 | 0 | 0 | 0 | 0 | 0 | 0 | 0 | 0 | 0 | 0 | 0 | 0 | 0 | 0 | 0
F9_Commercial_OR - Health_Existing_Water Heating_Natural Gas_Commercial Laundry - ENERGY STAR Washer_A_Achievable Technical Potential | F9 | Commercial | OR - Health | Existing | Water Heating | Natural Gas | Commercial Laundry - ENERGY STAR Washer | A | Cumulative Winter Peak Savings (MW) | Achievable Technical Potential | 0 | 0 | 0 | 0 | 0 | 0 | 0 | 0 | 0 | 0 | 0 | 0 | 0 | 0 | 0 | 0 | 0 | 0 | 0 | 0 | 0 | 0 | 0 | 0 | 0 | 0 | 0
F10_Commercial_OR - Health_Existing_Water Heating_Natural Gas_Commercial Laundry - ENERGY STAR Washer_A_Achievable Technical Potential | F10 | Commercial | OR - Health | Existing | Water Heating | Natural Gas | Commercial Laundry - ENERGY STAR Washer | A | Purchases (Incremental) | Achievable Technical Potential | 0 | 0 | 0.091521 | 0.11237 | 0.13751 | 0.15963 | 0.18208 | 0.21287 | 0.23352 | 0.14704 | 0.11244 | 0.055735 | 0 | 0 | 0 | 0 | 0 | 0 | 0 | 0 | 0 | 0 | 0 | 0 | 0 | 0 | 0
F11_Commercial_OR - Health_Existing_Water Heating_Natural Gas_Commercial Laundry - ENERGY STAR Washer_A_Achievable Technical Potential | F11 | Commercial | OR - Health | Existing | Water Heating | Natural Gas | Commercial Laundry - ENERGY STAR Washer | A | Purchases (Cumulative) | Achievable Technical Potential | 0 | 0 | 0.091521 | 0.2039 | 0.34141 | 0.50104 | 0.68312 | 0.89599 | 1.1295 | 1.2766 | 1.389 | 1.4447 | 1.4447 | 1.4447 | 1.4447 | 1.4447 | 1.4447 | 1.4447 | 1.4447 | 1.4447 | 1.4447 | 1.4447 | 1.4447 | 1.4447 | 1.4447 | 1.4447 | 1.4447
F1_Commercial_OR - Health_Existing_Water Heating_Natural Gas_Water Heater - Efficient Dishwasher_A_Achievable Technical Potential | F1 | Commercial | OR - Health | Existing | Water Heating | Natural Gas | Water Heater - Efficient Dishwasher | A | Integrated Unit Energy Savings (kWh or therms) | Achievable Technical Potential | 0 | 0 | 14.4001 | 14.1378 | 13.899 | 13.6778 | 13.4733 | 13.2828 | 13.1118 | 12.9589 | 12.8199 | 12.6953 | 12.5915 | 12.5068 | 12.4442 | 12.3771 | 12.3243 | 12.2824 | 12.2495 | 12.2231 | 12.2043 | 12.1909 | 12.1815 | 12.1747 | 12.1656 | 12.1633 | 12.1615
F2_Commercial_OR - Health_Existing_Water Heating_Natural Gas_Water Heater - Efficient Dishwasher_A_Achievable Technical Potential | F2 | Commercial | OR - Health | Existing | Water Heating | Natural Gas | Water Heater - Efficient Dishwasher | A | Integrated Unit Summer Peak Savings (kW) | Achievable Technical Potential | 0 | 0 | 0 | 0 | 0 | 0 | 0 | 0 | 0 | 0 | 0 | 0 | 0 | 0 | 0 | 0 | 0 | 0 | 0 | 0 | 0 | 0 | 0 | 0 | 0 | 0 | 0
F3_Commercial_OR - Health_Existing_Water Heating_Natural Gas_Water Heater - Efficient Dishwasher_A_Achievable Technical Potential | F3 | Commercial | OR - Health | Existing | Water Heating | Natural Gas | Water Heater - Efficient Dishwasher | A | Integrated Unit Winter Peak Savings (kW) | Achievable Technical Potential | 0 | 0 | 0 | 0 | 0 | 0 | 0 | 0 | 0 | 0 | 0 | 0 | 0 | 0 | 0 | 0 | 0 | 0 | 0 | 0 | 0 | 0 | 0 | 0 | 0 | 0 | 0
F4_Commercial_OR - Health_Existing_Water Heating_Natural Gas_Water Heater - Efficient Dishwasher_A_Achievable Technical Potential | F4 | Commercial | OR - Health | Existing | Water Heating | Natural Gas | Water Heater - Efficient Dishwasher | A | Incremental Energy Savings (MWh or mTherms) | Achievable Technical Potential | 0 | 0 | 0.042554 | 0.051298 | 0.061713 | 0.070499 | 0.079211 | 0.091298 | 0.098865 | 0.09982 | 0.09306 | 0.079215 | 0.060799 | 0.041444 | 0 | 0 | 0 | 0 | 0 | 0 | 0 | 0 | 0 | 0 | 0 | 0 | 0
F5_Commercial_OR - Health_Existing_Water Heating_Natural Gas_Water Heater - Efficient Dishwasher_A_Achievable Technical Potential | F5 | Commercial | OR - Health | Existing | Water Heating | Natural Gas | Water Heater - Efficient Dishwasher | A | Incremental Summer Peak Savings (MW) | Achievable Technical Potential | 0 | 0 | 0 | 0 | 0 | 0 | 0 | 0 | 0 | 0 | 0 | 0 | 0 | 0 | 0 | 0 | 0 | 0 | 0 | 0 | 0 | 0 | 0 | 0 | 0 | 0 | 0
F6_Commercial_OR - Health_Existing_Water Heating_Natural Gas_Water Heater - Efficient Dishwasher_A_Achievable Technical Potential | F6 | Commercial | OR - Health | Existing | Water Heating | Natural Gas | Water Heater - Efficient Dishwasher | A | Incremental Winter Peak Savings (MW) | Achievable Technical Potential | 0 | 0 | 0 | 0 | 0 | 0 | 0 | 0 | 0 | 0 | 0 | 0 | 0 | 0 | 0 | 0 | 0 | 0 | 0 | 0 | 0 | 0 | 0 | 0 | 0 | 0 | 0
F7_Commercial_OR - Health_Existing_Water Heating_Natural Gas_Water Heater - Efficient Dishwasher_A_Achievable Technical Potential | F7 | Commercial | OR - Health | Existing | Water Heating | Natural Gas | Water Heater - Efficient Dishwasher | A | Cumulative Energy Savings (MWh or mTherms) | Achievable Technical Potential | 0 | 0 | 0.042554 | 0.093077 | 0.15322 | 0.22128 | 0.29718 | 0.38428 | 0.47819 | 0.57244 | 0.65936 | 0.73216 | 0.78698 | 0.82313 | 0.81901 | 0.81459 | 0.81112 | 0.80836 | 0.80619 | 0.80445 | 0.80322 | 0.80234 | 0.80172 | 0.80127 | 0.80067 | 0.80052 | 0.8004
F8_Commercial_OR - Health_Existing_Water Heating_Natural Gas_Water Heater - Efficient Dishwasher_A_Achievable Technical Potential | F8 | Commercial | OR - Health | Existing | Water Heating | Natural Gas | Water Heater - Efficient Dishwasher | A | Cumulative Summer Peak Savings (MW) | Achievable Technical Potential | 0 | 0 | 0 | 0 | 0 | 0 | 0 | 0 | 0 | 0 | 0 | 0 | 0 | 0 | 0 | 0 | 0 | 0 | 0 | 0 | 0 | 0 | 0 | 0 | 0 | 0 | 0
F9_Commercial_OR - Health_Existing_Water Heating_Natural Gas_Water Heater - Efficient Dishwasher_A_Achievable Technical Potential | F9 | Commercial | OR - Health | Existing | Water Heating | Natural Gas | Water Heater - Efficient Dishwasher | A | Cumulative Winter Peak Savings (MW) | Achievable Technical Potential | 0 | 0 | 0 | 0 | 0 | 0 | 0 | 0 | 0 | 0 | 0 | 0 | 0 | 0 | 0 | 0 | 0 | 0 | 0 | 0 | 0 | 0 | 0 | 0 | 0 | 0 | 0
F10_Commercial_OR - Health_Existing_Water Heating_Natural Gas_Water Heater - Efficient Dishwasher_A_Achievable Technical Potential | F10 | Commercial | OR - Health | Existing | Water Heating | Natural Gas | Water Heater - Efficient Dishwasher | A | Purchases (Incremental) | Achievable Technical Potential | 0 | 0 | 2.9551 | 3.6284 | 4.4401 | 5.1543 | 5.8791 | 6.8734 | 7.5402 | 7.7028 | 7.259 | 6.2397 | 4.8286 | 3.3137 | 0 | 0 | 0 | 0 | 0 | 0 | 0 | 0 | 0 | 0 | 0 | 0 | 0
F11_Commercial_OR - Health_Existing_Water Heating_Natural Gas_Water Heater - Efficient Dishwasher_A_Achievable Technical Potential | F11 | Commercial | OR - Health | Existing | Water Heating | Natural Gas | Water Heater - Efficient Dishwasher | A | Purchases (Cumulative) | Achievable Technical Potential | 0 | 0 | 2.9551 | 6.5835 | 11.0236 | 16.1779 | 22.057 | 28.9303 | 36.4705 | 44.1734 | 51.4324 | 57.6721 | 62.5006 | 65.8144 | 65.8144 | 65.8144 | 65.8144 | 65.8144 | 65.8144 | 65.8144 | 65.8144 | 65.8144 | 65.8144 | 65.8144 | 65.8144 | 65.8144 | 65.8144
F1_Commercial_OR - Health_Existing_Water Heating_Natural Gas_Commercial Laundry - Alternative Dry-Cleaning Methods_A_Achievable Technical Potential | F1 | Commercial | OR - Health | Existing | Water Heating | Natural Gas | Commercial Laundry - Alternative Dry-Cleaning Methods | A | Integrated Unit Energy Savings (kWh or therms) | Achievable Technical Potential | 0 | 0 | 0 | 0 | 0 | 0 | 0 | 0 | 0 | 0 | 0 | 0 | 0 | 0 | 0 | 0 | 0 | 0 | 0 | 0 | 0 | 0 | 0 | 0 | 0 | 0 | 0
F2_Commercial_OR - Health_Existing_Water Heating_Natural Gas_Commercial Laundry - Alternative Dry-Cleaning Methods_A_Achievable Technical Potential | F2 | Commercial | OR - Health | Existing | Water Heating | Natural Gas | Commercial Laundry - Alternative Dry-Cleaning Methods | A | Integrated Unit Summer Peak Savings (kW) | Achievable Technical Potential | 0 | 0 | 0 | 0 | 0 | 0 | 0 | 0 | 0 | 0 | 0 | 0 | 0 | 0 | 0 | 0 | 0 | 0 | 0 | 0 | 0 | 0 | 0 | 0 | 0 | 0 | 0
F3_Commercial_OR - Health_Existing_Water Heating_Natural Gas_Commercial Laundry - Alternative Dry-Cleaning Methods_A_Achievable Technical Potential | F3 | Commercial | OR - Health | Existing | Water Heating | Natural Gas | Commercial Laundry - Alternative Dry-Cleaning Methods | A | Integrated Unit Winter Peak Savings (kW) | Achievable Technical Potential | 0 | 0 | 0 | 0 | 0 | 0 | 0 | 0 | 0 | 0 | 0 | 0 | 0 | 0 | 0 | 0 | 0 | 0 | 0 | 0 | 0 | 0 | 0 | 0 | 0 | 0 | 0
F4_Commercial_OR - Health_Existing_Water Heating_Natural Gas_Commercial Laundry - Alternative Dry-Cleaning Methods_A_Achievable Technical Potential | F4 | Commercial | OR - Health | Existing | Water Heating | Natural Gas | Commercial Laundry - Alternative Dry-Cleaning Methods | A | Incremental Energy Savings (MWh or mTherms) | Achievable Technical Potential | 0 | 0 | 0 | 0 | 0 | 0 | 0 | 0 | 0 | 0 | 0 | 0 | 0 | 0 | 0 | 0 | 0 | 0 | 0 | 0 | 0 | 0 | 0 | 0 | 0 | 0 | 0
F5_Commercial_OR - Health_Existing_Water Heating_Natural Gas_Commercial Laundry - Alternative Dry-Cleaning Methods_A_Achievable Technical Potential | F5 | Commercial | OR - Health | Existing | Water Heating | Natural Gas | Commercial Laundry - Alternative Dry-Cleaning Methods | A | Incremental Summer Peak Savings (MW) | Achievable Technical Potential | 0 | 0 | 0 | 0 | 0 | 0 | 0 | 0 | 0 | 0 | 0 | 0 | 0 | 0 | 0 | 0 | 0 | 0 | 0 | 0 | 0 | 0 | 0 | 0 | 0 | 0 | 0
F6_Commercial_OR - Health_Existing_Water Heating_Natural Gas_Commercial Laundry - Alternative Dry-Cleaning Methods_A_Achievable Technical Potential | F6 | Commercial | OR - Health | Existing | Water Heating | Natural Gas | Commercial Laundry - Alternative Dry-Cleaning Methods | A | Incremental Winter Peak Savings (MW) | Achievable Technical Potential | 0 | 0 | 0 | 0 | 0 | 0 | 0 | 0 | 0 | 0 | 0 | 0 | 0 | 0 | 0 | 0 | 0 | 0 | 0 | 0 | 0 | 0 | 0 | 0 | 0 | 0 | 0
F7_Commercial_OR - Health_Existing_Water Heating_Natural Gas_Commercial Laundry - Alternative Dry-Cleaning Methods_A_Achievable Technical Potential | F7 | Commercial | OR - Health | Existing | Water Heating | Natural Gas | Commercial Laundry - Alternative Dry-Cleaning Methods | A | Cumulative Energy Savings (MWh or mTherms) | Achievable Technical Potential | 0 | 0 | 0 | 0 | 0 | 0 | 0 | 0 | 0 | 0 | 0 | 0 | 0 | 0 | 0 | 0 | 0 | 0 | 0 | 0 | 0 | 0 | 0 | 0 | 0 | 0 | 0
F8_Commercial_OR - Health_Existing_Water Heating_Natural Gas_Commercial Laundry - Alternative Dry-Cleaning Methods_A_Achievable Technical Potential | F8 | Commercial | OR - Health | Existing | Water Heating | Natural Gas | Commercial Laundry - Alternative Dry-Cleaning Methods | A | Cumulative Summer Peak Savings (MW) | Achievable Technical Potential | 0 | 0 | 0 | 0 | 0 | 0 | 0 | 0 | 0 | 0 | 0 | 0 | 0 | 0 | 0 | 0 | 0 | 0 | 0 | 0 | 0 | 0 | 0 | 0 | 0 | 0 | 0
F9_Commercial_OR - Health_Existing_Water Heating_Natural Gas_Commercial Laundry - Alternative Dry-Cleaning Methods_A_Achievable Technical Potential | F9 | Commercial | OR - Health | Existing | Water Heating | Natural Gas | Commercial Laundry - Alternative Dry-Cleaning Methods | A | Cumulative Winter Peak Savings (MW) | Achievable Technical Potential | 0 | 0 | 0 | 0 | 0 | 0 | 0 | 0 | 0 | 0 | 0 | 0 | 0 | 0 | 0 | 0 | 0 | 0 | 0 | 0 | 0 | 0 | 0 | 0 | 0 | 0 | 0
F10_Commercial_OR - Health_Existing_Water Heating_Natural Gas_Commercial Laundry - Alternative Dry-Cleaning Methods_A_Achievable Technical Potential | F10 | Commercial | OR - Health | Existing | Water Heating | Natural Gas | Commercial Laundry - Alternative Dry-Cleaning Methods | A | Purchases (Incremental) | Achievable Technical Potential | 0 | 0 | 0.26268 | 0.32252 | 0.39468 | 0.45816 | 0.52259 | 0.61097 | 0.67024 | 0.6847 | 0.64524 | 0.55464 | 0.42921 | 0.29455 | 0.17626 | 0.082327 | 0 | 0 | 0 | 0 | 0 | 0 | 0 | 0 | 0 | 0 | 0
F11_Commercial_OR - Health_Existing_Water Heating_Natural Gas_Commercial Laundry - Alternative Dry-Cleaning Methods_A_Achievable Technical Potential | F11 | Commercial | OR - Health | Existing | Water Heating | Natural Gas | Commercial Laundry - Alternative Dry-Cleaning Methods | A | Purchases (Cumulative) | Achievable Technical Potential | 0 | 0 | 0.26268 | 0.5852 | 0.97988 | 1.438 | 1.9606 | 2.5716 | 3.2418 | 3.9265 | 4.5718 | 5.1264 | 5.5556 | 5.8502 | 6.0264 | 6.1088 | 6.1088 | 6.1088 | 6.1088 | 6.1088 | 6.1088 | 6.1088 | 6.1088 | 6.1088 | 6.1088 | 6.1088 | 6.1088
F1_Commercial_OR - Health_Existing_Space Heating_Natural Gas_Advanced Kitchen Ventilation Controls_A_Achievable Technical Potential | F1 | Commercial | OR - Health | Existing | Space Heating | Natural Gas | Advanced Kitchen Ventilation Controls | A | Integrated Unit Energy Savings (kWh or therms) | Achievable Technical Potential | 0 | 0 | 0.010723 | 0.010667 | 0.010603 | 0.010533 | 0.010456 | 0.010369 | 0.010271 | 0.010162 | 0.01004 | 0.0099083 | 0.0097683 | 0.0096246 | 0.0094828 | 0.0093486 | 0.0092272 | 0.0091259 | 0.0090461 | 0.0089798 | 0.0089297 | 0.0088845 | 0.0088603 | 0.0088373 | 0.0088153 | 0.0087943 | 0.008774
F2_Commercial_OR - Health_Existing_Space Heating_Natural Gas_Advanced Kitchen Ventilation Controls_A_Achievable Technical Potential | F2 | Commercial | OR - Health | Existing | Space Heating | Natural Gas | Advanced Kitchen Ventilation Controls | A | Integrated Unit Summer Peak Savings (kW) | Achievable Technical Potential | 0 | 0 | 0 | 0 | 0 | 0 | 0 | 0 | 0 | 0 | 0 | 0 | 0 | 0 | 0 | 0 | 0 | 0 | 0 | 0 | 0 | 0 | 0 | 0 | 0 | 0 | 0
F3_Commercial_OR - Health_Existing_Space Heating_Natural Gas_Advanced Kitchen Ventilation Controls_A_Achievable Technical Potential | F3 | Commercial | OR - Health | Existing | Space Heating | Natural Gas | Advanced Kitchen Ventilation Controls | A | Integrated Unit Winter Peak Savings (kW) | Achievable Technical Potential | 0 | 0 | 0 | 0 | 0 | 0 | 0 | 0 | 0 | 0 | 0 | 0 | 0 | 0 | 0 | 0 | 0 | 0 | 0 | 0 | 0 | 0 | 0 | 0 | 0 | 0 | 0
F4_Commercial_OR - Health_Existing_Space Heating_Natural Gas_Advanced Kitchen Ventilation Controls_A_Achievable Technical Potential | F4 | Commercial | OR - Health | Existing | Space Heating | Natural Gas | Advanced Kitchen Ventilation Controls | A | Incremental Energy Savings (MWh or mTherms) | Achievable Technical Potential | 0 | 0 | 0.053034 | 0.10829 | 0.10764 | 0.10694 | 0.10615 | 0.10527 | 0.10427 | 0.10316 | 0.10193 | 0.10059 | 0.099169 | 0.09771 | 0.09627 | 0.094908 | 0.093675 | 0.047511 | 1.6455e-17 | 1.7968e-16 | 0 | 0 | 0 | 0 | 0 | 0 | 0
F5_Commercial_OR - Health_Existing_Space Heating_Natural Gas_Advanced Kitchen Ventilation Controls_A_Achievable Technical Potential | F5 | Commercial | OR - Health | Existing | Space Heating | Natural Gas | Advanced Kitchen Ventilation Controls | A | Incremental Summer Peak Savings (MW) | Achievable Technical Potential | 0 | 0 | 0 | 0 | 0 | 0 | 0 | 0 | 0 | 0 | 0 | 0 | 0 | 0 | 0 | 0 | 0 | 0 | 0 | 0 | 0 | 0 | 0 | 0 | 0 | 0 | 0
F6_Commercial_OR - Health_Existing_Space Heating_Natural Gas_Advanced Kitchen Ventilation Controls_A_Achievable Technical Potential | F6 | Commercial | OR - Health | Existing | Space Heating | Natural Gas | Advanced Kitchen Ventilation Controls | A | Incremental Winter Peak Savings (MW) | Achievable Technical Potential | 0 | 0 | 0 | 0 | 0 | 0 | 0 | 0 | 0 | 0 | 0 | 0 | 0 | 0 | 0 | 0 | 0 | 0 | 0 | 0 | 0 | 0 | 0 | 0 | 0 | 0 | 0
F7_Commercial_OR - Health_Existing_Space Heating_Natural Gas_Advanced Kitchen Ventilation Controls_A_Achievable Technical Potential | F7 | Commercial | OR - Health | Existing | Space Heating | Natural Gas | Advanced Kitchen Ventilation Controls | A | Cumulative Energy Savings (MWh or mTherms) | Achievable Technical Potential | 0 | 0 | 0.053034 | 0.16104 | 0.26773 | 0.3729 | 0.47631 | 0.57761 | 0.67644 | 0.77241 | 0.86512 | 0.95432 | 1.04 | 1.1224 | 1.2021 | 1.28 | 1.3571 | 1.3897 | 1.3776 | 1.3675 | 1.3598 | 1.353 | 1.3493 | 1.3458 | 1.3424 | 1.3392 | 1.3361
F8_Commercial_OR - Health_Existing_Space Heating_Natural Gas_Advanced Kitchen Ventilation Controls_A_Achievable Technical Potential | F8 | Commercial | OR - Health | Existing | Space Heating | Natural Gas | Advanced Kitchen Ventilation Controls | A | Cumulative Summer Peak Savings (MW) | Achievable Technical Potential | 0 | 0 | 0 | 0 | 0 | 0 | 0 | 0 | 0 | 0 | 0 | 0 | 0 | 0 | 0 | 0 | 0 | 0 | 0 | 0 | 0 | 0 | 0 | 0 | 0 | 0 | 0
F9_Commercial_OR - Health_Existing_Space Heating_Natural Gas_Advanced Kitchen Ventilation Controls_A_Achievable Technical Potential | F9 | Commercial | OR - Health | Existing | Space Heating | Natural Gas | Advanced Kitchen Ventilation Controls | A | Cumulative Winter Peak Savings (MW) | Achievable Technical Potential | 0 | 0 | 0 | 0 | 0 | 0 | 0 | 0 | 0 | 0 | 0 | 0 | 0 | 0 | 0 | 0 | 0 | 0 | 0 | 0 | 0 | 0 | 0 | 0 | 0 | 0 | 0
F10_Commercial_OR - Health_Existing_Space Heating_Natural Gas_Advanced Kitchen Ventilation Controls_A_Achievable Technical Potential | F10 | Commercial | OR - Health | Existing | Space Heating | Natural Gas | Advanced Kitchen Ventilation Controls | A | Purchases (Incremental) | Achievable Technical Potential | 0 | 0 | 4945.9157 | 10152.1427 | 10152.1427 | 10152.1427 | 10152.1427 | 10152.1427 | 10152.1427 | 10152.1427 | 10152.1427 | 10152.1427 | 10152.1427 | 10152.1427 | 10152.1427 | 10152.1427 | 10152.1427 | 5206.227 | 1.819e-12 | 2.0009e-11 | 0 | 0 | 0 | 0 | 0 | 0 | 0
F11_Commercial_OR - Health_Existing_Space Heating_Natural Gas_Advanced Kitchen Ventilation Controls_A_Achievable Technical Potential | F11 | Commercial | OR - Health | Existing | Space Heating | Natural Gas | Advanced Kitchen Ventilation Controls | A | Purchases (Cumulative) | Achievable Technical Potential | 0 | 0 | 4945.9157 | 15098.0583 | 25250.201 | 35402.3437 | 45554.4863 | 55706.629 | 65858.7717 | 76010.9143 | 86163.057 | 96315.1997 | 106467.3423 | 116619.485 | 126771.6277 | 136923.7703 | 147075.913 | 152282.14 | 152282.14 | 152282.14 | 152282.14 | 152282.14 | 152282.14 | 152282.14 | 152282.14 | 152282.14 | 152282.14
F1_Commercial_OR - Health_Existing_Space Heating_Natural Gas_Infiltration Control - Loading Dock Sealing_A_Achievable Technical Potential | F1 | Commercial | OR - Health | Existing | Space Heating | Natural Gas | Infiltration Control - Loading Dock Sealing | A | Integrated Unit Energy Savings (kWh or therms) | Achievable Technical Potential | 0 | 0 | 56.264 | 55.677 | 55.0213 | 54.3088 | 53.5242 | 52.6502 | 51.6802 | 50.6126 | 49.4535 | 48.2221 | 46.9746 | 45.7386 | 44.5445 | 43.4252 | 42.4202 | 41.6095 | 40.9994 | 40.4989 | 40.1367 | 39.8068 | 39.6982 | 39.5948 | 39.4962 | 39.4017 | 39.311
F2_Commercial_OR - Health_Existing_Space Heating_Natural Gas_Infiltration Control - Loading Dock Sealing_A_Achievable Technical Potential | F2 | Commercial | OR - Health | Existing | Space Heating | Natural Gas | Infiltration Control - Loading Dock Sealing | A | Integrated Unit Summer Peak Savings (kW) | Achievable Technical Potential | 0 | 0 | 0 | 0 | 0 | 0 | 0 | 0 | 0 | 0 | 0 | 0 | 0 | 0 | 0 | 0 | 0 | 0 | 0 | 0 | 0 | 0 | 0 | 0 | 0 | 0 | 0
F3_Commercial_OR - Health_Existing_Space Heating_Natural Gas_Infiltration Control - Loading Dock Sealing_A_Achievable Technical Potential | F3 | Commercial | OR - Health | Existing | Space Heating | Natural Gas | Infiltration Control - Loading Dock Sealing | A | Integrated Unit Winter Peak Savings (kW) | Achievable Technical Potential | 0 | 0 | 0 | 0 | 0 | 0 | 0 | 0 | 0 | 0 | 0 | 0 | 0 | 0 | 0 | 0 | 0 | 0 | 0 | 0 | 0 | 0 | 0 | 0 | 0 | 0 | 0
F4_Commercial_OR - Health_Existing_Space Heating_Natural Gas_Infiltration Control - Loading Dock Sealing_A_Achievable Technical Potential | F4 | Commercial | OR - Health | Existing | Space Heating | Natural Gas | Infiltration Control - Loading Dock Sealing | A | Incremental Energy Savings (MWh or mTherms) | Achievable Technical Potential | 0 | 0 | 0 | 0 | 0 | 0 | 0 | 0 | 0 | 0 | 0 | 0 | 0 | 0 | 0 | 0 | 0 | 0 | 0 | 0 | 0 | 0 | 0 | 0 | 0 | 0 | 0
F5_Commercial_OR - Health_Existing_Space Heating_Natural Gas_Infiltration Control - Loading Dock Sealing_A_Achievable Technical Potential | F5 | Commercial | OR - Health | Existing | Space Heating | Natural Gas | Infiltration Control - Loading Dock Sealing | A | Incremental Summer Peak Savings (MW) | Achievable Technical Potential | 0 | 0 | 0 | 0 | 0 | 0 | 0 | 0 | 0 | 0 | 0 | 0 | 0 | 0 | 0 | 0 | 0 | 0 | 0 | 0 | 0 | 0 | 0 | 0 | 0 | 0 | 0
F6_Commercial_OR - Health_Existing_Space Heating_Natural Gas_Infiltration Control - Loading Dock Sealing_A_Achievable Technical Potential | F6 | Commercial | OR - Health | Existing | Space Heating | Natural Gas | Infiltration Control - Loading Dock Sealing | A | Incremental Winter Peak Savings (MW) | Achievable Technical Potential | 0 | 0 | 0 | 0 | 0 | 0 | 0 | 0 | 0 | 0 | 0 | 0 | 0 | 0 | 0 | 0 | 0 | 0 | 0 | 0 | 0 | 0 | 0 | 0 | 0 | 0 | 0
F7_Commercial_OR - Health_Existing_Space Heating_Natural Gas_Infiltration Control - Loading Dock Sealing_A_Achievable Technical Potential | F7 | Commercial | OR - Health | Existing | Space Heating | Natural Gas | Infiltration Control - Loading Dock Sealing | A | Cumulative Energy Savings (MWh or mTherms) | Achievable Technical Potential | 0 | 0 | 0 | 0 | 0 | 0 | 0 | 0 | 0 | 0 | 0 | 0 | 0 | 0 | 0 | 0 | 0 | 0 | 0 | 0 | 0 | 0 | 0 | 0 | 0 | 0 | 0
F8_Commercial_OR - Health_Existing_Space Heating_Natural Gas_Infiltration Control - Loading Dock Sealing_A_Achievable Technical Potential | F8 | Commercial | OR - Health | Existing | Space Heating | Natural Gas | Infiltration Control - Loading Dock Sealing | A | Cumulative Summer Peak Savings (MW) | Achievable Technical Potential | 0 | 0 | 0 | 0 | 0 | 0 | 0 | 0 | 0 | 0 | 0 | 0 | 0 | 0 | 0 | 0 | 0 | 0 | 0 | 0 | 0 | 0 | 0 | 0 | 0 | 0 | 0
F9_Commercial_OR - Health_Existing_Space Heating_Natural Gas_Infiltration Control - Loading Dock Sealing_A_Achievable Technical Potential | F9 | Commercial | OR - Health | Existing | Space Heating | Natural Gas | Infiltration Control - Loading Dock Sealing | A | Cumulative Winter Peak Savings (MW) | Achievable Technical Potential | 0 | 0 | 0 | 0 | 0 | 0 | 0 | 0 | 0 | 0 | 0 | 0 | 0 | 0 | 0 | 0 | 0 | 0 | 0 | 0 | 0 | 0 | 0 | 0 | 0 | 0 | 0
F10_Commercial_OR - Health_Existing_Space Heating_Natural Gas_Infiltration Control - Loading Dock Sealing_A_Achievable Technical Potential | F10 | Commercial | OR - Health | Existing | Space Heating | Natural Gas | Infiltration Control - Loading Dock Sealing | A | Purchases (Incremental) | Achievable Technical Potential | 0 | 0 | 0 | 0 | 0 | 0 | 0 | 0 | 0 | 0 | 0 | 0 | 0 | 0 | 0 | 0 | 0 | 0 | 0 | 0 | 0 | 0 | 0 | 0 | 0 | 0 | 0
F11_Commercial_OR - Health_Existing_Space Heating_Natural Gas_Infiltration Control - Loading Dock Sealing_A_Achievable Technical Potential | F11 | Commercial | OR - Health | Existing | Space Heating | Natural Gas | Infiltration Control - Loading Dock Sealing | A | Purchases (Cumulative) | Achievable Technical Potential | 0 | 0 | 0 | 0 | 0 | 0 | 0 | 0 | 0 | 0 | 0 | 0 | 0 | 0 | 0 | 0 | 0 | 0 | 0 | 0 | 0 | 0 | 0 | 0 | 0 | 0 | 0
F1_Commercial_OR - Health_Existing_Space Heating_Natural Gas_Greenhouse Heat Curtain_A_Achievable Technical Potential | F1 | Commercial | OR - Health | Existing | Space Heating | Natural Gas | Greenhouse Heat Curtain | A | Integrated Unit Energy Savings (kWh or therms) | Achievable Technical Potential | 0 | 0 | 49.2565 | 48.975 | 48.6469 | 48.2791 | 47.8603 | 47.3788 | 46.8262 | 46.1964 | 45.4878 | 44.7095 | 43.8811 | 43.0305 | 42.1938 | 41.4078 | 40.7043 | 40.1284 | 39.6871 | 39.3308 | 39.0847 | 38.8633 | 38.7575 | 38.6567 | 38.5605 | 38.4684 | 38.38
F2_Commercial_OR - Health_Existing_Space Heating_Natural Gas_Greenhouse Heat Curtain_A_Achievable Technical Potential | F2 | Commercial | OR - Health | Existing | Space Heating | Natural Gas | Greenhouse Heat Curtain | A | Integrated Unit Summer Peak Savings (kW) | Achievable Technical Potential | 0 | 0 | 0 | 0 | 0 | 0 | 0 | 0 | 0 | 0 | 0 | 0 | 0 | 0 | 0 | 0 | 0 | 0 | 0 | 0 | 0 | 0 | 0 | 0 | 0 | 0 | 0
F3_Commercial_OR - Health_Existing_Space Heating_Natural Gas_Greenhouse Heat Curtain_A_Achievable Technical Potential | F3 | Commercial | OR - Health | Existing | Space Heating | Natural Gas | Greenhouse Heat Curtain | A | Integrated Unit Winter Peak Savings (kW) | Achievable Technical Potential | 0 | 0 | 0 | 0 | 0 | 0 | 0 | 0 | 0 | 0 | 0 | 0 | 0 | 0 | 0 | 0 | 0 | 0 | 0 | 0 | 0 | 0 | 0 | 0 | 0 | 0 | 0
F4_Commercial_OR - Health_Existing_Space Heating_Natural Gas_Greenhouse Heat Curtain_A_Achievable Technical Potential | F4 | Commercial | OR - Health | Existing | Space Heating | Natural Gas | Greenhouse Heat Curtain | A | Incremental Energy Savings (MWh or mTherms) | Achievable Technical Potential | 0 | 0 | 0 | 0 | 0 | 0 | 0 | 0 | 0 | 0 | 0 | 0 | 0 | 0 | 0 | 0 | 0 | 0 | 0 | 0 | 0 | 0 | 0 | 0 | 0 | 0 | 0
F5_Commercial_OR - Health_Existing_Space Heating_Natural Gas_Greenhouse Heat Curtain_A_Achievable Technical Potential | F5 | Commercial | OR - Health | Existing | Space Heating | Natural Gas | Greenhouse Heat Curtain | A | Incremental Summer Peak Savings (MW) | Achievable Technical Potential | 0 | 0 | 0 | 0 | 0 | 0 | 0 | 0 | 0 | 0 | 0 | 0 | 0 | 0 | 0 | 0 | 0 | 0 | 0 | 0 | 0 | 0 | 0 | 0 | 0 | 0 | 0
F6_Commercial_OR - Health_Existing_Space Heating_Natural Gas_Greenhouse Heat Curtain_A_Achievable Technical Potential | F6 | Commercial | OR - Health | Existing | Space Heating | Natural Gas | Greenhouse Heat Curtain | A | Incremental Winter Peak Savings (MW) | Achievable Technical Potential | 0 | 0 | 0 | 0 | 0 | 0 | 0 | 0 | 0 | 0 | 0 | 0 | 0 | 0 | 0 | 0 | 0 | 0 | 0 | 0 | 0 | 0 | 0 | 0 | 0 | 0 | 0
F7_Commercial_OR - Health_Existing_Space Heating_Natural Gas_Greenhouse Heat Curtain_A_Achievable Technical Potential | F7 | Commercial | OR - Health | Existing | Space Heating | Natural Gas | Greenhouse Heat Curtain | A | Cumulative Energy Savings (MWh or mTherms) | Achievable Technical Potential | 0 | 0 | 0 | 0 | 0 | 0 | 0 | 0 | 0 | 0 | 0 | 0 | 0 | 0 | 0 | 0 | 0 | 0 | 0 | 0 | 0 | 0 | 0 | 0 | 0 | 0 | 0
F8_Commercial_OR - Health_Existing_Space Heating_Natural Gas_Greenhouse Heat Curtain_A_Achievable Technical Potential | F8 | Commercial | OR - Health | Existing | Space Heating | Natural Gas | Greenhouse Heat Curtain | A | Cumulative Summer Peak Savings (MW) | Achievable Technical Potential | 0 | 0 | 0 | 0 | 0 | 0 | 0 | 0 | 0 | 0 | 0 | 0 | 0 | 0 | 0 | 0 | 0 | 0 | 0 | 0 | 0 | 0 | 0 | 0 | 0 | 0 | 0
F9_Commercial_OR - Health_Existing_Space Heating_Natural Gas_Greenhouse Heat Curtain_A_Achievable Technical Potential | F9 | Commercial | OR - Health | Existing | Space Heating | Natural Gas | Greenhouse Heat Curtain | A | Cumulative Winter Peak Savings (MW) | Achievable Technical Potential | 0 | 0 | 0 | 0 | 0 | 0 | 0 | 0 | 0 | 0 | 0 | 0 | 0 | 0 | 0 | 0 | 0 | 0 | 0 | 0 | 0 | 0 | 0 | 0 | 0 | 0 | 0
F10_Commercial_OR - Health_Existing_Space Heating_Natural Gas_Greenhouse Heat Curtain_A_Achievable Technical Potential | F10 | Commercial | OR - Health | Existing | Space Heating | Natural Gas | Greenhouse Heat Curtain | A | Purchases (Incremental) | Achievable Technical Potential | 0 | 0 | 0 | 0 | 0 | 0 | 0 | 0 | 0 | 0 | 0 | 0 | 0 | 0 | 0 | 0 | 0 | 0 | 0 | 0 | 0 | 0 | 0 | 0 | 0 | 0 | 0
F11_Commercial_OR - Health_Existing_Space Heating_Natural Gas_Greenhouse Heat Curtain_A_Achievable Technical Potential | F11 | Commercial | OR - Health | Existing | Space Heating | Natural Gas | Greenhouse Heat Curtain | A | Purchases (Cumulative) | Achievable Technical Potential | 0 | 0 | 0 | 0 | 0 | 0 | 0 | 0 | 0 | 0 | 0 | 0 | 0 | 0 | 0 | 0 | 0 | 0 | 0 | 0 | 0 | 0 | 0 | 0 | 0 | 0 | 0
F1_Commercial_OR - Health_Existing_Space Heating_Natural Gas_Ventilation - Parking Garages, Demand Controlled_A_Achievable Technical Potential | F1 | Commercial | OR - Health | Existing | Space Heating | Natural Gas | Ventilation - Parking Garages, Demand Controlled | A | Integrated Unit Energy Savings (kWh or therms) | Achievable Technical Potential | 0 | 0 | 0 | 0 | 0 | 0 | 0 | 0 | 0 | 0 | 0 | 0 | 0 | 0 | 0 | 0 | 0 | 0 | 0 | 0 | 0 | 0 | 0 | 0 | 0 | 0 | 0
F2_Commercial_OR - Health_Existing_Space Heating_Natural Gas_Ventilation - Parking Garages, Demand Controlled_A_Achievable Technical Potential | F2 | Commercial | OR - Health | Existing | Space Heating | Natural Gas | Ventilation - Parking Garages, Demand Controlled | A | Integrated Unit Summer Peak Savings (kW) | Achievable Technical Potential | 0 | 0 | 0 | 0 | 0 | 0 | 0 | 0 | 0 | 0 | 0 | 0 | 0 | 0 | 0 | 0 | 0 | 0 | 0 | 0 | 0 | 0 | 0 | 0 | 0 | 0 | 0
F3_Commercial_OR - Health_Existing_Space Heating_Natural Gas_Ventilation - Parking Garages, Demand Controlled_A_Achievable Technical Potential | F3 | Commercial | OR - Health | Existing | Space Heating | Natural Gas | Ventilation - Parking Garages, Demand Controlled | A | Integrated Unit Winter Peak Savings (kW) | Achievable Technical Potential | 0 | 0 | 0 | 0 | 0 | 0 | 0 | 0 | 0 | 0 | 0 | 0 | 0 | 0 | 0 | 0 | 0 | 0 | 0 | 0 | 0 | 0 | 0 | 0 | 0 | 0 | 0
F4_Commercial_OR - Health_Existing_Space Heating_Natural Gas_Ventilation - Parking Garages, Demand Controlled_A_Achievable Technical Potential | F4 | Commercial | OR - Health | Existing | Space Heating | Natural Gas | Ventilation - Parking Garages, Demand Controlled | A | Incremental Energy Savings (MWh or mTherms) | Achievable Technical Potential | 0 | 0 | 0 | 0 | 0 | 0 | 0 | 0 | 0 | 0 | 0 | 0 | 0 | 0 | 0 | 0 | 0 | 0 | 0 | 0 | 0 | 0 | 0 | 0 | 0 | 0 | 0
F5_Commercial_OR - Health_Existing_Space Heating_Natural Gas_Ventilation - Parking Garages, Demand Controlled_A_Achievable Technical Potential | F5 | Commercial | OR - Health | Existing | Space Heating | Natural Gas | Ventilation - Parking Garages, Demand Controlled | A | Incremental Summer Peak Savings (MW) | Achievable Technical Potential | 0 | 0 | 0 | 0 | 0 | 0 | 0 | 0 | 0 | 0 | 0 | 0 | 0 | 0 | 0 | 0 | 0 | 0 | 0 | 0 | 0 | 0 | 0 | 0 | 0 | 0 | 0
F6_Commercial_OR - Health_Existing_Space Heating_Natural Gas_Ventilation - Parking Garages, Demand Controlled_A_Achievable Technical Potential | F6 | Commercial | OR - Health | Existing | Space Heating | Natural Gas | Ventilation - Parking Garages, Demand Controlled | A | Incremental Winter Peak Savings (MW) | Achievable Technical Potential | 0 | 0 | 0 | 0 | 0 | 0 | 0 | 0 | 0 | 0 | 0 | 0 | 0 | 0 | 0 | 0 | 0 | 0 | 0 | 0 | 0 | 0 | 0 | 0 | 0 | 0 | 0
F7_Commercial_OR - Health_Existing_Space Heating_Natural Gas_Ventilation - Parking Garages, Demand Controlled_A_Achievable Technical Potential | F7 | Commercial | OR - Health | Existing | Space Heating | Natural Gas | Ventilation - Parking Garages, Demand Controlled | A | Cumulative Energy Savings (MWh or mTherms) | Achievable Technical Potential | 0 | 0 | 0 | 0 | 0 | 0 | 0 | 0 | 0 | 0 | 0 | 0 | 0 | 0 | 0 | 0 | 0 | 0 | 0 | 0 | 0 | 0 | 0 | 0 | 0 | 0 | 0
F8_Commercial_OR - Health_Existing_Space Heating_Natural Gas_Ventilation - Parking Garages, Demand Controlled_A_Achievable Technical Potential | F8 | Commercial | OR - Health | Existing | Space Heating | Natural Gas | Ventilation - Parking Garages, Demand Controlled | A | Cumulative Summer Peak Savings (MW) | Achievable Technical Potential | 0 | 0 | 0 | 0 | 0 | 0 | 0 | 0 | 0 | 0 | 0 | 0 | 0 | 0 | 0 | 0 | 0 | 0 | 0 | 0 | 0 | 0 | 0 | 0 | 0 | 0 | 0
F9_Commercial_OR - Health_Existing_Space Heating_Natural Gas_Ventilation - Parking Garages, Demand Controlled_A_Achievable Technical Potential | F9 | Commercial | OR - Health | Existing | Space Heating | Natural Gas | Ventilation - Parking Garages, Demand Controlled | A | Cumulative Winter Peak Savings (MW) | Achievable Technical Potential | 0 | 0 | 0 | 0 | 0 | 0 | 0 | 0 | 0 | 0 | 0 | 0 | 0 | 0 | 0 | 0 | 0 | 0 | 0 | 0 | 0 | 0 | 0 | 0 | 0 | 0 | 0
F10_Commercial_OR - Health_Existing_Space Heating_Natural Gas_Ventilation - Parking Garages, Demand Controlled_A_Achievable Technical Potential | F10 | Commercial | OR - Health | Existing | Space Heating | Natural Gas | Ventilation - Parking Garages, Demand Controlled | A | Purchases (Incremental) | Achievable Technical Potential | 0 | 0 | 0 | 0 | 0 | 0 | 0 | 0 | 0 | 0 | 0 | 0 | 0 | 0 | 0 | 0 | 0 | 0 | 0 | 0 | 0 | 0 | 0 | 0 | 0 | 0 | 0
F11_Commercial_OR - Health_Existing_Space Heating_Natural Gas_Ventilation - Parking Garages, Demand Controlled_A_Achievable Technical Potential | F11 | Commercial | OR - Health | Existing | Space Heating | Natural Gas | Ventilation - Parking Garages, Demand Controlled | A | Purchases (Cumulative) | Achievable Technical Potential | 0 | 0 | 0 | 0 | 0 | 0 | 0 | 0 | 0 | 0 | 0 | 0 | 0 | 0 | 0 | 0 | 0 | 0 | 0 | 0 | 0 | 0 | 0 | 0 | 0 | 0 | 0
F1_Commercial_OR - Health_Existing_Miscellaneous_Natural Gas_Pool Heater - Night Covers_A_Achievable Technical Potential | F1 | Commercial | OR - Health | Existing | Miscellaneous | Natural Gas | Pool Heater - Night Covers | A | Integrated Unit Energy Savings (kWh or therms) | Achievable Technical Potential | 0 | 0 | 0 | 0 | 0 | 0 | 0 | 0 | 0 | 0 | 0 | 0 | 0 | 0 | 0 | 0 | 0 | 0 | 0 | 0 | 0 | 0 | 0 | 0 | 0 | 0 | 0
F2_Commercial_OR - Health_Existing_Miscellaneous_Natural Gas_Pool Heater - Night Covers_A_Achievable Technical Potential | F2 | Commercial | OR - Health | Existing | Miscellaneous | Natural Gas | Pool Heater - Night Covers | A | Integrated Unit Summer Peak Savings (kW) | Achievable Technical Potential | 0 | 0 | 0 | 0 | 0 | 0 | 0 | 0 | 0 | 0 | 0 | 0 | 0 | 0 | 0 | 0 | 0 | 0 | 0 | 0 | 0 | 0 | 0 | 0 | 0 | 0 | 0
F3_Commercial_OR - Health_Existing_Miscellaneous_Natural Gas_Pool Heater - Night Covers_A_Achievable Technical Potential | F3 | Commercial | OR - Health | Existing | Miscellaneous | Natural Gas | Pool Heater - Night Covers | A | Integrated Unit Winter Peak Savings (kW) | Achievable Technical Potential | 0 | 0 | 0 | 0 | 0 | 0 | 0 | 0 | 0 | 0 | 0 | 0 | 0 | 0 | 0 | 0 | 0 | 0 | 0 | 0 | 0 | 0 | 0 | 0 | 0 | 0 | 0
F4_Commercial_OR - Health_Existing_Miscellaneous_Natural Gas_Pool Heater - Night Covers_A_Achievable Technical Potential | F4 | Commercial | OR - Health | Existing | Miscellaneous | Natural Gas | Pool Heater - Night Covers | A | Incremental Energy Savings (MWh or mTherms) | Achievable Technical Potential | 0 | 0 | 0 | 0 | 0 | 0 | 0 | 0 | 0 | 0 | 0 | 0 | 0 | 0 | 0 | 0 | 0 | 0 | 0 | 0 | 0 | 0 | 0 | 0 | 0 | 0 | 0
F5_Commercial_OR - Health_Existing_Miscellaneous_Natural Gas_Pool Heater - Night Covers_A_Achievable Technical Potential | F5 | Commercial | OR - Health | Existing | Miscellaneous | Natural Gas | Pool Heater - Night Covers | A | Incremental Summer Peak Savings (MW) | Achievable Technical Potential | 0 | 0 | 0 | 0 | 0 | 0 | 0 | 0 | 0 | 0 | 0 | 0 | 0 | 0 | 0 | 0 | 0 | 0 | 0 | 0 | 0 | 0 | 0 | 0 | 0 | 0 | 0
F6_Commercial_OR - Health_Existing_Miscellaneous_Natural Gas_Pool Heater - Night Covers_A_Achievable Technical Potential | F6 | Commercial | OR - Health | Existing | Miscellaneous | Natural Gas | Pool Heater - Night Covers | A | Incremental Winter Peak Savings (MW) | Achievable Technical Potential | 0 | 0 | 0 | 0 | 0 | 0 | 0 | 0 | 0 | 0 | 0 | 0 | 0 | 0 | 0 | 0 | 0 | 0 | 0 | 0 | 0 | 0 | 0 | 0 | 0 | 0 | 0
F7_Commercial_OR - Health_Existing_Miscellaneous_Natural Gas_Pool Heater - Night Covers_A_Achievable Technical Potential | F7 | Commercial | OR - Health | Existing | Miscellaneous | Natural Gas | Pool Heater - Night Covers | A | Cumulative Energy Savings (MWh or mTherms) | Achievable Technical Potential | 0 | 0 | 0 | 0 | 0 | 0 | 0 | 0 | 0 | 0 | 0 | 0 | 0 | 0 | 0 | 0 | 0 | 0 | 0 | 0 | 0 | 0 | 0 | 0 | 0 | 0 | 0
F8_Commercial_OR - Health_Existing_Miscellaneous_Natural Gas_Pool Heater - Night Covers_A_Achievable Technical Potential | F8 | Commercial | OR - Health | Existing | Miscellaneous | Natural Gas | Pool Heater - Night Covers | A | Cumulative Summer Peak Savings (MW) | Achievable Technical Potential | 0 | 0 | 0 | 0 | 0 | 0 | 0 | 0 | 0 | 0 | 0 | 0 | 0 | 0 | 0 | 0 | 0 | 0 | 0 | 0 | 0 | 0 | 0 | 0 | 0 | 0 | 0
F9_Commercial_OR - Health_Existing_Miscellaneous_Natural Gas_Pool Heater - Night Covers_A_Achievable Technical Potential | F9 | Commercial | OR - Health | Existing | Miscellaneous | Natural Gas | Pool Heater - Night Covers | A | Cumulative Winter Peak Savings (MW) | Achievable Technical Potential | 0 | 0 | 0 | 0 | 0 | 0 | 0 | 0 | 0 | 0 | 0 | 0 | 0 | 0 | 0 | 0 | 0 | 0 | 0 | 0 | 0 | 0 | 0 | 0 | 0 | 0 | 0
F10_Commercial_OR - Health_Existing_Miscellaneous_Natural Gas_Pool Heater - Night Covers_A_Achievable Technical Potential | F10 | Commercial | OR - Health | Existing | Miscellaneous | Natural Gas | Pool Heater - Night Covers | A | Purchases (Incremental) | Achievable Technical Potential | 0 | 0 | 0 | 0 | 0 | 0 | 0 | 0 | 0 | 0 | 0 | 0 | 0 | 0 | 0 | 0 | 0 | 0 | 0 | 0 | 0 | 0 | 0 | 0 | 0 | 0 | 0
F11_Commercial_OR - Health_Existing_Miscellaneous_Natural Gas_Pool Heater - Night Covers_A_Achievable Technical Potential | F11 | Commercial | OR - Health | Existing | Miscellaneous | Natural Gas | Pool Heater - Night Covers | A | Purchases (Cumulative) | Achievable Technical Potential | 0 | 0 | 0 | 0 | 0 | 0 | 0 | 0 | 0 | 0 | 0 | 0 | 0 | 0 | 0 | 0 | 0 | 0 | 0 | 0 | 0 | 0 | 0 | 0 | 0 | 0 | 0
F1_Commercial_OR - Health_Existing_Space Heating_Natural Gas_Advanced New Construction Designs_A_Achievable Technical Potential | F1 | Commercial | OR - Health | Existing | Space Heating | Natural Gas | Advanced New Construction Designs | A | Integrated Unit Energy Savings (kWh or therms) | Achievable Technical Potential | 0 | 0 | 0 | 0 | 0 | 0 | 0 | 0 | 0 | 0 | 0 | 0 | 0 | 0 | 0 | 0 | 0 | 0 | 0 | 0 | 0 | 0 | 0 | 0 | 0 | 0 | 0
F2_Commercial_OR - Health_Existing_Space Heating_Natural Gas_Advanced New Construction Designs_A_Achievable Technical Potential | F2 | Commercial | OR - Health | Existing | Space Heating | Natural Gas | Advanced New Construction Designs | A | Integrated Unit Summer Peak Savings (kW) | Achievable Technical Potential | 0 | 0 | 0 | 0 | 0 | 0 | 0 | 0 | 0 | 0 | 0 | 0 | 0 | 0 | 0 | 0 | 0 | 0 | 0 | 0 | 0 | 0 | 0 | 0 | 0 | 0 | 0
F3_Commercial_OR - Health_Existing_Space Heating_Natural Gas_Advanced New Construction Designs_A_Achievable Technical Potential | F3 | Commercial | OR - Health | Existing | Space Heating | Natural Gas | Advanced New Construction Designs | A | Integrated Unit Winter Peak Savings (kW) | Achievable Technical Potential | 0 | 0 | 0 | 0 | 0 | 0 | 0 | 0 | 0 | 0 | 0 | 0 | 0 | 0 | 0 | 0 | 0 | 0 | 0 | 0 | 0 | 0 | 0 | 0 | 0 | 0 | 0
F4_Commercial_OR - Health_Existing_Space Heating_Natural Gas_Advanced New Construction Designs_A_Achievable Technical Potential | F4 | Commercial | OR - Health | Existing | Space Heating | Natural Gas | Advanced New Construction Designs | A | Incremental Energy Savings (MWh or mTherms) | Achievable Technical Potential | 0 | 0 | 0 | 0 | 0 | 0 | 0 | 0 | 0 | 0 | 0 | 0 | 0 | 0 | 0 | 0 | 0 | 0 | 0 | 0 | 0 | 0 | 0 | 0 | 0 | 0 | 0
F5_Commercial_OR - Health_Existing_Space Heating_Natural Gas_Advanced New Construction Designs_A_Achievable Technical Potential | F5 | Commercial | OR - Health | Existing | Space Heating | Natural Gas | Advanced New Construction Designs | A | Incremental Summer Peak Savings (MW) | Achievable Technical Potential | 0 | 0 | 0 | 0 | 0 | 0 | 0 | 0 | 0 | 0 | 0 | 0 | 0 | 0 | 0 | 0 | 0 | 0 | 0 | 0 | 0 | 0 | 0 | 0 | 0 | 0 | 0
F6_Commercial_OR - Health_Existing_Space Heating_Natural Gas_Advanced New Construction Designs_A_Achievable Technical Potential | F6 | Commercial | OR - Health | Existing | Space Heating | Natural Gas | Advanced New Construction Designs | A | Incremental Winter Peak Savings (MW) | Achievable Technical Potential | 0 | 0 | 0 | 0 | 0 | 0 | 0 | 0 | 0 | 0 | 0 | 0 | 0 | 0 | 0 | 0 | 0 | 0 | 0 | 0 | 0 | 0 | 0 | 0 | 0 | 0 | 0
F7_Commercial_OR - Health_Existing_Space Heating_Natural Gas_Advanced New Construction Designs_A_Achievable Technical Potential | F7 | Commercial | OR - Health | Existing | Space Heating | Natural Gas | Advanced New Construction Designs | A | Cumulative Energy Savings (MWh or mTherms) | Achievable Technical Potential | 0 | 0 | 0 | 0 | 0 | 0 | 0 | 0 | 0 | 0 | 0 | 0 | 0 | 0 | 0 | 0 | 0 | 0 | 0 | 0 | 0 | 0 | 0 | 0 | 0 | 0 | 0
F8_Commercial_OR - Health_Existing_Space Heating_Natural Gas_Advanced New Construction Designs_A_Achievable Technical Potential | F8 | Commercial | OR - Health | Existing | Space Heating | Natural Gas | Advanced New Construction Designs | A | Cumulative Summer Peak Savings (MW) | Achievable Technical Potential | 0 | 0 | 0 | 0 | 0 | 0 | 0 | 0 | 0 | 0 | 0 | 0 | 0 | 0 | 0 | 0 | 0 | 0 | 0 | 0 | 0 | 0 | 0 | 0 | 0 | 0 | 0
F9_Commercial_OR - Health_Existing_Space Heating_Natural Gas_Advanced New Construction Designs_A_Achievable Technical Potential | F9 | Commercial | OR - Health | Existing | Space Heating | Natural Gas | Advanced New Construction Designs | A | Cumulative Winter Peak Savings (MW) | Achievable Technical Potential | 0 | 0 | 0 | 0 | 0 | 0 | 0 | 0 | 0 | 0 | 0 | 0 | 0 | 0 | 0 | 0 | 0 | 0 | 0 | 0 | 0 | 0 | 0 | 0 | 0 | 0 | 0
F10_Commercial_OR - Health_Existing_Space Heating_Natural Gas_Advanced New Construction Designs_A_Achievable Technical Potential | F10 | Commercial | OR - Health | Existing | Space Heating | Natural Gas | Advanced New Construction Designs | A | Purchases (Incremental) | Achievable Technical Potential | 0 | 0 | 0 | 0 | 0 | 0 | 0 | 0 | 0 | 0 | 0 | 0 | 0 | 0 | 0 | 0 | 0 | 0 | 0 | 0 | 0 | 0 | 0 | 0 | 0 | 0 | 0
F11_Commercial_OR - Health_Existing_Space Heating_Natural Gas_Advanced New Construction Designs_A_Achievable Technical Potential | F11 | Commercial | OR - Health | Existing | Space Heating | Natural Gas | Advanced New Construction Designs | A | Purchases (Cumulative) | Achievable Technical Potential | 0 | 0 | 0 | 0 | 0 | 0 | 0 | 0 | 0 | 0 | 0 | 0 | 0 | 0 | 0 | 0 | 0 | 0 | 0 | 0 | 0 | 0 | 0 | 0 | 0 | 0 | 0
F1_Commercial_OR - Health_Existing_Water Heating_Natural Gas_Advanced New Construction Designs_A_Achievable Technical Potential | F1 | Commercial | OR - Health | Existing | Water Heating | Natural Gas | Advanced New Construction Designs | A | Integrated Unit Energy Savings (kWh or therms) | Achievable Technical Potential | 0 | 0 | 0 | 0 | 0 | 0 | 0 | 0 | 0 | 0 | 0 | 0 | 0 | 0 | 0 | 0 | 0 | 0 | 0 | 0 | 0 | 0 | 0 | 0 | 0 | 0 | 0
F2_Commercial_OR - Health_Existing_Water Heating_Natural Gas_Advanced New Construction Designs_A_Achievable Technical Potential | F2 | Commercial | OR - Health | Existing | Water Heating | Natural Gas | Advanced New Construction Designs | A | Integrated Unit Summer Peak Savings (kW) | Achievable Technical Potential | 0 | 0 | 0 | 0 | 0 | 0 | 0 | 0 | 0 | 0 | 0 | 0 | 0 | 0 | 0 | 0 | 0 | 0 | 0 | 0 | 0 | 0 | 0 | 0 | 0 | 0 | 0
F3_Commercial_OR - Health_Existing_Water Heating_Natural Gas_Advanced New Construction Designs_A_Achievable Technical Potential | F3 | Commercial | OR - Health | Existing | Water Heating | Natural Gas | Advanced New Construction Designs | A | Integrated Unit Winter Peak Savings (kW) | Achievable Technical Potential | 0 | 0 | 0 | 0 | 0 | 0 | 0 | 0 | 0 | 0 | 0 | 0 | 0 | 0 | 0 | 0 | 0 | 0 | 0 | 0 | 0 | 0 | 0 | 0 | 0 | 0 | 0
F4_Commercial_OR - Health_Existing_Water Heating_Natural Gas_Advanced New Construction Designs_A_Achievable Technical Potential | F4 | Commercial | OR - Health | Existing | Water Heating | Natural Gas | Advanced New Construction Designs | A | Incremental Energy Savings (MWh or mTherms) | Achievable Technical Potential | 0 | 0 | 0 | 0 | 0 | 0 | 0 | 0 | 0 | 0 | 0 | 0 | 0 | 0 | 0 | 0 | 0 | 0 | 0 | 0 | 0 | 0 | 0 | 0 | 0 | 0 | 0
F5_Commercial_OR - Health_Existing_Water Heating_Natural Gas_Advanced New Construction Designs_A_Achievable Technical Potential | F5 | Commercial | OR - Health | Existing | Water Heating | Natural Gas | Advanced New Construction Designs | A | Incremental Summer Peak Savings (MW) | Achievable Technical Potential | 0 | 0 | 0 | 0 | 0 | 0 | 0 | 0 | 0 | 0 | 0 | 0 | 0 | 0 | 0 | 0 | 0 | 0 | 0 | 0 | 0 | 0 | 0 | 0 | 0 | 0 | 0
F6_Commercial_OR - Health_Existing_Water Heating_Natural Gas_Advanced New Construction Designs_A_Achievable Technical Potential | F6 | Commercial | OR - Health | Existing | Water Heating | Natural Gas | Advanced New Construction Designs | A | Incremental Winter Peak Savings (MW) | Achievable Technical Potential | 0 | 0 | 0 | 0 | 0 | 0 | 0 | 0 | 0 | 0 | 0 | 0 | 0 | 0 | 0 | 0 | 0 | 0 | 0 | 0 | 0 | 0 | 0 | 0 | 0 | 0 | 0
F7_Commercial_OR - Health_Existing_Water Heating_Natural Gas_Advanced New Construction Designs_A_Achievable Technical Potential | F7 | Commercial | OR - Health | Existing | Water Heating | Natural Gas | Advanced New Construction Designs | A | Cumulative Energy Savings (MWh or mTherms) | Achievable Technical Potential | 0 | 0 | 0 | 0 | 0 | 0 | 0 | 0 | 0 | 0 | 0 | 0 | 0 | 0 | 0 | 0 | 0 | 0 | 0 | 0 | 0 | 0 | 0 | 0 | 0 | 0 | 0
F8_Commercial_OR - Health_Existing_Water Heating_Natural Gas_Advanced New Construction Designs_A_Achievable Technical Potential | F8 | Commercial | OR - Health | Existing | Water Heating | Natural Gas | Advanced New Construction Designs | A | Cumulative Summer Peak Savings (MW) | Achievable Technical Potential | 0 | 0 | 0 | 0 | 0 | 0 | 0 | 0 | 0 | 0 | 0 | 0 | 0 | 0 | 0 | 0 | 0 | 0 | 0 | 0 | 0 | 0 | 0 | 0 | 0 | 0 | 0
F9_Commercial_OR - Health_Existing_Water Heating_Natural Gas_Advanced New Construction Designs_A_Achievable Technical Potential | F9 | Commercial | OR - Health | Existing | Water Heating | Natural Gas | Advanced New Construction Designs | A | Cumulative Winter Peak Savings (MW) | Achievable Technical Potential | 0 | 0 | 0 | 0 | 0 | 0 | 0 | 0 | 0 | 0 | 0 | 0 | 0 | 0 | 0 | 0 | 0 | 0 | 0 | 0 | 0 | 0 | 0 | 0 | 0 | 0 | 0
F10_Commercial_OR - Health_Existing_Water Heating_Natural Gas_Advanced New Construction Designs_A_Achievable Technical Potential | F10 | Commercial | OR - Health | Existing | Water Heating | Natural Gas | Advanced New Construction Designs | A | Purchases (Incremental) | Achievable Technical Potential | 0 | 0 | 0 | 0 | 0 | 0 | 0 | 0 | 0 | 0 | 0 | 0 | 0 | 0 | 0 | 0 | 0 | 0 | 0 | 0 | 0 | 0 | 0 | 0 | 0 | 0 | 0
F11_Commercial_OR - Health_Existing_Water Heating_Natural Gas_Advanced New Construction Designs_A_Achievable Technical Potential | F11 | Commercial | OR - Health | Existing | Water Heating | Natural Gas | Advanced New Construction Designs | A | Purchases (Cumulative) | Achievable Technical Potential | 0 | 0 | 0 | 0 | 0 | 0 | 0 | 0 | 0 | 0 | 0 | 0 | 0 | 0 | 0 | 0 | 0 | 0 | 0 | 0 | 0 | 0 | 0 | 0 | 0 | 0 | 0
F1_Commercial_OR - Health_Existing_Space Heating_Natural Gas_Strategic Energy Management_A_Achievable Technical Potential | F1 | Commercial | OR - Health | Existing | Space Heating | Natural Gas | Strategic Energy Management | A | Integrated Unit Energy Savings (kWh or therms) | Achievable Technical Potential | 0 | 0 | 0.0065168 | 0.0064275 | 0.0063292 | 0.0062235 | 0.0061088 | 0.0059863 | 0.0058529 | 0.0057098 | 0.0055584 | 0.0054018 | 0.0052451 | 0.0050911 | 0.0049432 | 0.0048049 | 0.0046807 | 0.0045812 | 0.0045069 | 0.0044453 | 0.0043994 | 0.0043572 | 0.0043453 | 0.004334 | 0.0043232 | 0.0043128 | 0.0043029
F2_Commercial_OR - Health_Existing_Space Heating_Natural Gas_Strategic Energy Management_A_Achievable Technical Potential | F2 | Commercial | OR - Health | Existing | Space Heating | Natural Gas | Strategic Energy Management | A | Integrated Unit Summer Peak Savings (kW) | Achievable Technical Potential | 0 | 0 | 0 | 0 | 0 | 0 | 0 | 0 | 0 | 0 | 0 | 0 | 0 | 0 | 0 | 0 | 0 | 0 | 0 | 0 | 0 | 0 | 0 | 0 | 0 | 0 | 0
F3_Commercial_OR - Health_Existing_Space Heating_Natural Gas_Strategic Energy Management_A_Achievable Technical Potential | F3 | Commercial | OR - Health | Existing | Space Heating | Natural Gas | Strategic Energy Management | A | Integrated Unit Winter Peak Savings (kW) | Achievable Technical Potential | 0 | 0 | 0 | 0 | 0 | 0 | 0 | 0 | 0 | 0 | 0 | 0 | 0 | 0 | 0 | 0 | 0 | 0 | 0 | 0 | 0 | 0 | 0 | 0 | 0 | 0 | 0
F4_Commercial_OR - Health_Existing_Space Heating_Natural Gas_Strategic Energy Management_A_Achievable Technical Potential | F4 | Commercial | OR - Health | Existing | Space Heating | Natural Gas | Strategic Energy Management | A | Incremental Energy Savings (MWh or mTherms) | Achievable Technical Potential | 0 | 0 | 0.11926 | 0.24144 | 0.23774 | 0.11988 | 0 | 0 | 0 | 0 | 0 | 0 | 0 | 0 | 0 | 0 | 0 | 0 | 0 | 0 | 0 | 0 | 0 | 0 | 0 | 0 | 0
F5_Commercial_OR - Health_Existing_Space Heating_Natural Gas_Strategic Energy Management_A_Achievable Technical Potential | F5 | Commercial | OR - Health | Existing | Space Heating | Natural Gas | Strategic Energy Management | A | Incremental Summer Peak Savings (MW) | Achievable Technical Potential | 0 | 0 | 0 | 0 | 0 | 0 | 0 | 0 | 0 | 0 | 0 | 0 | 0 | 0 | 0 | 0 | 0 | 0 | 0 | 0 | 0 | 0 | 0 | 0 | 0 | 0 | 0
F6_Commercial_OR - Health_Existing_Space Heating_Natural Gas_Strategic Energy Management_A_Achievable Technical Potential | F6 | Commercial | OR - Health | Existing | Space Heating | Natural Gas | Strategic Energy Management | A | Incremental Winter Peak Savings (MW) | Achievable Technical Potential | 0 | 0 | 0 | 0 | 0 | 0 | 0 | 0 | 0 | 0 | 0 | 0 | 0 | 0 | 0 | 0 | 0 | 0 | 0 | 0 | 0 | 0 | 0 | 0 | 0 | 0 | 0
F7_Commercial_OR - Health_Existing_Space Heating_Natural Gas_Strategic Energy Management_A_Achievable Technical Potential | F7 | Commercial | OR - Health | Existing | Space Heating | Natural Gas | Strategic Energy Management | A | Cumulative Energy Savings (MWh or mTherms) | Achievable Technical Potential | 0 | 0 | 0.11926 | 0.35906 | 0.59131 | 0.70132 | 0.6884 | 0.67458 | 0.65956 | 0.64343 | 0.62637 | 0.60872 | 0.59106 | 0.57371 | 0.55704 | 0.54146 | 0.52746 | 0.51625 | 0.50788 | 0.50093 | 0.49577 | 0.49101 | 0.48967 | 0.48839 | 0.48717 | 0.48601 | 0.48489
F8_Commercial_OR - Health_Existing_Space Heating_Natural Gas_Strategic Energy Management_A_Achievable Technical Potential | F8 | Commercial | OR - Health | Existing | Space Heating | Natural Gas | Strategic Energy Management | A | Cumulative Summer Peak Savings (MW) | Achievable Technical Potential | 0 | 0 | 0 | 0 | 0 | 0 | 0 | 0 | 0 | 0 | 0 | 0 | 0 | 0 | 0 | 0 | 0 | 0 | 0 | 0 | 0 | 0 | 0 | 0 | 0 | 0 | 0
F9_Commercial_OR - Health_Existing_Space Heating_Natural Gas_Strategic Energy Management_A_Achievable Technical Potential | F9 | Commercial | OR - Health | Existing | Space Heating | Natural Gas | Strategic Energy Management | A | Cumulative Winter Peak Savings (MW) | Achievable Technical Potential | 0 | 0 | 0 | 0 | 0 | 0 | 0 | 0 | 0 | 0 | 0 | 0 | 0 | 0 | 0 | 0 | 0 | 0 | 0 | 0 | 0 | 0 | 0 | 0 | 0 | 0 | 0
F10_Commercial_OR - Health_Existing_Space Heating_Natural Gas_Strategic Energy Management_A_Achievable Technical Potential | F10 | Commercial | OR - Health | Existing | Space Heating | Natural Gas | Strategic Energy Management | A | Purchases (Incremental) | Achievable Technical Potential | 0 | 0 | 18299.8879 | 37562.9279 | 37562.9279 | 19263.0399 | 0 | 0 | 0 | 0 | 0 | 0 | 0 | 0 | 0 | 0 | 0 | 0 | 0 | 0 | 0 | 0 | 0 | 0 | 0 | 0 | 0
F11_Commercial_OR - Health_Existing_Space Heating_Natural Gas_Strategic Energy Management_A_Achievable Technical Potential | F11 | Commercial | OR - Health | Existing | Space Heating | Natural Gas | Strategic Energy Management | A | Purchases (Cumulative) | Achievable Technical Potential | 0 | 0 | 18299.8879 | 55862.8158 | 93425.7437 | 112688.7836 | 112688.7836 | 112688.7836 | 112688.7836 | 112688.7836 | 112688.7836 | 112688.7836 | 112688.7836 | 112688.7836 | 112688.7836 | 112688.7836 | 112688.7836 | 112688.7836 | 112688.7836 | 112688.7836 | 112688.7836 | 112688.7836 | 112688.7836 | 112688.7836 | 112688.7836 | 112688.7836 | 112688.7836
F1_Commercial_OR - Health_Existing_Water Heating_Natural Gas_Strategic Energy Management_A_Achievable Technical Potential | F1 | Commercial | OR - Health | Existing | Water Heating | Natural Gas | Strategic Energy Management | A | Integrated Unit Energy Savings (kWh or therms) | Achievable Technical Potential | 0 | 0 | 0.0015126 | 0.0014842 | 0.001458 | 0.0014336 | 0.0014108 | 0.0013893 | 0.0013697 | 0.0013521 | 0.001336 | 0.0013217 | 0.0013099 | 0.0013006 | 0.001294 | 0.0012869 | 0.0012815 | 0.0012771 | 0.0012737 | 0.0012709 | 0.001269 | 0.0012676 | 0.0012666 | 0.0012659 | 0.001265 | 0.0012647 | 0.0012645
F2_Commercial_OR - Health_Existing_Water Heating_Natural Gas_Strategic Energy Management_A_Achievable Technical Potential | F2 | Commercial | OR - Health | Existing | Water Heating | Natural Gas | Strategic Energy Management | A | Integrated Unit Summer Peak Savings (kW) | Achievable Technical Potential | 0 | 0 | 0 | 0 | 0 | 0 | 0 | 0 | 0 | 0 | 0 | 0 | 0 | 0 | 0 | 0 | 0 | 0 | 0 | 0 | 0 | 0 | 0 | 0 | 0 | 0 | 0
F3_Commercial_OR - Health_Existing_Water Heating_Natural Gas_Strategic Energy Management_A_Achievable Technical Potential | F3 | Commercial | OR - Health | Existing | Water Heating | Natural Gas | Strategic Energy Management | A | Integrated Unit Winter Peak Savings (kW) | Achievable Technical Potential | 0 | 0 | 0 | 0 | 0 | 0 | 0 | 0 | 0 | 0 | 0 | 0 | 0 | 0 | 0 | 0 | 0 | 0 | 0 | 0 | 0 | 0 | 0 | 0 | 0 | 0 | 0
F4_Commercial_OR - Health_Existing_Water Heating_Natural Gas_Strategic Energy Management_A_Achievable Technical Potential | F4 | Commercial | OR - Health | Existing | Water Heating | Natural Gas | Strategic Energy Management | A | Incremental Energy Savings (MWh or mTherms) | Achievable Technical Potential | 0 | 0 | 0.025642 | 0.051643 | 0.050732 | 0.02558 | 1.0265e-17 | 0 | 9.9659e-18 | 0 | 0 | 0 | 0 | 0 | 0 | 0 | 0 | 0 | 0 | 0 | 0 | 0 | 0 | 0 | 0 | 0 | 0
F5_Commercial_OR - Health_Existing_Water Heating_Natural Gas_Strategic Energy Management_A_Achievable Technical Potential | F5 | Commercial | OR - Health | Existing | Water Heating | Natural Gas | Strategic Energy Management | A | Incremental Summer Peak Savings (MW) | Achievable Technical Potential | 0 | 0 | 0 | 0 | 0 | 0 | 0 | 0 | 0 | 0 | 0 | 0 | 0 | 0 | 0 | 0 | 0 | 0 | 0 | 0 | 0 | 0 | 0 | 0 | 0 | 0 | 0
F6_Commercial_OR - Health_Existing_Water Heating_Natural Gas_Strategic Energy Management_A_Achievable Technical Potential | F6 | Commercial | OR - Health | Existing | Water Heating | Natural Gas | Strategic Energy Management | A | Incremental Winter Peak Savings (MW) | Achievable Technical Potential | 0 | 0 | 0 | 0 | 0 | 0 | 0 | 0 | 0 | 0 | 0 | 0 | 0 | 0 | 0 | 0 | 0 | 0 | 0 | 0 | 0 | 0 | 0 | 0 | 0 | 0 | 0
F7_Commercial_OR - Health_Existing_Water Heating_Natural Gas_Strategic Energy Management_A_Achievable Technical Potential | F7 | Commercial | OR - Health | Existing | Water Heating | Natural Gas | Strategic Energy Management | A | Cumulative Energy Savings (MWh or mTherms) | Achievable Technical Potential | 0 | 0 | 0.025642 | 0.076802 | 0.12618 | 0.14965 | 0.14727 | 0.14502 | 0.14298 | 0.14114 | 0.13946 | 0.13797 | 0.13674 | 0.13576 | 0.13507 | 0.13434 | 0.13377 | 0.13331 | 0.13296 | 0.13267 | 0.13246 | 0.13232 | 0.13222 | 0.13214 | 0.13205 | 0.13202 | 0.132
F8_Commercial_OR - Health_Existing_Water Heating_Natural Gas_Strategic Energy Management_A_Achievable Technical Potential | F8 | Commercial | OR - Health | Existing | Water Heating | Natural Gas | Strategic Energy Management | A | Cumulative Summer Peak Savings (MW) | Achievable Technical Potential | 0 | 0 | 0 | 0 | 0 | 0 | 0 | 0 | 0 | 0 | 0 | 0 | 0 | 0 | 0 | 0 | 0 | 0 | 0 | 0 | 0 | 0 | 0 | 0 | 0 | 0 | 0
F9_Commercial_OR - Health_Existing_Water Heating_Natural Gas_Strategic Energy Management_A_Achievable Technical Potential | F9 | Commercial | OR - Health | Existing | Water Heating | Natural Gas | Strategic Energy Management | A | Cumulative Winter Peak Savings (MW) | Achievable Technical Potential | 0 | 0 | 0 | 0 | 0 | 0 | 0 | 0 | 0 | 0 | 0 | 0 | 0 | 0 | 0 | 0 | 0 | 0 | 0 | 0 | 0 | 0 | 0 | 0 | 0 | 0 | 0
F10_Commercial_OR - Health_Existing_Water Heating_Natural Gas_Strategic Energy Management_A_Achievable Technical Potential | F10 | Commercial | OR - Health | Existing | Water Heating | Natural Gas | Strategic Energy Management | A | Purchases (Incremental) | Achievable Technical Potential | 0 | 0 | 16951.8003 | 34795.8006 | 34795.8006 | 17844.0003 | 7.276e-12 | 0 | 7.276e-12 | 0 | 0 | 0 | 0 | 0 | 0 | 0 | 0 | 0 | 0 | 0 | 0 | 0 | 0 | 0 | 0 | 0 | 0
F11_Commercial_OR - Health_Existing_Water Heating_Natural Gas_Strategic Energy Management_A_Achievable Technical Potential | F11 | Commercial | OR - Health | Existing | Water Heating | Natural Gas | Strategic Energy Management | A | Purchases (Cumulative) | Achievable Technical Potential | 0 | 0 | 16951.8003 | 51747.6009 | 86543.4016 | 104387.4019 | 104387.4019 | 104387.4019 | 104387.4019 | 104387.4019 | 104387.4019 | 104387.4019 | 104387.4019 | 104387.4019 | 104387.4019 | 104387.4019 | 104387.4019 | 104387.4019 | 104387.4019 | 104387.4019 | 104387.4019 | 104387.4019 | 104387.4019 | 104387.4019 | 104387.4019 | 104387.4019 | 104387.4019
F1_Commercial_OR - Health_Existing_Space Heating_Natural Gas_Retrocommissioning_A_Achievable Technical Potential | F1 | Commercial | OR - Health | Existing | Space Heating | Natural Gas | Retrocommissioning | A | Integrated Unit Energy Savings (kWh or therms) | Achievable Technical Potential | 0 | 0 | 0.007999 | 0.0078832 | 0.0077565 | 0.0076239 | 0.0074835 | 0.0073333 | 0.00717 | 0.0069946 | 0.0068091 | 0.0066173 | 0.0064254 | 0.0062367 | 0.0060555 | 0.0058861 | 0.0057339 | 0.0056121 | 0.0055211 | 0.0054455 | 0.0053894 | 0.0053377 | 0.0053231 | 0.0053092 | 0.005296 | 0.0052833 | 0.0052711
F2_Commercial_OR - Health_Existing_Space Heating_Natural Gas_Retrocommissioning_A_Achievable Technical Potential | F2 | Commercial | OR - Health | Existing | Space Heating | Natural Gas | Retrocommissioning | A | Integrated Unit Summer Peak Savings (kW) | Achievable Technical Potential | 0 | 0 | 0 | 0 | 0 | 0 | 0 | 0 | 0 | 0 | 0 | 0 | 0 | 0 | 0 | 0 | 0 | 0 | 0 | 0 | 0 | 0 | 0 | 0 | 0 | 0 | 0
F3_Commercial_OR - Health_Existing_Space Heating_Natural Gas_Retrocommissioning_A_Achievable Technical Potential | F3 | Commercial | OR - Health | Existing | Space Heating | Natural Gas | Retrocommissioning | A | Integrated Unit Winter Peak Savings (kW) | Achievable Technical Potential | 0 | 0 | 0 | 0 | 0 | 0 | 0 | 0 | 0 | 0 | 0 | 0 | 0 | 0 | 0 | 0 | 0 | 0 | 0 | 0 | 0 | 0 | 0 | 0 | 0 | 0 | 0
F4_Commercial_OR - Health_Existing_Space Heating_Natural Gas_Retrocommissioning_A_Achievable Technical Potential | F4 | Commercial | OR - Health | Existing | Space Heating | Natural Gas | Retrocommissioning | A | Incremental Energy Savings (MWh or mTherms) | Achievable Technical Potential | 0 | 0 | 0.23078 | 0.46685 | 0.45935 | 0.23154 | 0 | 0 | 0 | 0 | 0 | 0 | 0 | 0 | 0 | 0 | 0 | 0 | 0 | 0 | 0 | 0 | 0 | 0 | 0 | 0 | 0
F5_Commercial_OR - Health_Existing_Space Heating_Natural Gas_Retrocommissioning_A_Achievable Technical Potential | F5 | Commercial | OR - Health | Existing | Space Heating | Natural Gas | Retrocommissioning | A | Incremental Summer Peak Savings (MW) | Achievable Technical Potential | 0 | 0 | 0 | 0 | 0 | 0 | 0 | 0 | 0 | 0 | 0 | 0 | 0 | 0 | 0 | 0 | 0 | 0 | 0 | 0 | 0 | 0 | 0 | 0 | 0 | 0 | 0
F6_Commercial_OR - Health_Existing_Space Heating_Natural Gas_Retrocommissioning_A_Achievable Technical Potential | F6 | Commercial | OR - Health | Existing | Space Heating | Natural Gas | Retrocommissioning | A | Incremental Winter Peak Savings (MW) | Achievable Technical Potential | 0 | 0 | 0 | 0 | 0 | 0 | 0 | 0 | 0 | 0 | 0 | 0 | 0 | 0 | 0 | 0 | 0 | 0 | 0 | 0 | 0 | 0 | 0 | 0 | 0 | 0 | 0
F7_Commercial_OR - Health_Existing_Space Heating_Natural Gas_Retrocommissioning_A_Achievable Technical Potential | F7 | Commercial | OR - Health | Existing | Space Heating | Natural Gas | Retrocommissioning | A | Cumulative Energy Savings (MWh or mTherms) | Achievable Technical Potential | 0 | 0 | 0.23078 | 0.69429 | 1.1425 | 1.3545 | 1.3295 | 1.3029 | 1.2738 | 1.2427 | 1.2097 | 1.1756 | 1.1415 | 1.108 | 1.0758 | 1.0457 | 1.0187 | 0.99705 | 0.98089 | 0.96747 | 0.95749 | 0.94831 | 0.94572 | 0.94325 | 0.9409 | 0.93864 | 0.93648
F8_Commercial_OR - Health_Existing_Space Heating_Natural Gas_Retrocommissioning_A_Achievable Technical Potential | F8 | Commercial | OR - Health | Existing | Space Heating | Natural Gas | Retrocommissioning | A | Cumulative Summer Peak Savings (MW) | Achievable Technical Potential | 0 | 0 | 0 | 0 | 0 | 0 | 0 | 0 | 0 | 0 | 0 | 0 | 0 | 0 | 0 | 0 | 0 | 0 | 0 | 0 | 0 | 0 | 0 | 0 | 0 | 0 | 0
F9_Commercial_OR - Health_Existing_Space Heating_Natural Gas_Retrocommissioning_A_Achievable Technical Potential | F9 | Commercial | OR - Health | Existing | Space Heating | Natural Gas | Retrocommissioning | A | Cumulative Winter Peak Savings (MW) | Achievable Technical Potential | 0 | 0 | 0 | 0 | 0 | 0 | 0 | 0 | 0 | 0 | 0 | 0 | 0 | 0 | 0 | 0 | 0 | 0 | 0 | 0 | 0 | 0 | 0 | 0 | 0 | 0 | 0
F10_Commercial_OR - Health_Existing_Space Heating_Natural Gas_Retrocommissioning_A_Achievable Technical Potential | F10 | Commercial | OR - Health | Existing | Space Heating | Natural Gas | Retrocommissioning | A | Purchases (Incremental) | Achievable Technical Potential | 0 | 0 | 28851.1747 | 59220.8322 | 59220.8322 | 30369.6575 | 0 | 0 | 0 | 0 | 0 | 0 | 0 | 0 | 0 | 0 | 0 | 0 | 0 | 0 | 0 | 0 | 0 | 0 | 0 | 0 | 0
F11_Commercial_OR - Health_Existing_Space Heating_Natural Gas_Retrocommissioning_A_Achievable Technical Potential | F11 | Commercial | OR - Health | Existing | Space Heating | Natural Gas | Retrocommissioning | A | Purchases (Cumulative) | Achievable Technical Potential | 0 | 0 | 28851.1747 | 88072.0069 | 147292.8391 | 177662.4967 | 177662.4967 | 177662.4967 | 177662.4967 | 177662.4967 | 177662.4967 | 177662.4967 | 177662.4967 | 177662.4967 | 177662.4967 | 177662.4967 | 177662.4967 | 177662.4967 | 177662.4967 | 177662.4967 | 177662.4967 | 177662.4967 | 177662.4967 | 177662.4967 | 177662.4967 | 177662.4967 | 177662.4967
F1_Commercial_OR - Health_Existing_Water Heating_Natural Gas_Retrocommissioning_A_Achievable Technical Potential | F1 | Commercial | OR - Health | Existing | Water Heating | Natural Gas | Retrocommissioning | A | Integrated Unit Energy Savings (kWh or therms) | Achievable Technical Potential | 0 | 0 | 0.001857 | 0.0018214 | 0.0017887 | 0.0017584 | 0.0017304 | 0.0017041 | 0.0016801 | 0.0016584 | 0.0016387 | 0.0016212 | 0.0016068 | 0.0015953 | 0.0015872 | 0.0015786 | 0.0015718 | 0.0015665 | 0.0015623 | 0.0015589 | 0.0015565 | 0.0015548 | 0.0015536 | 0.0015527 | 0.0015516 | 0.0015513 | 0.0015511
F2_Commercial_OR - Health_Existing_Water Heating_Natural Gas_Retrocommissioning_A_Achievable Technical Potential | F2 | Commercial | OR - Health | Existing | Water Heating | Natural Gas | Retrocommissioning | A | Integrated Unit Summer Peak Savings (kW) | Achievable Technical Potential | 0 | 0 | 0 | 0 | 0 | 0 | 0 | 0 | 0 | 0 | 0 | 0 | 0 | 0 | 0 | 0 | 0 | 0 | 0 | 0 | 0 | 0 | 0 | 0 | 0 | 0 | 0
F3_Commercial_OR - Health_Existing_Water Heating_Natural Gas_Retrocommissioning_A_Achievable Technical Potential | F3 | Commercial | OR - Health | Existing | Water Heating | Natural Gas | Retrocommissioning | A | Integrated Unit Winter Peak Savings (kW) | Achievable Technical Potential | 0 | 0 | 0 | 0 | 0 | 0 | 0 | 0 | 0 | 0 | 0 | 0 | 0 | 0 | 0 | 0 | 0 | 0 | 0 | 0 | 0 | 0 | 0 | 0 | 0 | 0 | 0
F4_Commercial_OR - Health_Existing_Water Heating_Natural Gas_Retrocommissioning_A_Achievable Technical Potential | F4 | Commercial | OR - Health | Existing | Water Heating | Natural Gas | Retrocommissioning | A | Incremental Energy Savings (MWh or mTherms) | Achievable Technical Potential | 0 | 0 | 0.049631 | 0.099921 | 0.098125 | 0.049468 | 2.5181e-17 | 1.2399e-17 | 3.6673e-17 | 0 | 0 | 0 | 0 | 0 | 0 | 0 | 0 | 0 | 0 | 0 | 0 | 0 | 0 | 0 | 0 | 0 | 0
F5_Commercial_OR - Health_Existing_Water Heating_Natural Gas_Retrocommissioning_A_Achievable Technical Potential | F5 | Commercial | OR - Health | Existing | Water Heating | Natural Gas | Retrocommissioning | A | Incremental Summer Peak Savings (MW) | Achievable Technical Potential | 0 | 0 | 0 | 0 | 0 | 0 | 0 | 0 | 0 | 0 | 0 | 0 | 0 | 0 | 0 | 0 | 0 | 0 | 0 | 0 | 0 | 0 | 0 | 0 | 0 | 0 | 0
F6_Commercial_OR - Health_Existing_Water Heating_Natural Gas_Retrocommissioning_A_Achievable Technical Potential | F6 | Commercial | OR - Health | Existing | Water Heating | Natural Gas | Retrocommissioning | A | Incremental Winter Peak Savings (MW) | Achievable Technical Potential | 0 | 0 | 0 | 0 | 0 | 0 | 0 | 0 | 0 | 0 | 0 | 0 | 0 | 0 | 0 | 0 | 0 | 0 | 0 | 0 | 0 | 0 | 0 | 0 | 0 | 0 | 0
F7_Commercial_OR - Health_Existing_Water Heating_Natural Gas_Retrocommissioning_A_Achievable Technical Potential | F7 | Commercial | OR - Health | Existing | Water Heating | Natural Gas | Retrocommissioning | A | Cumulative Energy Savings (MWh or mTherms) | Achievable Technical Potential | 0 | 0 | 0.049631 | 0.1486 | 0.24405 | 0.28939 | 0.28479 | 0.28045 | 0.2765 | 0.27294 | 0.26969 | 0.2668 | 0.26443 | 0.26254 | 0.26121 | 0.25979 | 0.25868 | 0.2578 | 0.25711 | 0.25656 | 0.25616 | 0.25588 | 0.25569 | 0.25554 | 0.25535 | 0.2553 | 0.25527
F8_Commercial_OR - Health_Existing_Water Heating_Natural Gas_Retrocommissioning_A_Achievable Technical Potential | F8 | Commercial | OR - Health | Existing | Water Heating | Natural Gas | Retrocommissioning | A | Cumulative Summer Peak Savings (MW) | Achievable Technical Potential | 0 | 0 | 0 | 0 | 0 | 0 | 0 | 0 | 0 | 0 | 0 | 0 | 0 | 0 | 0 | 0 | 0 | 0 | 0 | 0 | 0 | 0 | 0 | 0 | 0 | 0 | 0
F9_Commercial_OR - Health_Existing_Water Heating_Natural Gas_Retrocommissioning_A_Achievable Technical Potential | F9 | Commercial | OR - Health | Existing | Water Heating | Natural Gas | Retrocommissioning | A | Cumulative Winter Peak Savings (MW) | Achievable Technical Potential | 0 | 0 | 0 | 0 | 0 | 0 | 0 | 0 | 0 | 0 | 0 | 0 | 0 | 0 | 0 | 0 | 0 | 0 | 0 | 0 | 0 | 0 | 0 | 0 | 0 | 0 | 0
F10_Commercial_OR - Health_Existing_Water Heating_Natural Gas_Retrocommissioning_A_Achievable Technical Potential | F10 | Commercial | OR - Health | Existing | Water Heating | Natural Gas | Retrocommissioning | A | Purchases (Incremental) | Achievable Technical Potential | 0 | 0 | 26725.8113 | 54858.2442 | 54858.2442 | 28132.4329 | 1.4552e-11 | 7.276e-12 | 2.1828e-11 | 0 | 0 | 0 | 0 | 0 | 0 | 0 | 0 | 0 | 0 | 0 | 0 | 0 | 0 | 0 | 0 | 0 | 0
F11_Commercial_OR - Health_Existing_Water Heating_Natural Gas_Retrocommissioning_A_Achievable Technical Potential | F11 | Commercial | OR - Health | Existing | Water Heating | Natural Gas | Retrocommissioning | A | Purchases (Cumulative) | Achievable Technical Potential | 0 | 0 | 26725.8113 | 81584.0555 | 136442.2998 | 164574.7327 | 164574.7327 | 164574.7327 | 164574.7327 | 164574.7327 | 164574.7327 | 164574.7327 | 164574.7327 | 164574.7327 | 164574.7327 | 164574.7327 | 164574.7327 | 164574.7327 | 164574.7327 | 164574.7327 | 164574.7327 | 164574.7327 | 164574.7327 | 164574.7327 | 164574.7327 | 164574.7327 | 164574.7327
F1_Commercial_OR - Health_New_Space Heating_Natural Gas_Insulation - Ceiling_A_Achievable Technical Potential | F1 | Commercial | OR - Health | New | Space Heating | Natural Gas | Insulation - Ceiling | A | Integrated Unit Energy Savings (kWh or therms) | Achievable Technical Potential | 0 | 0 | 0 | 0 | 0 | 0 | 0 | 0 | 0 | 0 | 0 | 0 | 0 | 0 | 0 | 0 | 0 | 0 | 0 | 0 | 0 | 0 | 0 | 0 | 0 | 0 | 0
F2_Commercial_OR - Health_New_Space Heating_Natural Gas_Insulation - Ceiling_A_Achievable Technical Potential | F2 | Commercial | OR - Health | New | Space Heating | Natural Gas | Insulation - Ceiling | A | Integrated Unit Summer Peak Savings (kW) | Achievable Technical Potential | 0 | 0 | 0 | 0 | 0 | 0 | 0 | 0 | 0 | 0 | 0 | 0 | 0 | 0 | 0 | 0 | 0 | 0 | 0 | 0 | 0 | 0 | 0 | 0 | 0 | 0 | 0
F3_Commercial_OR - Health_New_Space Heating_Natural Gas_Insulation - Ceiling_A_Achievable Technical Potential | F3 | Commercial | OR - Health | New | Space Heating | Natural Gas | Insulation - Ceiling | A | Integrated Unit Winter Peak Savings (kW) | Achievable Technical Potential | 0 | 0 | 0 | 0 | 0 | 0 | 0 | 0 | 0 | 0 | 0 | 0 | 0 | 0 | 0 | 0 | 0 | 0 | 0 | 0 | 0 | 0 | 0 | 0 | 0 | 0 | 0
F4_Commercial_OR - Health_New_Space Heating_Natural Gas_Insulation - Ceiling_A_Achievable Technical Potential | F4 | Commercial | OR - Health | New | Space Heating | Natural Gas | Insulation - Ceiling | A | Incremental Energy Savings (MWh or mTherms) | Achievable Technical Potential | 0 | 0 | 0 | 0 | 0 | 0 | 0 | 0 | 0 | 0 | 0 | 0 | 0 | 0 | 0 | 0 | 0 | 0 | 0 | 0 | 0 | 0 | 0 | 0 | 0 | 0 | 0
F5_Commercial_OR - Health_New_Space Heating_Natural Gas_Insulation - Ceiling_A_Achievable Technical Potential | F5 | Commercial | OR - Health | New | Space Heating | Natural Gas | Insulation - Ceiling | A | Incremental Summer Peak Savings (MW) | Achievable Technical Potential | 0 | 0 | 0 | 0 | 0 | 0 | 0 | 0 | 0 | 0 | 0 | 0 | 0 | 0 | 0 | 0 | 0 | 0 | 0 | 0 | 0 | 0 | 0 | 0 | 0 | 0 | 0
F6_Commercial_OR - Health_New_Space Heating_Natural Gas_Insulation - Ceiling_A_Achievable Technical Potential | F6 | Commercial | OR - Health | New | Space Heating | Natural Gas | Insulation - Ceiling | A | Incremental Winter Peak Savings (MW) | Achievable Technical Potential | 0 | 0 | 0 | 0 | 0 | 0 | 0 | 0 | 0 | 0 | 0 | 0 | 0 | 0 | 0 | 0 | 0 | 0 | 0 | 0 | 0 | 0 | 0 | 0 | 0 | 0 | 0
F7_Commercial_OR - Health_New_Space Heating_Natural Gas_Insulation - Ceiling_A_Achievable Technical Potential | F7 | Commercial | OR - Health | New | Space Heating | Natural Gas | Insulation - Ceiling | A | Cumulative Energy Savings (MWh or mTherms) | Achievable Technical Potential | 0 | 0 | 0 | 0 | 0 | 0 | 0 | 0 | 0 | 0 | 0 | 0 | 0 | 0 | 0 | 0 | 0 | 0 | 0 | 0 | 0 | 0 | 0 | 0 | 0 | 0 | 0
F8_Commercial_OR - Health_New_Space Heating_Natural Gas_Insulation - Ceiling_A_Achievable Technical Potential | F8 | Commercial | OR - Health | New | Space Heating | Natural Gas | Insulation - Ceiling | A | Cumulative Summer Peak Savings (MW) | Achievable Technical Potential | 0 | 0 | 0 | 0 | 0 | 0 | 0 | 0 | 0 | 0 | 0 | 0 | 0 | 0 | 0 | 0 | 0 | 0 | 0 | 0 | 0 | 0 | 0 | 0 | 0 | 0 | 0
F9_Commercial_OR - Health_New_Space Heating_Natural Gas_Insulation - Ceiling_A_Achievable Technical Potential | F9 | Commercial | OR - Health | New | Space Heating | Natural Gas | Insulation - Ceiling | A | Cumulative Winter Peak Savings (MW) | Achievable Technical Potential | 0 | 0 | 0 | 0 | 0 | 0 | 0 | 0 | 0 | 0 | 0 | 0 | 0 | 0 | 0 | 0 | 0 | 0 | 0 | 0 | 0 | 0 | 0 | 0 | 0 | 0 | 0
F10_Commercial_OR - Health_New_Space Heating_Natural Gas_Insulation - Ceiling_A_Achievable Technical Potential | F10 | Commercial | OR - Health | New | Space Heating | Natural Gas | Insulation - Ceiling | A | Purchases (Incremental) | Achievable Technical Potential | 0 | 0 | 0 | 0 | 0 | 0 | 0 | 0 | 0 | 0 | 0 | 0 | 0 | 0 | 0 | 0 | 0 | 0 | 0 | 0 | 0 | 0 | 0 | 0 | 0 | 0 | 0
F11_Commercial_OR - Health_New_Space Heating_Natural Gas_Insulation - Ceiling_A_Achievable Technical Potential | F11 | Commercial | OR - Health | New | Space Heating | Natural Gas | Insulation - Ceiling | A | Purchases (Cumulative) | Achievable Technical Potential | 0 | 0 | 0 | 0 | 0 | 0 | 0 | 0 | 0 | 0 | 0 | 0 | 0 | 0 | 0 | 0 | 0 | 0 | 0 | 0 | 0 | 0 | 0 | 0 | 0 | 0 | 0
F1_Commercial_OR - Health_New_Space Heating_Natural Gas_Insulation - Ducting_A_Achievable Technical Potential | F1 | Commercial | OR - Health | New | Space Heating | Natural Gas | Insulation - Ducting | A | Integrated Unit Energy Savings (kWh or therms) | Achievable Technical Potential | 0 | 0 | 0 | 0 | 0 | 0 | 0 | 0 | 0 | 0 | 0 | 0 | 0 | 0 | 0 | 0 | 0 | 0 | 0 | 0 | 0 | 0 | 0 | 0 | 0 | 0 | 0
F2_Commercial_OR - Health_New_Space Heating_Natural Gas_Insulation - Ducting_A_Achievable Technical Potential | F2 | Commercial | OR - Health | New | Space Heating | Natural Gas | Insulation - Ducting | A | Integrated Unit Summer Peak Savings (kW) | Achievable Technical Potential | 0 | 0 | 0 | 0 | 0 | 0 | 0 | 0 | 0 | 0 | 0 | 0 | 0 | 0 | 0 | 0 | 0 | 0 | 0 | 0 | 0 | 0 | 0 | 0 | 0 | 0 | 0
F3_Commercial_OR - Health_New_Space Heating_Natural Gas_Insulation - Ducting_A_Achievable Technical Potential | F3 | Commercial | OR - Health | New | Space Heating | Natural Gas | Insulation - Ducting | A | Integrated Unit Winter Peak Savings (kW) | Achievable Technical Potential | 0 | 0 | 0 | 0 | 0 | 0 | 0 | 0 | 0 | 0 | 0 | 0 | 0 | 0 | 0 | 0 | 0 | 0 | 0 | 0 | 0 | 0 | 0 | 0 | 0 | 0 | 0
F4_Commercial_OR - Health_New_Space Heating_Natural Gas_Insulation - Ducting_A_Achievable Technical Potential | F4 | Commercial | OR - Health | New | Space Heating | Natural Gas | Insulation - Ducting | A | Incremental Energy Savings (MWh or mTherms) | Achievable Technical Potential | 0 | 0 | 0 | 0 | 0 | 0 | 0 | 0 | 0 | 0 | 0 | 0 | 0 | 0 | 0 | 0 | 0 | 0 | 0 | 0 | 0 | 0 | 0 | 0 | 0 | 0 | 0
F5_Commercial_OR - Health_New_Space Heating_Natural Gas_Insulation - Ducting_A_Achievable Technical Potential | F5 | Commercial | OR - Health | New | Space Heating | Natural Gas | Insulation - Ducting | A | Incremental Summer Peak Savings (MW) | Achievable Technical Potential | 0 | 0 | 0 | 0 | 0 | 0 | 0 | 0 | 0 | 0 | 0 | 0 | 0 | 0 | 0 | 0 | 0 | 0 | 0 | 0 | 0 | 0 | 0 | 0 | 0 | 0 | 0
F6_Commercial_OR - Health_New_Space Heating_Natural Gas_Insulation - Ducting_A_Achievable Technical Potential | F6 | Commercial | OR - Health | New | Space Heating | Natural Gas | Insulation - Ducting | A | Incremental Winter Peak Savings (MW) | Achievable Technical Potential | 0 | 0 | 0 | 0 | 0 | 0 | 0 | 0 | 0 | 0 | 0 | 0 | 0 | 0 | 0 | 0 | 0 | 0 | 0 | 0 | 0 | 0 | 0 | 0 | 0 | 0 | 0
F7_Commercial_OR - Health_New_Space Heating_Natural Gas_Insulation - Ducting_A_Achievable Technical Potential | F7 | Commercial | OR - Health | New | Space Heating | Natural Gas | Insulation - Ducting | A | Cumulative Energy Savings (MWh or mTherms) | Achievable Technical Potential | 0 | 0 | 0 | 0 | 0 | 0 | 0 | 0 | 0 | 0 | 0 | 0 | 0 | 0 | 0 | 0 | 0 | 0 | 0 | 0 | 0 | 0 | 0 | 0 | 0 | 0 | 0
F8_Commercial_OR - Health_New_Space Heating_Natural Gas_Insulation - Ducting_A_Achievable Technical Potential | F8 | Commercial | OR - Health | New | Space Heating | Natural Gas | Insulation - Ducting | A | Cumulative Summer Peak Savings (MW) | Achievable Technical Potential | 0 | 0 | 0 | 0 | 0 | 0 | 0 | 0 | 0 | 0 | 0 | 0 | 0 | 0 | 0 | 0 | 0 | 0 | 0 | 0 | 0 | 0 | 0 | 0 | 0 | 0 | 0
F9_Commercial_OR - Health_New_Space Heating_Natural Gas_Insulation - Ducting_A_Achievable Technical Potential | F9 | Commercial | OR - Health | New | Space Heating | Natural Gas | Insulation - Ducting | A | Cumulative Winter Peak Savings (MW) | Achievable Technical Potential | 0 | 0 | 0 | 0 | 0 | 0 | 0 | 0 | 0 | 0 | 0 | 0 | 0 | 0 | 0 | 0 | 0 | 0 | 0 | 0 | 0 | 0 | 0 | 0 | 0 | 0 | 0
F10_Commercial_OR - Health_New_Space Heating_Natural Gas_Insulation - Ducting_A_Achievable Technical Potential | F10 | Commercial | OR - Health | New | Space Heating | Natural Gas | Insulation - Ducting | A | Purchases (Incremental) | Achievable Technical Potential | 0 | 0 | 0 | 0 | 0 | 0 | 0 | 0 | 0 | 0 | 0 | 0 | 0 | 0 | 0 | 0 | 0 | 0 | 0 | 0 | 0 | 0 | 0 | 0 | 0 | 0 | 0
F11_Commercial_OR - Health_New_Space Heating_Natural Gas_Insulation - Ducting_A_Achievable Technical Potential | F11 | Commercial | OR - Health | New | Space Heating | Natural Gas | Insulation - Ducting | A | Purchases (Cumulative) | Achievable Technical Potential | 0 | 0 | 0 | 0 | 0 | 0 | 0 | 0 | 0 | 0 | 0 | 0 | 0 | 0 | 0 | 0 | 0 | 0 | 0 | 0 | 0 | 0 | 0 | 0 | 0 | 0 | 0
F1_Commercial_OR - Health_New_Space Heating_Natural Gas_Insulation - Wall Cavity_A_Achievable Technical Potential | F1 | Commercial | OR - Health | New | Space Heating | Natural Gas | Insulation - Wall Cavity | A | Integrated Unit Energy Savings (kWh or therms) | Achievable Technical Potential | 0 | 0 | 0 | 0 | 0 | 0 | 0 | 0 | 0 | 0 | 0 | 0 | 0 | 0 | 0 | 0 | 0 | 0 | 0 | 0 | 0 | 0 | 0 | 0 | 0 | 0 | 0
F2_Commercial_OR - Health_New_Space Heating_Natural Gas_Insulation - Wall Cavity_A_Achievable Technical Potential | F2 | Commercial | OR - Health | New | Space Heating | Natural Gas | Insulation - Wall Cavity | A | Integrated Unit Summer Peak Savings (kW) | Achievable Technical Potential | 0 | 0 | 0 | 0 | 0 | 0 | 0 | 0 | 0 | 0 | 0 | 0 | 0 | 0 | 0 | 0 | 0 | 0 | 0 | 0 | 0 | 0 | 0 | 0 | 0 | 0 | 0
F3_Commercial_OR - Health_New_Space Heating_Natural Gas_Insulation - Wall Cavity_A_Achievable Technical Potential | F3 | Commercial | OR - Health | New | Space Heating | Natural Gas | Insulation - Wall Cavity | A | Integrated Unit Winter Peak Savings (kW) | Achievable Technical Potential | 0 | 0 | 0 | 0 | 0 | 0 | 0 | 0 | 0 | 0 | 0 | 0 | 0 | 0 | 0 | 0 | 0 | 0 | 0 | 0 | 0 | 0 | 0 | 0 | 0 | 0 | 0
F4_Commercial_OR - Health_New_Space Heating_Natural Gas_Insulation - Wall Cavity_A_Achievable Technical Potential | F4 | Commercial | OR - Health | New | Space Heating | Natural Gas | Insulation - Wall Cavity | A | Incremental Energy Savings (MWh or mTherms) | Achievable Technical Potential | 0 | 0 | 0 | 0 | 0 | 0 | 0 | 0 | 0 | 0 | 0 | 0 | 0 | 0 | 0 | 0 | 0 | 0 | 0 | 0 | 0 | 0 | 0 | 0 | 0 | 0 | 0
F5_Commercial_OR - Health_New_Space Heating_Natural Gas_Insulation - Wall Cavity_A_Achievable Technical Potential | F5 | Commercial | OR - Health | New | Space Heating | Natural Gas | Insulation - Wall Cavity | A | Incremental Summer Peak Savings (MW) | Achievable Technical Potential | 0 | 0 | 0 | 0 | 0 | 0 | 0 | 0 | 0 | 0 | 0 | 0 | 0 | 0 | 0 | 0 | 0 | 0 | 0 | 0 | 0 | 0 | 0 | 0 | 0 | 0 | 0
F6_Commercial_OR - Health_New_Space Heating_Natural Gas_Insulation - Wall Cavity_A_Achievable Technical Potential | F6 | Commercial | OR - Health | New | Space Heating | Natural Gas | Insulation - Wall Cavity | A | Incremental Winter Peak Savings (MW) | Achievable Technical Potential | 0 | 0 | 0 | 0 | 0 | 0 | 0 | 0 | 0 | 0 | 0 | 0 | 0 | 0 | 0 | 0 | 0 | 0 | 0 | 0 | 0 | 0 | 0 | 0 | 0 | 0 | 0
F7_Commercial_OR - Health_New_Space Heating_Natural Gas_Insulation - Wall Cavity_A_Achievable Technical Potential | F7 | Commercial | OR - Health | New | Space Heating | Natural Gas | Insulation - Wall Cavity | A | Cumulative Energy Savings (MWh or mTherms) | Achievable Technical Potential | 0 | 0 | 0 | 0 | 0 | 0 | 0 | 0 | 0 | 0 | 0 | 0 | 0 | 0 | 0 | 0 | 0 | 0 | 0 | 0 | 0 | 0 | 0 | 0 | 0 | 0 | 0
F8_Commercial_OR - Health_New_Space Heating_Natural Gas_Insulation - Wall Cavity_A_Achievable Technical Potential | F8 | Commercial | OR - Health | New | Space Heating | Natural Gas | Insulation - Wall Cavity | A | Cumulative Summer Peak Savings (MW) | Achievable Technical Potential | 0 | 0 | 0 | 0 | 0 | 0 | 0 | 0 | 0 | 0 | 0 | 0 | 0 | 0 | 0 | 0 | 0 | 0 | 0 | 0 | 0 | 0 | 0 | 0 | 0 | 0 | 0
F9_Commercial_OR - Health_New_Space Heating_Natural Gas_Insulation - Wall Cavity_A_Achievable Technical Potential | F9 | Commercial | OR - Health | New | Space Heating | Natural Gas | Insulation - Wall Cavity | A | Cumulative Winter Peak Savings (MW) | Achievable Technical Potential | 0 | 0 | 0 | 0 | 0 | 0 | 0 | 0 | 0 | 0 | 0 | 0 | 0 | 0 | 0 | 0 | 0 | 0 | 0 | 0 | 0 | 0 | 0 | 0 | 0 | 0 | 0
F10_Commercial_OR - Health_New_Space Heating_Natural Gas_Insulation - Wall Cavity_A_Achievable Technical Potential | F10 | Commercial | OR - Health | New | Space Heating | Natural Gas | Insulation - Wall Cavity | A | Purchases (Incremental) | Achievable Technical Potential | 0 | 0 | 0 | 0 | 0 | 0 | 0 | 0 | 0 | 0 | 0 | 0 | 0 | 0 | 0 | 0 | 0 | 0 | 0 | 0 | 0 | 0 | 0 | 0 | 0 | 0 | 0
F11_Commercial_OR - Health_New_Space Heating_Natural Gas_Insulation - Wall Cavity_A_Achievable Technical Potential | F11 | Commercial | OR - Health | New | Space Heating | Natural Gas | Insulation - Wall Cavity | A | Purchases (Cumulative) | Achievable Technical Potential | 0 | 0 | 0 | 0 | 0 | 0 | 0 | 0 | 0 | 0 | 0 | 0 | 0 | 0 | 0 | 0 | 0 | 0 | 0 | 0 | 0 | 0 | 0 | 0 | 0 | 0 | 0
F1_Commercial_OR - Health_New_Space Heating_Natural Gas_Green Roof - Vegetated Rooftop_A_Achievable Technical Potential | F1 | Commercial | OR - Health | New | Space Heating | Natural Gas | Green Roof - Vegetated Rooftop | A | Integrated Unit Energy Savings (kWh or therms) | Achievable Technical Potential | 0 | 0 | 0 | 0 | 0 | 0 | 0 | 0 | 0 | 0 | 0 | 0 | 0 | 0 | 0 | 0 | 0 | 0 | 0 | 0 | 0 | 0 | 0 | 0 | 0 | 0 | 0
F2_Commercial_OR - Health_New_Space Heating_Natural Gas_Green Roof - Vegetated Rooftop_A_Achievable Technical Potential | F2 | Commercial | OR - Health | New | Space Heating | Natural Gas | Green Roof - Vegetated Rooftop | A | Integrated Unit Summer Peak Savings (kW) | Achievable Technical Potential | 0 | 0 | 0 | 0 | 0 | 0 | 0 | 0 | 0 | 0 | 0 | 0 | 0 | 0 | 0 | 0 | 0 | 0 | 0 | 0 | 0 | 0 | 0 | 0 | 0 | 0 | 0
F3_Commercial_OR - Health_New_Space Heating_Natural Gas_Green Roof - Vegetated Rooftop_A_Achievable Technical Potential | F3 | Commercial | OR - Health | New | Space Heating | Natural Gas | Green Roof - Vegetated Rooftop | A | Integrated Unit Winter Peak Savings (kW) | Achievable Technical Potential | 0 | 0 | 0 | 0 | 0 | 0 | 0 | 0 | 0 | 0 | 0 | 0 | 0 | 0 | 0 | 0 | 0 | 0 | 0 | 0 | 0 | 0 | 0 | 0 | 0 | 0 | 0
F4_Commercial_OR - Health_New_Space Heating_Natural Gas_Green Roof - Vegetated Rooftop_A_Achievable Technical Potential | F4 | Commercial | OR - Health | New | Space Heating | Natural Gas | Green Roof - Vegetated Rooftop | A | Incremental Energy Savings (MWh or mTherms) | Achievable Technical Potential | 0 | 0 | 0 | 0 | 0 | 0 | 0 | 0 | 0 | 0 | 0 | 0 | 0 | 0 | 0 | 0 | 0 | 0 | 0 | 0 | 0 | 0 | 0 | 0 | 0 | 0 | 0
F5_Commercial_OR - Health_New_Space Heating_Natural Gas_Green Roof - Vegetated Rooftop_A_Achievable Technical Potential | F5 | Commercial | OR - Health | New | Space Heating | Natural Gas | Green Roof - Vegetated Rooftop | A | Incremental Summer Peak Savings (MW) | Achievable Technical Potential | 0 | 0 | 0 | 0 | 0 | 0 | 0 | 0 | 0 | 0 | 0 | 0 | 0 | 0 | 0 | 0 | 0 | 0 | 0 | 0 | 0 | 0 | 0 | 0 | 0 | 0 | 0
F6_Commercial_OR - Health_New_Space Heating_Natural Gas_Green Roof - Vegetated Rooftop_A_Achievable Technical Potential | F6 | Commercial | OR - Health | New | Space Heating | Natural Gas | Green Roof - Vegetated Rooftop | A | Incremental Winter Peak Savings (MW) | Achievable Technical Potential | 0 | 0 | 0 | 0 | 0 | 0 | 0 | 0 | 0 | 0 | 0 | 0 | 0 | 0 | 0 | 0 | 0 | 0 | 0 | 0 | 0 | 0 | 0 | 0 | 0 | 0 | 0
F7_Commercial_OR - Health_New_Space Heating_Natural Gas_Green Roof - Vegetated Rooftop_A_Achievable Technical Potential | F7 | Commercial | OR - Health | New | Space Heating | Natural Gas | Green Roof - Vegetated Rooftop | A | Cumulative Energy Savings (MWh or mTherms) | Achievable Technical Potential | 0 | 0 | 0 | 0 | 0 | 0 | 0 | 0 | 0 | 0 | 0 | 0 | 0 | 0 | 0 | 0 | 0 | 0 | 0 | 0 | 0 | 0 | 0 | 0 | 0 | 0 | 0
F8_Commercial_OR - Health_New_Space Heating_Natural Gas_Green Roof - Vegetated Rooftop_A_Achievable Technical Potential | F8 | Commercial | OR - Health | New | Space Heating | Natural Gas | Green Roof - Vegetated Rooftop | A | Cumulative Summer Peak Savings (MW) | Achievable Technical Potential | 0 | 0 | 0 | 0 | 0 | 0 | 0 | 0 | 0 | 0 | 0 | 0 | 0 | 0 | 0 | 0 | 0 | 0 | 0 | 0 | 0 | 0 | 0 | 0 | 0 | 0 | 0
F9_Commercial_OR - Health_New_Space Heating_Natural Gas_Green Roof - Vegetated Rooftop_A_Achievable Technical Potential | F9 | Commercial | OR - Health | New | Space Heating | Natural Gas | Green Roof - Vegetated Rooftop | A | Cumulative Winter Peak Savings (MW) | Achievable Technical Potential | 0 | 0 | 0 | 0 | 0 | 0 | 0 | 0 | 0 | 0 | 0 | 0 | 0 | 0 | 0 | 0 | 0 | 0 | 0 | 0 | 0 | 0 | 0 | 0 | 0 | 0 | 0
F10_Commercial_OR - Health_New_Space Heating_Natural Gas_Green Roof - Vegetated Rooftop_A_Achievable Technical Potential | F10 | Commercial | OR - Health | New | Space Heating | Natural Gas | Green Roof - Vegetated Rooftop | A | Purchases (Incremental) | Achievable Technical Potential | 0 | 0 | 0 | 0 | 0 | 0 | 0 | 0 | 0 | 0 | 0 | 0 | 0 | 0 | 0 | 0 | 0 | 0 | 0 | 0 | 0 | 0 | 0 | 0 | 0 | 0 | 0
F11_Commercial_OR - Health_New_Space Heating_Natural Gas_Green Roof - Vegetated Rooftop_A_Achievable Technical Potential | F11 | Commercial | OR - Health | New | Space Heating | Natural Gas | Green Roof - Vegetated Rooftop | A | Purchases (Cumulative) | Achievable Technical Potential | 0 | 0 | 0 | 0 | 0 | 0 | 0 | 0 | 0 | 0 | 0 | 0 | 0 | 0 | 0 | 0 | 0 | 0 | 0 | 0 | 0 | 0 | 0 | 0 | 0 | 0 | 0
F1_Commercial_OR - Health_New_Space Heating_Natural Gas_Ducting - Repair and Sealing_A_Achievable Technical Potential | F1 | Commercial | OR - Health | New | Space Heating | Natural Gas | Ducting - Repair and Sealing | A | Integrated Unit Energy Savings (kWh or therms) | Achievable Technical Potential | 0 | 0 | 0 | 0 | 0 | 0 | 0 | 0 | 0 | 0 | 0 | 0 | 0 | 0 | 0 | 0 | 0 | 0 | 0 | 0 | 0 | 0 | 0 | 0 | 0 | 0 | 0
F2_Commercial_OR - Health_New_Space Heating_Natural Gas_Ducting - Repair and Sealing_A_Achievable Technical Potential | F2 | Commercial | OR - Health | New | Space Heating | Natural Gas | Ducting - Repair and Sealing | A | Integrated Unit Summer Peak Savings (kW) | Achievable Technical Potential | 0 | 0 | 0 | 0 | 0 | 0 | 0 | 0 | 0 | 0 | 0 | 0 | 0 | 0 | 0 | 0 | 0 | 0 | 0 | 0 | 0 | 0 | 0 | 0 | 0 | 0 | 0
F3_Commercial_OR - Health_New_Space Heating_Natural Gas_Ducting - Repair and Sealing_A_Achievable Technical Potential | F3 | Commercial | OR - Health | New | Space Heating | Natural Gas | Ducting - Repair and Sealing | A | Integrated Unit Winter Peak Savings (kW) | Achievable Technical Potential | 0 | 0 | 0 | 0 | 0 | 0 | 0 | 0 | 0 | 0 | 0 | 0 | 0 | 0 | 0 | 0 | 0 | 0 | 0 | 0 | 0 | 0 | 0 | 0 | 0 | 0 | 0
F4_Commercial_OR - Health_New_Space Heating_Natural Gas_Ducting - Repair and Sealing_A_Achievable Technical Potential | F4 | Commercial | OR - Health | New | Space Heating | Natural Gas | Ducting - Repair and Sealing | A | Incremental Energy Savings (MWh or mTherms) | Achievable Technical Potential | 0 | 0 | 0 | 0 | 0 | 0 | 0 | 0 | 0 | 0 | 0 | 0 | 0 | 0 | 0 | 0 | 0 | 0 | 0 | 0 | 0 | 0 | 0 | 0 | 0 | 0 | 0
F5_Commercial_OR - Health_New_Space Heating_Natural Gas_Ducting - Repair and Sealing_A_Achievable Technical Potential | F5 | Commercial | OR - Health | New | Space Heating | Natural Gas | Ducting - Repair and Sealing | A | Incremental Summer Peak Savings (MW) | Achievable Technical Potential | 0 | 0 | 0 | 0 | 0 | 0 | 0 | 0 | 0 | 0 | 0 | 0 | 0 | 0 | 0 | 0 | 0 | 0 | 0 | 0 | 0 | 0 | 0 | 0 | 0 | 0 | 0
F6_Commercial_OR - Health_New_Space Heating_Natural Gas_Ducting - Repair and Sealing_A_Achievable Technical Potential | F6 | Commercial | OR - Health | New | Space Heating | Natural Gas | Ducting - Repair and Sealing | A | Incremental Winter Peak Savings (MW) | Achievable Technical Potential | 0 | 0 | 0 | 0 | 0 | 0 | 0 | 0 | 0 | 0 | 0 | 0 | 0 | 0 | 0 | 0 | 0 | 0 | 0 | 0 | 0 | 0 | 0 | 0 | 0 | 0 | 0
F7_Commercial_OR - Health_New_Space Heating_Natural Gas_Ducting - Repair and Sealing_A_Achievable Technical Potential | F7 | Commercial | OR - Health | New | Space Heating | Natural Gas | Ducting - Repair and Sealing | A | Cumulative Energy Savings (MWh or mTherms) | Achievable Technical Potential | 0 | 0 | 0 | 0 | 0 | 0 | 0 | 0 | 0 | 0 | 0 | 0 | 0 | 0 | 0 | 0 | 0 | 0 | 0 | 0 | 0 | 0 | 0 | 0 | 0 | 0 | 0
F8_Commercial_OR - Health_New_Space Heating_Natural Gas_Ducting - Repair and Sealing_A_Achievable Technical Potential | F8 | Commercial | OR - Health | New | Space Heating | Natural Gas | Ducting - Repair and Sealing | A | Cumulative Summer Peak Savings (MW) | Achievable Technical Potential | 0 | 0 | 0 | 0 | 0 | 0 | 0 | 0 | 0 | 0 | 0 | 0 | 0 | 0 | 0 | 0 | 0 | 0 | 0 | 0 | 0 | 0 | 0 | 0 | 0 | 0 | 0
F9_Commercial_OR - Health_New_Space Heating_Natural Gas_Ducting - Repair and Sealing_A_Achievable Technical Potential | F9 | Commercial | OR - Health | New | Space Heating | Natural Gas | Ducting - Repair and Sealing | A | Cumulative Winter Peak Savings (MW) | Achievable Technical Potential | 0 | 0 | 0 | 0 | 0 | 0 | 0 | 0 | 0 | 0 | 0 | 0 | 0 | 0 | 0 | 0 | 0 | 0 | 0 | 0 | 0 | 0 | 0 | 0 | 0 | 0 | 0
F10_Commercial_OR - Health_New_Space Heating_Natural Gas_Ducting - Repair and Sealing_A_Achievable Technical Potential | F10 | Commercial | OR - Health | New | Space Heating | Natural Gas | Ducting - Repair and Sealing | A | Purchases (Incremental) | Achievable Technical Potential | 0 | 0 | 0 | 0 | 0 | 0 | 0 | 0 | 0 | 0 | 0 | 0 | 0 | 0 | 0 | 0 | 0 | 0 | 0 | 0 | 0 | 0 | 0 | 0 | 0 | 0 | 0
F11_Commercial_OR - Health_New_Space Heating_Natural Gas_Ducting - Repair and Sealing_A_Achievable Technical Potential | F11 | Commercial | OR - Health | New | Space Heating | Natural Gas | Ducting - Repair and Sealing | A | Purchases (Cumulative) | Achievable Technical Potential | 0 | 0 | 0 | 0 | 0 | 0 | 0 | 0 | 0 | 0 | 0 | 0 | 0 | 0 | 0 | 0 | 0 | 0 | 0 | 0 | 0 | 0 | 0 | 0 | 0 | 0 | 0
F1_Commercial_OR - Health_New_Space Heating_Natural Gas_Windows - High Efficiency Glazing_A_Achievable Technical Potential | F1 | Commercial | OR - Health | New | Space Heating | Natural Gas | Windows - High Efficiency Glazing | A | Integrated Unit Energy Savings (kWh or therms) | Achievable Technical Potential | 0 | 0 | 0 | 0 | 0 | 0 | 0 | 0 | 0 | 0 | 0 | 0 | 0 | 0 | 0 | 0 | 0 | 0 | 0 | 0 | 0 | 0 | 0 | 0 | 0 | 0 | 0
F2_Commercial_OR - Health_New_Space Heating_Natural Gas_Windows - High Efficiency Glazing_A_Achievable Technical Potential | F2 | Commercial | OR - Health | New | Space Heating | Natural Gas | Windows - High Efficiency Glazing | A | Integrated Unit Summer Peak Savings (kW) | Achievable Technical Potential | 0 | 0 | 0 | 0 | 0 | 0 | 0 | 0 | 0 | 0 | 0 | 0 | 0 | 0 | 0 | 0 | 0 | 0 | 0 | 0 | 0 | 0 | 0 | 0 | 0 | 0 | 0
F3_Commercial_OR - Health_New_Space Heating_Natural Gas_Windows - High Efficiency Glazing_A_Achievable Technical Potential | F3 | Commercial | OR - Health | New | Space Heating | Natural Gas | Windows - High Efficiency Glazing | A | Integrated Unit Winter Peak Savings (kW) | Achievable Technical Potential | 0 | 0 | 0 | 0 | 0 | 0 | 0 | 0 | 0 | 0 | 0 | 0 | 0 | 0 | 0 | 0 | 0 | 0 | 0 | 0 | 0 | 0 | 0 | 0 | 0 | 0 | 0
F4_Commercial_OR - Health_New_Space Heating_Natural Gas_Windows - High Efficiency Glazing_A_Achievable Technical Potential | F4 | Commercial | OR - Health | New | Space Heating | Natural Gas | Windows - High Efficiency Glazing | A | Incremental Energy Savings (MWh or mTherms) | Achievable Technical Potential | 0 | 0 | 0 | 0 | 0 | 0 | 0 | 0 | 0 | 0 | 0 | 0 | 0 | 0 | 0 | 0 | 0 | 0 | 0 | 0 | 0 | 0 | 0 | 0 | 0 | 0 | 0
F5_Commercial_OR - Health_New_Space Heating_Natural Gas_Windows - High Efficiency Glazing_A_Achievable Technical Potential | F5 | Commercial | OR - Health | New | Space Heating | Natural Gas | Windows - High Efficiency Glazing | A | Incremental Summer Peak Savings (MW) | Achievable Technical Potential | 0 | 0 | 0 | 0 | 0 | 0 | 0 | 0 | 0 | 0 | 0 | 0 | 0 | 0 | 0 | 0 | 0 | 0 | 0 | 0 | 0 | 0 | 0 | 0 | 0 | 0 | 0
F6_Commercial_OR - Health_New_Space Heating_Natural Gas_Windows - High Efficiency Glazing_A_Achievable Technical Potential | F6 | Commercial | OR - Health | New | Space Heating | Natural Gas | Windows - High Efficiency Glazing | A | Incremental Winter Peak Savings (MW) | Achievable Technical Potential | 0 | 0 | 0 | 0 | 0 | 0 | 0 | 0 | 0 | 0 | 0 | 0 | 0 | 0 | 0 | 0 | 0 | 0 | 0 | 0 | 0 | 0 | 0 | 0 | 0 | 0 | 0
F7_Commercial_OR - Health_New_Space Heating_Natural Gas_Windows - High Efficiency Glazing_A_Achievable Technical Potential | F7 | Commercial | OR - Health | New | Space Heating | Natural Gas | Windows - High Efficiency Glazing | A | Cumulative Energy Savings (MWh or mTherms) | Achievable Technical Potential | 0 | 0 | 0 | 0 | 0 | 0 | 0 | 0 | 0 | 0 | 0 | 0 | 0 | 0 | 0 | 0 | 0 | 0 | 0 | 0 | 0 | 0 | 0 | 0 | 0 | 0 | 0
F8_Commercial_OR - Health_New_Space Heating_Natural Gas_Windows - High Efficiency Glazing_A_Achievable Technical Potential | F8 | Commercial | OR - Health | New | Space Heating | Natural Gas | Windows - High Efficiency Glazing | A | Cumulative Summer Peak Savings (MW) | Achievable Technical Potential | 0 | 0 | 0 | 0 | 0 | 0 | 0 | 0 | 0 | 0 | 0 | 0 | 0 | 0 | 0 | 0 | 0 | 0 | 0 | 0 | 0 | 0 | 0 | 0 | 0 | 0 | 0
F9_Commercial_OR - Health_New_Space Heating_Natural Gas_Windows - High Efficiency Glazing_A_Achievable Technical Potential | F9 | Commercial | OR - Health | New | Space Heating | Natural Gas | Windows - High Efficiency Glazing | A | Cumulative Winter Peak Savings (MW) | Achievable Technical Potential | 0 | 0 | 0 | 0 | 0 | 0 | 0 | 0 | 0 | 0 | 0 | 0 | 0 | 0 | 0 | 0 | 0 | 0 | 0 | 0 | 0 | 0 | 0 | 0 | 0 | 0 | 0
F10_Commercial_OR - Health_New_Space Heating_Natural Gas_Windows - High Efficiency Glazing_A_Achievable Technical Potential | F10 | Commercial | OR - Health | New | Space Heating | Natural Gas | Windows - High Efficiency Glazing | A | Purchases (Incremental) | Achievable Technical Potential | 0 | 0 | 0 | 0 | 0 | 0 | 0 | 0 | 0 | 0 | 0 | 0 | 0 | 0 | 0 | 0 | 0 | 0 | 0 | 0 | 0 | 0 | 0 | 0 | 0 | 0 | 0
F11_Commercial_OR - Health_New_Space Heating_Natural Gas_Windows - High Efficiency Glazing_A_Achievable Technical Potential | F11 | Commercial | OR - Health | New | Space Heating | Natural Gas | Windows - High Efficiency Glazing | A | Purchases (Cumulative) | Achievable Technical Potential | 0 | 0 | 0 | 0 | 0 | 0 | 0 | 0 | 0 | 0 | 0 | 0 | 0 | 0 | 0 | 0 | 0 | 0 | 0 | 0 | 0 | 0 | 0 | 0 | 0 | 0 | 0
F1_Commercial_OR - Health_New_Space Heating_Natural Gas_Windows - Secondary Glazing Systems_A_Achievable Technical Potential | F1 | Commercial | OR - Health | New | Space Heating | Natural Gas | Windows - Secondary Glazing Systems | A | Integrated Unit Energy Savings (kWh or therms) | Achievable Technical Potential | 0 | 0 | 0 | 0 | 0 | 0 | 0 | 0 | 0 | 0 | 0 | 0 | 0 | 0 | 0 | 0 | 0 | 0 | 0 | 0 | 0 | 0 | 0 | 0 | 0 | 0 | 0
F2_Commercial_OR - Health_New_Space Heating_Natural Gas_Windows - Secondary Glazing Systems_A_Achievable Technical Potential | F2 | Commercial | OR - Health | New | Space Heating | Natural Gas | Windows - Secondary Glazing Systems | A | Integrated Unit Summer Peak Savings (kW) | Achievable Technical Potential | 0 | 0 | 0 | 0 | 0 | 0 | 0 | 0 | 0 | 0 | 0 | 0 | 0 | 0 | 0 | 0 | 0 | 0 | 0 | 0 | 0 | 0 | 0 | 0 | 0 | 0 | 0
F3_Commercial_OR - Health_New_Space Heating_Natural Gas_Windows - Secondary Glazing Systems_A_Achievable Technical Potential | F3 | Commercial | OR - Health | New | Space Heating | Natural Gas | Windows - Secondary Glazing Systems | A | Integrated Unit Winter Peak Savings (kW) | Achievable Technical Potential | 0 | 0 | 0 | 0 | 0 | 0 | 0 | 0 | 0 | 0 | 0 | 0 | 0 | 0 | 0 | 0 | 0 | 0 | 0 | 0 | 0 | 0 | 0 | 0 | 0 | 0 | 0
F4_Commercial_OR - Health_New_Space Heating_Natural Gas_Windows - Secondary Glazing Systems_A_Achievable Technical Potential | F4 | Commercial | OR - Health | New | Space Heating | Natural Gas | Windows - Secondary Glazing Systems | A | Incremental Energy Savings (MWh or mTherms) | Achievable Technical Potential | 0 | 0 | 0 | 0 | 0 | 0 | 0 | 0 | 0 | 0 | 0 | 0 | 0 | 0 | 0 | 0 | 0 | 0 | 0 | 0 | 0 | 0 | 0 | 0 | 0 | 0 | 0
F5_Commercial_OR - Health_New_Space Heating_Natural Gas_Windows - Secondary Glazing Systems_A_Achievable Technical Potential | F5 | Commercial | OR - Health | New | Space Heating | Natural Gas | Windows - Secondary Glazing Systems | A | Incremental Summer Peak Savings (MW) | Achievable Technical Potential | 0 | 0 | 0 | 0 | 0 | 0 | 0 | 0 | 0 | 0 | 0 | 0 | 0 | 0 | 0 | 0 | 0 | 0 | 0 | 0 | 0 | 0 | 0 | 0 | 0 | 0 | 0
F6_Commercial_OR - Health_New_Space Heating_Natural Gas_Windows - Secondary Glazing Systems_A_Achievable Technical Potential | F6 | Commercial | OR - Health | New | Space Heating | Natural Gas | Windows - Secondary Glazing Systems | A | Incremental Winter Peak Savings (MW) | Achievable Technical Potential | 0 | 0 | 0 | 0 | 0 | 0 | 0 | 0 | 0 | 0 | 0 | 0 | 0 | 0 | 0 | 0 | 0 | 0 | 0 | 0 | 0 | 0 | 0 | 0 | 0 | 0 | 0
F7_Commercial_OR - Health_New_Space Heating_Natural Gas_Windows - Secondary Glazing Systems_A_Achievable Technical Potential | F7 | Commercial | OR - Health | New | Space Heating | Natural Gas | Windows - Secondary Glazing Systems | A | Cumulative Energy Savings (MWh or mTherms) | Achievable Technical Potential | 0 | 0 | 0 | 0 | 0 | 0 | 0 | 0 | 0 | 0 | 0 | 0 | 0 | 0 | 0 | 0 | 0 | 0 | 0 | 0 | 0 | 0 | 0 | 0 | 0 | 0 | 0
F8_Commercial_OR - Health_New_Space Heating_Natural Gas_Windows - Secondary Glazing Systems_A_Achievable Technical Potential | F8 | Commercial | OR - Health | New | Space Heating | Natural Gas | Windows - Secondary Glazing Systems | A | Cumulative Summer Peak Savings (MW) | Achievable Technical Potential | 0 | 0 | 0 | 0 | 0 | 0 | 0 | 0 | 0 | 0 | 0 | 0 | 0 | 0 | 0 | 0 | 0 | 0 | 0 | 0 | 0 | 0 | 0 | 0 | 0 | 0 | 0
F9_Commercial_OR - Health_New_Space Heating_Natural Gas_Windows - Secondary Glazing Systems_A_Achievable Technical Potential | F9 | Commercial | OR - Health | New | Space Heating | Natural Gas | Windows - Secondary Glazing Systems | A | Cumulative Winter Peak Savings (MW) | Achievable Technical Potential | 0 | 0 | 0 | 0 | 0 | 0 | 0 | 0 | 0 | 0 | 0 | 0 | 0 | 0 | 0 | 0 | 0 | 0 | 0 | 0 | 0 | 0 | 0 | 0 | 0 | 0 | 0
F10_Commercial_OR - Health_New_Space Heating_Natural Gas_Windows - Secondary Glazing Systems_A_Achievable Technical Potential | F10 | Commercial | OR - Health | New | Space Heating | Natural Gas | Windows - Secondary Glazing Systems | A | Purchases (Incremental) | Achievable Technical Potential | 0 | 0 | 0 | 0 | 0 | 0 | 0 | 0 | 0 | 0 | 0 | 0 | 0 | 0 | 0 | 0 | 0 | 0 | 0 | 0 | 0 | 0 | 0 | 0 | 0 | 0 | 0
F11_Commercial_OR - Health_New_Space Heating_Natural Gas_Windows - Secondary Glazing Systems_A_Achievable Technical Potential | F11 | Commercial | OR - Health | New | Space Heating | Natural Gas | Windows - Secondary Glazing Systems | A | Purchases (Cumulative) | Achievable Technical Potential | 0 | 0 | 0 | 0 | 0 | 0 | 0 | 0 | 0 | 0 | 0 | 0 | 0 | 0 | 0 | 0 | 0 | 0 | 0 | 0 | 0 | 0 | 0 | 0 | 0 | 0 | 0
F1_Commercial_OR - Health_New_Space Heating_Natural Gas_HVAC - Energy Recovery Ventilator_A_Achievable Technical Potential | F1 | Commercial | OR - Health | New | Space Heating | Natural Gas | HVAC - Energy Recovery Ventilator | A | Integrated Unit Energy Savings (kWh or therms) | Achievable Technical Potential | 0 | 0 | 0 | 0 | 0 | 0 | 0 | 0 | 0 | 0 | 0 | 0 | 0 | 0 | 0 | 0 | 0 | 0 | 0 | 0 | 0 | 0 | 0 | 0 | 0 | 0 | 0
F2_Commercial_OR - Health_New_Space Heating_Natural Gas_HVAC - Energy Recovery Ventilator_A_Achievable Technical Potential | F2 | Commercial | OR - Health | New | Space Heating | Natural Gas | HVAC - Energy Recovery Ventilator | A | Integrated Unit Summer Peak Savings (kW) | Achievable Technical Potential | 0 | 0 | 0 | 0 | 0 | 0 | 0 | 0 | 0 | 0 | 0 | 0 | 0 | 0 | 0 | 0 | 0 | 0 | 0 | 0 | 0 | 0 | 0 | 0 | 0 | 0 | 0
F3_Commercial_OR - Health_New_Space Heating_Natural Gas_HVAC - Energy Recovery Ventilator_A_Achievable Technical Potential | F3 | Commercial | OR - Health | New | Space Heating | Natural Gas | HVAC - Energy Recovery Ventilator | A | Integrated Unit Winter Peak Savings (kW) | Achievable Technical Potential | 0 | 0 | 0 | 0 | 0 | 0 | 0 | 0 | 0 | 0 | 0 | 0 | 0 | 0 | 0 | 0 | 0 | 0 | 0 | 0 | 0 | 0 | 0 | 0 | 0 | 0 | 0
F4_Commercial_OR - Health_New_Space Heating_Natural Gas_HVAC - Energy Recovery Ventilator_A_Achievable Technical Potential | F4 | Commercial | OR - Health | New | Space Heating | Natural Gas | HVAC - Energy Recovery Ventilator | A | Incremental Energy Savings (MWh or mTherms) | Achievable Technical Potential | 0 | 0 | 0 | 0 | 0 | 0 | 0 | 0 | 0 | 0 | 0 | 0 | 0 | 0 | 0 | 0 | 0 | 0 | 0 | 0 | 0 | 0 | 0 | 0 | 0 | 0 | 0
F5_Commercial_OR - Health_New_Space Heating_Natural Gas_HVAC - Energy Recovery Ventilator_A_Achievable Technical Potential | F5 | Commercial | OR - Health | New | Space Heating | Natural Gas | HVAC - Energy Recovery Ventilator | A | Incremental Summer Peak Savings (MW) | Achievable Technical Potential | 0 | 0 | 0 | 0 | 0 | 0 | 0 | 0 | 0 | 0 | 0 | 0 | 0 | 0 | 0 | 0 | 0 | 0 | 0 | 0 | 0 | 0 | 0 | 0 | 0 | 0 | 0
F6_Commercial_OR - Health_New_Space Heating_Natural Gas_HVAC - Energy Recovery Ventilator_A_Achievable Technical Potential | F6 | Commercial | OR - Health | New | Space Heating | Natural Gas | HVAC - Energy Recovery Ventilator | A | Incremental Winter Peak Savings (MW) | Achievable Technical Potential | 0 | 0 | 0 | 0 | 0 | 0 | 0 | 0 | 0 | 0 | 0 | 0 | 0 | 0 | 0 | 0 | 0 | 0 | 0 | 0 | 0 | 0 | 0 | 0 | 0 | 0 | 0
F7_Commercial_OR - Health_New_Space Heating_Natural Gas_HVAC - Energy Recovery Ventilator_A_Achievable Technical Potential | F7 | Commercial | OR - Health | New | Space Heating | Natural Gas | HVAC - Energy Recovery Ventilator | A | Cumulative Energy Savings (MWh or mTherms) | Achievable Technical Potential | 0 | 0 | 0 | 0 | 0 | 0 | 0 | 0 | 0 | 0 | 0 | 0 | 0 | 0 | 0 | 0 | 0 | 0 | 0 | 0 | 0 | 0 | 0 | 0 | 0 | 0 | 0
F8_Commercial_OR - Health_New_Space Heating_Natural Gas_HVAC - Energy Recovery Ventilator_A_Achievable Technical Potential | F8 | Commercial | OR - Health | New | Space Heating | Natural Gas | HVAC - Energy Recovery Ventilator | A | Cumulative Summer Peak Savings (MW) | Achievable Technical Potential | 0 | 0 | 0 | 0 | 0 | 0 | 0 | 0 | 0 | 0 | 0 | 0 | 0 | 0 | 0 | 0 | 0 | 0 | 0 | 0 | 0 | 0 | 0 | 0 | 0 | 0 | 0
F9_Commercial_OR - Health_New_Space Heating_Natural Gas_HVAC - Energy Recovery Ventilator_A_Achievable Technical Potential | F9 | Commercial | OR - Health | New | Space Heating | Natural Gas | HVAC - Energy Recovery Ventilator | A | Cumulative Winter Peak Savings (MW) | Achievable Technical Potential | 0 | 0 | 0 | 0 | 0 | 0 | 0 | 0 | 0 | 0 | 0 | 0 | 0 | 0 | 0 | 0 | 0 | 0 | 0 | 0 | 0 | 0 | 0 | 0 | 0 | 0 | 0
F10_Commercial_OR - Health_New_Space Heating_Natural Gas_HVAC - Energy Recovery Ventilator_A_Achievable Technical Potential | F10 | Commercial | OR - Health | New | Space Heating | Natural Gas | HVAC - Energy Recovery Ventilator | A | Purchases (Incremental) | Achievable Technical Potential | 0 | 0 | 0 | 0 | 0 | 0 | 0 | 0 | 0 | 0 | 0 | 0 | 0 | 0 | 0 | 0 | 0 | 0 | 0 | 0 | 0 | 0 | 0 | 0 | 0 | 0 | 0
F11_Commercial_OR - Health_New_Space Heating_Natural Gas_HVAC - Energy Recovery Ventilator_A_Achievable Technical Potential | F11 | Commercial | OR - Health | New | Space Heating | Natural Gas | HVAC - Energy Recovery Ventilator | A | Purchases (Cumulative) | Achievable Technical Potential | 0 | 0 | 0 | 0 | 0 | 0 | 0 | 0 | 0 | 0 | 0 | 0 | 0 | 0 | 0 | 0 | 0 | 0 | 0 | 0 | 0 | 0 | 0 | 0 | 0 | 0 | 0
F1_Commercial_OR - Health_New_Space Heating_Natural Gas_Building Shell - Air Sealing (Infiltration Control)_A_Achievable Technical Potential | F1 | Commercial | OR - Health | New | Space Heating | Natural Gas | Building Shell - Air Sealing (Infiltration Control) | A | Integrated Unit Energy Savings (kWh or therms) | Achievable Technical Potential | 0 | 0 | 0 | 0 | 0 | 0 | 0 | 0 | 0 | 0 | 0 | 0 | 0 | 0 | 0 | 0 | 0 | 0 | 0 | 0 | 0 | 0 | 0 | 0 | 0 | 0 | 0
F2_Commercial_OR - Health_New_Space Heating_Natural Gas_Building Shell - Air Sealing (Infiltration Control)_A_Achievable Technical Potential | F2 | Commercial | OR - Health | New | Space Heating | Natural Gas | Building Shell - Air Sealing (Infiltration Control) | A | Integrated Unit Summer Peak Savings (kW) | Achievable Technical Potential | 0 | 0 | 0 | 0 | 0 | 0 | 0 | 0 | 0 | 0 | 0 | 0 | 0 | 0 | 0 | 0 | 0 | 0 | 0 | 0 | 0 | 0 | 0 | 0 | 0 | 0 | 0
F3_Commercial_OR - Health_New_Space Heating_Natural Gas_Building Shell - Air Sealing (Infiltration Control)_A_Achievable Technical Potential | F3 | Commercial | OR - Health | New | Space Heating | Natural Gas | Building Shell - Air Sealing (Infiltration Control) | A | Integrated Unit Winter Peak Savings (kW) | Achievable Technical Potential | 0 | 0 | 0 | 0 | 0 | 0 | 0 | 0 | 0 | 0 | 0 | 0 | 0 | 0 | 0 | 0 | 0 | 0 | 0 | 0 | 0 | 0 | 0 | 0 | 0 | 0 | 0
F4_Commercial_OR - Health_New_Space Heating_Natural Gas_Building Shell - Air Sealing (Infiltration Control)_A_Achievable Technical Potential | F4 | Commercial | OR - Health | New | Space Heating | Natural Gas | Building Shell - Air Sealing (Infiltration Control) | A | Incremental Energy Savings (MWh or mTherms) | Achievable Technical Potential | 0 | 0 | 0 | 0 | 0 | 0 | 0 | 0 | 0 | 0 | 0 | 0 | 0 | 0 | 0 | 0 | 0 | 0 | 0 | 0 | 0 | 0 | 0 | 0 | 0 | 0 | 0
F5_Commercial_OR - Health_New_Space Heating_Natural Gas_Building Shell - Air Sealing (Infiltration Control)_A_Achievable Technical Potential | F5 | Commercial | OR - Health | New | Space Heating | Natural Gas | Building Shell - Air Sealing (Infiltration Control) | A | Incremental Summer Peak Savings (MW) | Achievable Technical Potential | 0 | 0 | 0 | 0 | 0 | 0 | 0 | 0 | 0 | 0 | 0 | 0 | 0 | 0 | 0 | 0 | 0 | 0 | 0 | 0 | 0 | 0 | 0 | 0 | 0 | 0 | 0
F6_Commercial_OR - Health_New_Space Heating_Natural Gas_Building Shell - Air Sealing (Infiltration Control)_A_Achievable Technical Potential | F6 | Commercial | OR - Health | New | Space Heating | Natural Gas | Building Shell - Air Sealing (Infiltration Control) | A | Incremental Winter Peak Savings (MW) | Achievable Technical Potential | 0 | 0 | 0 | 0 | 0 | 0 | 0 | 0 | 0 | 0 | 0 | 0 | 0 | 0 | 0 | 0 | 0 | 0 | 0 | 0 | 0 | 0 | 0 | 0 | 0 | 0 | 0
F7_Commercial_OR - Health_New_Space Heating_Natural Gas_Building Shell - Air Sealing (Infiltration Control)_A_Achievable Technical Potential | F7 | Commercial | OR - Health | New | Space Heating | Natural Gas | Building Shell - Air Sealing (Infiltration Control) | A | Cumulative Energy Savings (MWh or mTherms) | Achievable Technical Potential | 0 | 0 | 0 | 0 | 0 | 0 | 0 | 0 | 0 | 0 | 0 | 0 | 0 | 0 | 0 | 0 | 0 | 0 | 0 | 0 | 0 | 0 | 0 | 0 | 0 | 0 | 0
F8_Commercial_OR - Health_New_Space Heating_Natural Gas_Building Shell - Air Sealing (Infiltration Control)_A_Achievable Technical Potential | F8 | Commercial | OR - Health | New | Space Heating | Natural Gas | Building Shell - Air Sealing (Infiltration Control) | A | Cumulative Summer Peak Savings (MW) | Achievable Technical Potential | 0 | 0 | 0 | 0 | 0 | 0 | 0 | 0 | 0 | 0 | 0 | 0 | 0 | 0 | 0 | 0 | 0 | 0 | 0 | 0 | 0 | 0 | 0 | 0 | 0 | 0 | 0
F9_Commercial_OR - Health_New_Space Heating_Natural Gas_Building Shell - Air Sealing (Infiltration Control)_A_Achievable Technical Potential | F9 | Commercial | OR - Health | New | Space Heating | Natural Gas | Building Shell - Air Sealing (Infiltration Control) | A | Cumulative Winter Peak Savings (MW) | Achievable Technical Potential | 0 | 0 | 0 | 0 | 0 | 0 | 0 | 0 | 0 | 0 | 0 | 0 | 0 | 0 | 0 | 0 | 0 | 0 | 0 | 0 | 0 | 0 | 0 | 0 | 0 | 0 | 0
F10_Commercial_OR - Health_New_Space Heating_Natural Gas_Building Shell - Air Sealing (Infiltration Control)_A_Achievable Technical Potential | F10 | Commercial | OR - Health | New | Space Heating | Natural Gas | Building Shell - Air Sealing (Infiltration Control) | A | Purchases (Incremental) | Achievable Technical Potential | 0 | 0 | 0 | 0 | 0 | 0 | 0 | 0 | 0 | 0 | 0 | 0 | 0 | 0 | 0 | 0 | 0 | 0 | 0 | 0 | 0 | 0 | 0 | 0 | 0 | 0 | 0
F11_Commercial_OR - Health_New_Space Heating_Natural Gas_Building Shell - Air Sealing (Infiltration Control)_A_Achievable Technical Potential | F11 | Commercial | OR - Health | New | Space Heating | Natural Gas | Building Shell - Air Sealing (Infiltration Control) | A | Purchases (Cumulative) | Achievable Technical Potential | 0 | 0 | 0 | 0 | 0 | 0 | 0 | 0 | 0 | 0 | 0 | 0 | 0 | 0 | 0 | 0 | 0 | 0 | 0 | 0 | 0 | 0 | 0 | 0 | 0 | 0 | 0
F1_Commercial_OR - Health_New_Space Heating_Natural Gas_Ventilation - Demand Controlled_A_Achievable Technical Potential | F1 | Commercial | OR - Health | New | Space Heating | Natural Gas | Ventilation - Demand Controlled | A | Integrated Unit Energy Savings (kWh or therms) | Achievable Technical Potential | 0 | 0 | 0 | 0 | 0 | 0 | 0 | 0 | 0 | 0 | 0 | 0 | 0 | 0 | 0 | 0 | 0 | 0 | 0 | 0 | 0 | 0 | 0 | 0 | 0 | 0 | 0
F2_Commercial_OR - Health_New_Space Heating_Natural Gas_Ventilation - Demand Controlled_A_Achievable Technical Potential | F2 | Commercial | OR - Health | New | Space Heating | Natural Gas | Ventilation - Demand Controlled | A | Integrated Unit Summer Peak Savings (kW) | Achievable Technical Potential | 0 | 0 | 0 | 0 | 0 | 0 | 0 | 0 | 0 | 0 | 0 | 0 | 0 | 0 | 0 | 0 | 0 | 0 | 0 | 0 | 0 | 0 | 0 | 0 | 0 | 0 | 0
F3_Commercial_OR - Health_New_Space Heating_Natural Gas_Ventilation - Demand Controlled_A_Achievable Technical Potential | F3 | Commercial | OR - Health | New | Space Heating | Natural Gas | Ventilation - Demand Controlled | A | Integrated Unit Winter Peak Savings (kW) | Achievable Technical Potential | 0 | 0 | 0 | 0 | 0 | 0 | 0 | 0 | 0 | 0 | 0 | 0 | 0 | 0 | 0 | 0 | 0 | 0 | 0 | 0 | 0 | 0 | 0 | 0 | 0 | 0 | 0
F4_Commercial_OR - Health_New_Space Heating_Natural Gas_Ventilation - Demand Controlled_A_Achievable Technical Potential | F4 | Commercial | OR - Health | New | Space Heating | Natural Gas | Ventilation - Demand Controlled | A | Incremental Energy Savings (MWh or mTherms) | Achievable Technical Potential | 0 | 0 | 0 | 0 | 0 | 0 | 0 | 0 | 0 | 0 | 0 | 0 | 0 | 0 | 0 | 0 | 0 | 0 | 0 | 0 | 0 | 0 | 0 | 0 | 0 | 0 | 0
F5_Commercial_OR - Health_New_Space Heating_Natural Gas_Ventilation - Demand Controlled_A_Achievable Technical Potential | F5 | Commercial | OR - Health | New | Space Heating | Natural Gas | Ventilation - Demand Controlled | A | Incremental Summer Peak Savings (MW) | Achievable Technical Potential | 0 | 0 | 0 | 0 | 0 | 0 | 0 | 0 | 0 | 0 | 0 | 0 | 0 | 0 | 0 | 0 | 0 | 0 | 0 | 0 | 0 | 0 | 0 | 0 | 0 | 0 | 0
F6_Commercial_OR - Health_New_Space Heating_Natural Gas_Ventilation - Demand Controlled_A_Achievable Technical Potential | F6 | Commercial | OR - Health | New | Space Heating | Natural Gas | Ventilation - Demand Controlled | A | Incremental Winter Peak Savings (MW) | Achievable Technical Potential | 0 | 0 | 0 | 0 | 0 | 0 | 0 | 0 | 0 | 0 | 0 | 0 | 0 | 0 | 0 | 0 | 0 | 0 | 0 | 0 | 0 | 0 | 0 | 0 | 0 | 0 | 0
F7_Commercial_OR - Health_New_Space Heating_Natural Gas_Ventilation - Demand Controlled_A_Achievable Technical Potential | F7 | Commercial | OR - Health | New | Space Heating | Natural Gas | Ventilation - Demand Controlled | A | Cumulative Energy Savings (MWh or mTherms) | Achievable Technical Potential | 0 | 0 | 0 | 0 | 0 | 0 | 0 | 0 | 0 | 0 | 0 | 0 | 0 | 0 | 0 | 0 | 0 | 0 | 0 | 0 | 0 | 0 | 0 | 0 | 0 | 0 | 0
F8_Commercial_OR - Health_New_Space Heating_Natural Gas_Ventilation - Demand Controlled_A_Achievable Technical Potential | F8 | Commercial | OR - Health | New | Space Heating | Natural Gas | Ventilation - Demand Controlled | A | Cumulative Summer Peak Savings (MW) | Achievable Technical Potential | 0 | 0 | 0 | 0 | 0 | 0 | 0 | 0 | 0 | 0 | 0 | 0 | 0 | 0 | 0 | 0 | 0 | 0 | 0 | 0 | 0 | 0 | 0 | 0 | 0 | 0 | 0
F9_Commercial_OR - Health_New_Space Heating_Natural Gas_Ventilation - Demand Controlled_A_Achievable Technical Potential | F9 | Commercial | OR - Health | New | Space Heating | Natural Gas | Ventilation - Demand Controlled | A | Cumulative Winter Peak Savings (MW) | Achievable Technical Potential | 0 | 0 | 0 | 0 | 0 | 0 | 0 | 0 | 0 | 0 | 0 | 0 | 0 | 0 | 0 | 0 | 0 | 0 | 0 | 0 | 0 | 0 | 0 | 0 | 0 | 0 | 0
F10_Commercial_OR - Health_New_Space Heating_Natural Gas_Ventilation - Demand Controlled_A_Achievable Technical Potential | F10 | Commercial | OR - Health | New | Space Heating | Natural Gas | Ventilation - Demand Controlled | A | Purchases (Incremental) | Achievable Technical Potential | 0 | 0 | 0 | 0 | 0 | 0 | 0 | 0 | 0 | 0 | 0 | 0 | 0 | 0 | 0 | 0 | 0 | 0 | 0 | 0 | 0 | 0 | 0 | 0 | 0 | 0 | 0
F11_Commercial_OR - Health_New_Space Heating_Natural Gas_Ventilation - Demand Controlled_A_Achievable Technical Potential | F11 | Commercial | OR - Health | New | Space Heating | Natural Gas | Ventilation - Demand Controlled | A | Purchases (Cumulative) | Achievable Technical Potential | 0 | 0 | 0 | 0 | 0 | 0 | 0 | 0 | 0 | 0 | 0 | 0 | 0 | 0 | 0 | 0 | 0 | 0 | 0 | 0 | 0 | 0 | 0 | 0 | 0 | 0 | 0
F1_Commercial_OR - Health_New_Space Heating_Natural Gas_HVAC - Dedicated Outdoor Air System (DOAS)_A_Achievable Technical Potential | F1 | Commercial | OR - Health | New | Space Heating | Natural Gas | HVAC - Dedicated Outdoor Air System (DOAS) | A | Integrated Unit Energy Savings (kWh or therms) | Achievable Technical Potential | 0 | 0 | 0 | 0 | 0 | 0 | 0 | 0 | 0 | 0 | 0 | 0 | 0 | 0 | 0 | 0 | 0 | 0 | 0 | 0 | 0 | 0 | 0 | 0 | 0 | 0 | 0
F2_Commercial_OR - Health_New_Space Heating_Natural Gas_HVAC - Dedicated Outdoor Air System (DOAS)_A_Achievable Technical Potential | F2 | Commercial | OR - Health | New | Space Heating | Natural Gas | HVAC - Dedicated Outdoor Air System (DOAS) | A | Integrated Unit Summer Peak Savings (kW) | Achievable Technical Potential | 0 | 0 | 0 | 0 | 0 | 0 | 0 | 0 | 0 | 0 | 0 | 0 | 0 | 0 | 0 | 0 | 0 | 0 | 0 | 0 | 0 | 0 | 0 | 0 | 0 | 0 | 0
F3_Commercial_OR - Health_New_Space Heating_Natural Gas_HVAC - Dedicated Outdoor Air System (DOAS)_A_Achievable Technical Potential | F3 | Commercial | OR - Health | New | Space Heating | Natural Gas | HVAC - Dedicated Outdoor Air System (DOAS) | A | Integrated Unit Winter Peak Savings (kW) | Achievable Technical Potential | 0 | 0 | 0 | 0 | 0 | 0 | 0 | 0 | 0 | 0 | 0 | 0 | 0 | 0 | 0 | 0 | 0 | 0 | 0 | 0 | 0 | 0 | 0 | 0 | 0 | 0 | 0
F4_Commercial_OR - Health_New_Space Heating_Natural Gas_HVAC - Dedicated Outdoor Air System (DOAS)_A_Achievable Technical Potential | F4 | Commercial | OR - Health | New | Space Heating | Natural Gas | HVAC - Dedicated Outdoor Air System (DOAS) | A | Incremental Energy Savings (MWh or mTherms) | Achievable Technical Potential | 0 | 0 | 0 | 0 | 0 | 0 | 0 | 0 | 0 | 0 | 0 | 0 | 0 | 0 | 0 | 0 | 0 | 0 | 0 | 0 | 0 | 0 | 0 | 0 | 0 | 0 | 0
F5_Commercial_OR - Health_New_Space Heating_Natural Gas_HVAC - Dedicated Outdoor Air System (DOAS)_A_Achievable Technical Potential | F5 | Commercial | OR - Health | New | Space Heating | Natural Gas | HVAC - Dedicated Outdoor Air System (DOAS) | A | Incremental Summer Peak Savings (MW) | Achievable Technical Potential | 0 | 0 | 0 | 0 | 0 | 0 | 0 | 0 | 0 | 0 | 0 | 0 | 0 | 0 | 0 | 0 | 0 | 0 | 0 | 0 | 0 | 0 | 0 | 0 | 0 | 0 | 0
F6_Commercial_OR - Health_New_Space Heating_Natural Gas_HVAC - Dedicated Outdoor Air System (DOAS)_A_Achievable Technical Potential | F6 | Commercial | OR - Health | New | Space Heating | Natural Gas | HVAC - Dedicated Outdoor Air System (DOAS) | A | Incremental Winter Peak Savings (MW) | Achievable Technical Potential | 0 | 0 | 0 | 0 | 0 | 0 | 0 | 0 | 0 | 0 | 0 | 0 | 0 | 0 | 0 | 0 | 0 | 0 | 0 | 0 | 0 | 0 | 0 | 0 | 0 | 0 | 0
F7_Commercial_OR - Health_New_Space Heating_Natural Gas_HVAC - Dedicated Outdoor Air System (DOAS)_A_Achievable Technical Potential | F7 | Commercial | OR - Health | New | Space Heating | Natural Gas | HVAC - Dedicated Outdoor Air System (DOAS) | A | Cumulative Energy Savings (MWh or mTherms) | Achievable Technical Potential | 0 | 0 | 0 | 0 | 0 | 0 | 0 | 0 | 0 | 0 | 0 | 0 | 0 | 0 | 0 | 0 | 0 | 0 | 0 | 0 | 0 | 0 | 0 | 0 | 0 | 0 | 0
F8_Commercial_OR - Health_New_Space Heating_Natural Gas_HVAC - Dedicated Outdoor Air System (DOAS)_A_Achievable Technical Potential | F8 | Commercial | OR - Health | New | Space Heating | Natural Gas | HVAC - Dedicated Outdoor Air System (DOAS) | A | Cumulative Summer Peak Savings (MW) | Achievable Technical Potential | 0 | 0 | 0 | 0 | 0 | 0 | 0 | 0 | 0 | 0 | 0 | 0 | 0 | 0 | 0 | 0 | 0 | 0 | 0 | 0 | 0 | 0 | 0 | 0 | 0 | 0 | 0
F9_Commercial_OR - Health_New_Space Heating_Natural Gas_HVAC - Dedicated Outdoor Air System (DOAS)_A_Achievable Technical Potential | F9 | Commercial | OR - Health | New | Space Heating | Natural Gas | HVAC - Dedicated Outdoor Air System (DOAS) | A | Cumulative Winter Peak Savings (MW) | Achievable Technical Potential | 0 | 0 | 0 | 0 | 0 | 0 | 0 | 0 | 0 | 0 | 0 | 0 | 0 | 0 | 0 | 0 | 0 | 0 | 0 | 0 | 0 | 0 | 0 | 0 | 0 | 0 | 0
F10_Commercial_OR - Health_New_Space Heating_Natural Gas_HVAC - Dedicated Outdoor Air System (DOAS)_A_Achievable Technical Potential | F10 | Commercial | OR - Health | New | Space Heating | Natural Gas | HVAC - Dedicated Outdoor Air System (DOAS) | A | Purchases (Incremental) | Achievable Technical Potential | 0 | 0 | 0 | 0 | 0 | 0 | 0 | 0 | 0 | 0 | 0 | 0 | 0 | 0 | 0 | 0 | 0 | 0 | 0 | 0 | 0 | 0 | 0 | 0 | 0 | 0 | 0
F11_Commercial_OR - Health_New_Space Heating_Natural Gas_HVAC - Dedicated Outdoor Air System (DOAS)_A_Achievable Technical Potential | F11 | Commercial | OR - Health | New | Space Heating | Natural Gas | HVAC - Dedicated Outdoor Air System (DOAS) | A | Purchases (Cumulative) | Achievable Technical Potential | 0 | 0 | 0 | 0 | 0 | 0 | 0 | 0 | 0 | 0 | 0 | 0 | 0 | 0 | 0 | 0 | 0 | 0 | 0 | 0 | 0 | 0 | 0 | 0 | 0 | 0 | 0
F1_Commercial_OR - Health_New_Space Heating_Natural Gas_Destratification Fans (HVLS)_A_Achievable Technical Potential | F1 | Commercial | OR - Health | New | Space Heating | Natural Gas | Destratification Fans (HVLS) | A | Integrated Unit Energy Savings (kWh or therms) | Achievable Technical Potential | 0 | 0 | 0 | 0 | 0 | 0 | 0 | 0 | 0 | 0 | 0 | 0 | 0 | 0 | 0 | 0 | 0 | 0 | 0 | 0 | 0 | 0 | 0 | 0 | 0 | 0 | 0
F2_Commercial_OR - Health_New_Space Heating_Natural Gas_Destratification Fans (HVLS)_A_Achievable Technical Potential | F2 | Commercial | OR - Health | New | Space Heating | Natural Gas | Destratification Fans (HVLS) | A | Integrated Unit Summer Peak Savings (kW) | Achievable Technical Potential | 0 | 0 | 0 | 0 | 0 | 0 | 0 | 0 | 0 | 0 | 0 | 0 | 0 | 0 | 0 | 0 | 0 | 0 | 0 | 0 | 0 | 0 | 0 | 0 | 0 | 0 | 0
F3_Commercial_OR - Health_New_Space Heating_Natural Gas_Destratification Fans (HVLS)_A_Achievable Technical Potential | F3 | Commercial | OR - Health | New | Space Heating | Natural Gas | Destratification Fans (HVLS) | A | Integrated Unit Winter Peak Savings (kW) | Achievable Technical Potential | 0 | 0 | 0 | 0 | 0 | 0 | 0 | 0 | 0 | 0 | 0 | 0 | 0 | 0 | 0 | 0 | 0 | 0 | 0 | 0 | 0 | 0 | 0 | 0 | 0 | 0 | 0
F4_Commercial_OR - Health_New_Space Heating_Natural Gas_Destratification Fans (HVLS)_A_Achievable Technical Potential | F4 | Commercial | OR - Health | New | Space Heating | Natural Gas | Destratification Fans (HVLS) | A | Incremental Energy Savings (MWh or mTherms) | Achievable Technical Potential | 0 | 0 | 0 | 0 | 0 | 0 | 0 | 0 | 0 | 0 | 0 | 0 | 0 | 0 | 0 | 0 | 0 | 0 | 0 | 0 | 0 | 0 | 0 | 0 | 0 | 0 | 0
F5_Commercial_OR - Health_New_Space Heating_Natural Gas_Destratification Fans (HVLS)_A_Achievable Technical Potential | F5 | Commercial | OR - Health | New | Space Heating | Natural Gas | Destratification Fans (HVLS) | A | Incremental Summer Peak Savings (MW) | Achievable Technical Potential | 0 | 0 | 0 | 0 | 0 | 0 | 0 | 0 | 0 | 0 | 0 | 0 | 0 | 0 | 0 | 0 | 0 | 0 | 0 | 0 | 0 | 0 | 0 | 0 | 0 | 0 | 0
F6_Commercial_OR - Health_New_Space Heating_Natural Gas_Destratification Fans (HVLS)_A_Achievable Technical Potential | F6 | Commercial | OR - Health | New | Space Heating | Natural Gas | Destratification Fans (HVLS) | A | Incremental Winter Peak Savings (MW) | Achievable Technical Potential | 0 | 0 | 0 | 0 | 0 | 0 | 0 | 0 | 0 | 0 | 0 | 0 | 0 | 0 | 0 | 0 | 0 | 0 | 0 | 0 | 0 | 0 | 0 | 0 | 0 | 0 | 0
F7_Commercial_OR - Health_New_Space Heating_Natural Gas_Destratification Fans (HVLS)_A_Achievable Technical Potential | F7 | Commercial | OR - Health | New | Space Heating | Natural Gas | Destratification Fans (HVLS) | A | Cumulative Energy Savings (MWh or mTherms) | Achievable Technical Potential | 0 | 0 | 0 | 0 | 0 | 0 | 0 | 0 | 0 | 0 | 0 | 0 | 0 | 0 | 0 | 0 | 0 | 0 | 0 | 0 | 0 | 0 | 0 | 0 | 0 | 0 | 0
F8_Commercial_OR - Health_New_Space Heating_Natural Gas_Destratification Fans (HVLS)_A_Achievable Technical Potential | F8 | Commercial | OR - Health | New | Space Heating | Natural Gas | Destratification Fans (HVLS) | A | Cumulative Summer Peak Savings (MW) | Achievable Technical Potential | 0 | 0 | 0 | 0 | 0 | 0 | 0 | 0 | 0 | 0 | 0 | 0 | 0 | 0 | 0 | 0 | 0 | 0 | 0 | 0 | 0 | 0 | 0 | 0 | 0 | 0 | 0
F9_Commercial_OR - Health_New_Space Heating_Natural Gas_Destratification Fans (HVLS)_A_Achievable Technical Potential | F9 | Commercial | OR - Health | New | Space Heating | Natural Gas | Destratification Fans (HVLS) | A | Cumulative Winter Peak Savings (MW) | Achievable Technical Potential | 0 | 0 | 0 | 0 | 0 | 0 | 0 | 0 | 0 | 0 | 0 | 0 | 0 | 0 | 0 | 0 | 0 | 0 | 0 | 0 | 0 | 0 | 0 | 0 | 0 | 0 | 0
F10_Commercial_OR - Health_New_Space Heating_Natural Gas_Destratification Fans (HVLS)_A_Achievable Technical Potential | F10 | Commercial | OR - Health | New | Space Heating | Natural Gas | Destratification Fans (HVLS) | A | Purchases (Incremental) | Achievable Technical Potential | 0 | 0 | 0 | 0 | 0 | 0 | 0 | 0 | 0 | 0 | 0 | 0 | 0 | 0 | 0 | 0 | 0 | 0 | 0 | 0 | 0 | 0 | 0 | 0 | 0 | 0 | 0
F11_Commercial_OR - Health_New_Space Heating_Natural Gas_Destratification Fans (HVLS)_A_Achievable Technical Potential | F11 | Commercial | OR - Health | New | Space Heating | Natural Gas | Destratification Fans (HVLS) | A | Purchases (Cumulative) | Achievable Technical Potential | 0 | 0 | 0 | 0 | 0 | 0 | 0 | 0 | 0 | 0 | 0 | 0 | 0 | 0 | 0 | 0 | 0 | 0 | 0 | 0 | 0 | 0 | 0 | 0 | 0 | 0 | 0
F1_Commercial_OR - Health_New_Space Heating_Natural Gas_Gas Boiler - Maintenance_A_Achievable Technical Potential | F1 | Commercial | OR - Health | New | Space Heating | Natural Gas | Gas Boiler - Maintenance | A | Integrated Unit Energy Savings (kWh or therms) | Achievable Technical Potential | 0 | 0 | 0 | 0 | 0 | 0 | 0 | 0 | 0 | 0 | 0 | 0 | 0 | 0 | 0 | 0 | 0 | 0 | 0 | 0 | 0 | 0 | 0 | 0 | 0 | 0 | 0
F2_Commercial_OR - Health_New_Space Heating_Natural Gas_Gas Boiler - Maintenance_A_Achievable Technical Potential | F2 | Commercial | OR - Health | New | Space Heating | Natural Gas | Gas Boiler - Maintenance | A | Integrated Unit Summer Peak Savings (kW) | Achievable Technical Potential | 0 | 0 | 0 | 0 | 0 | 0 | 0 | 0 | 0 | 0 | 0 | 0 | 0 | 0 | 0 | 0 | 0 | 0 | 0 | 0 | 0 | 0 | 0 | 0 | 0 | 0 | 0
F3_Commercial_OR - Health_New_Space Heating_Natural Gas_Gas Boiler - Maintenance_A_Achievable Technical Potential | F3 | Commercial | OR - Health | New | Space Heating | Natural Gas | Gas Boiler - Maintenance | A | Integrated Unit Winter Peak Savings (kW) | Achievable Technical Potential | 0 | 0 | 0 | 0 | 0 | 0 | 0 | 0 | 0 | 0 | 0 | 0 | 0 | 0 | 0 | 0 | 0 | 0 | 0 | 0 | 0 | 0 | 0 | 0 | 0 | 0 | 0
F4_Commercial_OR - Health_New_Space Heating_Natural Gas_Gas Boiler - Maintenance_A_Achievable Technical Potential | F4 | Commercial | OR - Health | New | Space Heating | Natural Gas | Gas Boiler - Maintenance | A | Incremental Energy Savings (MWh or mTherms) | Achievable Technical Potential | 0 | 0 | 0 | 0 | 0 | 0 | 0 | 0 | 0 | 0 | 0 | 0 | 0 | 0 | 0 | 0 | 0 | 0 | 0 | 0 | 0 | 0 | 0 | 0 | 0 | 0 | 0
F5_Commercial_OR - Health_New_Space Heating_Natural Gas_Gas Boiler - Maintenance_A_Achievable Technical Potential | F5 | Commercial | OR - Health | New | Space Heating | Natural Gas | Gas Boiler - Maintenance | A | Incremental Summer Peak Savings (MW) | Achievable Technical Potential | 0 | 0 | 0 | 0 | 0 | 0 | 0 | 0 | 0 | 0 | 0 | 0 | 0 | 0 | 0 | 0 | 0 | 0 | 0 | 0 | 0 | 0 | 0 | 0 | 0 | 0 | 0
F6_Commercial_OR - Health_New_Space Heating_Natural Gas_Gas Boiler - Maintenance_A_Achievable Technical Potential | F6 | Commercial | OR - Health | New | Space Heating | Natural Gas | Gas Boiler - Maintenance | A | Incremental Winter Peak Savings (MW) | Achievable Technical Potential | 0 | 0 | 0 | 0 | 0 | 0 | 0 | 0 | 0 | 0 | 0 | 0 | 0 | 0 | 0 | 0 | 0 | 0 | 0 | 0 | 0 | 0 | 0 | 0 | 0 | 0 | 0
F7_Commercial_OR - Health_New_Space Heating_Natural Gas_Gas Boiler - Maintenance_A_Achievable Technical Potential | F7 | Commercial | OR - Health | New | Space Heating | Natural Gas | Gas Boiler - Maintenance | A | Cumulative Energy Savings (MWh or mTherms) | Achievable Technical Potential | 0 | 0 | 0 | 0 | 0 | 0 | 0 | 0 | 0 | 0 | 0 | 0 | 0 | 0 | 0 | 0 | 0 | 0 | 0 | 0 | 0 | 0 | 0 | 0 | 0 | 0 | 0
F8_Commercial_OR - Health_New_Space Heating_Natural Gas_Gas Boiler - Maintenance_A_Achievable Technical Potential | F8 | Commercial | OR - Health | New | Space Heating | Natural Gas | Gas Boiler - Maintenance | A | Cumulative Summer Peak Savings (MW) | Achievable Technical Potential | 0 | 0 | 0 | 0 | 0 | 0 | 0 | 0 | 0 | 0 | 0 | 0 | 0 | 0 | 0 | 0 | 0 | 0 | 0 | 0 | 0 | 0 | 0 | 0 | 0 | 0 | 0
F9_Commercial_OR - Health_New_Space Heating_Natural Gas_Gas Boiler - Maintenance_A_Achievable Technical Potential | F9 | Commercial | OR - Health | New | Space Heating | Natural Gas | Gas Boiler - Maintenance | A | Cumulative Winter Peak Savings (MW) | Achievable Technical Potential | 0 | 0 | 0 | 0 | 0 | 0 | 0 | 0 | 0 | 0 | 0 | 0 | 0 | 0 | 0 | 0 | 0 | 0 | 0 | 0 | 0 | 0 | 0 | 0 | 0 | 0 | 0
F10_Commercial_OR - Health_New_Space Heating_Natural Gas_Gas Boiler - Maintenance_A_Achievable Technical Potential | F10 | Commercial | OR - Health | New | Space Heating | Natural Gas | Gas Boiler - Maintenance | A | Purchases (Incremental) | Achievable Technical Potential | 0 | 0 | 0 | 0 | 0 | 0 | 0 | 0 | 0 | 0 | 0 | 0 | 0 | 0 | 0 | 0 | 0 | 0 | 0 | 0 | 0 | 0 | 0 | 0 | 0 | 0 | 0
F11_Commercial_OR - Health_New_Space Heating_Natural Gas_Gas Boiler - Maintenance_A_Achievable Technical Potential | F11 | Commercial | OR - Health | New | Space Heating | Natural Gas | Gas Boiler - Maintenance | A | Purchases (Cumulative) | Achievable Technical Potential | 0 | 0 | 0 | 0 | 0 | 0 | 0 | 0 | 0 | 0 | 0 | 0 | 0 | 0 | 0 | 0 | 0 | 0 | 0 | 0 | 0 | 0 | 0 | 0 | 0 | 0 | 0
F1_Commercial_OR - Health_New_Space Heating_Natural Gas_Gas Furnace - Maintenance_A_Achievable Technical Potential | F1 | Commercial | OR - Health | New | Space Heating | Natural Gas | Gas Furnace - Maintenance | A | Integrated Unit Energy Savings (kWh or therms) | Achievable Technical Potential | 0 | 0 | 0 | 0 | 0 | 0 | 0 | 0 | 0 | 0 | 0 | 0 | 0 | 0 | 0 | 0 | 0 | 0 | 0 | 0 | 0 | 0 | 0 | 0 | 0 | 0 | 0
F2_Commercial_OR - Health_New_Space Heating_Natural Gas_Gas Furnace - Maintenance_A_Achievable Technical Potential | F2 | Commercial | OR - Health | New | Space Heating | Natural Gas | Gas Furnace - Maintenance | A | Integrated Unit Summer Peak Savings (kW) | Achievable Technical Potential | 0 | 0 | 0 | 0 | 0 | 0 | 0 | 0 | 0 | 0 | 0 | 0 | 0 | 0 | 0 | 0 | 0 | 0 | 0 | 0 | 0 | 0 | 0 | 0 | 0 | 0 | 0
F3_Commercial_OR - Health_New_Space Heating_Natural Gas_Gas Furnace - Maintenance_A_Achievable Technical Potential | F3 | Commercial | OR - Health | New | Space Heating | Natural Gas | Gas Furnace - Maintenance | A | Integrated Unit Winter Peak Savings (kW) | Achievable Technical Potential | 0 | 0 | 0 | 0 | 0 | 0 | 0 | 0 | 0 | 0 | 0 | 0 | 0 | 0 | 0 | 0 | 0 | 0 | 0 | 0 | 0 | 0 | 0 | 0 | 0 | 0 | 0
F4_Commercial_OR - Health_New_Space Heating_Natural Gas_Gas Furnace - Maintenance_A_Achievable Technical Potential | F4 | Commercial | OR - Health | New | Space Heating | Natural Gas | Gas Furnace - Maintenance | A | Incremental Energy Savings (MWh or mTherms) | Achievable Technical Potential | 0 | 0 | 0 | 0 | 0 | 0 | 0 | 0 | 0 | 0 | 0 | 0 | 0 | 0 | 0 | 0 | 0 | 0 | 0 | 0 | 0 | 0 | 0 | 0 | 0 | 0 | 0
F5_Commercial_OR - Health_New_Space Heating_Natural Gas_Gas Furnace - Maintenance_A_Achievable Technical Potential | F5 | Commercial | OR - Health | New | Space Heating | Natural Gas | Gas Furnace - Maintenance | A | Incremental Summer Peak Savings (MW) | Achievable Technical Potential | 0 | 0 | 0 | 0 | 0 | 0 | 0 | 0 | 0 | 0 | 0 | 0 | 0 | 0 | 0 | 0 | 0 | 0 | 0 | 0 | 0 | 0 | 0 | 0 | 0 | 0 | 0
F6_Commercial_OR - Health_New_Space Heating_Natural Gas_Gas Furnace - Maintenance_A_Achievable Technical Potential | F6 | Commercial | OR - Health | New | Space Heating | Natural Gas | Gas Furnace - Maintenance | A | Incremental Winter Peak Savings (MW) | Achievable Technical Potential | 0 | 0 | 0 | 0 | 0 | 0 | 0 | 0 | 0 | 0 | 0 | 0 | 0 | 0 | 0 | 0 | 0 | 0 | 0 | 0 | 0 | 0 | 0 | 0 | 0 | 0 | 0
F7_Commercial_OR - Health_New_Space Heating_Natural Gas_Gas Furnace - Maintenance_A_Achievable Technical Potential | F7 | Commercial | OR - Health | New | Space Heating | Natural Gas | Gas Furnace - Maintenance | A | Cumulative Energy Savings (MWh or mTherms) | Achievable Technical Potential | 0 | 0 | 0 | 0 | 0 | 0 | 0 | 0 | 0 | 0 | 0 | 0 | 0 | 0 | 0 | 0 | 0 | 0 | 0 | 0 | 0 | 0 | 0 | 0 | 0 | 0 | 0
F8_Commercial_OR - Health_New_Space Heating_Natural Gas_Gas Furnace - Maintenance_A_Achievable Technical Potential | F8 | Commercial | OR - Health | New | Space Heating | Natural Gas | Gas Furnace - Maintenance | A | Cumulative Summer Peak Savings (MW) | Achievable Technical Potential | 0 | 0 | 0 | 0 | 0 | 0 | 0 | 0 | 0 | 0 | 0 | 0 | 0 | 0 | 0 | 0 | 0 | 0 | 0 | 0 | 0 | 0 | 0 | 0 | 0 | 0 | 0
F9_Commercial_OR - Health_New_Space Heating_Natural Gas_Gas Furnace - Maintenance_A_Achievable Technical Potential | F9 | Commercial | OR - Health | New | Space Heating | Natural Gas | Gas Furnace - Maintenance | A | Cumulative Winter Peak Savings (MW) | Achievable Technical Potential | 0 | 0 | 0 | 0 | 0 | 0 | 0 | 0 | 0 | 0 | 0 | 0 | 0 | 0 | 0 | 0 | 0 | 0 | 0 | 0 | 0 | 0 | 0 | 0 | 0 | 0 | 0
F10_Commercial_OR - Health_New_Space Heating_Natural Gas_Gas Furnace - Maintenance_A_Achievable Technical Potential | F10 | Commercial | OR - Health | New | Space Heating | Natural Gas | Gas Furnace - Maintenance | A | Purchases (Incremental) | Achievable Technical Potential | 0 | 0 | 0 | 0 | 0 | 0 | 0 | 0 | 0 | 0 | 0 | 0 | 0 | 0 | 0 | 0 | 0 | 0 | 0 | 0 | 0 | 0 | 0 | 0 | 0 | 0 | 0
F11_Commercial_OR - Health_New_Space Heating_Natural Gas_Gas Furnace - Maintenance_A_Achievable Technical Potential | F11 | Commercial | OR - Health | New | Space Heating | Natural Gas | Gas Furnace - Maintenance | A | Purchases (Cumulative) | Achievable Technical Potential | 0 | 0 | 0 | 0 | 0 | 0 | 0 | 0 | 0 | 0 | 0 | 0 | 0 | 0 | 0 | 0 | 0 | 0 | 0 | 0 | 0 | 0 | 0 | 0 | 0 | 0 | 0
F1_Commercial_OR - Health_New_Space Heating_Natural Gas_Gas Boiler - Hot Water Reset_A_Achievable Technical Potential | F1 | Commercial | OR - Health | New | Space Heating | Natural Gas | Gas Boiler - Hot Water Reset | A | Integrated Unit Energy Savings (kWh or therms) | Achievable Technical Potential | 0 | 0 | 0 | 0 | 0 | 0 | 0 | 0 | 0 | 0 | 0 | 0 | 0 | 0 | 0 | 0 | 0 | 0 | 0 | 0 | 0 | 0 | 0 | 0 | 0 | 0 | 0
F2_Commercial_OR - Health_New_Space Heating_Natural Gas_Gas Boiler - Hot Water Reset_A_Achievable Technical Potential | F2 | Commercial | OR - Health | New | Space Heating | Natural Gas | Gas Boiler - Hot Water Reset | A | Integrated Unit Summer Peak Savings (kW) | Achievable Technical Potential | 0 | 0 | 0 | 0 | 0 | 0 | 0 | 0 | 0 | 0 | 0 | 0 | 0 | 0 | 0 | 0 | 0 | 0 | 0 | 0 | 0 | 0 | 0 | 0 | 0 | 0 | 0
F3_Commercial_OR - Health_New_Space Heating_Natural Gas_Gas Boiler - Hot Water Reset_A_Achievable Technical Potential | F3 | Commercial | OR - Health | New | Space Heating | Natural Gas | Gas Boiler - Hot Water Reset | A | Integrated Unit Winter Peak Savings (kW) | Achievable Technical Potential | 0 | 0 | 0 | 0 | 0 | 0 | 0 | 0 | 0 | 0 | 0 | 0 | 0 | 0 | 0 | 0 | 0 | 0 | 0 | 0 | 0 | 0 | 0 | 0 | 0 | 0 | 0
F4_Commercial_OR - Health_New_Space Heating_Natural Gas_Gas Boiler - Hot Water Reset_A_Achievable Technical Potential | F4 | Commercial | OR - Health | New | Space Heating | Natural Gas | Gas Boiler - Hot Water Reset | A | Incremental Energy Savings (MWh or mTherms) | Achievable Technical Potential | 0 | 0 | 0 | 0 | 0 | 0 | 0 | 0 | 0 | 0 | 0 | 0 | 0 | 0 | 0 | 0 | 0 | 0 | 0 | 0 | 0 | 0 | 0 | 0 | 0 | 0 | 0
F5_Commercial_OR - Health_New_Space Heating_Natural Gas_Gas Boiler - Hot Water Reset_A_Achievable Technical Potential | F5 | Commercial | OR - Health | New | Space Heating | Natural Gas | Gas Boiler - Hot Water Reset | A | Incremental Summer Peak Savings (MW) | Achievable Technical Potential | 0 | 0 | 0 | 0 | 0 | 0 | 0 | 0 | 0 | 0 | 0 | 0 | 0 | 0 | 0 | 0 | 0 | 0 | 0 | 0 | 0 | 0 | 0 | 0 | 0 | 0 | 0
F6_Commercial_OR - Health_New_Space Heating_Natural Gas_Gas Boiler - Hot Water Reset_A_Achievable Technical Potential | F6 | Commercial | OR - Health | New | Space Heating | Natural Gas | Gas Boiler - Hot Water Reset | A | Incremental Winter Peak Savings (MW) | Achievable Technical Potential | 0 | 0 | 0 | 0 | 0 | 0 | 0 | 0 | 0 | 0 | 0 | 0 | 0 | 0 | 0 | 0 | 0 | 0 | 0 | 0 | 0 | 0 | 0 | 0 | 0 | 0 | 0
F7_Commercial_OR - Health_New_Space Heating_Natural Gas_Gas Boiler - Hot Water Reset_A_Achievable Technical Potential | F7 | Commercial | OR - Health | New | Space Heating | Natural Gas | Gas Boiler - Hot Water Reset | A | Cumulative Energy Savings (MWh or mTherms) | Achievable Technical Potential | 0 | 0 | 0 | 0 | 0 | 0 | 0 | 0 | 0 | 0 | 0 | 0 | 0 | 0 | 0 | 0 | 0 | 0 | 0 | 0 | 0 | 0 | 0 | 0 | 0 | 0 | 0
F8_Commercial_OR - Health_New_Space Heating_Natural Gas_Gas Boiler - Hot Water Reset_A_Achievable Technical Potential | F8 | Commercial | OR - Health | New | Space Heating | Natural Gas | Gas Boiler - Hot Water Reset | A | Cumulative Summer Peak Savings (MW) | Achievable Technical Potential | 0 | 0 | 0 | 0 | 0 | 0 | 0 | 0 | 0 | 0 | 0 | 0 | 0 | 0 | 0 | 0 | 0 | 0 | 0 | 0 | 0 | 0 | 0 | 0 | 0 | 0 | 0
F9_Commercial_OR - Health_New_Space Heating_Natural Gas_Gas Boiler - Hot Water Reset_A_Achievable Technical Potential | F9 | Commercial | OR - Health | New | Space Heating | Natural Gas | Gas Boiler - Hot Water Reset | A | Cumulative Winter Peak Savings (MW) | Achievable Technical Potential | 0 | 0 | 0 | 0 | 0 | 0 | 0 | 0 | 0 | 0 | 0 | 0 | 0 | 0 | 0 | 0 | 0 | 0 | 0 | 0 | 0 | 0 | 0 | 0 | 0 | 0 | 0
F10_Commercial_OR - Health_New_Space Heating_Natural Gas_Gas Boiler - Hot Water Reset_A_Achievable Technical Potential | F10 | Commercial | OR - Health | New | Space Heating | Natural Gas | Gas Boiler - Hot Water Reset | A | Purchases (Incremental) | Achievable Technical Potential | 0 | 0 | 0 | 0 | 0 | 0 | 0 | 0 | 0 | 0 | 0 | 0 | 0 | 0 | 0 | 0 | 0 | 0 | 0 | 0 | 0 | 0 | 0 | 0 | 0 | 0 | 0
F11_Commercial_OR - Health_New_Space Heating_Natural Gas_Gas Boiler - Hot Water Reset_A_Achievable Technical Potential | F11 | Commercial | OR - Health | New | Space Heating | Natural Gas | Gas Boiler - Hot Water Reset | A | Purchases (Cumulative) | Achievable Technical Potential | 0 | 0 | 0 | 0 | 0 | 0 | 0 | 0 | 0 | 0 | 0 | 0 | 0 | 0 | 0 | 0 | 0 | 0 | 0 | 0 | 0 | 0 | 0 | 0 | 0 | 0 | 0
F1_Commercial_OR - Health_New_Space Heating_Natural Gas_Gas Boiler - Steam Trap Replacement_A_Achievable Technical Potential | F1 | Commercial | OR - Health | New | Space Heating | Natural Gas | Gas Boiler - Steam Trap Replacement | A | Integrated Unit Energy Savings (kWh or therms) | Achievable Technical Potential | 0 | 0 | 0 | 0 | 0 | 0 | 0 | 0 | 0 | 0 | 0 | 0 | 0 | 0 | 0 | 0 | 0 | 0 | 0 | 0 | 0 | 0 | 0 | 0 | 0 | 0 | 0
F2_Commercial_OR - Health_New_Space Heating_Natural Gas_Gas Boiler - Steam Trap Replacement_A_Achievable Technical Potential | F2 | Commercial | OR - Health | New | Space Heating | Natural Gas | Gas Boiler - Steam Trap Replacement | A | Integrated Unit Summer Peak Savings (kW) | Achievable Technical Potential | 0 | 0 | 0 | 0 | 0 | 0 | 0 | 0 | 0 | 0 | 0 | 0 | 0 | 0 | 0 | 0 | 0 | 0 | 0 | 0 | 0 | 0 | 0 | 0 | 0 | 0 | 0
F3_Commercial_OR - Health_New_Space Heating_Natural Gas_Gas Boiler - Steam Trap Replacement_A_Achievable Technical Potential | F3 | Commercial | OR - Health | New | Space Heating | Natural Gas | Gas Boiler - Steam Trap Replacement | A | Integrated Unit Winter Peak Savings (kW) | Achievable Technical Potential | 0 | 0 | 0 | 0 | 0 | 0 | 0 | 0 | 0 | 0 | 0 | 0 | 0 | 0 | 0 | 0 | 0 | 0 | 0 | 0 | 0 | 0 | 0 | 0 | 0 | 0 | 0
F4_Commercial_OR - Health_New_Space Heating_Natural Gas_Gas Boiler - Steam Trap Replacement_A_Achievable Technical Potential | F4 | Commercial | OR - Health | New | Space Heating | Natural Gas | Gas Boiler - Steam Trap Replacement | A | Incremental Energy Savings (MWh or mTherms) | Achievable Technical Potential | 0 | 0 | 0 | 0 | 0 | 0 | 0 | 0 | 0 | 0 | 0 | 0 | 0 | 0 | 0 | 0 | 0 | 0 | 0 | 0 | 0 | 0 | 0 | 0 | 0 | 0 | 0
F5_Commercial_OR - Health_New_Space Heating_Natural Gas_Gas Boiler - Steam Trap Replacement_A_Achievable Technical Potential | F5 | Commercial | OR - Health | New | Space Heating | Natural Gas | Gas Boiler - Steam Trap Replacement | A | Incremental Summer Peak Savings (MW) | Achievable Technical Potential | 0 | 0 | 0 | 0 | 0 | 0 | 0 | 0 | 0 | 0 | 0 | 0 | 0 | 0 | 0 | 0 | 0 | 0 | 0 | 0 | 0 | 0 | 0 | 0 | 0 | 0 | 0
F6_Commercial_OR - Health_New_Space Heating_Natural Gas_Gas Boiler - Steam Trap Replacement_A_Achievable Technical Potential | F6 | Commercial | OR - Health | New | Space Heating | Natural Gas | Gas Boiler - Steam Trap Replacement | A | Incremental Winter Peak Savings (MW) | Achievable Technical Potential | 0 | 0 | 0 | 0 | 0 | 0 | 0 | 0 | 0 | 0 | 0 | 0 | 0 | 0 | 0 | 0 | 0 | 0 | 0 | 0 | 0 | 0 | 0 | 0 | 0 | 0 | 0
F7_Commercial_OR - Health_New_Space Heating_Natural Gas_Gas Boiler - Steam Trap Replacement_A_Achievable Technical Potential | F7 | Commercial | OR - Health | New | Space Heating | Natural Gas | Gas Boiler - Steam Trap Replacement | A | Cumulative Energy Savings (MWh or mTherms) | Achievable Technical Potential | 0 | 0 | 0 | 0 | 0 | 0 | 0 | 0 | 0 | 0 | 0 | 0 | 0 | 0 | 0 | 0 | 0 | 0 | 0 | 0 | 0 | 0 | 0 | 0 | 0 | 0 | 0
F8_Commercial_OR - Health_New_Space Heating_Natural Gas_Gas Boiler - Steam Trap Replacement_A_Achievable Technical Potential | F8 | Commercial | OR - Health | New | Space Heating | Natural Gas | Gas Boiler - Steam Trap Replacement | A | Cumulative Summer Peak Savings (MW) | Achievable Technical Potential | 0 | 0 | 0 | 0 | 0 | 0 | 0 | 0 | 0 | 0 | 0 | 0 | 0 | 0 | 0 | 0 | 0 | 0 | 0 | 0 | 0 | 0 | 0 | 0 | 0 | 0 | 0
F9_Commercial_OR - Health_New_Space Heating_Natural Gas_Gas Boiler - Steam Trap Replacement_A_Achievable Technical Potential | F9 | Commercial | OR - Health | New | Space Heating | Natural Gas | Gas Boiler - Steam Trap Replacement | A | Cumulative Winter Peak Savings (MW) | Achievable Technical Potential | 0 | 0 | 0 | 0 | 0 | 0 | 0 | 0 | 0 | 0 | 0 | 0 | 0 | 0 | 0 | 0 | 0 | 0 | 0 | 0 | 0 | 0 | 0 | 0 | 0 | 0 | 0
F10_Commercial_OR - Health_New_Space Heating_Natural Gas_Gas Boiler - Steam Trap Replacement_A_Achievable Technical Potential | F10 | Commercial | OR - Health | New | Space Heating | Natural Gas | Gas Boiler - Steam Trap Replacement | A | Purchases (Incremental) | Achievable Technical Potential | 0 | 0 | 0 | 0 | 0 | 0 | 0 | 0 | 0 | 0 | 0 | 0 | 0 | 0 | 0 | 0 | 0 | 0 | 0 | 0 | 0 | 0 | 0 | 0 | 0 | 0 | 0
F11_Commercial_OR - Health_New_Space Heating_Natural Gas_Gas Boiler - Steam Trap Replacement_A_Achievable Technical Potential | F11 | Commercial | OR - Health | New | Space Heating | Natural Gas | Gas Boiler - Steam Trap Replacement | A | Purchases (Cumulative) | Achievable Technical Potential | 0 | 0 | 0 | 0 | 0 | 0 | 0 | 0 | 0 | 0 | 0 | 0 | 0 | 0 | 0 | 0 | 0 | 0 | 0 | 0 | 0 | 0 | 0 | 0 | 0 | 0 | 0
F1_Commercial_OR - Health_New_Space Heating_Natural Gas_Gas Boiler - High Turndown Burner_A_Achievable Technical Potential | F1 | Commercial | OR - Health | New | Space Heating | Natural Gas | Gas Boiler - High Turndown Burner | A | Integrated Unit Energy Savings (kWh or therms) | Achievable Technical Potential | 0 | 0 | 0 | 0 | 0 | 0 | 0 | 0 | 0 | 0 | 0 | 0 | 0 | 0 | 0 | 0 | 0 | 0 | 0 | 0 | 0 | 0 | 0 | 0 | 0 | 0 | 0
F2_Commercial_OR - Health_New_Space Heating_Natural Gas_Gas Boiler - High Turndown Burner_A_Achievable Technical Potential | F2 | Commercial | OR - Health | New | Space Heating | Natural Gas | Gas Boiler - High Turndown Burner | A | Integrated Unit Summer Peak Savings (kW) | Achievable Technical Potential | 0 | 0 | 0 | 0 | 0 | 0 | 0 | 0 | 0 | 0 | 0 | 0 | 0 | 0 | 0 | 0 | 0 | 0 | 0 | 0 | 0 | 0 | 0 | 0 | 0 | 0 | 0
F3_Commercial_OR - Health_New_Space Heating_Natural Gas_Gas Boiler - High Turndown Burner_A_Achievable Technical Potential | F3 | Commercial | OR - Health | New | Space Heating | Natural Gas | Gas Boiler - High Turndown Burner | A | Integrated Unit Winter Peak Savings (kW) | Achievable Technical Potential | 0 | 0 | 0 | 0 | 0 | 0 | 0 | 0 | 0 | 0 | 0 | 0 | 0 | 0 | 0 | 0 | 0 | 0 | 0 | 0 | 0 | 0 | 0 | 0 | 0 | 0 | 0
F4_Commercial_OR - Health_New_Space Heating_Natural Gas_Gas Boiler - High Turndown Burner_A_Achievable Technical Potential | F4 | Commercial | OR - Health | New | Space Heating | Natural Gas | Gas Boiler - High Turndown Burner | A | Incremental Energy Savings (MWh or mTherms) | Achievable Technical Potential | 0 | 0 | 0 | 0 | 0 | 0 | 0 | 0 | 0 | 0 | 0 | 0 | 0 | 0 | 0 | 0 | 0 | 0 | 0 | 0 | 0 | 0 | 0 | 0 | 0 | 0 | 0
F5_Commercial_OR - Health_New_Space Heating_Natural Gas_Gas Boiler - High Turndown Burner_A_Achievable Technical Potential | F5 | Commercial | OR - Health | New | Space Heating | Natural Gas | Gas Boiler - High Turndown Burner | A | Incremental Summer Peak Savings (MW) | Achievable Technical Potential | 0 | 0 | 0 | 0 | 0 | 0 | 0 | 0 | 0 | 0 | 0 | 0 | 0 | 0 | 0 | 0 | 0 | 0 | 0 | 0 | 0 | 0 | 0 | 0 | 0 | 0 | 0
F6_Commercial_OR - Health_New_Space Heating_Natural Gas_Gas Boiler - High Turndown Burner_A_Achievable Technical Potential | F6 | Commercial | OR - Health | New | Space Heating | Natural Gas | Gas Boiler - High Turndown Burner | A | Incremental Winter Peak Savings (MW) | Achievable Technical Potential | 0 | 0 | 0 | 0 | 0 | 0 | 0 | 0 | 0 | 0 | 0 | 0 | 0 | 0 | 0 | 0 | 0 | 0 | 0 | 0 | 0 | 0 | 0 | 0 | 0 | 0 | 0
F7_Commercial_OR - Health_New_Space Heating_Natural Gas_Gas Boiler - High Turndown Burner_A_Achievable Technical Potential | F7 | Commercial | OR - Health | New | Space Heating | Natural Gas | Gas Boiler - High Turndown Burner | A | Cumulative Energy Savings (MWh or mTherms) | Achievable Technical Potential | 0 | 0 | 0 | 0 | 0 | 0 | 0 | 0 | 0 | 0 | 0 | 0 | 0 | 0 | 0 | 0 | 0 | 0 | 0 | 0 | 0 | 0 | 0 | 0 | 0 | 0 | 0
F8_Commercial_OR - Health_New_Space Heating_Natural Gas_Gas Boiler - High Turndown Burner_A_Achievable Technical Potential | F8 | Commercial | OR - Health | New | Space Heating | Natural Gas | Gas Boiler - High Turndown Burner | A | Cumulative Summer Peak Savings (MW) | Achievable Technical Potential | 0 | 0 | 0 | 0 | 0 | 0 | 0 | 0 | 0 | 0 | 0 | 0 | 0 | 0 | 0 | 0 | 0 | 0 | 0 | 0 | 0 | 0 | 0 | 0 | 0 | 0 | 0
F9_Commercial_OR - Health_New_Space Heating_Natural Gas_Gas Boiler - High Turndown Burner_A_Achievable Technical Potential | F9 | Commercial | OR - Health | New | Space Heating | Natural Gas | Gas Boiler - High Turndown Burner | A | Cumulative Winter Peak Savings (MW) | Achievable Technical Potential | 0 | 0 | 0 | 0 | 0 | 0 | 0 | 0 | 0 | 0 | 0 | 0 | 0 | 0 | 0 | 0 | 0 | 0 | 0 | 0 | 0 | 0 | 0 | 0 | 0 | 0 | 0
F10_Commercial_OR - Health_New_Space Heating_Natural Gas_Gas Boiler - High Turndown Burner_A_Achievable Technical Potential | F10 | Commercial | OR - Health | New | Space Heating | Natural Gas | Gas Boiler - High Turndown Burner | A | Purchases (Incremental) | Achievable Technical Potential | 0 | 0 | 0 | 0 | 0 | 0 | 0 | 0 | 0 | 0 | 0 | 0 | 0 | 0 | 0 | 0 | 0 | 0 | 0 | 0 | 0 | 0 | 0 | 0 | 0 | 0 | 0
F11_Commercial_OR - Health_New_Space Heating_Natural Gas_Gas Boiler - High Turndown Burner_A_Achievable Technical Potential | F11 | Commercial | OR - Health | New | Space Heating | Natural Gas | Gas Boiler - High Turndown Burner | A | Purchases (Cumulative) | Achievable Technical Potential | 0 | 0 | 0 | 0 | 0 | 0 | 0 | 0 | 0 | 0 | 0 | 0 | 0 | 0 | 0 | 0 | 0 | 0 | 0 | 0 | 0 | 0 | 0 | 0 | 0 | 0 | 0
F1_Commercial_OR - Health_New_Space Heating_Natural Gas_Gas Boiler - Burner Control Optimization_A_Achievable Technical Potential | F1 | Commercial | OR - Health | New | Space Heating | Natural Gas | Gas Boiler - Burner Control Optimization | A | Integrated Unit Energy Savings (kWh or therms) | Achievable Technical Potential | 0 | 0 | 0 | 0 | 0 | 0 | 0 | 0 | 0 | 0 | 0 | 0 | 0 | 0 | 0 | 0 | 0 | 0 | 0 | 0 | 0 | 0 | 0 | 0 | 0 | 0 | 0
F2_Commercial_OR - Health_New_Space Heating_Natural Gas_Gas Boiler - Burner Control Optimization_A_Achievable Technical Potential | F2 | Commercial | OR - Health | New | Space Heating | Natural Gas | Gas Boiler - Burner Control Optimization | A | Integrated Unit Summer Peak Savings (kW) | Achievable Technical Potential | 0 | 0 | 0 | 0 | 0 | 0 | 0 | 0 | 0 | 0 | 0 | 0 | 0 | 0 | 0 | 0 | 0 | 0 | 0 | 0 | 0 | 0 | 0 | 0 | 0 | 0 | 0
F3_Commercial_OR - Health_New_Space Heating_Natural Gas_Gas Boiler - Burner Control Optimization_A_Achievable Technical Potential | F3 | Commercial | OR - Health | New | Space Heating | Natural Gas | Gas Boiler - Burner Control Optimization | A | Integrated Unit Winter Peak Savings (kW) | Achievable Technical Potential | 0 | 0 | 0 | 0 | 0 | 0 | 0 | 0 | 0 | 0 | 0 | 0 | 0 | 0 | 0 | 0 | 0 | 0 | 0 | 0 | 0 | 0 | 0 | 0 | 0 | 0 | 0
F4_Commercial_OR - Health_New_Space Heating_Natural Gas_Gas Boiler - Burner Control Optimization_A_Achievable Technical Potential | F4 | Commercial | OR - Health | New | Space Heating | Natural Gas | Gas Boiler - Burner Control Optimization | A | Incremental Energy Savings (MWh or mTherms) | Achievable Technical Potential | 0 | 0 | 0 | 0 | 0 | 0 | 0 | 0 | 0 | 0 | 0 | 0 | 0 | 0 | 0 | 0 | 0 | 0 | 0 | 0 | 0 | 0 | 0 | 0 | 0 | 0 | 0
F5_Commercial_OR - Health_New_Space Heating_Natural Gas_Gas Boiler - Burner Control Optimization_A_Achievable Technical Potential | F5 | Commercial | OR - Health | New | Space Heating | Natural Gas | Gas Boiler - Burner Control Optimization | A | Incremental Summer Peak Savings (MW) | Achievable Technical Potential | 0 | 0 | 0 | 0 | 0 | 0 | 0 | 0 | 0 | 0 | 0 | 0 | 0 | 0 | 0 | 0 | 0 | 0 | 0 | 0 | 0 | 0 | 0 | 0 | 0 | 0 | 0
F6_Commercial_OR - Health_New_Space Heating_Natural Gas_Gas Boiler - Burner Control Optimization_A_Achievable Technical Potential | F6 | Commercial | OR - Health | New | Space Heating | Natural Gas | Gas Boiler - Burner Control Optimization | A | Incremental Winter Peak Savings (MW) | Achievable Technical Potential | 0 | 0 | 0 | 0 | 0 | 0 | 0 | 0 | 0 | 0 | 0 | 0 | 0 | 0 | 0 | 0 | 0 | 0 | 0 | 0 | 0 | 0 | 0 | 0 | 0 | 0 | 0
F7_Commercial_OR - Health_New_Space Heating_Natural Gas_Gas Boiler - Burner Control Optimization_A_Achievable Technical Potential | F7 | Commercial | OR - Health | New | Space Heating | Natural Gas | Gas Boiler - Burner Control Optimization | A | Cumulative Energy Savings (MWh or mTherms) | Achievable Technical Potential | 0 | 0 | 0 | 0 | 0 | 0 | 0 | 0 | 0 | 0 | 0 | 0 | 0 | 0 | 0 | 0 | 0 | 0 | 0 | 0 | 0 | 0 | 0 | 0 | 0 | 0 | 0
F8_Commercial_OR - Health_New_Space Heating_Natural Gas_Gas Boiler - Burner Control Optimization_A_Achievable Technical Potential | F8 | Commercial | OR - Health | New | Space Heating | Natural Gas | Gas Boiler - Burner Control Optimization | A | Cumulative Summer Peak Savings (MW) | Achievable Technical Potential | 0 | 0 | 0 | 0 | 0 | 0 | 0 | 0 | 0 | 0 | 0 | 0 | 0 | 0 | 0 | 0 | 0 | 0 | 0 | 0 | 0 | 0 | 0 | 0 | 0 | 0 | 0
F9_Commercial_OR - Health_New_Space Heating_Natural Gas_Gas Boiler - Burner Control Optimization_A_Achievable Technical Potential | F9 | Commercial | OR - Health | New | Space Heating | Natural Gas | Gas Boiler - Burner Control Optimization | A | Cumulative Winter Peak Savings (MW) | Achievable Technical Potential | 0 | 0 | 0 | 0 | 0 | 0 | 0 | 0 | 0 | 0 | 0 | 0 | 0 | 0 | 0 | 0 | 0 | 0 | 0 | 0 | 0 | 0 | 0 | 0 | 0 | 0 | 0
F10_Commercial_OR - Health_New_Space Heating_Natural Gas_Gas Boiler - Burner Control Optimization_A_Achievable Technical Potential | F10 | Commercial | OR - Health | New | Space Heating | Natural Gas | Gas Boiler - Burner Control Optimization | A | Purchases (Incremental) | Achievable Technical Potential | 0 | 0 | 0 | 0 | 0 | 0 | 0 | 0 | 0 | 0 | 0 | 0 | 0 | 0 | 0 | 0 | 0 | 0 | 0 | 0 | 0 | 0 | 0 | 0 | 0 | 0 | 0
F11_Commercial_OR - Health_New_Space Heating_Natural Gas_Gas Boiler - Burner Control Optimization_A_Achievable Technical Potential | F11 | Commercial | OR - Health | New | Space Heating | Natural Gas | Gas Boiler - Burner Control Optimization | A | Purchases (Cumulative) | Achievable Technical Potential | 0 | 0 | 0 | 0 | 0 | 0 | 0 | 0 | 0 | 0 | 0 | 0 | 0 | 0 | 0 | 0 | 0 | 0 | 0 | 0 | 0 | 0 | 0 | 0 | 0 | 0 | 0
F1_Commercial_OR - Health_New_Space Heating_Natural Gas_Gas Boiler - Stack Economizer_A_Achievable Technical Potential | F1 | Commercial | OR - Health | New | Space Heating | Natural Gas | Gas Boiler - Stack Economizer | A | Integrated Unit Energy Savings (kWh or therms) | Achievable Technical Potential | 0 | 0 | 0 | 0 | 0 | 0 | 0 | 0 | 0 | 0 | 0 | 0 | 0 | 0 | 0 | 0 | 0 | 0 | 0 | 0 | 0 | 0 | 0 | 0 | 0 | 0 | 0
F2_Commercial_OR - Health_New_Space Heating_Natural Gas_Gas Boiler - Stack Economizer_A_Achievable Technical Potential | F2 | Commercial | OR - Health | New | Space Heating | Natural Gas | Gas Boiler - Stack Economizer | A | Integrated Unit Summer Peak Savings (kW) | Achievable Technical Potential | 0 | 0 | 0 | 0 | 0 | 0 | 0 | 0 | 0 | 0 | 0 | 0 | 0 | 0 | 0 | 0 | 0 | 0 | 0 | 0 | 0 | 0 | 0 | 0 | 0 | 0 | 0
F3_Commercial_OR - Health_New_Space Heating_Natural Gas_Gas Boiler - Stack Economizer_A_Achievable Technical Potential | F3 | Commercial | OR - Health | New | Space Heating | Natural Gas | Gas Boiler - Stack Economizer | A | Integrated Unit Winter Peak Savings (kW) | Achievable Technical Potential | 0 | 0 | 0 | 0 | 0 | 0 | 0 | 0 | 0 | 0 | 0 | 0 | 0 | 0 | 0 | 0 | 0 | 0 | 0 | 0 | 0 | 0 | 0 | 0 | 0 | 0 | 0
F4_Commercial_OR - Health_New_Space Heating_Natural Gas_Gas Boiler - Stack Economizer_A_Achievable Technical Potential | F4 | Commercial | OR - Health | New | Space Heating | Natural Gas | Gas Boiler - Stack Economizer | A | Incremental Energy Savings (MWh or mTherms) | Achievable Technical Potential | 0 | 0 | 0 | 0 | 0 | 0 | 0 | 0 | 0 | 0 | 0 | 0 | 0 | 0 | 0 | 0 | 0 | 0 | 0 | 0 | 0 | 0 | 0 | 0 | 0 | 0 | 0
F5_Commercial_OR - Health_New_Space Heating_Natural Gas_Gas Boiler - Stack Economizer_A_Achievable Technical Potential | F5 | Commercial | OR - Health | New | Space Heating | Natural Gas | Gas Boiler - Stack Economizer | A | Incremental Summer Peak Savings (MW) | Achievable Technical Potential | 0 | 0 | 0 | 0 | 0 | 0 | 0 | 0 | 0 | 0 | 0 | 0 | 0 | 0 | 0 | 0 | 0 | 0 | 0 | 0 | 0 | 0 | 0 | 0 | 0 | 0 | 0
F6_Commercial_OR - Health_New_Space Heating_Natural Gas_Gas Boiler - Stack Economizer_A_Achievable Technical Potential | F6 | Commercial | OR - Health | New | Space Heating | Natural Gas | Gas Boiler - Stack Economizer | A | Incremental Winter Peak Savings (MW) | Achievable Technical Potential | 0 | 0 | 0 | 0 | 0 | 0 | 0 | 0 | 0 | 0 | 0 | 0 | 0 | 0 | 0 | 0 | 0 | 0 | 0 | 0 | 0 | 0 | 0 | 0 | 0 | 0 | 0
F7_Commercial_OR - Health_New_Space Heating_Natural Gas_Gas Boiler - Stack Economizer_A_Achievable Technical Potential | F7 | Commercial | OR - Health | New | Space Heating | Natural Gas | Gas Boiler - Stack Economizer | A | Cumulative Energy Savings (MWh or mTherms) | Achievable Technical Potential | 0 | 0 | 0 | 0 | 0 | 0 | 0 | 0 | 0 | 0 | 0 | 0 | 0 | 0 | 0 | 0 | 0 | 0 | 0 | 0 | 0 | 0 | 0 | 0 | 0 | 0 | 0
F8_Commercial_OR - Health_New_Space Heating_Natural Gas_Gas Boiler - Stack Economizer_A_Achievable Technical Potential | F8 | Commercial | OR - Health | New | Space Heating | Natural Gas | Gas Boiler - Stack Economizer | A | Cumulative Summer Peak Savings (MW) | Achievable Technical Potential | 0 | 0 | 0 | 0 | 0 | 0 | 0 | 0 | 0 | 0 | 0 | 0 | 0 | 0 | 0 | 0 | 0 | 0 | 0 | 0 | 0 | 0 | 0 | 0 | 0 | 0 | 0
F9_Commercial_OR - Health_New_Space Heating_Natural Gas_Gas Boiler - Stack Economizer_A_Achievable Technical Potential | F9 | Commercial | OR - Health | New | Space Heating | Natural Gas | Gas Boiler - Stack Economizer | A | Cumulative Winter Peak Savings (MW) | Achievable Technical Potential | 0 | 0 | 0 | 0 | 0 | 0 | 0 | 0 | 0 | 0 | 0 | 0 | 0 | 0 | 0 | 0 | 0 | 0 | 0 | 0 | 0 | 0 | 0 | 0 | 0 | 0 | 0
F10_Commercial_OR - Health_New_Space Heating_Natural Gas_Gas Boiler - Stack Economizer_A_Achievable Technical Potential | F10 | Commercial | OR - Health | New | Space Heating | Natural Gas | Gas Boiler - Stack Economizer | A | Purchases (Incremental) | Achievable Technical Potential | 0 | 0 | 0 | 0 | 0 | 0 | 0 | 0 | 0 | 0 | 0 | 0 | 0 | 0 | 0 | 0 | 0 | 0 | 0 | 0 | 0 | 0 | 0 | 0 | 0 | 0 | 0
F11_Commercial_OR - Health_New_Space Heating_Natural Gas_Gas Boiler - Stack Economizer_A_Achievable Technical Potential | F11 | Commercial | OR - Health | New | Space Heating | Natural Gas | Gas Boiler - Stack Economizer | A | Purchases (Cumulative) | Achievable Technical Potential | 0 | 0 | 0 | 0 | 0 | 0 | 0 | 0 | 0 | 0 | 0 | 0 | 0 | 0 | 0 | 0 | 0 | 0 | 0 | 0 | 0 | 0 | 0 | 0 | 0 | 0 | 0
F1_Commercial_OR - Health_New_Space Heating_Natural Gas_Gas Boiler - Thermostatic Radiator Valves_A_Achievable Technical Potential | F1 | Commercial | OR - Health | New | Space Heating | Natural Gas | Gas Boiler - Thermostatic Radiator Valves | A | Integrated Unit Energy Savings (kWh or therms) | Achievable Technical Potential | 0 | 0 | 0 | 0 | 0 | 0 | 0 | 0 | 0 | 0 | 0 | 0 | 0 | 0 | 0 | 0 | 0 | 0 | 0 | 0 | 0 | 0 | 0 | 0 | 0 | 0 | 0
F2_Commercial_OR - Health_New_Space Heating_Natural Gas_Gas Boiler - Thermostatic Radiator Valves_A_Achievable Technical Potential | F2 | Commercial | OR - Health | New | Space Heating | Natural Gas | Gas Boiler - Thermostatic Radiator Valves | A | Integrated Unit Summer Peak Savings (kW) | Achievable Technical Potential | 0 | 0 | 0 | 0 | 0 | 0 | 0 | 0 | 0 | 0 | 0 | 0 | 0 | 0 | 0 | 0 | 0 | 0 | 0 | 0 | 0 | 0 | 0 | 0 | 0 | 0 | 0
F3_Commercial_OR - Health_New_Space Heating_Natural Gas_Gas Boiler - Thermostatic Radiator Valves_A_Achievable Technical Potential | F3 | Commercial | OR - Health | New | Space Heating | Natural Gas | Gas Boiler - Thermostatic Radiator Valves | A | Integrated Unit Winter Peak Savings (kW) | Achievable Technical Potential | 0 | 0 | 0 | 0 | 0 | 0 | 0 | 0 | 0 | 0 | 0 | 0 | 0 | 0 | 0 | 0 | 0 | 0 | 0 | 0 | 0 | 0 | 0 | 0 | 0 | 0 | 0
F4_Commercial_OR - Health_New_Space Heating_Natural Gas_Gas Boiler - Thermostatic Radiator Valves_A_Achievable Technical Potential | F4 | Commercial | OR - Health | New | Space Heating | Natural Gas | Gas Boiler - Thermostatic Radiator Valves | A | Incremental Energy Savings (MWh or mTherms) | Achievable Technical Potential | 0 | 0 | 0 | 0 | 0 | 0 | 0 | 0 | 0 | 0 | 0 | 0 | 0 | 0 | 0 | 0 | 0 | 0 | 0 | 0 | 0 | 0 | 0 | 0 | 0 | 0 | 0
F5_Commercial_OR - Health_New_Space Heating_Natural Gas_Gas Boiler - Thermostatic Radiator Valves_A_Achievable Technical Potential | F5 | Commercial | OR - Health | New | Space Heating | Natural Gas | Gas Boiler - Thermostatic Radiator Valves | A | Incremental Summer Peak Savings (MW) | Achievable Technical Potential | 0 | 0 | 0 | 0 | 0 | 0 | 0 | 0 | 0 | 0 | 0 | 0 | 0 | 0 | 0 | 0 | 0 | 0 | 0 | 0 | 0 | 0 | 0 | 0 | 0 | 0 | 0
F6_Commercial_OR - Health_New_Space Heating_Natural Gas_Gas Boiler - Thermostatic Radiator Valves_A_Achievable Technical Potential | F6 | Commercial | OR - Health | New | Space Heating | Natural Gas | Gas Boiler - Thermostatic Radiator Valves | A | Incremental Winter Peak Savings (MW) | Achievable Technical Potential | 0 | 0 | 0 | 0 | 0 | 0 | 0 | 0 | 0 | 0 | 0 | 0 | 0 | 0 | 0 | 0 | 0 | 0 | 0 | 0 | 0 | 0 | 0 | 0 | 0 | 0 | 0
F7_Commercial_OR - Health_New_Space Heating_Natural Gas_Gas Boiler - Thermostatic Radiator Valves_A_Achievable Technical Potential | F7 | Commercial | OR - Health | New | Space Heating | Natural Gas | Gas Boiler - Thermostatic Radiator Valves | A | Cumulative Energy Savings (MWh or mTherms) | Achievable Technical Potential | 0 | 0 | 0 | 0 | 0 | 0 | 0 | 0 | 0 | 0 | 0 | 0 | 0 | 0 | 0 | 0 | 0 | 0 | 0 | 0 | 0 | 0 | 0 | 0 | 0 | 0 | 0
F8_Commercial_OR - Health_New_Space Heating_Natural Gas_Gas Boiler - Thermostatic Radiator Valves_A_Achievable Technical Potential | F8 | Commercial | OR - Health | New | Space Heating | Natural Gas | Gas Boiler - Thermostatic Radiator Valves | A | Cumulative Summer Peak Savings (MW) | Achievable Technical Potential | 0 | 0 | 0 | 0 | 0 | 0 | 0 | 0 | 0 | 0 | 0 | 0 | 0 | 0 | 0 | 0 | 0 | 0 | 0 | 0 | 0 | 0 | 0 | 0 | 0 | 0 | 0
F9_Commercial_OR - Health_New_Space Heating_Natural Gas_Gas Boiler - Thermostatic Radiator Valves_A_Achievable Technical Potential | F9 | Commercial | OR - Health | New | Space Heating | Natural Gas | Gas Boiler - Thermostatic Radiator Valves | A | Cumulative Winter Peak Savings (MW) | Achievable Technical Potential | 0 | 0 | 0 | 0 | 0 | 0 | 0 | 0 | 0 | 0 | 0 | 0 | 0 | 0 | 0 | 0 | 0 | 0 | 0 | 0 | 0 | 0 | 0 | 0 | 0 | 0 | 0
F10_Commercial_OR - Health_New_Space Heating_Natural Gas_Gas Boiler - Thermostatic Radiator Valves_A_Achievable Technical Potential | F10 | Commercial | OR - Health | New | Space Heating | Natural Gas | Gas Boiler - Thermostatic Radiator Valves | A | Purchases (Incremental) | Achievable Technical Potential | 0 | 0 | 0 | 0 | 0 | 0 | 0 | 0 | 0 | 0 | 0 | 0 | 0 | 0 | 0 | 0 | 0 | 0 | 0 | 0 | 0 | 0 | 0 | 0 | 0 | 0 | 0
F11_Commercial_OR - Health_New_Space Heating_Natural Gas_Gas Boiler - Thermostatic Radiator Valves_A_Achievable Technical Potential | F11 | Commercial | OR - Health | New | Space Heating | Natural Gas | Gas Boiler - Thermostatic Radiator Valves | A | Purchases (Cumulative) | Achievable Technical Potential | 0 | 0 | 0 | 0 | 0 | 0 | 0 | 0 | 0 | 0 | 0 | 0 | 0 | 0 | 0 | 0 | 0 | 0 | 0 | 0 | 0 | 0 | 0 | 0 | 0 | 0 | 0
F1_Commercial_OR - Health_New_Space Heating_Natural Gas_HVAC - Shut Off Damper_A_Achievable Technical Potential | F1 | Commercial | OR - Health | New | Space Heating | Natural Gas | HVAC - Shut Off Damper | A | Integrated Unit Energy Savings (kWh or therms) | Achievable Technical Potential | 0 | 0 | 0 | 0 | 0 | 0 | 0 | 0 | 0 | 0 | 0 | 0 | 0 | 0 | 0 | 0 | 0 | 0 | 0 | 0 | 0 | 0 | 0 | 0 | 0 | 0 | 0
F2_Commercial_OR - Health_New_Space Heating_Natural Gas_HVAC - Shut Off Damper_A_Achievable Technical Potential | F2 | Commercial | OR - Health | New | Space Heating | Natural Gas | HVAC - Shut Off Damper | A | Integrated Unit Summer Peak Savings (kW) | Achievable Technical Potential | 0 | 0 | 0 | 0 | 0 | 0 | 0 | 0 | 0 | 0 | 0 | 0 | 0 | 0 | 0 | 0 | 0 | 0 | 0 | 0 | 0 | 0 | 0 | 0 | 0 | 0 | 0
F3_Commercial_OR - Health_New_Space Heating_Natural Gas_HVAC - Shut Off Damper_A_Achievable Technical Potential | F3 | Commercial | OR - Health | New | Space Heating | Natural Gas | HVAC - Shut Off Damper | A | Integrated Unit Winter Peak Savings (kW) | Achievable Technical Potential | 0 | 0 | 0 | 0 | 0 | 0 | 0 | 0 | 0 | 0 | 0 | 0 | 0 | 0 | 0 | 0 | 0 | 0 | 0 | 0 | 0 | 0 | 0 | 0 | 0 | 0 | 0
F4_Commercial_OR - Health_New_Space Heating_Natural Gas_HVAC - Shut Off Damper_A_Achievable Technical Potential | F4 | Commercial | OR - Health | New | Space Heating | Natural Gas | HVAC - Shut Off Damper | A | Incremental Energy Savings (MWh or mTherms) | Achievable Technical Potential | 0 | 0 | 0 | 0 | 0 | 0 | 0 | 0 | 0 | 0 | 0 | 0 | 0 | 0 | 0 | 0 | 0 | 0 | 0 | 0 | 0 | 0 | 0 | 0 | 0 | 0 | 0
F5_Commercial_OR - Health_New_Space Heating_Natural Gas_HVAC - Shut Off Damper_A_Achievable Technical Potential | F5 | Commercial | OR - Health | New | Space Heating | Natural Gas | HVAC - Shut Off Damper | A | Incremental Summer Peak Savings (MW) | Achievable Technical Potential | 0 | 0 | 0 | 0 | 0 | 0 | 0 | 0 | 0 | 0 | 0 | 0 | 0 | 0 | 0 | 0 | 0 | 0 | 0 | 0 | 0 | 0 | 0 | 0 | 0 | 0 | 0
F6_Commercial_OR - Health_New_Space Heating_Natural Gas_HVAC - Shut Off Damper_A_Achievable Technical Potential | F6 | Commercial | OR - Health | New | Space Heating | Natural Gas | HVAC - Shut Off Damper | A | Incremental Winter Peak Savings (MW) | Achievable Technical Potential | 0 | 0 | 0 | 0 | 0 | 0 | 0 | 0 | 0 | 0 | 0 | 0 | 0 | 0 | 0 | 0 | 0 | 0 | 0 | 0 | 0 | 0 | 0 | 0 | 0 | 0 | 0
F7_Commercial_OR - Health_New_Space Heating_Natural Gas_HVAC - Shut Off Damper_A_Achievable Technical Potential | F7 | Commercial | OR - Health | New | Space Heating | Natural Gas | HVAC - Shut Off Damper | A | Cumulative Energy Savings (MWh or mTherms) | Achievable Technical Potential | 0 | 0 | 0 | 0 | 0 | 0 | 0 | 0 | 0 | 0 | 0 | 0 | 0 | 0 | 0 | 0 | 0 | 0 | 0 | 0 | 0 | 0 | 0 | 0 | 0 | 0 | 0
F8_Commercial_OR - Health_New_Space Heating_Natural Gas_HVAC - Shut Off Damper_A_Achievable Technical Potential | F8 | Commercial | OR - Health | New | Space Heating | Natural Gas | HVAC - Shut Off Damper | A | Cumulative Summer Peak Savings (MW) | Achievable Technical Potential | 0 | 0 | 0 | 0 | 0 | 0 | 0 | 0 | 0 | 0 | 0 | 0 | 0 | 0 | 0 | 0 | 0 | 0 | 0 | 0 | 0 | 0 | 0 | 0 | 0 | 0 | 0
F9_Commercial_OR - Health_New_Space Heating_Natural Gas_HVAC - Shut Off Damper_A_Achievable Technical Potential | F9 | Commercial | OR - Health | New | Space Heating | Natural Gas | HVAC - Shut Off Damper | A | Cumulative Winter Peak Savings (MW) | Achievable Technical Potential | 0 | 0 | 0 | 0 | 0 | 0 | 0 | 0 | 0 | 0 | 0 | 0 | 0 | 0 | 0 | 0 | 0 | 0 | 0 | 0 | 0 | 0 | 0 | 0 | 0 | 0 | 0
F10_Commercial_OR - Health_New_Space Heating_Natural Gas_HVAC - Shut Off Damper_A_Achievable Technical Potential | F10 | Commercial | OR - Health | New | Space Heating | Natural Gas | HVAC - Shut Off Damper | A | Purchases (Incremental) | Achievable Technical Potential | 0 | 0 | 0 | 0 | 0 | 0 | 0 | 0 | 0 | 0 | 0 | 0 | 0 | 0 | 0 | 0 | 0 | 0 | 0 | 0 | 0 | 0 | 0 | 0 | 0 | 0 | 0
F11_Commercial_OR - Health_New_Space Heating_Natural Gas_HVAC - Shut Off Damper_A_Achievable Technical Potential | F11 | Commercial | OR - Health | New | Space Heating | Natural Gas | HVAC - Shut Off Damper | A | Purchases (Cumulative) | Achievable Technical Potential | 0 | 0 | 0 | 0 | 0 | 0 | 0 | 0 | 0 | 0 | 0 | 0 | 0 | 0 | 0 | 0 | 0 | 0 | 0 | 0 | 0 | 0 | 0 | 0 | 0 | 0 | 0
F1_Commercial_OR - Health_New_Space Heating_Natural Gas_Gas Furnace - Tube Inserts_A_Achievable Technical Potential | F1 | Commercial | OR - Health | New | Space Heating | Natural Gas | Gas Furnace - Tube Inserts | A | Integrated Unit Energy Savings (kWh or therms) | Achievable Technical Potential | 0 | 0 | 0 | 0 | 0 | 0 | 0 | 0 | 0 | 0 | 0 | 0 | 0 | 0 | 0 | 0 | 0 | 0 | 0 | 0 | 0 | 0 | 0 | 0 | 0 | 0 | 0
F2_Commercial_OR - Health_New_Space Heating_Natural Gas_Gas Furnace - Tube Inserts_A_Achievable Technical Potential | F2 | Commercial | OR - Health | New | Space Heating | Natural Gas | Gas Furnace - Tube Inserts | A | Integrated Unit Summer Peak Savings (kW) | Achievable Technical Potential | 0 | 0 | 0 | 0 | 0 | 0 | 0 | 0 | 0 | 0 | 0 | 0 | 0 | 0 | 0 | 0 | 0 | 0 | 0 | 0 | 0 | 0 | 0 | 0 | 0 | 0 | 0
F3_Commercial_OR - Health_New_Space Heating_Natural Gas_Gas Furnace - Tube Inserts_A_Achievable Technical Potential | F3 | Commercial | OR - Health | New | Space Heating | Natural Gas | Gas Furnace - Tube Inserts | A | Integrated Unit Winter Peak Savings (kW) | Achievable Technical Potential | 0 | 0 | 0 | 0 | 0 | 0 | 0 | 0 | 0 | 0 | 0 | 0 | 0 | 0 | 0 | 0 | 0 | 0 | 0 | 0 | 0 | 0 | 0 | 0 | 0 | 0 | 0
F4_Commercial_OR - Health_New_Space Heating_Natural Gas_Gas Furnace - Tube Inserts_A_Achievable Technical Potential | F4 | Commercial | OR - Health | New | Space Heating | Natural Gas | Gas Furnace - Tube Inserts | A | Incremental Energy Savings (MWh or mTherms) | Achievable Technical Potential | 0 | 0 | 0 | 0 | 0 | 0 | 0 | 0 | 0 | 0 | 0 | 0 | 0 | 0 | 0 | 0 | 0 | 0 | 0 | 0 | 0 | 0 | 0 | 0 | 0 | 0 | 0
F5_Commercial_OR - Health_New_Space Heating_Natural Gas_Gas Furnace - Tube Inserts_A_Achievable Technical Potential | F5 | Commercial | OR - Health | New | Space Heating | Natural Gas | Gas Furnace - Tube Inserts | A | Incremental Summer Peak Savings (MW) | Achievable Technical Potential | 0 | 0 | 0 | 0 | 0 | 0 | 0 | 0 | 0 | 0 | 0 | 0 | 0 | 0 | 0 | 0 | 0 | 0 | 0 | 0 | 0 | 0 | 0 | 0 | 0 | 0 | 0
F6_Commercial_OR - Health_New_Space Heating_Natural Gas_Gas Furnace - Tube Inserts_A_Achievable Technical Potential | F6 | Commercial | OR - Health | New | Space Heating | Natural Gas | Gas Furnace - Tube Inserts | A | Incremental Winter Peak Savings (MW) | Achievable Technical Potential | 0 | 0 | 0 | 0 | 0 | 0 | 0 | 0 | 0 | 0 | 0 | 0 | 0 | 0 | 0 | 0 | 0 | 0 | 0 | 0 | 0 | 0 | 0 | 0 | 0 | 0 | 0
F7_Commercial_OR - Health_New_Space Heating_Natural Gas_Gas Furnace - Tube Inserts_A_Achievable Technical Potential | F7 | Commercial | OR - Health | New | Space Heating | Natural Gas | Gas Furnace - Tube Inserts | A | Cumulative Energy Savings (MWh or mTherms) | Achievable Technical Potential | 0 | 0 | 0 | 0 | 0 | 0 | 0 | 0 | 0 | 0 | 0 | 0 | 0 | 0 | 0 | 0 | 0 | 0 | 0 | 0 | 0 | 0 | 0 | 0 | 0 | 0 | 0
F8_Commercial_OR - Health_New_Space Heating_Natural Gas_Gas Furnace - Tube Inserts_A_Achievable Technical Potential | F8 | Commercial | OR - Health | New | Space Heating | Natural Gas | Gas Furnace - Tube Inserts | A | Cumulative Summer Peak Savings (MW) | Achievable Technical Potential | 0 | 0 | 0 | 0 | 0 | 0 | 0 | 0 | 0 | 0 | 0 | 0 | 0 | 0 | 0 | 0 | 0 | 0 | 0 | 0 | 0 | 0 | 0 | 0 | 0 | 0 | 0
F9_Commercial_OR - Health_New_Space Heating_Natural Gas_Gas Furnace - Tube Inserts_A_Achievable Technical Potential | F9 | Commercial | OR - Health | New | Space Heating | Natural Gas | Gas Furnace - Tube Inserts | A | Cumulative Winter Peak Savings (MW) | Achievable Technical Potential | 0 | 0 | 0 | 0 | 0 | 0 | 0 | 0 | 0 | 0 | 0 | 0 | 0 | 0 | 0 | 0 | 0 | 0 | 0 | 0 | 0 | 0 | 0 | 0 | 0 | 0 | 0
F10_Commercial_OR - Health_New_Space Heating_Natural Gas_Gas Furnace - Tube Inserts_A_Achievable Technical Potential | F10 | Commercial | OR - Health | New | Space Heating | Natural Gas | Gas Furnace - Tube Inserts | A | Purchases (Incremental) | Achievable Technical Potential | 0 | 0 | 0 | 0 | 0 | 0 | 0 | 0 | 0 | 0 | 0 | 0 | 0 | 0 | 0 | 0 | 0 | 0 | 0 | 0 | 0 | 0 | 0 | 0 | 0 | 0 | 0
F11_Commercial_OR - Health_New_Space Heating_Natural Gas_Gas Furnace - Tube Inserts_A_Achievable Technical Potential | F11 | Commercial | OR - Health | New | Space Heating | Natural Gas | Gas Furnace - Tube Inserts | A | Purchases (Cumulative) | Achievable Technical Potential | 0 | 0 | 0 | 0 | 0 | 0 | 0 | 0 | 0 | 0 | 0 | 0 | 0 | 0 | 0 | 0 | 0 | 0 | 0 | 0 | 0 | 0 | 0 | 0 | 0 | 0 | 0
F1_Commercial_OR - Health_New_Space Heating_Natural Gas_Gas Boiler - Insulate Steam Lines/Condensate Tank_A_Achievable Technical Potential | F1 | Commercial | OR - Health | New | Space Heating | Natural Gas | Gas Boiler - Insulate Steam Lines/Condensate Tank | A | Integrated Unit Energy Savings (kWh or therms) | Achievable Technical Potential | 0 | 0 | 0 | 0 | 0 | 0 | 0 | 0 | 0 | 0 | 0 | 0 | 0 | 0 | 0 | 0 | 0 | 0 | 0 | 0 | 0 | 0 | 0 | 0 | 0 | 0 | 0
F2_Commercial_OR - Health_New_Space Heating_Natural Gas_Gas Boiler - Insulate Steam Lines/Condensate Tank_A_Achievable Technical Potential | F2 | Commercial | OR - Health | New | Space Heating | Natural Gas | Gas Boiler - Insulate Steam Lines/Condensate Tank | A | Integrated Unit Summer Peak Savings (kW) | Achievable Technical Potential | 0 | 0 | 0 | 0 | 0 | 0 | 0 | 0 | 0 | 0 | 0 | 0 | 0 | 0 | 0 | 0 | 0 | 0 | 0 | 0 | 0 | 0 | 0 | 0 | 0 | 0 | 0
F3_Commercial_OR - Health_New_Space Heating_Natural Gas_Gas Boiler - Insulate Steam Lines/Condensate Tank_A_Achievable Technical Potential | F3 | Commercial | OR - Health | New | Space Heating | Natural Gas | Gas Boiler - Insulate Steam Lines/Condensate Tank | A | Integrated Unit Winter Peak Savings (kW) | Achievable Technical Potential | 0 | 0 | 0 | 0 | 0 | 0 | 0 | 0 | 0 | 0 | 0 | 0 | 0 | 0 | 0 | 0 | 0 | 0 | 0 | 0 | 0 | 0 | 0 | 0 | 0 | 0 | 0
F4_Commercial_OR - Health_New_Space Heating_Natural Gas_Gas Boiler - Insulate Steam Lines/Condensate Tank_A_Achievable Technical Potential | F4 | Commercial | OR - Health | New | Space Heating | Natural Gas | Gas Boiler - Insulate Steam Lines/Condensate Tank | A | Incremental Energy Savings (MWh or mTherms) | Achievable Technical Potential | 0 | 0 | 0 | 0 | 0 | 0 | 0 | 0 | 0 | 0 | 0 | 0 | 0 | 0 | 0 | 0 | 0 | 0 | 0 | 0 | 0 | 0 | 0 | 0 | 0 | 0 | 0
F5_Commercial_OR - Health_New_Space Heating_Natural Gas_Gas Boiler - Insulate Steam Lines/Condensate Tank_A_Achievable Technical Potential | F5 | Commercial | OR - Health | New | Space Heating | Natural Gas | Gas Boiler - Insulate Steam Lines/Condensate Tank | A | Incremental Summer Peak Savings (MW) | Achievable Technical Potential | 0 | 0 | 0 | 0 | 0 | 0 | 0 | 0 | 0 | 0 | 0 | 0 | 0 | 0 | 0 | 0 | 0 | 0 | 0 | 0 | 0 | 0 | 0 | 0 | 0 | 0 | 0
F6_Commercial_OR - Health_New_Space Heating_Natural Gas_Gas Boiler - Insulate Steam Lines/Condensate Tank_A_Achievable Technical Potential | F6 | Commercial | OR - Health | New | Space Heating | Natural Gas | Gas Boiler - Insulate Steam Lines/Condensate Tank | A | Incremental Winter Peak Savings (MW) | Achievable Technical Potential | 0 | 0 | 0 | 0 | 0 | 0 | 0 | 0 | 0 | 0 | 0 | 0 | 0 | 0 | 0 | 0 | 0 | 0 | 0 | 0 | 0 | 0 | 0 | 0 | 0 | 0 | 0
F7_Commercial_OR - Health_New_Space Heating_Natural Gas_Gas Boiler - Insulate Steam Lines/Condensate Tank_A_Achievable Technical Potential | F7 | Commercial | OR - Health | New | Space Heating | Natural Gas | Gas Boiler - Insulate Steam Lines/Condensate Tank | A | Cumulative Energy Savings (MWh or mTherms) | Achievable Technical Potential | 0 | 0 | 0 | 0 | 0 | 0 | 0 | 0 | 0 | 0 | 0 | 0 | 0 | 0 | 0 | 0 | 0 | 0 | 0 | 0 | 0 | 0 | 0 | 0 | 0 | 0 | 0
F8_Commercial_OR - Health_New_Space Heating_Natural Gas_Gas Boiler - Insulate Steam Lines/Condensate Tank_A_Achievable Technical Potential | F8 | Commercial | OR - Health | New | Space Heating | Natural Gas | Gas Boiler - Insulate Steam Lines/Condensate Tank | A | Cumulative Summer Peak Savings (MW) | Achievable Technical Potential | 0 | 0 | 0 | 0 | 0 | 0 | 0 | 0 | 0 | 0 | 0 | 0 | 0 | 0 | 0 | 0 | 0 | 0 | 0 | 0 | 0 | 0 | 0 | 0 | 0 | 0 | 0
F9_Commercial_OR - Health_New_Space Heating_Natural Gas_Gas Boiler - Insulate Steam Lines/Condensate Tank_A_Achievable Technical Potential | F9 | Commercial | OR - Health | New | Space Heating | Natural Gas | Gas Boiler - Insulate Steam Lines/Condensate Tank | A | Cumulative Winter Peak Savings (MW) | Achievable Technical Potential | 0 | 0 | 0 | 0 | 0 | 0 | 0 | 0 | 0 | 0 | 0 | 0 | 0 | 0 | 0 | 0 | 0 | 0 | 0 | 0 | 0 | 0 | 0 | 0 | 0 | 0 | 0
F10_Commercial_OR - Health_New_Space Heating_Natural Gas_Gas Boiler - Insulate Steam Lines/Condensate Tank_A_Achievable Technical Potential | F10 | Commercial | OR - Health | New | Space Heating | Natural Gas | Gas Boiler - Insulate Steam Lines/Condensate Tank | A | Purchases (Incremental) | Achievable Technical Potential | 0 | 0 | 0 | 0 | 0 | 0 | 0 | 0 | 0 | 0 | 0 | 0 | 0 | 0 | 0 | 0 | 0 | 0 | 0 | 0 | 0 | 0 | 0 | 0 | 0 | 0 | 0
F11_Commercial_OR - Health_New_Space Heating_Natural Gas_Gas Boiler - Insulate Steam Lines/Condensate Tank_A_Achievable Technical Potential | F11 | Commercial | OR - Health | New | Space Heating | Natural Gas | Gas Boiler - Insulate Steam Lines/Condensate Tank | A | Purchases (Cumulative) | Achievable Technical Potential | 0 | 0 | 0 | 0 | 0 | 0 | 0 | 0 | 0 | 0 | 0 | 0 | 0 | 0 | 0 | 0 | 0 | 0 | 0 | 0 | 0 | 0 | 0 | 0 | 0 | 0 | 0
F1_Commercial_OR - Health_New_Space Heating_Natural Gas_Gas Boiler - Insulate Hot Water Lines_A_Achievable Technical Potential | F1 | Commercial | OR - Health | New | Space Heating | Natural Gas | Gas Boiler - Insulate Hot Water Lines | A | Integrated Unit Energy Savings (kWh or therms) | Achievable Technical Potential | 0 | 0 | 0 | 0 | 0 | 0 | 0 | 0 | 0 | 0 | 0 | 0 | 0 | 0 | 0 | 0 | 0 | 0 | 0 | 0 | 0 | 0 | 0 | 0 | 0 | 0 | 0
F2_Commercial_OR - Health_New_Space Heating_Natural Gas_Gas Boiler - Insulate Hot Water Lines_A_Achievable Technical Potential | F2 | Commercial | OR - Health | New | Space Heating | Natural Gas | Gas Boiler - Insulate Hot Water Lines | A | Integrated Unit Summer Peak Savings (kW) | Achievable Technical Potential | 0 | 0 | 0 | 0 | 0 | 0 | 0 | 0 | 0 | 0 | 0 | 0 | 0 | 0 | 0 | 0 | 0 | 0 | 0 | 0 | 0 | 0 | 0 | 0 | 0 | 0 | 0
F3_Commercial_OR - Health_New_Space Heating_Natural Gas_Gas Boiler - Insulate Hot Water Lines_A_Achievable Technical Potential | F3 | Commercial | OR - Health | New | Space Heating | Natural Gas | Gas Boiler - Insulate Hot Water Lines | A | Integrated Unit Winter Peak Savings (kW) | Achievable Technical Potential | 0 | 0 | 0 | 0 | 0 | 0 | 0 | 0 | 0 | 0 | 0 | 0 | 0 | 0 | 0 | 0 | 0 | 0 | 0 | 0 | 0 | 0 | 0 | 0 | 0 | 0 | 0
F4_Commercial_OR - Health_New_Space Heating_Natural Gas_Gas Boiler - Insulate Hot Water Lines_A_Achievable Technical Potential | F4 | Commercial | OR - Health | New | Space Heating | Natural Gas | Gas Boiler - Insulate Hot Water Lines | A | Incremental Energy Savings (MWh or mTherms) | Achievable Technical Potential | 0 | 0 | 0 | 0 | 0 | 0 | 0 | 0 | 0 | 0 | 0 | 0 | 0 | 0 | 0 | 0 | 0 | 0 | 0 | 0 | 0 | 0 | 0 | 0 | 0 | 0 | 0
F5_Commercial_OR - Health_New_Space Heating_Natural Gas_Gas Boiler - Insulate Hot Water Lines_A_Achievable Technical Potential | F5 | Commercial | OR - Health | New | Space Heating | Natural Gas | Gas Boiler - Insulate Hot Water Lines | A | Incremental Summer Peak Savings (MW) | Achievable Technical Potential | 0 | 0 | 0 | 0 | 0 | 0 | 0 | 0 | 0 | 0 | 0 | 0 | 0 | 0 | 0 | 0 | 0 | 0 | 0 | 0 | 0 | 0 | 0 | 0 | 0 | 0 | 0
F6_Commercial_OR - Health_New_Space Heating_Natural Gas_Gas Boiler - Insulate Hot Water Lines_A_Achievable Technical Potential | F6 | Commercial | OR - Health | New | Space Heating | Natural Gas | Gas Boiler - Insulate Hot Water Lines | A | Incremental Winter Peak Savings (MW) | Achievable Technical Potential | 0 | 0 | 0 | 0 | 0 | 0 | 0 | 0 | 0 | 0 | 0 | 0 | 0 | 0 | 0 | 0 | 0 | 0 | 0 | 0 | 0 | 0 | 0 | 0 | 0 | 0 | 0
F7_Commercial_OR - Health_New_Space Heating_Natural Gas_Gas Boiler - Insulate Hot Water Lines_A_Achievable Technical Potential | F7 | Commercial | OR - Health | New | Space Heating | Natural Gas | Gas Boiler - Insulate Hot Water Lines | A | Cumulative Energy Savings (MWh or mTherms) | Achievable Technical Potential | 0 | 0 | 0 | 0 | 0 | 0 | 0 | 0 | 0 | 0 | 0 | 0 | 0 | 0 | 0 | 0 | 0 | 0 | 0 | 0 | 0 | 0 | 0 | 0 | 0 | 0 | 0
F8_Commercial_OR - Health_New_Space Heating_Natural Gas_Gas Boiler - Insulate Hot Water Lines_A_Achievable Technical Potential | F8 | Commercial | OR - Health | New | Space Heating | Natural Gas | Gas Boiler - Insulate Hot Water Lines | A | Cumulative Summer Peak Savings (MW) | Achievable Technical Potential | 0 | 0 | 0 | 0 | 0 | 0 | 0 | 0 | 0 | 0 | 0 | 0 | 0 | 0 | 0 | 0 | 0 | 0 | 0 | 0 | 0 | 0 | 0 | 0 | 0 | 0 | 0
F9_Commercial_OR - Health_New_Space Heating_Natural Gas_Gas Boiler - Insulate Hot Water Lines_A_Achievable Technical Potential | F9 | Commercial | OR - Health | New | Space Heating | Natural Gas | Gas Boiler - Insulate Hot Water Lines | A | Cumulative Winter Peak Savings (MW) | Achievable Technical Potential | 0 | 0 | 0 | 0 | 0 | 0 | 0 | 0 | 0 | 0 | 0 | 0 | 0 | 0 | 0 | 0 | 0 | 0 | 0 | 0 | 0 | 0 | 0 | 0 | 0 | 0 | 0
F10_Commercial_OR - Health_New_Space Heating_Natural Gas_Gas Boiler - Insulate Hot Water Lines_A_Achievable Technical Potential | F10 | Commercial | OR - Health | New | Space Heating | Natural Gas | Gas Boiler - Insulate Hot Water Lines | A | Purchases (Incremental) | Achievable Technical Potential | 0 | 0 | 0 | 0 | 0 | 0 | 0 | 0 | 0 | 0 | 0 | 0 | 0 | 0 | 0 | 0 | 0 | 0 | 0 | 0 | 0 | 0 | 0 | 0 | 0 | 0 | 0
F11_Commercial_OR - Health_New_Space Heating_Natural Gas_Gas Boiler - Insulate Hot Water Lines_A_Achievable Technical Potential | F11 | Commercial | OR - Health | New | Space Heating | Natural Gas | Gas Boiler - Insulate Hot Water Lines | A | Purchases (Cumulative) | Achievable Technical Potential | 0 | 0 | 0 | 0 | 0 | 0 | 0 | 0 | 0 | 0 | 0 | 0 | 0 | 0 | 0 | 0 | 0 | 0 | 0 | 0 | 0 | 0 | 0 | 0 | 0 | 0 | 0
F1_Commercial_OR - Health_New_Space Heating_Natural Gas_Condensing RTU_A_Achievable Technical Potential | F1 | Commercial | OR - Health | New | Space Heating | Natural Gas | Condensing RTU | A | Integrated Unit Energy Savings (kWh or therms) | Achievable Technical Potential | 0 | 0 | 0 | 0 | 0 | 0 | 0 | 0 | 0 | 0 | 0 | 0 | 0 | 0 | 0 | 0 | 0 | 0 | 0 | 0 | 0 | 0 | 0 | 0 | 0 | 0 | 0
F2_Commercial_OR - Health_New_Space Heating_Natural Gas_Condensing RTU_A_Achievable Technical Potential | F2 | Commercial | OR - Health | New | Space Heating | Natural Gas | Condensing RTU | A | Integrated Unit Summer Peak Savings (kW) | Achievable Technical Potential | 0 | 0 | 0 | 0 | 0 | 0 | 0 | 0 | 0 | 0 | 0 | 0 | 0 | 0 | 0 | 0 | 0 | 0 | 0 | 0 | 0 | 0 | 0 | 0 | 0 | 0 | 0
F3_Commercial_OR - Health_New_Space Heating_Natural Gas_Condensing RTU_A_Achievable Technical Potential | F3 | Commercial | OR - Health | New | Space Heating | Natural Gas | Condensing RTU | A | Integrated Unit Winter Peak Savings (kW) | Achievable Technical Potential | 0 | 0 | 0 | 0 | 0 | 0 | 0 | 0 | 0 | 0 | 0 | 0 | 0 | 0 | 0 | 0 | 0 | 0 | 0 | 0 | 0 | 0 | 0 | 0 | 0 | 0 | 0
F4_Commercial_OR - Health_New_Space Heating_Natural Gas_Condensing RTU_A_Achievable Technical Potential | F4 | Commercial | OR - Health | New | Space Heating | Natural Gas | Condensing RTU | A | Incremental Energy Savings (MWh or mTherms) | Achievable Technical Potential | 0 | 0 | 0 | 0 | 0 | 0 | 0 | 0 | 0 | 0 | 0 | 0 | 0 | 0 | 0 | 0 | 0 | 0 | 0 | 0 | 0 | 0 | 0 | 0 | 0 | 0 | 0
F5_Commercial_OR - Health_New_Space Heating_Natural Gas_Condensing RTU_A_Achievable Technical Potential | F5 | Commercial | OR - Health | New | Space Heating | Natural Gas | Condensing RTU | A | Incremental Summer Peak Savings (MW) | Achievable Technical Potential | 0 | 0 | 0 | 0 | 0 | 0 | 0 | 0 | 0 | 0 | 0 | 0 | 0 | 0 | 0 | 0 | 0 | 0 | 0 | 0 | 0 | 0 | 0 | 0 | 0 | 0 | 0
F6_Commercial_OR - Health_New_Space Heating_Natural Gas_Condensing RTU_A_Achievable Technical Potential | F6 | Commercial | OR - Health | New | Space Heating | Natural Gas | Condensing RTU | A | Incremental Winter Peak Savings (MW) | Achievable Technical Potential | 0 | 0 | 0 | 0 | 0 | 0 | 0 | 0 | 0 | 0 | 0 | 0 | 0 | 0 | 0 | 0 | 0 | 0 | 0 | 0 | 0 | 0 | 0 | 0 | 0 | 0 | 0
F7_Commercial_OR - Health_New_Space Heating_Natural Gas_Condensing RTU_A_Achievable Technical Potential | F7 | Commercial | OR - Health | New | Space Heating | Natural Gas | Condensing RTU | A | Cumulative Energy Savings (MWh or mTherms) | Achievable Technical Potential | 0 | 0 | 0 | 0 | 0 | 0 | 0 | 0 | 0 | 0 | 0 | 0 | 0 | 0 | 0 | 0 | 0 | 0 | 0 | 0 | 0 | 0 | 0 | 0 | 0 | 0 | 0
F8_Commercial_OR - Health_New_Space Heating_Natural Gas_Condensing RTU_A_Achievable Technical Potential | F8 | Commercial | OR - Health | New | Space Heating | Natural Gas | Condensing RTU | A | Cumulative Summer Peak Savings (MW) | Achievable Technical Potential | 0 | 0 | 0 | 0 | 0 | 0 | 0 | 0 | 0 | 0 | 0 | 0 | 0 | 0 | 0 | 0 | 0 | 0 | 0 | 0 | 0 | 0 | 0 | 0 | 0 | 0 | 0
F9_Commercial_OR - Health_New_Space Heating_Natural Gas_Condensing RTU_A_Achievable Technical Potential | F9 | Commercial | OR - Health | New | Space Heating | Natural Gas | Condensing RTU | A | Cumulative Winter Peak Savings (MW) | Achievable Technical Potential | 0 | 0 | 0 | 0 | 0 | 0 | 0 | 0 | 0 | 0 | 0 | 0 | 0 | 0 | 0 | 0 | 0 | 0 | 0 | 0 | 0 | 0 | 0 | 0 | 0 | 0 | 0
F10_Commercial_OR - Health_New_Space Heating_Natural Gas_Condensing RTU_A_Achievable Technical Potential | F10 | Commercial | OR - Health | New | Space Heating | Natural Gas | Condensing RTU | A | Purchases (Incremental) | Achievable Technical Potential | 0 | 0 | 0 | 0 | 0 | 0 | 0 | 0 | 0 | 0 | 0 | 0 | 0 | 0 | 0 | 0 | 0 | 0 | 0 | 0 | 0 | 0 | 0 | 0 | 0 | 0 | 0
F11_Commercial_OR - Health_New_Space Heating_Natural Gas_Condensing RTU_A_Achievable Technical Potential | F11 | Commercial | OR - Health | New | Space Heating | Natural Gas | Condensing RTU | A | Purchases (Cumulative) | Achievable Technical Potential | 0 | 0 | 0 | 0 | 0 | 0 | 0 | 0 | 0 | 0 | 0 | 0 | 0 | 0 | 0 | 0 | 0 | 0 | 0 | 0 | 0 | 0 | 0 | 0 | 0 | 0 | 0
F1_Commercial_OR - Health_New_Space Heating_Natural Gas_Hydronic Heating Radiator Replacement_A_Achievable Technical Potential | F1 | Commercial | OR - Health | New | Space Heating | Natural Gas | Hydronic Heating Radiator Replacement | A | Integrated Unit Energy Savings (kWh or therms) | Achievable Technical Potential | 0 | 0 | 0 | 0 | 0 | 0 | 0 | 0 | 0 | 0 | 0 | 0 | 0 | 0 | 0 | 0 | 0 | 0 | 0 | 0 | 0 | 0 | 0 | 0 | 0 | 0 | 0
F2_Commercial_OR - Health_New_Space Heating_Natural Gas_Hydronic Heating Radiator Replacement_A_Achievable Technical Potential | F2 | Commercial | OR - Health | New | Space Heating | Natural Gas | Hydronic Heating Radiator Replacement | A | Integrated Unit Summer Peak Savings (kW) | Achievable Technical Potential | 0 | 0 | 0 | 0 | 0 | 0 | 0 | 0 | 0 | 0 | 0 | 0 | 0 | 0 | 0 | 0 | 0 | 0 | 0 | 0 | 0 | 0 | 0 | 0 | 0 | 0 | 0
F3_Commercial_OR - Health_New_Space Heating_Natural Gas_Hydronic Heating Radiator Replacement_A_Achievable Technical Potential | F3 | Commercial | OR - Health | New | Space Heating | Natural Gas | Hydronic Heating Radiator Replacement | A | Integrated Unit Winter Peak Savings (kW) | Achievable Technical Potential | 0 | 0 | 0 | 0 | 0 | 0 | 0 | 0 | 0 | 0 | 0 | 0 | 0 | 0 | 0 | 0 | 0 | 0 | 0 | 0 | 0 | 0 | 0 | 0 | 0 | 0 | 0
F4_Commercial_OR - Health_New_Space Heating_Natural Gas_Hydronic Heating Radiator Replacement_A_Achievable Technical Potential | F4 | Commercial | OR - Health | New | Space Heating | Natural Gas | Hydronic Heating Radiator Replacement | A | Incremental Energy Savings (MWh or mTherms) | Achievable Technical Potential | 0 | 0 | 0 | 0 | 0 | 0 | 0 | 0 | 0 | 0 | 0 | 0 | 0 | 0 | 0 | 0 | 0 | 0 | 0 | 0 | 0 | 0 | 0 | 0 | 0 | 0 | 0
F5_Commercial_OR - Health_New_Space Heating_Natural Gas_Hydronic Heating Radiator Replacement_A_Achievable Technical Potential | F5 | Commercial | OR - Health | New | Space Heating | Natural Gas | Hydronic Heating Radiator Replacement | A | Incremental Summer Peak Savings (MW) | Achievable Technical Potential | 0 | 0 | 0 | 0 | 0 | 0 | 0 | 0 | 0 | 0 | 0 | 0 | 0 | 0 | 0 | 0 | 0 | 0 | 0 | 0 | 0 | 0 | 0 | 0 | 0 | 0 | 0
F6_Commercial_OR - Health_New_Space Heating_Natural Gas_Hydronic Heating Radiator Replacement_A_Achievable Technical Potential | F6 | Commercial | OR - Health | New | Space Heating | Natural Gas | Hydronic Heating Radiator Replacement | A | Incremental Winter Peak Savings (MW) | Achievable Technical Potential | 0 | 0 | 0 | 0 | 0 | 0 | 0 | 0 | 0 | 0 | 0 | 0 | 0 | 0 | 0 | 0 | 0 | 0 | 0 | 0 | 0 | 0 | 0 | 0 | 0 | 0 | 0
F7_Commercial_OR - Health_New_Space Heating_Natural Gas_Hydronic Heating Radiator Replacement_A_Achievable Technical Potential | F7 | Commercial | OR - Health | New | Space Heating | Natural Gas | Hydronic Heating Radiator Replacement | A | Cumulative Energy Savings (MWh or mTherms) | Achievable Technical Potential | 0 | 0 | 0 | 0 | 0 | 0 | 0 | 0 | 0 | 0 | 0 | 0 | 0 | 0 | 0 | 0 | 0 | 0 | 0 | 0 | 0 | 0 | 0 | 0 | 0 | 0 | 0
F8_Commercial_OR - Health_New_Space Heating_Natural Gas_Hydronic Heating Radiator Replacement_A_Achievable Technical Potential | F8 | Commercial | OR - Health | New | Space Heating | Natural Gas | Hydronic Heating Radiator Replacement | A | Cumulative Summer Peak Savings (MW) | Achievable Technical Potential | 0 | 0 | 0 | 0 | 0 | 0 | 0 | 0 | 0 | 0 | 0 | 0 | 0 | 0 | 0 | 0 | 0 | 0 | 0 | 0 | 0 | 0 | 0 | 0 | 0 | 0 | 0
F9_Commercial_OR - Health_New_Space Heating_Natural Gas_Hydronic Heating Radiator Replacement_A_Achievable Technical Potential | F9 | Commercial | OR - Health | New | Space Heating | Natural Gas | Hydronic Heating Radiator Replacement | A | Cumulative Winter Peak Savings (MW) | Achievable Technical Potential | 0 | 0 | 0 | 0 | 0 | 0 | 0 | 0 | 0 | 0 | 0 | 0 | 0 | 0 | 0 | 0 | 0 | 0 | 0 | 0 | 0 | 0 | 0 | 0 | 0 | 0 | 0
F10_Commercial_OR - Health_New_Space Heating_Natural Gas_Hydronic Heating Radiator Replacement_A_Achievable Technical Potential | F10 | Commercial | OR - Health | New | Space Heating | Natural Gas | Hydronic Heating Radiator Replacement | A | Purchases (Incremental) | Achievable Technical Potential | 0 | 0 | 0 | 0 | 0 | 0 | 0 | 0 | 0 | 0 | 0 | 0 | 0 | 0 | 0 | 0 | 0 | 0 | 0 | 0 | 0 | 0 | 0 | 0 | 0 | 0 | 0
F11_Commercial_OR - Health_New_Space Heating_Natural Gas_Hydronic Heating Radiator Replacement_A_Achievable Technical Potential | F11 | Commercial | OR - Health | New | Space Heating | Natural Gas | Hydronic Heating Radiator Replacement | A | Purchases (Cumulative) | Achievable Technical Potential | 0 | 0 | 0 | 0 | 0 | 0 | 0 | 0 | 0 | 0 | 0 | 0 | 0 | 0 | 0 | 0 | 0 | 0 | 0 | 0 | 0 | 0 | 0 | 0 | 0 | 0 | 0
F1_Commercial_OR - Health_New_Space Heating_Natural Gas_Thermostat - Connected_A_Achievable Technical Potential | F1 | Commercial | OR - Health | New | Space Heating | Natural Gas | Thermostat - Connected | A | Integrated Unit Energy Savings (kWh or therms) | Achievable Technical Potential | 0 | 0 | 0 | 0 | 0 | 0 | 0 | 0 | 0 | 0 | 0 | 0 | 0 | 0 | 0 | 0 | 0 | 0 | 0 | 0 | 0 | 0 | 0 | 0 | 0 | 0 | 0
F2_Commercial_OR - Health_New_Space Heating_Natural Gas_Thermostat - Connected_A_Achievable Technical Potential | F2 | Commercial | OR - Health | New | Space Heating | Natural Gas | Thermostat - Connected | A | Integrated Unit Summer Peak Savings (kW) | Achievable Technical Potential | 0 | 0 | 0 | 0 | 0 | 0 | 0 | 0 | 0 | 0 | 0 | 0 | 0 | 0 | 0 | 0 | 0 | 0 | 0 | 0 | 0 | 0 | 0 | 0 | 0 | 0 | 0
F3_Commercial_OR - Health_New_Space Heating_Natural Gas_Thermostat - Connected_A_Achievable Technical Potential | F3 | Commercial | OR - Health | New | Space Heating | Natural Gas | Thermostat - Connected | A | Integrated Unit Winter Peak Savings (kW) | Achievable Technical Potential | 0 | 0 | 0 | 0 | 0 | 0 | 0 | 0 | 0 | 0 | 0 | 0 | 0 | 0 | 0 | 0 | 0 | 0 | 0 | 0 | 0 | 0 | 0 | 0 | 0 | 0 | 0
F4_Commercial_OR - Health_New_Space Heating_Natural Gas_Thermostat - Connected_A_Achievable Technical Potential | F4 | Commercial | OR - Health | New | Space Heating | Natural Gas | Thermostat - Connected | A | Incremental Energy Savings (MWh or mTherms) | Achievable Technical Potential | 0 | 0 | 0 | 0 | 0 | 0 | 0 | 0 | 0 | 0 | 0 | 0 | 0 | 0 | 0 | 0 | 0 | 0 | 0 | 0 | 0 | 0 | 0 | 0 | 0 | 0 | 0
F5_Commercial_OR - Health_New_Space Heating_Natural Gas_Thermostat - Connected_A_Achievable Technical Potential | F5 | Commercial | OR - Health | New | Space Heating | Natural Gas | Thermostat - Connected | A | Incremental Summer Peak Savings (MW) | Achievable Technical Potential | 0 | 0 | 0 | 0 | 0 | 0 | 0 | 0 | 0 | 0 | 0 | 0 | 0 | 0 | 0 | 0 | 0 | 0 | 0 | 0 | 0 | 0 | 0 | 0 | 0 | 0 | 0
F6_Commercial_OR - Health_New_Space Heating_Natural Gas_Thermostat - Connected_A_Achievable Technical Potential | F6 | Commercial | OR - Health | New | Space Heating | Natural Gas | Thermostat - Connected | A | Incremental Winter Peak Savings (MW) | Achievable Technical Potential | 0 | 0 | 0 | 0 | 0 | 0 | 0 | 0 | 0 | 0 | 0 | 0 | 0 | 0 | 0 | 0 | 0 | 0 | 0 | 0 | 0 | 0 | 0 | 0 | 0 | 0 | 0
F7_Commercial_OR - Health_New_Space Heating_Natural Gas_Thermostat - Connected_A_Achievable Technical Potential | F7 | Commercial | OR - Health | New | Space Heating | Natural Gas | Thermostat - Connected | A | Cumulative Energy Savings (MWh or mTherms) | Achievable Technical Potential | 0 | 0 | 0 | 0 | 0 | 0 | 0 | 0 | 0 | 0 | 0 | 0 | 0 | 0 | 0 | 0 | 0 | 0 | 0 | 0 | 0 | 0 | 0 | 0 | 0 | 0 | 0
F8_Commercial_OR - Health_New_Space Heating_Natural Gas_Thermostat - Connected_A_Achievable Technical Potential | F8 | Commercial | OR - Health | New | Space Heating | Natural Gas | Thermostat - Connected | A | Cumulative Summer Peak Savings (MW) | Achievable Technical Potential | 0 | 0 | 0 | 0 | 0 | 0 | 0 | 0 | 0 | 0 | 0 | 0 | 0 | 0 | 0 | 0 | 0 | 0 | 0 | 0 | 0 | 0 | 0 | 0 | 0 | 0 | 0
F9_Commercial_OR - Health_New_Space Heating_Natural Gas_Thermostat - Connected_A_Achievable Technical Potential | F9 | Commercial | OR - Health | New | Space Heating | Natural Gas | Thermostat - Connected | A | Cumulative Winter Peak Savings (MW) | Achievable Technical Potential | 0 | 0 | 0 | 0 | 0 | 0 | 0 | 0 | 0 | 0 | 0 | 0 | 0 | 0 | 0 | 0 | 0 | 0 | 0 | 0 | 0 | 0 | 0 | 0 | 0 | 0 | 0
F10_Commercial_OR - Health_New_Space Heating_Natural Gas_Thermostat - Connected_A_Achievable Technical Potential | F10 | Commercial | OR - Health | New | Space Heating | Natural Gas | Thermostat - Connected | A | Purchases (Incremental) | Achievable Technical Potential | 0 | 0 | 0 | 0 | 0 | 0 | 0 | 0 | 0 | 0 | 0 | 0 | 0 | 0 | 0 | 0 | 0 | 0 | 0 | 0 | 0 | 0 | 0 | 0 | 0 | 0 | 0
F11_Commercial_OR - Health_New_Space Heating_Natural Gas_Thermostat - Connected_A_Achievable Technical Potential | F11 | Commercial | OR - Health | New | Space Heating | Natural Gas | Thermostat - Connected | A | Purchases (Cumulative) | Achievable Technical Potential | 0 | 0 | 0 | 0 | 0 | 0 | 0 | 0 | 0 | 0 | 0 | 0 | 0 | 0 | 0 | 0 | 0 | 0 | 0 | 0 | 0 | 0 | 0 | 0 | 0 | 0 | 0
F1_Commercial_OR - Health_New_Water Heating_Natural Gas_Water Heater - Thermostatic Shower Restriction Valve_A_Achievable Technical Potential | F1 | Commercial | OR - Health | New | Water Heating | Natural Gas | Water Heater - Thermostatic Shower Restriction Valve | A | Integrated Unit Energy Savings (kWh or therms) | Achievable Technical Potential | 0 | 0 | 0 | 0 | 0 | 0 | 0 | 0 | 0 | 0 | 0 | 0 | 0 | 0 | 0 | 0 | 0 | 0 | 0 | 0 | 0 | 0 | 0 | 0 | 0 | 0 | 0
F2_Commercial_OR - Health_New_Water Heating_Natural Gas_Water Heater - Thermostatic Shower Restriction Valve_A_Achievable Technical Potential | F2 | Commercial | OR - Health | New | Water Heating | Natural Gas | Water Heater - Thermostatic Shower Restriction Valve | A | Integrated Unit Summer Peak Savings (kW) | Achievable Technical Potential | 0 | 0 | 0 | 0 | 0 | 0 | 0 | 0 | 0 | 0 | 0 | 0 | 0 | 0 | 0 | 0 | 0 | 0 | 0 | 0 | 0 | 0 | 0 | 0 | 0 | 0 | 0
F3_Commercial_OR - Health_New_Water Heating_Natural Gas_Water Heater - Thermostatic Shower Restriction Valve_A_Achievable Technical Potential | F3 | Commercial | OR - Health | New | Water Heating | Natural Gas | Water Heater - Thermostatic Shower Restriction Valve | A | Integrated Unit Winter Peak Savings (kW) | Achievable Technical Potential | 0 | 0 | 0 | 0 | 0 | 0 | 0 | 0 | 0 | 0 | 0 | 0 | 0 | 0 | 0 | 0 | 0 | 0 | 0 | 0 | 0 | 0 | 0 | 0 | 0 | 0 | 0
F4_Commercial_OR - Health_New_Water Heating_Natural Gas_Water Heater - Thermostatic Shower Restriction Valve_A_Achievable Technical Potential | F4 | Commercial | OR - Health | New | Water Heating | Natural Gas | Water Heater - Thermostatic Shower Restriction Valve | A | Incremental Energy Savings (MWh or mTherms) | Achievable Technical Potential | 0 | 0 | 0 | 0 | 0 | 0 | 0 | 0 | 0 | 0 | 0 | 0 | 0 | 0 | 0 | 0 | 0 | 0 | 0 | 0 | 0 | 0 | 0 | 0 | 0 | 0 | 0
F5_Commercial_OR - Health_New_Water Heating_Natural Gas_Water Heater - Thermostatic Shower Restriction Valve_A_Achievable Technical Potential | F5 | Commercial | OR - Health | New | Water Heating | Natural Gas | Water Heater - Thermostatic Shower Restriction Valve | A | Incremental Summer Peak Savings (MW) | Achievable Technical Potential | 0 | 0 | 0 | 0 | 0 | 0 | 0 | 0 | 0 | 0 | 0 | 0 | 0 | 0 | 0 | 0 | 0 | 0 | 0 | 0 | 0 | 0 | 0 | 0 | 0 | 0 | 0
F6_Commercial_OR - Health_New_Water Heating_Natural Gas_Water Heater - Thermostatic Shower Restriction Valve_A_Achievable Technical Potential | F6 | Commercial | OR - Health | New | Water Heating | Natural Gas | Water Heater - Thermostatic Shower Restriction Valve | A | Incremental Winter Peak Savings (MW) | Achievable Technical Potential | 0 | 0 | 0 | 0 | 0 | 0 | 0 | 0 | 0 | 0 | 0 | 0 | 0 | 0 | 0 | 0 | 0 | 0 | 0 | 0 | 0 | 0 | 0 | 0 | 0 | 0 | 0
F7_Commercial_OR - Health_New_Water Heating_Natural Gas_Water Heater - Thermostatic Shower Restriction Valve_A_Achievable Technical Potential | F7 | Commercial | OR - Health | New | Water Heating | Natural Gas | Water Heater - Thermostatic Shower Restriction Valve | A | Cumulative Energy Savings (MWh or mTherms) | Achievable Technical Potential | 0 | 0 | 0 | 0 | 0 | 0 | 0 | 0 | 0 | 0 | 0 | 0 | 0 | 0 | 0 | 0 | 0 | 0 | 0 | 0 | 0 | 0 | 0 | 0 | 0 | 0 | 0
F8_Commercial_OR - Health_New_Water Heating_Natural Gas_Water Heater - Thermostatic Shower Restriction Valve_A_Achievable Technical Potential | F8 | Commercial | OR - Health | New | Water Heating | Natural Gas | Water Heater - Thermostatic Shower Restriction Valve | A | Cumulative Summer Peak Savings (MW) | Achievable Technical Potential | 0 | 0 | 0 | 0 | 0 | 0 | 0 | 0 | 0 | 0 | 0 | 0 | 0 | 0 | 0 | 0 | 0 | 0 | 0 | 0 | 0 | 0 | 0 | 0 | 0 | 0 | 0
F9_Commercial_OR - Health_New_Water Heating_Natural Gas_Water Heater - Thermostatic Shower Restriction Valve_A_Achievable Technical Potential | F9 | Commercial | OR - Health | New | Water Heating | Natural Gas | Water Heater - Thermostatic Shower Restriction Valve | A | Cumulative Winter Peak Savings (MW) | Achievable Technical Potential | 0 | 0 | 0 | 0 | 0 | 0 | 0 | 0 | 0 | 0 | 0 | 0 | 0 | 0 | 0 | 0 | 0 | 0 | 0 | 0 | 0 | 0 | 0 | 0 | 0 | 0 | 0
F10_Commercial_OR - Health_New_Water Heating_Natural Gas_Water Heater - Thermostatic Shower Restriction Valve_A_Achievable Technical Potential | F10 | Commercial | OR - Health | New | Water Heating | Natural Gas | Water Heater - Thermostatic Shower Restriction Valve | A | Purchases (Incremental) | Achievable Technical Potential | 0 | 0 | 0 | 0 | 0 | 0 | 0 | 0 | 0 | 0 | 0 | 0 | 0 | 0 | 0 | 0 | 0 | 0 | 0 | 0 | 0 | 0 | 0 | 0 | 0 | 0 | 0
F11_Commercial_OR - Health_New_Water Heating_Natural Gas_Water Heater - Thermostatic Shower Restriction Valve_A_Achievable Technical Potential | F11 | Commercial | OR - Health | New | Water Heating | Natural Gas | Water Heater - Thermostatic Shower Restriction Valve | A | Purchases (Cumulative) | Achievable Technical Potential | 0 | 0 | 0 | 0 | 0 | 0 | 0 | 0 | 0 | 0 | 0 | 0 | 0 | 0 | 0 | 0 | 0 | 0 | 0 | 0 | 0 | 0 | 0 | 0 | 0 | 0 | 0
F1_Commercial_OR - Health_New_Water Heating_Natural Gas_Water Heater - Pre-Rinse Spray Valve_A_Achievable Technical Potential | F1 | Commercial | OR - Health | New | Water Heating | Natural Gas | Water Heater - Pre-Rinse Spray Valve | A | Integrated Unit Energy Savings (kWh or therms) | Achievable Technical Potential | 0 | 0 | 0 | 0 | 0 | 0 | 0 | 0 | 0 | 0 | 0 | 0 | 0 | 0 | 0 | 0 | 0 | 0 | 0 | 0 | 0 | 0 | 0 | 0 | 0 | 0 | 0
F2_Commercial_OR - Health_New_Water Heating_Natural Gas_Water Heater - Pre-Rinse Spray Valve_A_Achievable Technical Potential | F2 | Commercial | OR - Health | New | Water Heating | Natural Gas | Water Heater - Pre-Rinse Spray Valve | A | Integrated Unit Summer Peak Savings (kW) | Achievable Technical Potential | 0 | 0 | 0 | 0 | 0 | 0 | 0 | 0 | 0 | 0 | 0 | 0 | 0 | 0 | 0 | 0 | 0 | 0 | 0 | 0 | 0 | 0 | 0 | 0 | 0 | 0 | 0
F3_Commercial_OR - Health_New_Water Heating_Natural Gas_Water Heater - Pre-Rinse Spray Valve_A_Achievable Technical Potential | F3 | Commercial | OR - Health | New | Water Heating | Natural Gas | Water Heater - Pre-Rinse Spray Valve | A | Integrated Unit Winter Peak Savings (kW) | Achievable Technical Potential | 0 | 0 | 0 | 0 | 0 | 0 | 0 | 0 | 0 | 0 | 0 | 0 | 0 | 0 | 0 | 0 | 0 | 0 | 0 | 0 | 0 | 0 | 0 | 0 | 0 | 0 | 0
F4_Commercial_OR - Health_New_Water Heating_Natural Gas_Water Heater - Pre-Rinse Spray Valve_A_Achievable Technical Potential | F4 | Commercial | OR - Health | New | Water Heating | Natural Gas | Water Heater - Pre-Rinse Spray Valve | A | Incremental Energy Savings (MWh or mTherms) | Achievable Technical Potential | 0 | 0 | 0 | 0 | 0 | 0 | 0 | 0 | 0 | 0 | 0 | 0 | 0 | 0 | 0 | 0 | 0 | 0 | 0 | 0 | 0 | 0 | 0 | 0 | 0 | 0 | 0
F5_Commercial_OR - Health_New_Water Heating_Natural Gas_Water Heater - Pre-Rinse Spray Valve_A_Achievable Technical Potential | F5 | Commercial | OR - Health | New | Water Heating | Natural Gas | Water Heater - Pre-Rinse Spray Valve | A | Incremental Summer Peak Savings (MW) | Achievable Technical Potential | 0 | 0 | 0 | 0 | 0 | 0 | 0 | 0 | 0 | 0 | 0 | 0 | 0 | 0 | 0 | 0 | 0 | 0 | 0 | 0 | 0 | 0 | 0 | 0 | 0 | 0 | 0
F6_Commercial_OR - Health_New_Water Heating_Natural Gas_Water Heater - Pre-Rinse Spray Valve_A_Achievable Technical Potential | F6 | Commercial | OR - Health | New | Water Heating | Natural Gas | Water Heater - Pre-Rinse Spray Valve | A | Incremental Winter Peak Savings (MW) | Achievable Technical Potential | 0 | 0 | 0 | 0 | 0 | 0 | 0 | 0 | 0 | 0 | 0 | 0 | 0 | 0 | 0 | 0 | 0 | 0 | 0 | 0 | 0 | 0 | 0 | 0 | 0 | 0 | 0
F7_Commercial_OR - Health_New_Water Heating_Natural Gas_Water Heater - Pre-Rinse Spray Valve_A_Achievable Technical Potential | F7 | Commercial | OR - Health | New | Water Heating | Natural Gas | Water Heater - Pre-Rinse Spray Valve | A | Cumulative Energy Savings (MWh or mTherms) | Achievable Technical Potential | 0 | 0 | 0 | 0 | 0 | 0 | 0 | 0 | 0 | 0 | 0 | 0 | 0 | 0 | 0 | 0 | 0 | 0 | 0 | 0 | 0 | 0 | 0 | 0 | 0 | 0 | 0
F8_Commercial_OR - Health_New_Water Heating_Natural Gas_Water Heater - Pre-Rinse Spray Valve_A_Achievable Technical Potential | F8 | Commercial | OR - Health | New | Water Heating | Natural Gas | Water Heater - Pre-Rinse Spray Valve | A | Cumulative Summer Peak Savings (MW) | Achievable Technical Potential | 0 | 0 | 0 | 0 | 0 | 0 | 0 | 0 | 0 | 0 | 0 | 0 | 0 | 0 | 0 | 0 | 0 | 0 | 0 | 0 | 0 | 0 | 0 | 0 | 0 | 0 | 0
F9_Commercial_OR - Health_New_Water Heating_Natural Gas_Water Heater - Pre-Rinse Spray Valve_A_Achievable Technical Potential | F9 | Commercial | OR - Health | New | Water Heating | Natural Gas | Water Heater - Pre-Rinse Spray Valve | A | Cumulative Winter Peak Savings (MW) | Achievable Technical Potential | 0 | 0 | 0 | 0 | 0 | 0 | 0 | 0 | 0 | 0 | 0 | 0 | 0 | 0 | 0 | 0 | 0 | 0 | 0 | 0 | 0 | 0 | 0 | 0 | 0 | 0 | 0
F10_Commercial_OR - Health_New_Water Heating_Natural Gas_Water Heater - Pre-Rinse Spray Valve_A_Achievable Technical Potential | F10 | Commercial | OR - Health | New | Water Heating | Natural Gas | Water Heater - Pre-Rinse Spray Valve | A | Purchases (Incremental) | Achievable Technical Potential | 0 | 0 | 0 | 0 | 0 | 0 | 0 | 0 | 0 | 0 | 0 | 0 | 0 | 0 | 0 | 0 | 0 | 0 | 0 | 0 | 0 | 0 | 0 | 0 | 0 | 0 | 0
F11_Commercial_OR - Health_New_Water Heating_Natural Gas_Water Heater - Pre-Rinse Spray Valve_A_Achievable Technical Potential | F11 | Commercial | OR - Health | New | Water Heating | Natural Gas | Water Heater - Pre-Rinse Spray Valve | A | Purchases (Cumulative) | Achievable Technical Potential | 0 | 0 | 0 | 0 | 0 | 0 | 0 | 0 | 0 | 0 | 0 | 0 | 0 | 0 | 0 | 0 | 0 | 0 | 0 | 0 | 0 | 0 | 0 | 0 | 0 | 0 | 0
F1_Commercial_OR - Health_New_Water Heating_Natural Gas_Water Heater - Temperature Setback_A_Achievable Technical Potential | F1 | Commercial | OR - Health | New | Water Heating | Natural Gas | Water Heater - Temperature Setback | A | Integrated Unit Energy Savings (kWh or therms) | Achievable Technical Potential | 0 | 0 | 0 | 0 | 0 | 0 | 0 | 0 | 0 | 0 | 0 | 0 | 0 | 0 | 0 | 0 | 0 | 0 | 0 | 0 | 0 | 0 | 0 | 0 | 0 | 0 | 0
F2_Commercial_OR - Health_New_Water Heating_Natural Gas_Water Heater - Temperature Setback_A_Achievable Technical Potential | F2 | Commercial | OR - Health | New | Water Heating | Natural Gas | Water Heater - Temperature Setback | A | Integrated Unit Summer Peak Savings (kW) | Achievable Technical Potential | 0 | 0 | 0 | 0 | 0 | 0 | 0 | 0 | 0 | 0 | 0 | 0 | 0 | 0 | 0 | 0 | 0 | 0 | 0 | 0 | 0 | 0 | 0 | 0 | 0 | 0 | 0
F3_Commercial_OR - Health_New_Water Heating_Natural Gas_Water Heater - Temperature Setback_A_Achievable Technical Potential | F3 | Commercial | OR - Health | New | Water Heating | Natural Gas | Water Heater - Temperature Setback | A | Integrated Unit Winter Peak Savings (kW) | Achievable Technical Potential | 0 | 0 | 0 | 0 | 0 | 0 | 0 | 0 | 0 | 0 | 0 | 0 | 0 | 0 | 0 | 0 | 0 | 0 | 0 | 0 | 0 | 0 | 0 | 0 | 0 | 0 | 0
F4_Commercial_OR - Health_New_Water Heating_Natural Gas_Water Heater - Temperature Setback_A_Achievable Technical Potential | F4 | Commercial | OR - Health | New | Water Heating | Natural Gas | Water Heater - Temperature Setback | A | Incremental Energy Savings (MWh or mTherms) | Achievable Technical Potential | 0 | 0 | 0 | 0 | 0 | 0 | 0 | 0 | 0 | 0 | 0 | 0 | 0 | 0 | 0 | 0 | 0 | 0 | 0 | 0 | 0 | 0 | 0 | 0 | 0 | 0 | 0
F5_Commercial_OR - Health_New_Water Heating_Natural Gas_Water Heater - Temperature Setback_A_Achievable Technical Potential | F5 | Commercial | OR - Health | New | Water Heating | Natural Gas | Water Heater - Temperature Setback | A | Incremental Summer Peak Savings (MW) | Achievable Technical Potential | 0 | 0 | 0 | 0 | 0 | 0 | 0 | 0 | 0 | 0 | 0 | 0 | 0 | 0 | 0 | 0 | 0 | 0 | 0 | 0 | 0 | 0 | 0 | 0 | 0 | 0 | 0
F6_Commercial_OR - Health_New_Water Heating_Natural Gas_Water Heater - Temperature Setback_A_Achievable Technical Potential | F6 | Commercial | OR - Health | New | Water Heating | Natural Gas | Water Heater - Temperature Setback | A | Incremental Winter Peak Savings (MW) | Achievable Technical Potential | 0 | 0 | 0 | 0 | 0 | 0 | 0 | 0 | 0 | 0 | 0 | 0 | 0 | 0 | 0 | 0 | 0 | 0 | 0 | 0 | 0 | 0 | 0 | 0 | 0 | 0 | 0
F7_Commercial_OR - Health_New_Water Heating_Natural Gas_Water Heater - Temperature Setback_A_Achievable Technical Potential | F7 | Commercial | OR - Health | New | Water Heating | Natural Gas | Water Heater - Temperature Setback | A | Cumulative Energy Savings (MWh or mTherms) | Achievable Technical Potential | 0 | 0 | 0 | 0 | 0 | 0 | 0 | 0 | 0 | 0 | 0 | 0 | 0 | 0 | 0 | 0 | 0 | 0 | 0 | 0 | 0 | 0 | 0 | 0 | 0 | 0 | 0
F8_Commercial_OR - Health_New_Water Heating_Natural Gas_Water Heater - Temperature Setback_A_Achievable Technical Potential | F8 | Commercial | OR - Health | New | Water Heating | Natural Gas | Water Heater - Temperature Setback | A | Cumulative Summer Peak Savings (MW) | Achievable Technical Potential | 0 | 0 | 0 | 0 | 0 | 0 | 0 | 0 | 0 | 0 | 0 | 0 | 0 | 0 | 0 | 0 | 0 | 0 | 0 | 0 | 0 | 0 | 0 | 0 | 0 | 0 | 0
F9_Commercial_OR - Health_New_Water Heating_Natural Gas_Water Heater - Temperature Setback_A_Achievable Technical Potential | F9 | Commercial | OR - Health | New | Water Heating | Natural Gas | Water Heater - Temperature Setback | A | Cumulative Winter Peak Savings (MW) | Achievable Technical Potential | 0 | 0 | 0 | 0 | 0 | 0 | 0 | 0 | 0 | 0 | 0 | 0 | 0 | 0 | 0 | 0 | 0 | 0 | 0 | 0 | 0 | 0 | 0 | 0 | 0 | 0 | 0
F10_Commercial_OR - Health_New_Water Heating_Natural Gas_Water Heater - Temperature Setback_A_Achievable Technical Potential | F10 | Commercial | OR - Health | New | Water Heating | Natural Gas | Water Heater - Temperature Setback | A | Purchases (Incremental) | Achievable Technical Potential | 0 | 0 | 0 | 0 | 0 | 0 | 0 | 0 | 0 | 0 | 0 | 0 | 0 | 0 | 0 | 0 | 0 | 0 | 0 | 0 | 0 | 0 | 0 | 0 | 0 | 0 | 0
F11_Commercial_OR - Health_New_Water Heating_Natural Gas_Water Heater - Temperature Setback_A_Achievable Technical Potential | F11 | Commercial | OR - Health | New | Water Heating | Natural Gas | Water Heater - Temperature Setback | A | Purchases (Cumulative) | Achievable Technical Potential | 0 | 0 | 0 | 0 | 0 | 0 | 0 | 0 | 0 | 0 | 0 | 0 | 0 | 0 | 0 | 0 | 0 | 0 | 0 | 0 | 0 | 0 | 0 | 0 | 0 | 0 | 0
F1_Commercial_OR - Health_New_Water Heating_Natural Gas_Water Heater - Faucet Aerators_A_Achievable Technical Potential | F1 | Commercial | OR - Health | New | Water Heating | Natural Gas | Water Heater - Faucet Aerators | A | Integrated Unit Energy Savings (kWh or therms) | Achievable Technical Potential | 0 | 0 | 0 | 0 | 0 | 0 | 0 | 0 | 0 | 0 | 0 | 0 | 0 | 0 | 0 | 0 | 0 | 0 | 0 | 0 | 0 | 0 | 0 | 0 | 0 | 0 | 0
F2_Commercial_OR - Health_New_Water Heating_Natural Gas_Water Heater - Faucet Aerators_A_Achievable Technical Potential | F2 | Commercial | OR - Health | New | Water Heating | Natural Gas | Water Heater - Faucet Aerators | A | Integrated Unit Summer Peak Savings (kW) | Achievable Technical Potential | 0 | 0 | 0 | 0 | 0 | 0 | 0 | 0 | 0 | 0 | 0 | 0 | 0 | 0 | 0 | 0 | 0 | 0 | 0 | 0 | 0 | 0 | 0 | 0 | 0 | 0 | 0
F3_Commercial_OR - Health_New_Water Heating_Natural Gas_Water Heater - Faucet Aerators_A_Achievable Technical Potential | F3 | Commercial | OR - Health | New | Water Heating | Natural Gas | Water Heater - Faucet Aerators | A | Integrated Unit Winter Peak Savings (kW) | Achievable Technical Potential | 0 | 0 | 0 | 0 | 0 | 0 | 0 | 0 | 0 | 0 | 0 | 0 | 0 | 0 | 0 | 0 | 0 | 0 | 0 | 0 | 0 | 0 | 0 | 0 | 0 | 0 | 0
F4_Commercial_OR - Health_New_Water Heating_Natural Gas_Water Heater - Faucet Aerators_A_Achievable Technical Potential | F4 | Commercial | OR - Health | New | Water Heating | Natural Gas | Water Heater - Faucet Aerators | A | Incremental Energy Savings (MWh or mTherms) | Achievable Technical Potential | 0 | 0 | 0 | 0 | 0 | 0 | 0 | 0 | 0 | 0 | 0 | 0 | 0 | 0 | 0 | 0 | 0 | 0 | 0 | 0 | 0 | 0 | 0 | 0 | 0 | 0 | 0
F5_Commercial_OR - Health_New_Water Heating_Natural Gas_Water Heater - Faucet Aerators_A_Achievable Technical Potential | F5 | Commercial | OR - Health | New | Water Heating | Natural Gas | Water Heater - Faucet Aerators | A | Incremental Summer Peak Savings (MW) | Achievable Technical Potential | 0 | 0 | 0 | 0 | 0 | 0 | 0 | 0 | 0 | 0 | 0 | 0 | 0 | 0 | 0 | 0 | 0 | 0 | 0 | 0 | 0 | 0 | 0 | 0 | 0 | 0 | 0
F6_Commercial_OR - Health_New_Water Heating_Natural Gas_Water Heater - Faucet Aerators_A_Achievable Technical Potential | F6 | Commercial | OR - Health | New | Water Heating | Natural Gas | Water Heater - Faucet Aerators | A | Incremental Winter Peak Savings (MW) | Achievable Technical Potential | 0 | 0 | 0 | 0 | 0 | 0 | 0 | 0 | 0 | 0 | 0 | 0 | 0 | 0 | 0 | 0 | 0 | 0 | 0 | 0 | 0 | 0 | 0 | 0 | 0 | 0 | 0
F7_Commercial_OR - Health_New_Water Heating_Natural Gas_Water Heater - Faucet Aerators_A_Achievable Technical Potential | F7 | Commercial | OR - Health | New | Water Heating | Natural Gas | Water Heater - Faucet Aerators | A | Cumulative Energy Savings (MWh or mTherms) | Achievable Technical Potential | 0 | 0 | 0 | 0 | 0 | 0 | 0 | 0 | 0 | 0 | 0 | 0 | 0 | 0 | 0 | 0 | 0 | 0 | 0 | 0 | 0 | 0 | 0 | 0 | 0 | 0 | 0
F8_Commercial_OR - Health_New_Water Heating_Natural Gas_Water Heater - Faucet Aerators_A_Achievable Technical Potential | F8 | Commercial | OR - Health | New | Water Heating | Natural Gas | Water Heater - Faucet Aerators | A | Cumulative Summer Peak Savings (MW) | Achievable Technical Potential | 0 | 0 | 0 | 0 | 0 | 0 | 0 | 0 | 0 | 0 | 0 | 0 | 0 | 0 | 0 | 0 | 0 | 0 | 0 | 0 | 0 | 0 | 0 | 0 | 0 | 0 | 0
F9_Commercial_OR - Health_New_Water Heating_Natural Gas_Water Heater - Faucet Aerators_A_Achievable Technical Potential | F9 | Commercial | OR - Health | New | Water Heating | Natural Gas | Water Heater - Faucet Aerators | A | Cumulative Winter Peak Savings (MW) | Achievable Technical Potential | 0 | 0 | 0 | 0 | 0 | 0 | 0 | 0 | 0 | 0 | 0 | 0 | 0 | 0 | 0 | 0 | 0 | 0 | 0 | 0 | 0 | 0 | 0 | 0 | 0 | 0 | 0
F10_Commercial_OR - Health_New_Water Heating_Natural Gas_Water Heater - Faucet Aerators_A_Achievable Technical Potential | F10 | Commercial | OR - Health | New | Water Heating | Natural Gas | Water Heater - Faucet Aerators | A | Purchases (Incremental) | Achievable Technical Potential | 0 | 0 | 0 | 0 | 0 | 0 | 0 | 0 | 0 | 0 | 0 | 0 | 0 | 0 | 0 | 0 | 0 | 0 | 0 | 0 | 0 | 0 | 0 | 0 | 0 | 0 | 0
F11_Commercial_OR - Health_New_Water Heating_Natural Gas_Water Heater - Faucet Aerators_A_Achievable Technical Potential | F11 | Commercial | OR - Health | New | Water Heating | Natural Gas | Water Heater - Faucet Aerators | A | Purchases (Cumulative) | Achievable Technical Potential | 0 | 0 | 0 | 0 | 0 | 0 | 0 | 0 | 0 | 0 | 0 | 0 | 0 | 0 | 0 | 0 | 0 | 0 | 0 | 0 | 0 | 0 | 0 | 0 | 0 | 0 | 0
F1_Commercial_OR - Health_New_Water Heating_Natural Gas_Water Heater - Low-Flow Showerheads_A_Achievable Technical Potential | F1 | Commercial | OR - Health | New | Water Heating | Natural Gas | Water Heater - Low-Flow Showerheads | A | Integrated Unit Energy Savings (kWh or therms) | Achievable Technical Potential | 0 | 0 | 0 | 0 | 0 | 0 | 0 | 0 | 0 | 0 | 0 | 0 | 0 | 0 | 0 | 0 | 0 | 0 | 0 | 0 | 0 | 0 | 0 | 0 | 0 | 0 | 0
F2_Commercial_OR - Health_New_Water Heating_Natural Gas_Water Heater - Low-Flow Showerheads_A_Achievable Technical Potential | F2 | Commercial | OR - Health | New | Water Heating | Natural Gas | Water Heater - Low-Flow Showerheads | A | Integrated Unit Summer Peak Savings (kW) | Achievable Technical Potential | 0 | 0 | 0 | 0 | 0 | 0 | 0 | 0 | 0 | 0 | 0 | 0 | 0 | 0 | 0 | 0 | 0 | 0 | 0 | 0 | 0 | 0 | 0 | 0 | 0 | 0 | 0
F3_Commercial_OR - Health_New_Water Heating_Natural Gas_Water Heater - Low-Flow Showerheads_A_Achievable Technical Potential | F3 | Commercial | OR - Health | New | Water Heating | Natural Gas | Water Heater - Low-Flow Showerheads | A | Integrated Unit Winter Peak Savings (kW) | Achievable Technical Potential | 0 | 0 | 0 | 0 | 0 | 0 | 0 | 0 | 0 | 0 | 0 | 0 | 0 | 0 | 0 | 0 | 0 | 0 | 0 | 0 | 0 | 0 | 0 | 0 | 0 | 0 | 0
F4_Commercial_OR - Health_New_Water Heating_Natural Gas_Water Heater - Low-Flow Showerheads_A_Achievable Technical Potential | F4 | Commercial | OR - Health | New | Water Heating | Natural Gas | Water Heater - Low-Flow Showerheads | A | Incremental Energy Savings (MWh or mTherms) | Achievable Technical Potential | 0 | 0 | 0 | 0 | 0 | 0 | 0 | 0 | 0 | 0 | 0 | 0 | 0 | 0 | 0 | 0 | 0 | 0 | 0 | 0 | 0 | 0 | 0 | 0 | 0 | 0 | 0
F5_Commercial_OR - Health_New_Water Heating_Natural Gas_Water Heater - Low-Flow Showerheads_A_Achievable Technical Potential | F5 | Commercial | OR - Health | New | Water Heating | Natural Gas | Water Heater - Low-Flow Showerheads | A | Incremental Summer Peak Savings (MW) | Achievable Technical Potential | 0 | 0 | 0 | 0 | 0 | 0 | 0 | 0 | 0 | 0 | 0 | 0 | 0 | 0 | 0 | 0 | 0 | 0 | 0 | 0 | 0 | 0 | 0 | 0 | 0 | 0 | 0
F6_Commercial_OR - Health_New_Water Heating_Natural Gas_Water Heater - Low-Flow Showerheads_A_Achievable Technical Potential | F6 | Commercial | OR - Health | New | Water Heating | Natural Gas | Water Heater - Low-Flow Showerheads | A | Incremental Winter Peak Savings (MW) | Achievable Technical Potential | 0 | 0 | 0 | 0 | 0 | 0 | 0 | 0 | 0 | 0 | 0 | 0 | 0 | 0 | 0 | 0 | 0 | 0 | 0 | 0 | 0 | 0 | 0 | 0 | 0 | 0 | 0
F7_Commercial_OR - Health_New_Water Heating_Natural Gas_Water Heater - Low-Flow Showerheads_A_Achievable Technical Potential | F7 | Commercial | OR - Health | New | Water Heating | Natural Gas | Water Heater - Low-Flow Showerheads | A | Cumulative Energy Savings (MWh or mTherms) | Achievable Technical Potential | 0 | 0 | 0 | 0 | 0 | 0 | 0 | 0 | 0 | 0 | 0 | 0 | 0 | 0 | 0 | 0 | 0 | 0 | 0 | 0 | 0 | 0 | 0 | 0 | 0 | 0 | 0
F8_Commercial_OR - Health_New_Water Heating_Natural Gas_Water Heater - Low-Flow Showerheads_A_Achievable Technical Potential | F8 | Commercial | OR - Health | New | Water Heating | Natural Gas | Water Heater - Low-Flow Showerheads | A | Cumulative Summer Peak Savings (MW) | Achievable Technical Potential | 0 | 0 | 0 | 0 | 0 | 0 | 0 | 0 | 0 | 0 | 0 | 0 | 0 | 0 | 0 | 0 | 0 | 0 | 0 | 0 | 0 | 0 | 0 | 0 | 0 | 0 | 0
F9_Commercial_OR - Health_New_Water Heating_Natural Gas_Water Heater - Low-Flow Showerheads_A_Achievable Technical Potential | F9 | Commercial | OR - Health | New | Water Heating | Natural Gas | Water Heater - Low-Flow Showerheads | A | Cumulative Winter Peak Savings (MW) | Achievable Technical Potential | 0 | 0 | 0 | 0 | 0 | 0 | 0 | 0 | 0 | 0 | 0 | 0 | 0 | 0 | 0 | 0 | 0 | 0 | 0 | 0 | 0 | 0 | 0 | 0 | 0 | 0 | 0
F10_Commercial_OR - Health_New_Water Heating_Natural Gas_Water Heater - Low-Flow Showerheads_A_Achievable Technical Potential | F10 | Commercial | OR - Health | New | Water Heating | Natural Gas | Water Heater - Low-Flow Showerheads | A | Purchases (Incremental) | Achievable Technical Potential | 0 | 0 | 0 | 0 | 0 | 0 | 0 | 0 | 0 | 0 | 0 | 0 | 0 | 0 | 0 | 0 | 0 | 0 | 0 | 0 | 0 | 0 | 0 | 0 | 0 | 0 | 0
F11_Commercial_OR - Health_New_Water Heating_Natural Gas_Water Heater - Low-Flow Showerheads_A_Achievable Technical Potential | F11 | Commercial | OR - Health | New | Water Heating | Natural Gas | Water Heater - Low-Flow Showerheads | A | Purchases (Cumulative) | Achievable Technical Potential | 0 | 0 | 0 | 0 | 0 | 0 | 0 | 0 | 0 | 0 | 0 | 0 | 0 | 0 | 0 | 0 | 0 | 0 | 0 | 0 | 0 | 0 | 0 | 0 | 0 | 0 | 0
F1_Commercial_OR - Health_New_Water Heating_Natural Gas_Water Heater - Tank Blanket/Insulation_A_Achievable Technical Potential | F1 | Commercial | OR - Health | New | Water Heating | Natural Gas | Water Heater - Tank Blanket/Insulation | A | Integrated Unit Energy Savings (kWh or therms) | Achievable Technical Potential | 0 | 0 | 0 | 0 | 0 | 0 | 0 | 0 | 0 | 0 | 0 | 0 | 0 | 0 | 0 | 0 | 0 | 0 | 0 | 0 | 0 | 0 | 0 | 0 | 0 | 0 | 0
F2_Commercial_OR - Health_New_Water Heating_Natural Gas_Water Heater - Tank Blanket/Insulation_A_Achievable Technical Potential | F2 | Commercial | OR - Health | New | Water Heating | Natural Gas | Water Heater - Tank Blanket/Insulation | A | Integrated Unit Summer Peak Savings (kW) | Achievable Technical Potential | 0 | 0 | 0 | 0 | 0 | 0 | 0 | 0 | 0 | 0 | 0 | 0 | 0 | 0 | 0 | 0 | 0 | 0 | 0 | 0 | 0 | 0 | 0 | 0 | 0 | 0 | 0
F3_Commercial_OR - Health_New_Water Heating_Natural Gas_Water Heater - Tank Blanket/Insulation_A_Achievable Technical Potential | F3 | Commercial | OR - Health | New | Water Heating | Natural Gas | Water Heater - Tank Blanket/Insulation | A | Integrated Unit Winter Peak Savings (kW) | Achievable Technical Potential | 0 | 0 | 0 | 0 | 0 | 0 | 0 | 0 | 0 | 0 | 0 | 0 | 0 | 0 | 0 | 0 | 0 | 0 | 0 | 0 | 0 | 0 | 0 | 0 | 0 | 0 | 0
F4_Commercial_OR - Health_New_Water Heating_Natural Gas_Water Heater - Tank Blanket/Insulation_A_Achievable Technical Potential | F4 | Commercial | OR - Health | New | Water Heating | Natural Gas | Water Heater - Tank Blanket/Insulation | A | Incremental Energy Savings (MWh or mTherms) | Achievable Technical Potential | 0 | 0 | 0 | 0 | 0 | 0 | 0 | 0 | 0 | 0 | 0 | 0 | 0 | 0 | 0 | 0 | 0 | 0 | 0 | 0 | 0 | 0 | 0 | 0 | 0 | 0 | 0
F5_Commercial_OR - Health_New_Water Heating_Natural Gas_Water Heater - Tank Blanket/Insulation_A_Achievable Technical Potential | F5 | Commercial | OR - Health | New | Water Heating | Natural Gas | Water Heater - Tank Blanket/Insulation | A | Incremental Summer Peak Savings (MW) | Achievable Technical Potential | 0 | 0 | 0 | 0 | 0 | 0 | 0 | 0 | 0 | 0 | 0 | 0 | 0 | 0 | 0 | 0 | 0 | 0 | 0 | 0 | 0 | 0 | 0 | 0 | 0 | 0 | 0
F6_Commercial_OR - Health_New_Water Heating_Natural Gas_Water Heater - Tank Blanket/Insulation_A_Achievable Technical Potential | F6 | Commercial | OR - Health | New | Water Heating | Natural Gas | Water Heater - Tank Blanket/Insulation | A | Incremental Winter Peak Savings (MW) | Achievable Technical Potential | 0 | 0 | 0 | 0 | 0 | 0 | 0 | 0 | 0 | 0 | 0 | 0 | 0 | 0 | 0 | 0 | 0 | 0 | 0 | 0 | 0 | 0 | 0 | 0 | 0 | 0 | 0
F7_Commercial_OR - Health_New_Water Heating_Natural Gas_Water Heater - Tank Blanket/Insulation_A_Achievable Technical Potential | F7 | Commercial | OR - Health | New | Water Heating | Natural Gas | Water Heater - Tank Blanket/Insulation | A | Cumulative Energy Savings (MWh or mTherms) | Achievable Technical Potential | 0 | 0 | 0 | 0 | 0 | 0 | 0 | 0 | 0 | 0 | 0 | 0 | 0 | 0 | 0 | 0 | 0 | 0 | 0 | 0 | 0 | 0 | 0 | 0 | 0 | 0 | 0
F8_Commercial_OR - Health_New_Water Heating_Natural Gas_Water Heater - Tank Blanket/Insulation_A_Achievable Technical Potential | F8 | Commercial | OR - Health | New | Water Heating | Natural Gas | Water Heater - Tank Blanket/Insulation | A | Cumulative Summer Peak Savings (MW) | Achievable Technical Potential | 0 | 0 | 0 | 0 | 0 | 0 | 0 | 0 | 0 | 0 | 0 | 0 | 0 | 0 | 0 | 0 | 0 | 0 | 0 | 0 | 0 | 0 | 0 | 0 | 0 | 0 | 0
F9_Commercial_OR - Health_New_Water Heating_Natural Gas_Water Heater - Tank Blanket/Insulation_A_Achievable Technical Potential | F9 | Commercial | OR - Health | New | Water Heating | Natural Gas | Water Heater - Tank Blanket/Insulation | A | Cumulative Winter Peak Savings (MW) | Achievable Technical Potential | 0 | 0 | 0 | 0 | 0 | 0 | 0 | 0 | 0 | 0 | 0 | 0 | 0 | 0 | 0 | 0 | 0 | 0 | 0 | 0 | 0 | 0 | 0 | 0 | 0 | 0 | 0
F10_Commercial_OR - Health_New_Water Heating_Natural Gas_Water Heater - Tank Blanket/Insulation_A_Achievable Technical Potential | F10 | Commercial | OR - Health | New | Water Heating | Natural Gas | Water Heater - Tank Blanket/Insulation | A | Purchases (Incremental) | Achievable Technical Potential | 0 | 0 | 0 | 0 | 0 | 0 | 0 | 0 | 0 | 0 | 0 | 0 | 0 | 0 | 0 | 0 | 0 | 0 | 0 | 0 | 0 | 0 | 0 | 0 | 0 | 0 | 0
F11_Commercial_OR - Health_New_Water Heating_Natural Gas_Water Heater - Tank Blanket/Insulation_A_Achievable Technical Potential | F11 | Commercial | OR - Health | New | Water Heating | Natural Gas | Water Heater - Tank Blanket/Insulation | A | Purchases (Cumulative) | Achievable Technical Potential | 0 | 0 | 0 | 0 | 0 | 0 | 0 | 0 | 0 | 0 | 0 | 0 | 0 | 0 | 0 | 0 | 0 | 0 | 0 | 0 | 0 | 0 | 0 | 0 | 0 | 0 | 0
F1_Commercial_OR - Health_New_Water Heating_Natural Gas_Water Heater - Drainwater Heat Recovery_A_Achievable Technical Potential | F1 | Commercial | OR - Health | New | Water Heating | Natural Gas | Water Heater - Drainwater Heat Recovery | A | Integrated Unit Energy Savings (kWh or therms) | Achievable Technical Potential | 0 | 0 | 0 | 0 | 0 | 0 | 0 | 0 | 0 | 0 | 0 | 0 | 0 | 0 | 0 | 0 | 0 | 0 | 0 | 0 | 0 | 0 | 0 | 0 | 0 | 0 | 0
F2_Commercial_OR - Health_New_Water Heating_Natural Gas_Water Heater - Drainwater Heat Recovery_A_Achievable Technical Potential | F2 | Commercial | OR - Health | New | Water Heating | Natural Gas | Water Heater - Drainwater Heat Recovery | A | Integrated Unit Summer Peak Savings (kW) | Achievable Technical Potential | 0 | 0 | 0 | 0 | 0 | 0 | 0 | 0 | 0 | 0 | 0 | 0 | 0 | 0 | 0 | 0 | 0 | 0 | 0 | 0 | 0 | 0 | 0 | 0 | 0 | 0 | 0
F3_Commercial_OR - Health_New_Water Heating_Natural Gas_Water Heater - Drainwater Heat Recovery_A_Achievable Technical Potential | F3 | Commercial | OR - Health | New | Water Heating | Natural Gas | Water Heater - Drainwater Heat Recovery | A | Integrated Unit Winter Peak Savings (kW) | Achievable Technical Potential | 0 | 0 | 0 | 0 | 0 | 0 | 0 | 0 | 0 | 0 | 0 | 0 | 0 | 0 | 0 | 0 | 0 | 0 | 0 | 0 | 0 | 0 | 0 | 0 | 0 | 0 | 0
F4_Commercial_OR - Health_New_Water Heating_Natural Gas_Water Heater - Drainwater Heat Recovery_A_Achievable Technical Potential | F4 | Commercial | OR - Health | New | Water Heating | Natural Gas | Water Heater - Drainwater Heat Recovery | A | Incremental Energy Savings (MWh or mTherms) | Achievable Technical Potential | 0 | 0 | 0 | 0 | 0 | 0 | 0 | 0 | 0 | 0 | 0 | 0 | 0 | 0 | 0 | 0 | 0 | 0 | 0 | 0 | 0 | 0 | 0 | 0 | 0 | 0 | 0
F5_Commercial_OR - Health_New_Water Heating_Natural Gas_Water Heater - Drainwater Heat Recovery_A_Achievable Technical Potential | F5 | Commercial | OR - Health | New | Water Heating | Natural Gas | Water Heater - Drainwater Heat Recovery | A | Incremental Summer Peak Savings (MW) | Achievable Technical Potential | 0 | 0 | 0 | 0 | 0 | 0 | 0 | 0 | 0 | 0 | 0 | 0 | 0 | 0 | 0 | 0 | 0 | 0 | 0 | 0 | 0 | 0 | 0 | 0 | 0 | 0 | 0
F6_Commercial_OR - Health_New_Water Heating_Natural Gas_Water Heater - Drainwater Heat Recovery_A_Achievable Technical Potential | F6 | Commercial | OR - Health | New | Water Heating | Natural Gas | Water Heater - Drainwater Heat Recovery | A | Incremental Winter Peak Savings (MW) | Achievable Technical Potential | 0 | 0 | 0 | 0 | 0 | 0 | 0 | 0 | 0 | 0 | 0 | 0 | 0 | 0 | 0 | 0 | 0 | 0 | 0 | 0 | 0 | 0 | 0 | 0 | 0 | 0 | 0
F7_Commercial_OR - Health_New_Water Heating_Natural Gas_Water Heater - Drainwater Heat Recovery_A_Achievable Technical Potential | F7 | Commercial | OR - Health | New | Water Heating | Natural Gas | Water Heater - Drainwater Heat Recovery | A | Cumulative Energy Savings (MWh or mTherms) | Achievable Technical Potential | 0 | 0 | 0 | 0 | 0 | 0 | 0 | 0 | 0 | 0 | 0 | 0 | 0 | 0 | 0 | 0 | 0 | 0 | 0 | 0 | 0 | 0 | 0 | 0 | 0 | 0 | 0
F8_Commercial_OR - Health_New_Water Heating_Natural Gas_Water Heater - Drainwater Heat Recovery_A_Achievable Technical Potential | F8 | Commercial | OR - Health | New | Water Heating | Natural Gas | Water Heater - Drainwater Heat Recovery | A | Cumulative Summer Peak Savings (MW) | Achievable Technical Potential | 0 | 0 | 0 | 0 | 0 | 0 | 0 | 0 | 0 | 0 | 0 | 0 | 0 | 0 | 0 | 0 | 0 | 0 | 0 | 0 | 0 | 0 | 0 | 0 | 0 | 0 | 0
F9_Commercial_OR - Health_New_Water Heating_Natural Gas_Water Heater - Drainwater Heat Recovery_A_Achievable Technical Potential | F9 | Commercial | OR - Health | New | Water Heating | Natural Gas | Water Heater - Drainwater Heat Recovery | A | Cumulative Winter Peak Savings (MW) | Achievable Technical Potential | 0 | 0 | 0 | 0 | 0 | 0 | 0 | 0 | 0 | 0 | 0 | 0 | 0 | 0 | 0 | 0 | 0 | 0 | 0 | 0 | 0 | 0 | 0 | 0 | 0 | 0 | 0
F10_Commercial_OR - Health_New_Water Heating_Natural Gas_Water Heater - Drainwater Heat Recovery_A_Achievable Technical Potential | F10 | Commercial | OR - Health | New | Water Heating | Natural Gas | Water Heater - Drainwater Heat Recovery | A | Purchases (Incremental) | Achievable Technical Potential | 0 | 0 | 0 | 0 | 0 | 0 | 0 | 0 | 0 | 0 | 0 | 0 | 0 | 0 | 0 | 0 | 0 | 0 | 0 | 0 | 0 | 0 | 0 | 0 | 0 | 0 | 0
F11_Commercial_OR - Health_New_Water Heating_Natural Gas_Water Heater - Drainwater Heat Recovery_A_Achievable Technical Potential | F11 | Commercial | OR - Health | New | Water Heating | Natural Gas | Water Heater - Drainwater Heat Recovery | A | Purchases (Cumulative) | Achievable Technical Potential | 0 | 0 | 0 | 0 | 0 | 0 | 0 | 0 | 0 | 0 | 0 | 0 | 0 | 0 | 0 | 0 | 0 | 0 | 0 | 0 | 0 | 0 | 0 | 0 | 0 | 0 | 0
F1_Commercial_OR - Health_New_Water Heating_Natural Gas_Water Heater - Circulation Pump Controls_A_Achievable Technical Potential | F1 | Commercial | OR - Health | New | Water Heating | Natural Gas | Water Heater - Circulation Pump Controls | A | Integrated Unit Energy Savings (kWh or therms) | Achievable Technical Potential | 0 | 0 | 0 | 0 | 0 | 0 | 0 | 0 | 0 | 0 | 0 | 0 | 0 | 0 | 0 | 0 | 0 | 0 | 0 | 0 | 0 | 0 | 0 | 0 | 0 | 0 | 0
F2_Commercial_OR - Health_New_Water Heating_Natural Gas_Water Heater - Circulation Pump Controls_A_Achievable Technical Potential | F2 | Commercial | OR - Health | New | Water Heating | Natural Gas | Water Heater - Circulation Pump Controls | A | Integrated Unit Summer Peak Savings (kW) | Achievable Technical Potential | 0 | 0 | 0 | 0 | 0 | 0 | 0 | 0 | 0 | 0 | 0 | 0 | 0 | 0 | 0 | 0 | 0 | 0 | 0 | 0 | 0 | 0 | 0 | 0 | 0 | 0 | 0
F3_Commercial_OR - Health_New_Water Heating_Natural Gas_Water Heater - Circulation Pump Controls_A_Achievable Technical Potential | F3 | Commercial | OR - Health | New | Water Heating | Natural Gas | Water Heater - Circulation Pump Controls | A | Integrated Unit Winter Peak Savings (kW) | Achievable Technical Potential | 0 | 0 | 0 | 0 | 0 | 0 | 0 | 0 | 0 | 0 | 0 | 0 | 0 | 0 | 0 | 0 | 0 | 0 | 0 | 0 | 0 | 0 | 0 | 0 | 0 | 0 | 0
F4_Commercial_OR - Health_New_Water Heating_Natural Gas_Water Heater - Circulation Pump Controls_A_Achievable Technical Potential | F4 | Commercial | OR - Health | New | Water Heating | Natural Gas | Water Heater - Circulation Pump Controls | A | Incremental Energy Savings (MWh or mTherms) | Achievable Technical Potential | 0 | 0 | 0 | 0 | 0 | 0 | 0 | 0 | 0 | 0 | 0 | 0 | 0 | 0 | 0 | 0 | 0 | 0 | 0 | 0 | 0 | 0 | 0 | 0 | 0 | 0 | 0
F5_Commercial_OR - Health_New_Water Heating_Natural Gas_Water Heater - Circulation Pump Controls_A_Achievable Technical Potential | F5 | Commercial | OR - Health | New | Water Heating | Natural Gas | Water Heater - Circulation Pump Controls | A | Incremental Summer Peak Savings (MW) | Achievable Technical Potential | 0 | 0 | 0 | 0 | 0 | 0 | 0 | 0 | 0 | 0 | 0 | 0 | 0 | 0 | 0 | 0 | 0 | 0 | 0 | 0 | 0 | 0 | 0 | 0 | 0 | 0 | 0
F6_Commercial_OR - Health_New_Water Heating_Natural Gas_Water Heater - Circulation Pump Controls_A_Achievable Technical Potential | F6 | Commercial | OR - Health | New | Water Heating | Natural Gas | Water Heater - Circulation Pump Controls | A | Incremental Winter Peak Savings (MW) | Achievable Technical Potential | 0 | 0 | 0 | 0 | 0 | 0 | 0 | 0 | 0 | 0 | 0 | 0 | 0 | 0 | 0 | 0 | 0 | 0 | 0 | 0 | 0 | 0 | 0 | 0 | 0 | 0 | 0
F7_Commercial_OR - Health_New_Water Heating_Natural Gas_Water Heater - Circulation Pump Controls_A_Achievable Technical Potential | F7 | Commercial | OR - Health | New | Water Heating | Natural Gas | Water Heater - Circulation Pump Controls | A | Cumulative Energy Savings (MWh or mTherms) | Achievable Technical Potential | 0 | 0 | 0 | 0 | 0 | 0 | 0 | 0 | 0 | 0 | 0 | 0 | 0 | 0 | 0 | 0 | 0 | 0 | 0 | 0 | 0 | 0 | 0 | 0 | 0 | 0 | 0
F8_Commercial_OR - Health_New_Water Heating_Natural Gas_Water Heater - Circulation Pump Controls_A_Achievable Technical Potential | F8 | Commercial | OR - Health | New | Water Heating | Natural Gas | Water Heater - Circulation Pump Controls | A | Cumulative Summer Peak Savings (MW) | Achievable Technical Potential | 0 | 0 | 0 | 0 | 0 | 0 | 0 | 0 | 0 | 0 | 0 | 0 | 0 | 0 | 0 | 0 | 0 | 0 | 0 | 0 | 0 | 0 | 0 | 0 | 0 | 0 | 0
F9_Commercial_OR - Health_New_Water Heating_Natural Gas_Water Heater - Circulation Pump Controls_A_Achievable Technical Potential | F9 | Commercial | OR - Health | New | Water Heating | Natural Gas | Water Heater - Circulation Pump Controls | A | Cumulative Winter Peak Savings (MW) | Achievable Technical Potential | 0 | 0 | 0 | 0 | 0 | 0 | 0 | 0 | 0 | 0 | 0 | 0 | 0 | 0 | 0 | 0 | 0 | 0 | 0 | 0 | 0 | 0 | 0 | 0 | 0 | 0 | 0
F10_Commercial_OR - Health_New_Water Heating_Natural Gas_Water Heater - Circulation Pump Controls_A_Achievable Technical Potential | F10 | Commercial | OR - Health | New | Water Heating | Natural Gas | Water Heater - Circulation Pump Controls | A | Purchases (Incremental) | Achievable Technical Potential | 0 | 0 | 0 | 0 | 0 | 0 | 0 | 0 | 0 | 0 | 0 | 0 | 0 | 0 | 0 | 0 | 0 | 0 | 0 | 0 | 0 | 0 | 0 | 0 | 0 | 0 | 0
F11_Commercial_OR - Health_New_Water Heating_Natural Gas_Water Heater - Circulation Pump Controls_A_Achievable Technical Potential | F11 | Commercial | OR - Health | New | Water Heating | Natural Gas | Water Heater - Circulation Pump Controls | A | Purchases (Cumulative) | Achievable Technical Potential | 0 | 0 | 0 | 0 | 0 | 0 | 0 | 0 | 0 | 0 | 0 | 0 | 0 | 0 | 0 | 0 | 0 | 0 | 0 | 0 | 0 | 0 | 0 | 0 | 0 | 0 | 0
F1_Commercial_OR - Health_New_Water Heating_Natural Gas_Water Heater - Pipe Insulation_A_Achievable Technical Potential | F1 | Commercial | OR - Health | New | Water Heating | Natural Gas | Water Heater - Pipe Insulation | A | Integrated Unit Energy Savings (kWh or therms) | Achievable Technical Potential | 0 | 0 | 0 | 0 | 0 | 0 | 0 | 0 | 0 | 0 | 0 | 0 | 0 | 0 | 0 | 0 | 0 | 0 | 0 | 0 | 0 | 0 | 0 | 0 | 0 | 0 | 0
F2_Commercial_OR - Health_New_Water Heating_Natural Gas_Water Heater - Pipe Insulation_A_Achievable Technical Potential | F2 | Commercial | OR - Health | New | Water Heating | Natural Gas | Water Heater - Pipe Insulation | A | Integrated Unit Summer Peak Savings (kW) | Achievable Technical Potential | 0 | 0 | 0 | 0 | 0 | 0 | 0 | 0 | 0 | 0 | 0 | 0 | 0 | 0 | 0 | 0 | 0 | 0 | 0 | 0 | 0 | 0 | 0 | 0 | 0 | 0 | 0
F3_Commercial_OR - Health_New_Water Heating_Natural Gas_Water Heater - Pipe Insulation_A_Achievable Technical Potential | F3 | Commercial | OR - Health | New | Water Heating | Natural Gas | Water Heater - Pipe Insulation | A | Integrated Unit Winter Peak Savings (kW) | Achievable Technical Potential | 0 | 0 | 0 | 0 | 0 | 0 | 0 | 0 | 0 | 0 | 0 | 0 | 0 | 0 | 0 | 0 | 0 | 0 | 0 | 0 | 0 | 0 | 0 | 0 | 0 | 0 | 0
F4_Commercial_OR - Health_New_Water Heating_Natural Gas_Water Heater - Pipe Insulation_A_Achievable Technical Potential | F4 | Commercial | OR - Health | New | Water Heating | Natural Gas | Water Heater - Pipe Insulation | A | Incremental Energy Savings (MWh or mTherms) | Achievable Technical Potential | 0 | 0 | 0 | 0 | 0 | 0 | 0 | 0 | 0 | 0 | 0 | 0 | 0 | 0 | 0 | 0 | 0 | 0 | 0 | 0 | 0 | 0 | 0 | 0 | 0 | 0 | 0
F5_Commercial_OR - Health_New_Water Heating_Natural Gas_Water Heater - Pipe Insulation_A_Achievable Technical Potential | F5 | Commercial | OR - Health | New | Water Heating | Natural Gas | Water Heater - Pipe Insulation | A | Incremental Summer Peak Savings (MW) | Achievable Technical Potential | 0 | 0 | 0 | 0 | 0 | 0 | 0 | 0 | 0 | 0 | 0 | 0 | 0 | 0 | 0 | 0 | 0 | 0 | 0 | 0 | 0 | 0 | 0 | 0 | 0 | 0 | 0
F6_Commercial_OR - Health_New_Water Heating_Natural Gas_Water Heater - Pipe Insulation_A_Achievable Technical Potential | F6 | Commercial | OR - Health | New | Water Heating | Natural Gas | Water Heater - Pipe Insulation | A | Incremental Winter Peak Savings (MW) | Achievable Technical Potential | 0 | 0 | 0 | 0 | 0 | 0 | 0 | 0 | 0 | 0 | 0 | 0 | 0 | 0 | 0 | 0 | 0 | 0 | 0 | 0 | 0 | 0 | 0 | 0 | 0 | 0 | 0
F7_Commercial_OR - Health_New_Water Heating_Natural Gas_Water Heater - Pipe Insulation_A_Achievable Technical Potential | F7 | Commercial | OR - Health | New | Water Heating | Natural Gas | Water Heater - Pipe Insulation | A | Cumulative Energy Savings (MWh or mTherms) | Achievable Technical Potential | 0 | 0 | 0 | 0 | 0 | 0 | 0 | 0 | 0 | 0 | 0 | 0 | 0 | 0 | 0 | 0 | 0 | 0 | 0 | 0 | 0 | 0 | 0 | 0 | 0 | 0 | 0
F8_Commercial_OR - Health_New_Water Heating_Natural Gas_Water Heater - Pipe Insulation_A_Achievable Technical Potential | F8 | Commercial | OR - Health | New | Water Heating | Natural Gas | Water Heater - Pipe Insulation | A | Cumulative Summer Peak Savings (MW) | Achievable Technical Potential | 0 | 0 | 0 | 0 | 0 | 0 | 0 | 0 | 0 | 0 | 0 | 0 | 0 | 0 | 0 | 0 | 0 | 0 | 0 | 0 | 0 | 0 | 0 | 0 | 0 | 0 | 0
F9_Commercial_OR - Health_New_Water Heating_Natural Gas_Water Heater - Pipe Insulation_A_Achievable Technical Potential | F9 | Commercial | OR - Health | New | Water Heating | Natural Gas | Water Heater - Pipe Insulation | A | Cumulative Winter Peak Savings (MW) | Achievable Technical Potential | 0 | 0 | 0 | 0 | 0 | 0 | 0 | 0 | 0 | 0 | 0 | 0 | 0 | 0 | 0 | 0 | 0 | 0 | 0 | 0 | 0 | 0 | 0 | 0 | 0 | 0 | 0
F10_Commercial_OR - Health_New_Water Heating_Natural Gas_Water Heater - Pipe Insulation_A_Achievable Technical Potential | F10 | Commercial | OR - Health | New | Water Heating | Natural Gas | Water Heater - Pipe Insulation | A | Purchases (Incremental) | Achievable Technical Potential | 0 | 0 | 0 | 0 | 0 | 0 | 0 | 0 | 0 | 0 | 0 | 0 | 0 | 0 | 0 | 0 | 0 | 0 | 0 | 0 | 0 | 0 | 0 | 0 | 0 | 0 | 0
F11_Commercial_OR - Health_New_Water Heating_Natural Gas_Water Heater - Pipe Insulation_A_Achievable Technical Potential | F11 | Commercial | OR - Health | New | Water Heating | Natural Gas | Water Heater - Pipe Insulation | A | Purchases (Cumulative) | Achievable Technical Potential | 0 | 0 | 0 | 0 | 0 | 0 | 0 | 0 | 0 | 0 | 0 | 0 | 0 | 0 | 0 | 0 | 0 | 0 | 0 | 0 | 0 | 0 | 0 | 0 | 0 | 0 | 0
F1_Commercial_OR - Health_New_Water Heating_Natural Gas_Water Heater - Motion Control Faucet_A_Achievable Technical Potential | F1 | Commercial | OR - Health | New | Water Heating | Natural Gas | Water Heater - Motion Control Faucet | A | Integrated Unit Energy Savings (kWh or therms) | Achievable Technical Potential | 0 | 0 | 0 | 0 | 0 | 0 | 0 | 0 | 0 | 0 | 0 | 0 | 0 | 0 | 0 | 0 | 0 | 0 | 0 | 0 | 0 | 0 | 0 | 0 | 0 | 0 | 0
F2_Commercial_OR - Health_New_Water Heating_Natural Gas_Water Heater - Motion Control Faucet_A_Achievable Technical Potential | F2 | Commercial | OR - Health | New | Water Heating | Natural Gas | Water Heater - Motion Control Faucet | A | Integrated Unit Summer Peak Savings (kW) | Achievable Technical Potential | 0 | 0 | 0 | 0 | 0 | 0 | 0 | 0 | 0 | 0 | 0 | 0 | 0 | 0 | 0 | 0 | 0 | 0 | 0 | 0 | 0 | 0 | 0 | 0 | 0 | 0 | 0
F3_Commercial_OR - Health_New_Water Heating_Natural Gas_Water Heater - Motion Control Faucet_A_Achievable Technical Potential | F3 | Commercial | OR - Health | New | Water Heating | Natural Gas | Water Heater - Motion Control Faucet | A | Integrated Unit Winter Peak Savings (kW) | Achievable Technical Potential | 0 | 0 | 0 | 0 | 0 | 0 | 0 | 0 | 0 | 0 | 0 | 0 | 0 | 0 | 0 | 0 | 0 | 0 | 0 | 0 | 0 | 0 | 0 | 0 | 0 | 0 | 0
F4_Commercial_OR - Health_New_Water Heating_Natural Gas_Water Heater - Motion Control Faucet_A_Achievable Technical Potential | F4 | Commercial | OR - Health | New | Water Heating | Natural Gas | Water Heater - Motion Control Faucet | A | Incremental Energy Savings (MWh or mTherms) | Achievable Technical Potential | 0 | 0 | 0 | 0 | 0 | 0 | 0 | 0 | 0 | 0 | 0 | 0 | 0 | 0 | 0 | 0 | 0 | 0 | 0 | 0 | 0 | 0 | 0 | 0 | 0 | 0 | 0
F5_Commercial_OR - Health_New_Water Heating_Natural Gas_Water Heater - Motion Control Faucet_A_Achievable Technical Potential | F5 | Commercial | OR - Health | New | Water Heating | Natural Gas | Water Heater - Motion Control Faucet | A | Incremental Summer Peak Savings (MW) | Achievable Technical Potential | 0 | 0 | 0 | 0 | 0 | 0 | 0 | 0 | 0 | 0 | 0 | 0 | 0 | 0 | 0 | 0 | 0 | 0 | 0 | 0 | 0 | 0 | 0 | 0 | 0 | 0 | 0
F6_Commercial_OR - Health_New_Water Heating_Natural Gas_Water Heater - Motion Control Faucet_A_Achievable Technical Potential | F6 | Commercial | OR - Health | New | Water Heating | Natural Gas | Water Heater - Motion Control Faucet | A | Incremental Winter Peak Savings (MW) | Achievable Technical Potential | 0 | 0 | 0 | 0 | 0 | 0 | 0 | 0 | 0 | 0 | 0 | 0 | 0 | 0 | 0 | 0 | 0 | 0 | 0 | 0 | 0 | 0 | 0 | 0 | 0 | 0 | 0
F7_Commercial_OR - Health_New_Water Heating_Natural Gas_Water Heater - Motion Control Faucet_A_Achievable Technical Potential | F7 | Commercial | OR - Health | New | Water Heating | Natural Gas | Water Heater - Motion Control Faucet | A | Cumulative Energy Savings (MWh or mTherms) | Achievable Technical Potential | 0 | 0 | 0 | 0 | 0 | 0 | 0 | 0 | 0 | 0 | 0 | 0 | 0 | 0 | 0 | 0 | 0 | 0 | 0 | 0 | 0 | 0 | 0 | 0 | 0 | 0 | 0
F8_Commercial_OR - Health_New_Water Heating_Natural Gas_Water Heater - Motion Control Faucet_A_Achievable Technical Potential | F8 | Commercial | OR - Health | New | Water Heating | Natural Gas | Water Heater - Motion Control Faucet | A | Cumulative Summer Peak Savings (MW) | Achievable Technical Potential | 0 | 0 | 0 | 0 | 0 | 0 | 0 | 0 | 0 | 0 | 0 | 0 | 0 | 0 | 0 | 0 | 0 | 0 | 0 | 0 | 0 | 0 | 0 | 0 | 0 | 0 | 0
F9_Commercial_OR - Health_New_Water Heating_Natural Gas_Water Heater - Motion Control Faucet_A_Achievable Technical Potential | F9 | Commercial | OR - Health | New | Water Heating | Natural Gas | Water Heater - Motion Control Faucet | A | Cumulative Winter Peak Savings (MW) | Achievable Technical Potential | 0 | 0 | 0 | 0 | 0 | 0 | 0 | 0 | 0 | 0 | 0 | 0 | 0 | 0 | 0 | 0 | 0 | 0 | 0 | 0 | 0 | 0 | 0 | 0 | 0 | 0 | 0
F10_Commercial_OR - Health_New_Water Heating_Natural Gas_Water Heater - Motion Control Faucet_A_Achievable Technical Potential | F10 | Commercial | OR - Health | New | Water Heating | Natural Gas | Water Heater - Motion Control Faucet | A | Purchases (Incremental) | Achievable Technical Potential | 0 | 0 | 0 | 0 | 0 | 0 | 0 | 0 | 0 | 0 | 0 | 0 | 0 | 0 | 0 | 0 | 0 | 0 | 0 | 0 | 0 | 0 | 0 | 0 | 0 | 0 | 0
F11_Commercial_OR - Health_New_Water Heating_Natural Gas_Water Heater - Motion Control Faucet_A_Achievable Technical Potential | F11 | Commercial | OR - Health | New | Water Heating | Natural Gas | Water Heater - Motion Control Faucet | A | Purchases (Cumulative) | Achievable Technical Potential | 0 | 0 | 0 | 0 | 0 | 0 | 0 | 0 | 0 | 0 | 0 | 0 | 0 | 0 | 0 | 0 | 0 | 0 | 0 | 0 | 0 | 0 | 0 | 0 | 0 | 0 | 0
F1_Commercial_OR - Health_New_Water Heating_Natural Gas_Water Heater - Solar System_A_Achievable Technical Potential | F1 | Commercial | OR - Health | New | Water Heating | Natural Gas | Water Heater - Solar System | A | Integrated Unit Energy Savings (kWh or therms) | Achievable Technical Potential | 0 | 0 | 0 | 0 | 0 | 0 | 0 | 0 | 0 | 0 | 0 | 0 | 0 | 0 | 0 | 0 | 0 | 0 | 0 | 0 | 0 | 0 | 0 | 0 | 0 | 0 | 0
F2_Commercial_OR - Health_New_Water Heating_Natural Gas_Water Heater - Solar System_A_Achievable Technical Potential | F2 | Commercial | OR - Health | New | Water Heating | Natural Gas | Water Heater - Solar System | A | Integrated Unit Summer Peak Savings (kW) | Achievable Technical Potential | 0 | 0 | 0 | 0 | 0 | 0 | 0 | 0 | 0 | 0 | 0 | 0 | 0 | 0 | 0 | 0 | 0 | 0 | 0 | 0 | 0 | 0 | 0 | 0 | 0 | 0 | 0
F3_Commercial_OR - Health_New_Water Heating_Natural Gas_Water Heater - Solar System_A_Achievable Technical Potential | F3 | Commercial | OR - Health | New | Water Heating | Natural Gas | Water Heater - Solar System | A | Integrated Unit Winter Peak Savings (kW) | Achievable Technical Potential | 0 | 0 | 0 | 0 | 0 | 0 | 0 | 0 | 0 | 0 | 0 | 0 | 0 | 0 | 0 | 0 | 0 | 0 | 0 | 0 | 0 | 0 | 0 | 0 | 0 | 0 | 0
F4_Commercial_OR - Health_New_Water Heating_Natural Gas_Water Heater - Solar System_A_Achievable Technical Potential | F4 | Commercial | OR - Health | New | Water Heating | Natural Gas | Water Heater - Solar System | A | Incremental Energy Savings (MWh or mTherms) | Achievable Technical Potential | 0 | 0 | 0 | 0 | 0 | 0 | 0 | 0 | 0 | 0 | 0 | 0 | 0 | 0 | 0 | 0 | 0 | 0 | 0 | 0 | 0 | 0 | 0 | 0 | 0 | 0 | 0
F5_Commercial_OR - Health_New_Water Heating_Natural Gas_Water Heater - Solar System_A_Achievable Technical Potential | F5 | Commercial | OR - Health | New | Water Heating | Natural Gas | Water Heater - Solar System | A | Incremental Summer Peak Savings (MW) | Achievable Technical Potential | 0 | 0 | 0 | 0 | 0 | 0 | 0 | 0 | 0 | 0 | 0 | 0 | 0 | 0 | 0 | 0 | 0 | 0 | 0 | 0 | 0 | 0 | 0 | 0 | 0 | 0 | 0
F6_Commercial_OR - Health_New_Water Heating_Natural Gas_Water Heater - Solar System_A_Achievable Technical Potential | F6 | Commercial | OR - Health | New | Water Heating | Natural Gas | Water Heater - Solar System | A | Incremental Winter Peak Savings (MW) | Achievable Technical Potential | 0 | 0 | 0 | 0 | 0 | 0 | 0 | 0 | 0 | 0 | 0 | 0 | 0 | 0 | 0 | 0 | 0 | 0 | 0 | 0 | 0 | 0 | 0 | 0 | 0 | 0 | 0
F7_Commercial_OR - Health_New_Water Heating_Natural Gas_Water Heater - Solar System_A_Achievable Technical Potential | F7 | Commercial | OR - Health | New | Water Heating | Natural Gas | Water Heater - Solar System | A | Cumulative Energy Savings (MWh or mTherms) | Achievable Technical Potential | 0 | 0 | 0 | 0 | 0 | 0 | 0 | 0 | 0 | 0 | 0 | 0 | 0 | 0 | 0 | 0 | 0 | 0 | 0 | 0 | 0 | 0 | 0 | 0 | 0 | 0 | 0
F8_Commercial_OR - Health_New_Water Heating_Natural Gas_Water Heater - Solar System_A_Achievable Technical Potential | F8 | Commercial | OR - Health | New | Water Heating | Natural Gas | Water Heater - Solar System | A | Cumulative Summer Peak Savings (MW) | Achievable Technical Potential | 0 | 0 | 0 | 0 | 0 | 0 | 0 | 0 | 0 | 0 | 0 | 0 | 0 | 0 | 0 | 0 | 0 | 0 | 0 | 0 | 0 | 0 | 0 | 0 | 0 | 0 | 0
F9_Commercial_OR - Health_New_Water Heating_Natural Gas_Water Heater - Solar System_A_Achievable Technical Potential | F9 | Commercial | OR - Health | New | Water Heating | Natural Gas | Water Heater - Solar System | A | Cumulative Winter Peak Savings (MW) | Achievable Technical Potential | 0 | 0 | 0 | 0 | 0 | 0 | 0 | 0 | 0 | 0 | 0 | 0 | 0 | 0 | 0 | 0 | 0 | 0 | 0 | 0 | 0 | 0 | 0 | 0 | 0 | 0 | 0
F10_Commercial_OR - Health_New_Water Heating_Natural Gas_Water Heater - Solar System_A_Achievable Technical Potential | F10 | Commercial | OR - Health | New | Water Heating | Natural Gas | Water Heater - Solar System | A | Purchases (Incremental) | Achievable Technical Potential | 0 | 0 | 0 | 0 | 0 | 0 | 0 | 0 | 0 | 0 | 0 | 0 | 0 | 0 | 0 | 0 | 0 | 0 | 0 | 0 | 0 | 0 | 0 | 0 | 0 | 0 | 0
F11_Commercial_OR - Health_New_Water Heating_Natural Gas_Water Heater - Solar System_A_Achievable Technical Potential | F11 | Commercial | OR - Health | New | Water Heating | Natural Gas | Water Heater - Solar System | A | Purchases (Cumulative) | Achievable Technical Potential | 0 | 0 | 0 | 0 | 0 | 0 | 0 | 0 | 0 | 0 | 0 | 0 | 0 | 0 | 0 | 0 | 0 | 0 | 0 | 0 | 0 | 0 | 0 | 0 | 0 | 0 | 0
F1_Commercial_OR - Health_New_Water Heating_Natural Gas_Commercial Laundry - Ozone Treatment_A_Achievable Technical Potential | F1 | Commercial | OR - Health | New | Water Heating | Natural Gas | Commercial Laundry - Ozone Treatment | A | Integrated Unit Energy Savings (kWh or therms) | Achievable Technical Potential | 0 | 0 | 0 | 0 | 0 | 0 | 0 | 0 | 0 | 0 | 0 | 0 | 0 | 0 | 0 | 0 | 0 | 0 | 0 | 0 | 0 | 0 | 0 | 0 | 0 | 0 | 0
F2_Commercial_OR - Health_New_Water Heating_Natural Gas_Commercial Laundry - Ozone Treatment_A_Achievable Technical Potential | F2 | Commercial | OR - Health | New | Water Heating | Natural Gas | Commercial Laundry - Ozone Treatment | A | Integrated Unit Summer Peak Savings (kW) | Achievable Technical Potential | 0 | 0 | 0 | 0 | 0 | 0 | 0 | 0 | 0 | 0 | 0 | 0 | 0 | 0 | 0 | 0 | 0 | 0 | 0 | 0 | 0 | 0 | 0 | 0 | 0 | 0 | 0
F3_Commercial_OR - Health_New_Water Heating_Natural Gas_Commercial Laundry - Ozone Treatment_A_Achievable Technical Potential | F3 | Commercial | OR - Health | New | Water Heating | Natural Gas | Commercial Laundry - Ozone Treatment | A | Integrated Unit Winter Peak Savings (kW) | Achievable Technical Potential | 0 | 0 | 0 | 0 | 0 | 0 | 0 | 0 | 0 | 0 | 0 | 0 | 0 | 0 | 0 | 0 | 0 | 0 | 0 | 0 | 0 | 0 | 0 | 0 | 0 | 0 | 0
F4_Commercial_OR - Health_New_Water Heating_Natural Gas_Commercial Laundry - Ozone Treatment_A_Achievable Technical Potential | F4 | Commercial | OR - Health | New | Water Heating | Natural Gas | Commercial Laundry - Ozone Treatment | A | Incremental Energy Savings (MWh or mTherms) | Achievable Technical Potential | 0 | 0 | 0 | 0 | 0 | 0 | 0 | 0 | 0 | 0 | 0 | 0 | 0 | 0 | 0 | 0 | 0 | 0 | 0 | 0 | 0 | 0 | 0 | 0 | 0 | 0 | 0
F5_Commercial_OR - Health_New_Water Heating_Natural Gas_Commercial Laundry - Ozone Treatment_A_Achievable Technical Potential | F5 | Commercial | OR - Health | New | Water Heating | Natural Gas | Commercial Laundry - Ozone Treatment | A | Incremental Summer Peak Savings (MW) | Achievable Technical Potential | 0 | 0 | 0 | 0 | 0 | 0 | 0 | 0 | 0 | 0 | 0 | 0 | 0 | 0 | 0 | 0 | 0 | 0 | 0 | 0 | 0 | 0 | 0 | 0 | 0 | 0 | 0
F6_Commercial_OR - Health_New_Water Heating_Natural Gas_Commercial Laundry - Ozone Treatment_A_Achievable Technical Potential | F6 | Commercial | OR - Health | New | Water Heating | Natural Gas | Commercial Laundry - Ozone Treatment | A | Incremental Winter Peak Savings (MW) | Achievable Technical Potential | 0 | 0 | 0 | 0 | 0 | 0 | 0 | 0 | 0 | 0 | 0 | 0 | 0 | 0 | 0 | 0 | 0 | 0 | 0 | 0 | 0 | 0 | 0 | 0 | 0 | 0 | 0
F7_Commercial_OR - Health_New_Water Heating_Natural Gas_Commercial Laundry - Ozone Treatment_A_Achievable Technical Potential | F7 | Commercial | OR - Health | New | Water Heating | Natural Gas | Commercial Laundry - Ozone Treatment | A | Cumulative Energy Savings (MWh or mTherms) | Achievable Technical Potential | 0 | 0 | 0 | 0 | 0 | 0 | 0 | 0 | 0 | 0 | 0 | 0 | 0 | 0 | 0 | 0 | 0 | 0 | 0 | 0 | 0 | 0 | 0 | 0 | 0 | 0 | 0
F8_Commercial_OR - Health_New_Water Heating_Natural Gas_Commercial Laundry - Ozone Treatment_A_Achievable Technical Potential | F8 | Commercial | OR - Health | New | Water Heating | Natural Gas | Commercial Laundry - Ozone Treatment | A | Cumulative Summer Peak Savings (MW) | Achievable Technical Potential | 0 | 0 | 0 | 0 | 0 | 0 | 0 | 0 | 0 | 0 | 0 | 0 | 0 | 0 | 0 | 0 | 0 | 0 | 0 | 0 | 0 | 0 | 0 | 0 | 0 | 0 | 0
F9_Commercial_OR - Health_New_Water Heating_Natural Gas_Commercial Laundry - Ozone Treatment_A_Achievable Technical Potential | F9 | Commercial | OR - Health | New | Water Heating | Natural Gas | Commercial Laundry - Ozone Treatment | A | Cumulative Winter Peak Savings (MW) | Achievable Technical Potential | 0 | 0 | 0 | 0 | 0 | 0 | 0 | 0 | 0 | 0 | 0 | 0 | 0 | 0 | 0 | 0 | 0 | 0 | 0 | 0 | 0 | 0 | 0 | 0 | 0 | 0 | 0
F10_Commercial_OR - Health_New_Water Heating_Natural Gas_Commercial Laundry - Ozone Treatment_A_Achievable Technical Potential | F10 | Commercial | OR - Health | New | Water Heating | Natural Gas | Commercial Laundry - Ozone Treatment | A | Purchases (Incremental) | Achievable Technical Potential | 0 | 0 | 0 | 0 | 0 | 0 | 0 | 0 | 0 | 0 | 0 | 0 | 0 | 0 | 0 | 0 | 0 | 0 | 0 | 0 | 0 | 0 | 0 | 0 | 0 | 0 | 0
F11_Commercial_OR - Health_New_Water Heating_Natural Gas_Commercial Laundry - Ozone Treatment_A_Achievable Technical Potential | F11 | Commercial | OR - Health | New | Water Heating | Natural Gas | Commercial Laundry - Ozone Treatment | A | Purchases (Cumulative) | Achievable Technical Potential | 0 | 0 | 0 | 0 | 0 | 0 | 0 | 0 | 0 | 0 | 0 | 0 | 0 | 0 | 0 | 0 | 0 | 0 | 0 | 0 | 0 | 0 | 0 | 0 | 0 | 0 | 0
F1_Commercial_OR - Health_New_Water Heating_Natural Gas_Commercial Laundry - ENERGY STAR Washer_A_Achievable Technical Potential | F1 | Commercial | OR - Health | New | Water Heating | Natural Gas | Commercial Laundry - ENERGY STAR Washer | A | Integrated Unit Energy Savings (kWh or therms) | Achievable Technical Potential | 0 | 0 | 0 | 0 | 0 | 0 | 0 | 0 | 0 | 0 | 0 | 0 | 0 | 0 | 0 | 0 | 0 | 0 | 0 | 0 | 0 | 0 | 0 | 0 | 0 | 0 | 0
F2_Commercial_OR - Health_New_Water Heating_Natural Gas_Commercial Laundry - ENERGY STAR Washer_A_Achievable Technical Potential | F2 | Commercial | OR - Health | New | Water Heating | Natural Gas | Commercial Laundry - ENERGY STAR Washer | A | Integrated Unit Summer Peak Savings (kW) | Achievable Technical Potential | 0 | 0 | 0 | 0 | 0 | 0 | 0 | 0 | 0 | 0 | 0 | 0 | 0 | 0 | 0 | 0 | 0 | 0 | 0 | 0 | 0 | 0 | 0 | 0 | 0 | 0 | 0
F3_Commercial_OR - Health_New_Water Heating_Natural Gas_Commercial Laundry - ENERGY STAR Washer_A_Achievable Technical Potential | F3 | Commercial | OR - Health | New | Water Heating | Natural Gas | Commercial Laundry - ENERGY STAR Washer | A | Integrated Unit Winter Peak Savings (kW) | Achievable Technical Potential | 0 | 0 | 0 | 0 | 0 | 0 | 0 | 0 | 0 | 0 | 0 | 0 | 0 | 0 | 0 | 0 | 0 | 0 | 0 | 0 | 0 | 0 | 0 | 0 | 0 | 0 | 0
F4_Commercial_OR - Health_New_Water Heating_Natural Gas_Commercial Laundry - ENERGY STAR Washer_A_Achievable Technical Potential | F4 | Commercial | OR - Health | New | Water Heating | Natural Gas | Commercial Laundry - ENERGY STAR Washer | A | Incremental Energy Savings (MWh or mTherms) | Achievable Technical Potential | 0 | 0 | 0 | 0 | 0 | 0 | 0 | 0 | 0 | 0 | 0 | 0 | 0 | 0 | 0 | 0 | 0 | 0 | 0 | 0 | 0 | 0 | 0 | 0 | 0 | 0 | 0
F5_Commercial_OR - Health_New_Water Heating_Natural Gas_Commercial Laundry - ENERGY STAR Washer_A_Achievable Technical Potential | F5 | Commercial | OR - Health | New | Water Heating | Natural Gas | Commercial Laundry - ENERGY STAR Washer | A | Incremental Summer Peak Savings (MW) | Achievable Technical Potential | 0 | 0 | 0 | 0 | 0 | 0 | 0 | 0 | 0 | 0 | 0 | 0 | 0 | 0 | 0 | 0 | 0 | 0 | 0 | 0 | 0 | 0 | 0 | 0 | 0 | 0 | 0
F6_Commercial_OR - Health_New_Water Heating_Natural Gas_Commercial Laundry - ENERGY STAR Washer_A_Achievable Technical Potential | F6 | Commercial | OR - Health | New | Water Heating | Natural Gas | Commercial Laundry - ENERGY STAR Washer | A | Incremental Winter Peak Savings (MW) | Achievable Technical Potential | 0 | 0 | 0 | 0 | 0 | 0 | 0 | 0 | 0 | 0 | 0 | 0 | 0 | 0 | 0 | 0 | 0 | 0 | 0 | 0 | 0 | 0 | 0 | 0 | 0 | 0 | 0
F7_Commercial_OR - Health_New_Water Heating_Natural Gas_Commercial Laundry - ENERGY STAR Washer_A_Achievable Technical Potential | F7 | Commercial | OR - Health | New | Water Heating | Natural Gas | Commercial Laundry - ENERGY STAR Washer | A | Cumulative Energy Savings (MWh or mTherms) | Achievable Technical Potential | 0 | 0 | 0 | 0 | 0 | 0 | 0 | 0 | 0 | 0 | 0 | 0 | 0 | 0 | 0 | 0 | 0 | 0 | 0 | 0 | 0 | 0 | 0 | 0 | 0 | 0 | 0
F8_Commercial_OR - Health_New_Water Heating_Natural Gas_Commercial Laundry - ENERGY STAR Washer_A_Achievable Technical Potential | F8 | Commercial | OR - Health | New | Water Heating | Natural Gas | Commercial Laundry - ENERGY STAR Washer | A | Cumulative Summer Peak Savings (MW) | Achievable Technical Potential | 0 | 0 | 0 | 0 | 0 | 0 | 0 | 0 | 0 | 0 | 0 | 0 | 0 | 0 | 0 | 0 | 0 | 0 | 0 | 0 | 0 | 0 | 0 | 0 | 0 | 0 | 0
F9_Commercial_OR - Health_New_Water Heating_Natural Gas_Commercial Laundry - ENERGY STAR Washer_A_Achievable Technical Potential | F9 | Commercial | OR - Health | New | Water Heating | Natural Gas | Commercial Laundry - ENERGY STAR Washer | A | Cumulative Winter Peak Savings (MW) | Achievable Technical Potential | 0 | 0 | 0 | 0 | 0 | 0 | 0 | 0 | 0 | 0 | 0 | 0 | 0 | 0 | 0 | 0 | 0 | 0 | 0 | 0 | 0 | 0 | 0 | 0 | 0 | 0 | 0
F10_Commercial_OR - Health_New_Water Heating_Natural Gas_Commercial Laundry - ENERGY STAR Washer_A_Achievable Technical Potential | F10 | Commercial | OR - Health | New | Water Heating | Natural Gas | Commercial Laundry - ENERGY STAR Washer | A | Purchases (Incremental) | Achievable Technical Potential | 0 | 0 | 0 | 0 | 0 | 0 | 0 | 0 | 0 | 0 | 0 | 0 | 0 | 0 | 0 | 0 | 0 | 0 | 0 | 0 | 0 | 0 | 0 | 0 | 0 | 0 | 0
F11_Commercial_OR - Health_New_Water Heating_Natural Gas_Commercial Laundry - ENERGY STAR Washer_A_Achievable Technical Potential | F11 | Commercial | OR - Health | New | Water Heating | Natural Gas | Commercial Laundry - ENERGY STAR Washer | A | Purchases (Cumulative) | Achievable Technical Potential | 0 | 0 | 0 | 0 | 0 | 0 | 0 | 0 | 0 | 0 | 0 | 0 | 0 | 0 | 0 | 0 | 0 | 0 | 0 | 0 | 0 | 0 | 0 | 0 | 0 | 0 | 0
F1_Commercial_OR - Health_New_Water Heating_Natural Gas_Water Heater - Efficient Dishwasher_A_Achievable Technical Potential | F1 | Commercial | OR - Health | New | Water Heating | Natural Gas | Water Heater - Efficient Dishwasher | A | Integrated Unit Energy Savings (kWh or therms) | Achievable Technical Potential | 0 | 0 | 0 | 0 | 0 | 0 | 0 | 0 | 0 | 0 | 0 | 0 | 0 | 0 | 0 | 0 | 0 | 0 | 0 | 0 | 0 | 0 | 0 | 0 | 0 | 0 | 0
F2_Commercial_OR - Health_New_Water Heating_Natural Gas_Water Heater - Efficient Dishwasher_A_Achievable Technical Potential | F2 | Commercial | OR - Health | New | Water Heating | Natural Gas | Water Heater - Efficient Dishwasher | A | Integrated Unit Summer Peak Savings (kW) | Achievable Technical Potential | 0 | 0 | 0 | 0 | 0 | 0 | 0 | 0 | 0 | 0 | 0 | 0 | 0 | 0 | 0 | 0 | 0 | 0 | 0 | 0 | 0 | 0 | 0 | 0 | 0 | 0 | 0
F3_Commercial_OR - Health_New_Water Heating_Natural Gas_Water Heater - Efficient Dishwasher_A_Achievable Technical Potential | F3 | Commercial | OR - Health | New | Water Heating | Natural Gas | Water Heater - Efficient Dishwasher | A | Integrated Unit Winter Peak Savings (kW) | Achievable Technical Potential | 0 | 0 | 0 | 0 | 0 | 0 | 0 | 0 | 0 | 0 | 0 | 0 | 0 | 0 | 0 | 0 | 0 | 0 | 0 | 0 | 0 | 0 | 0 | 0 | 0 | 0 | 0
F4_Commercial_OR - Health_New_Water Heating_Natural Gas_Water Heater - Efficient Dishwasher_A_Achievable Technical Potential | F4 | Commercial | OR - Health | New | Water Heating | Natural Gas | Water Heater - Efficient Dishwasher | A | Incremental Energy Savings (MWh or mTherms) | Achievable Technical Potential | 0 | 0 | 0 | 0 | 0 | 0 | 0 | 0 | 0 | 0 | 0 | 0 | 0 | 0 | 0 | 0 | 0 | 0 | 0 | 0 | 0 | 0 | 0 | 0 | 0 | 0 | 0
F5_Commercial_OR - Health_New_Water Heating_Natural Gas_Water Heater - Efficient Dishwasher_A_Achievable Technical Potential | F5 | Commercial | OR - Health | New | Water Heating | Natural Gas | Water Heater - Efficient Dishwasher | A | Incremental Summer Peak Savings (MW) | Achievable Technical Potential | 0 | 0 | 0 | 0 | 0 | 0 | 0 | 0 | 0 | 0 | 0 | 0 | 0 | 0 | 0 | 0 | 0 | 0 | 0 | 0 | 0 | 0 | 0 | 0 | 0 | 0 | 0
F6_Commercial_OR - Health_New_Water Heating_Natural Gas_Water Heater - Efficient Dishwasher_A_Achievable Technical Potential | F6 | Commercial | OR - Health | New | Water Heating | Natural Gas | Water Heater - Efficient Dishwasher | A | Incremental Winter Peak Savings (MW) | Achievable Technical Potential | 0 | 0 | 0 | 0 | 0 | 0 | 0 | 0 | 0 | 0 | 0 | 0 | 0 | 0 | 0 | 0 | 0 | 0 | 0 | 0 | 0 | 0 | 0 | 0 | 0 | 0 | 0
F7_Commercial_OR - Health_New_Water Heating_Natural Gas_Water Heater - Efficient Dishwasher_A_Achievable Technical Potential | F7 | Commercial | OR - Health | New | Water Heating | Natural Gas | Water Heater - Efficient Dishwasher | A | Cumulative Energy Savings (MWh or mTherms) | Achievable Technical Potential | 0 | 0 | 0 | 0 | 0 | 0 | 0 | 0 | 0 | 0 | 0 | 0 | 0 | 0 | 0 | 0 | 0 | 0 | 0 | 0 | 0 | 0 | 0 | 0 | 0 | 0 | 0
F8_Commercial_OR - Health_New_Water Heating_Natural Gas_Water Heater - Efficient Dishwasher_A_Achievable Technical Potential | F8 | Commercial | OR - Health | New | Water Heating | Natural Gas | Water Heater - Efficient Dishwasher | A | Cumulative Summer Peak Savings (MW) | Achievable Technical Potential | 0 | 0 | 0 | 0 | 0 | 0 | 0 | 0 | 0 | 0 | 0 | 0 | 0 | 0 | 0 | 0 | 0 | 0 | 0 | 0 | 0 | 0 | 0 | 0 | 0 | 0 | 0
F9_Commercial_OR - Health_New_Water Heating_Natural Gas_Water Heater - Efficient Dishwasher_A_Achievable Technical Potential | F9 | Commercial | OR - Health | New | Water Heating | Natural Gas | Water Heater - Efficient Dishwasher | A | Cumulative Winter Peak Savings (MW) | Achievable Technical Potential | 0 | 0 | 0 | 0 | 0 | 0 | 0 | 0 | 0 | 0 | 0 | 0 | 0 | 0 | 0 | 0 | 0 | 0 | 0 | 0 | 0 | 0 | 0 | 0 | 0 | 0 | 0
F10_Commercial_OR - Health_New_Water Heating_Natural Gas_Water Heater - Efficient Dishwasher_A_Achievable Technical Potential | F10 | Commercial | OR - Health | New | Water Heating | Natural Gas | Water Heater - Efficient Dishwasher | A | Purchases (Incremental) | Achievable Technical Potential | 0 | 0 | 0 | 0 | 0 | 0 | 0 | 0 | 0 | 0 | 0 | 0 | 0 | 0 | 0 | 0 | 0 | 0 | 0 | 0 | 0 | 0 | 0 | 0 | 0 | 0 | 0
F11_Commercial_OR - Health_New_Water Heating_Natural Gas_Water Heater - Efficient Dishwasher_A_Achievable Technical Potential | F11 | Commercial | OR - Health | New | Water Heating | Natural Gas | Water Heater - Efficient Dishwasher | A | Purchases (Cumulative) | Achievable Technical Potential | 0 | 0 | 0 | 0 | 0 | 0 | 0 | 0 | 0 | 0 | 0 | 0 | 0 | 0 | 0 | 0 | 0 | 0 | 0 | 0 | 0 | 0 | 0 | 0 | 0 | 0 | 0
F1_Commercial_OR - Health_New_Water Heating_Natural Gas_Commercial Laundry - Alternative Dry-Cleaning Methods_A_Achievable Technical Potential | F1 | Commercial | OR - Health | New | Water Heating | Natural Gas | Commercial Laundry - Alternative Dry-Cleaning Methods | A | Integrated Unit Energy Savings (kWh or therms) | Achievable Technical Potential | 0 | 0 | 0 | 0 | 0 | 0 | 0 | 0 | 0 | 0 | 0 | 0 | 0 | 0 | 0 | 0 | 0 | 0 | 0 | 0 | 0 | 0 | 0 | 0 | 0 | 0 | 0
F2_Commercial_OR - Health_New_Water Heating_Natural Gas_Commercial Laundry - Alternative Dry-Cleaning Methods_A_Achievable Technical Potential | F2 | Commercial | OR - Health | New | Water Heating | Natural Gas | Commercial Laundry - Alternative Dry-Cleaning Methods | A | Integrated Unit Summer Peak Savings (kW) | Achievable Technical Potential | 0 | 0 | 0 | 0 | 0 | 0 | 0 | 0 | 0 | 0 | 0 | 0 | 0 | 0 | 0 | 0 | 0 | 0 | 0 | 0 | 0 | 0 | 0 | 0 | 0 | 0 | 0
F3_Commercial_OR - Health_New_Water Heating_Natural Gas_Commercial Laundry - Alternative Dry-Cleaning Methods_A_Achievable Technical Potential | F3 | Commercial | OR - Health | New | Water Heating | Natural Gas | Commercial Laundry - Alternative Dry-Cleaning Methods | A | Integrated Unit Winter Peak Savings (kW) | Achievable Technical Potential | 0 | 0 | 0 | 0 | 0 | 0 | 0 | 0 | 0 | 0 | 0 | 0 | 0 | 0 | 0 | 0 | 0 | 0 | 0 | 0 | 0 | 0 | 0 | 0 | 0 | 0 | 0
F4_Commercial_OR - Health_New_Water Heating_Natural Gas_Commercial Laundry - Alternative Dry-Cleaning Methods_A_Achievable Technical Potential | F4 | Commercial | OR - Health | New | Water Heating | Natural Gas | Commercial Laundry - Alternative Dry-Cleaning Methods | A | Incremental Energy Savings (MWh or mTherms) | Achievable Technical Potential | 0 | 0 | 0 | 0 | 0 | 0 | 0 | 0 | 0 | 0 | 0 | 0 | 0 | 0 | 0 | 0 | 0 | 0 | 0 | 0 | 0 | 0 | 0 | 0 | 0 | 0 | 0
F5_Commercial_OR - Health_New_Water Heating_Natural Gas_Commercial Laundry - Alternative Dry-Cleaning Methods_A_Achievable Technical Potential | F5 | Commercial | OR - Health | New | Water Heating | Natural Gas | Commercial Laundry - Alternative Dry-Cleaning Methods | A | Incremental Summer Peak Savings (MW) | Achievable Technical Potential | 0 | 0 | 0 | 0 | 0 | 0 | 0 | 0 | 0 | 0 | 0 | 0 | 0 | 0 | 0 | 0 | 0 | 0 | 0 | 0 | 0 | 0 | 0 | 0 | 0 | 0 | 0
F6_Commercial_OR - Health_New_Water Heating_Natural Gas_Commercial Laundry - Alternative Dry-Cleaning Methods_A_Achievable Technical Potential | F6 | Commercial | OR - Health | New | Water Heating | Natural Gas | Commercial Laundry - Alternative Dry-Cleaning Methods | A | Incremental Winter Peak Savings (MW) | Achievable Technical Potential | 0 | 0 | 0 | 0 | 0 | 0 | 0 | 0 | 0 | 0 | 0 | 0 | 0 | 0 | 0 | 0 | 0 | 0 | 0 | 0 | 0 | 0 | 0 | 0 | 0 | 0 | 0
F7_Commercial_OR - Health_New_Water Heating_Natural Gas_Commercial Laundry - Alternative Dry-Cleaning Methods_A_Achievable Technical Potential | F7 | Commercial | OR - Health | New | Water Heating | Natural Gas | Commercial Laundry - Alternative Dry-Cleaning Methods | A | Cumulative Energy Savings (MWh or mTherms) | Achievable Technical Potential | 0 | 0 | 0 | 0 | 0 | 0 | 0 | 0 | 0 | 0 | 0 | 0 | 0 | 0 | 0 | 0 | 0 | 0 | 0 | 0 | 0 | 0 | 0 | 0 | 0 | 0 | 0
F8_Commercial_OR - Health_New_Water Heating_Natural Gas_Commercial Laundry - Alternative Dry-Cleaning Methods_A_Achievable Technical Potential | F8 | Commercial | OR - Health | New | Water Heating | Natural Gas | Commercial Laundry - Alternative Dry-Cleaning Methods | A | Cumulative Summer Peak Savings (MW) | Achievable Technical Potential | 0 | 0 | 0 | 0 | 0 | 0 | 0 | 0 | 0 | 0 | 0 | 0 | 0 | 0 | 0 | 0 | 0 | 0 | 0 | 0 | 0 | 0 | 0 | 0 | 0 | 0 | 0
F9_Commercial_OR - Health_New_Water Heating_Natural Gas_Commercial Laundry - Alternative Dry-Cleaning Methods_A_Achievable Technical Potential | F9 | Commercial | OR - Health | New | Water Heating | Natural Gas | Commercial Laundry - Alternative Dry-Cleaning Methods | A | Cumulative Winter Peak Savings (MW) | Achievable Technical Potential | 0 | 0 | 0 | 0 | 0 | 0 | 0 | 0 | 0 | 0 | 0 | 0 | 0 | 0 | 0 | 0 | 0 | 0 | 0 | 0 | 0 | 0 | 0 | 0 | 0 | 0 | 0
F10_Commercial_OR - Health_New_Water Heating_Natural Gas_Commercial Laundry - Alternative Dry-Cleaning Methods_A_Achievable Technical Potential | F10 | Commercial | OR - Health | New | Water Heating | Natural Gas | Commercial Laundry - Alternative Dry-Cleaning Methods | A | Purchases (Incremental) | Achievable Technical Potential | 0 | 0 | 0 | 0 | 0 | 0 | 0 | 0 | 0 | 0 | 0 | 0 | 0 | 0 | 0 | 0 | 0 | 0 | 0 | 0 | 0 | 0 | 0 | 0 | 0 | 0 | 0
F11_Commercial_OR - Health_New_Water Heating_Natural Gas_Commercial Laundry - Alternative Dry-Cleaning Methods_A_Achievable Technical Potential | F11 | Commercial | OR - Health | New | Water Heating | Natural Gas | Commercial Laundry - Alternative Dry-Cleaning Methods | A | Purchases (Cumulative) | Achievable Technical Potential | 0 | 0 | 0 | 0 | 0 | 0 | 0 | 0 | 0 | 0 | 0 | 0 | 0 | 0 | 0 | 0 | 0 | 0 | 0 | 0 | 0 | 0 | 0 | 0 | 0 | 0 | 0
F1_Commercial_OR - Health_New_Space Heating_Natural Gas_Advanced Kitchen Ventilation Controls_A_Achievable Technical Potential | F1 | Commercial | OR - Health | New | Space Heating | Natural Gas | Advanced Kitchen Ventilation Controls | A | Integrated Unit Energy Savings (kWh or therms) | Achievable Technical Potential | 0 | 0 | 0 | 0 | 0 | 0 | 0 | 0 | 0 | 0 | 0 | 0 | 0 | 0 | 0 | 0 | 0 | 0 | 0 | 0 | 0 | 0 | 0 | 0 | 0 | 0 | 0
F2_Commercial_OR - Health_New_Space Heating_Natural Gas_Advanced Kitchen Ventilation Controls_A_Achievable Technical Potential | F2 | Commercial | OR - Health | New | Space Heating | Natural Gas | Advanced Kitchen Ventilation Controls | A | Integrated Unit Summer Peak Savings (kW) | Achievable Technical Potential | 0 | 0 | 0 | 0 | 0 | 0 | 0 | 0 | 0 | 0 | 0 | 0 | 0 | 0 | 0 | 0 | 0 | 0 | 0 | 0 | 0 | 0 | 0 | 0 | 0 | 0 | 0
F3_Commercial_OR - Health_New_Space Heating_Natural Gas_Advanced Kitchen Ventilation Controls_A_Achievable Technical Potential | F3 | Commercial | OR - Health | New | Space Heating | Natural Gas | Advanced Kitchen Ventilation Controls | A | Integrated Unit Winter Peak Savings (kW) | Achievable Technical Potential | 0 | 0 | 0 | 0 | 0 | 0 | 0 | 0 | 0 | 0 | 0 | 0 | 0 | 0 | 0 | 0 | 0 | 0 | 0 | 0 | 0 | 0 | 0 | 0 | 0 | 0 | 0
F4_Commercial_OR - Health_New_Space Heating_Natural Gas_Advanced Kitchen Ventilation Controls_A_Achievable Technical Potential | F4 | Commercial | OR - Health | New | Space Heating | Natural Gas | Advanced Kitchen Ventilation Controls | A | Incremental Energy Savings (MWh or mTherms) | Achievable Technical Potential | 0 | 0 | 0 | 0 | 0 | 0 | 0 | 0 | 0 | 0 | 0 | 0 | 0 | 0 | 0 | 0 | 0 | 0 | 0 | 0 | 0 | 0 | 0 | 0 | 0 | 0 | 0
F5_Commercial_OR - Health_New_Space Heating_Natural Gas_Advanced Kitchen Ventilation Controls_A_Achievable Technical Potential | F5 | Commercial | OR - Health | New | Space Heating | Natural Gas | Advanced Kitchen Ventilation Controls | A | Incremental Summer Peak Savings (MW) | Achievable Technical Potential | 0 | 0 | 0 | 0 | 0 | 0 | 0 | 0 | 0 | 0 | 0 | 0 | 0 | 0 | 0 | 0 | 0 | 0 | 0 | 0 | 0 | 0 | 0 | 0 | 0 | 0 | 0
F6_Commercial_OR - Health_New_Space Heating_Natural Gas_Advanced Kitchen Ventilation Controls_A_Achievable Technical Potential | F6 | Commercial | OR - Health | New | Space Heating | Natural Gas | Advanced Kitchen Ventilation Controls | A | Incremental Winter Peak Savings (MW) | Achievable Technical Potential | 0 | 0 | 0 | 0 | 0 | 0 | 0 | 0 | 0 | 0 | 0 | 0 | 0 | 0 | 0 | 0 | 0 | 0 | 0 | 0 | 0 | 0 | 0 | 0 | 0 | 0 | 0
F7_Commercial_OR - Health_New_Space Heating_Natural Gas_Advanced Kitchen Ventilation Controls_A_Achievable Technical Potential | F7 | Commercial | OR - Health | New | Space Heating | Natural Gas | Advanced Kitchen Ventilation Controls | A | Cumulative Energy Savings (MWh or mTherms) | Achievable Technical Potential | 0 | 0 | 0 | 0 | 0 | 0 | 0 | 0 | 0 | 0 | 0 | 0 | 0 | 0 | 0 | 0 | 0 | 0 | 0 | 0 | 0 | 0 | 0 | 0 | 0 | 0 | 0
F8_Commercial_OR - Health_New_Space Heating_Natural Gas_Advanced Kitchen Ventilation Controls_A_Achievable Technical Potential | F8 | Commercial | OR - Health | New | Space Heating | Natural Gas | Advanced Kitchen Ventilation Controls | A | Cumulative Summer Peak Savings (MW) | Achievable Technical Potential | 0 | 0 | 0 | 0 | 0 | 0 | 0 | 0 | 0 | 0 | 0 | 0 | 0 | 0 | 0 | 0 | 0 | 0 | 0 | 0 | 0 | 0 | 0 | 0 | 0 | 0 | 0
F9_Commercial_OR - Health_New_Space Heating_Natural Gas_Advanced Kitchen Ventilation Controls_A_Achievable Technical Potential | F9 | Commercial | OR - Health | New | Space Heating | Natural Gas | Advanced Kitchen Ventilation Controls | A | Cumulative Winter Peak Savings (MW) | Achievable Technical Potential | 0 | 0 | 0 | 0 | 0 | 0 | 0 | 0 | 0 | 0 | 0 | 0 | 0 | 0 | 0 | 0 | 0 | 0 | 0 | 0 | 0 | 0 | 0 | 0 | 0 | 0 | 0
F10_Commercial_OR - Health_New_Space Heating_Natural Gas_Advanced Kitchen Ventilation Controls_A_Achievable Technical Potential | F10 | Commercial | OR - Health | New | Space Heating | Natural Gas | Advanced Kitchen Ventilation Controls | A | Purchases (Incremental) | Achievable Technical Potential | 0 | 0 | 0 | 0 | 0 | 0 | 0 | 0 | 0 | 0 | 0 | 0 | 0 | 0 | 0 | 0 | 0 | 0 | 0 | 0 | 0 | 0 | 0 | 0 | 0 | 0 | 0
F11_Commercial_OR - Health_New_Space Heating_Natural Gas_Advanced Kitchen Ventilation Controls_A_Achievable Technical Potential | F11 | Commercial | OR - Health | New | Space Heating | Natural Gas | Advanced Kitchen Ventilation Controls | A | Purchases (Cumulative) | Achievable Technical Potential | 0 | 0 | 0 | 0 | 0 | 0 | 0 | 0 | 0 | 0 | 0 | 0 | 0 | 0 | 0 | 0 | 0 | 0 | 0 | 0 | 0 | 0 | 0 | 0 | 0 | 0 | 0
F1_Commercial_OR - Health_New_Space Heating_Natural Gas_Infiltration Control - Loading Dock Sealing_A_Achievable Technical Potential | F1 | Commercial | OR - Health | New | Space Heating | Natural Gas | Infiltration Control - Loading Dock Sealing | A | Integrated Unit Energy Savings (kWh or therms) | Achievable Technical Potential | 0 | 0 | 0 | 0 | 0 | 0 | 0 | 0 | 0 | 0 | 0 | 0 | 0 | 0 | 0 | 0 | 0 | 0 | 0 | 0 | 0 | 0 | 0 | 0 | 0 | 0 | 0
F2_Commercial_OR - Health_New_Space Heating_Natural Gas_Infiltration Control - Loading Dock Sealing_A_Achievable Technical Potential | F2 | Commercial | OR - Health | New | Space Heating | Natural Gas | Infiltration Control - Loading Dock Sealing | A | Integrated Unit Summer Peak Savings (kW) | Achievable Technical Potential | 0 | 0 | 0 | 0 | 0 | 0 | 0 | 0 | 0 | 0 | 0 | 0 | 0 | 0 | 0 | 0 | 0 | 0 | 0 | 0 | 0 | 0 | 0 | 0 | 0 | 0 | 0
F3_Commercial_OR - Health_New_Space Heating_Natural Gas_Infiltration Control - Loading Dock Sealing_A_Achievable Technical Potential | F3 | Commercial | OR - Health | New | Space Heating | Natural Gas | Infiltration Control - Loading Dock Sealing | A | Integrated Unit Winter Peak Savings (kW) | Achievable Technical Potential | 0 | 0 | 0 | 0 | 0 | 0 | 0 | 0 | 0 | 0 | 0 | 0 | 0 | 0 | 0 | 0 | 0 | 0 | 0 | 0 | 0 | 0 | 0 | 0 | 0 | 0 | 0
F4_Commercial_OR - Health_New_Space Heating_Natural Gas_Infiltration Control - Loading Dock Sealing_A_Achievable Technical Potential | F4 | Commercial | OR - Health | New | Space Heating | Natural Gas | Infiltration Control - Loading Dock Sealing | A | Incremental Energy Savings (MWh or mTherms) | Achievable Technical Potential | 0 | 0 | 0 | 0 | 0 | 0 | 0 | 0 | 0 | 0 | 0 | 0 | 0 | 0 | 0 | 0 | 0 | 0 | 0 | 0 | 0 | 0 | 0 | 0 | 0 | 0 | 0
F5_Commercial_OR - Health_New_Space Heating_Natural Gas_Infiltration Control - Loading Dock Sealing_A_Achievable Technical Potential | F5 | Commercial | OR - Health | New | Space Heating | Natural Gas | Infiltration Control - Loading Dock Sealing | A | Incremental Summer Peak Savings (MW) | Achievable Technical Potential | 0 | 0 | 0 | 0 | 0 | 0 | 0 | 0 | 0 | 0 | 0 | 0 | 0 | 0 | 0 | 0 | 0 | 0 | 0 | 0 | 0 | 0 | 0 | 0 | 0 | 0 | 0
F6_Commercial_OR - Health_New_Space Heating_Natural Gas_Infiltration Control - Loading Dock Sealing_A_Achievable Technical Potential | F6 | Commercial | OR - Health | New | Space Heating | Natural Gas | Infiltration Control - Loading Dock Sealing | A | Incremental Winter Peak Savings (MW) | Achievable Technical Potential | 0 | 0 | 0 | 0 | 0 | 0 | 0 | 0 | 0 | 0 | 0 | 0 | 0 | 0 | 0 | 0 | 0 | 0 | 0 | 0 | 0 | 0 | 0 | 0 | 0 | 0 | 0
F7_Commercial_OR - Health_New_Space Heating_Natural Gas_Infiltration Control - Loading Dock Sealing_A_Achievable Technical Potential | F7 | Commercial | OR - Health | New | Space Heating | Natural Gas | Infiltration Control - Loading Dock Sealing | A | Cumulative Energy Savings (MWh or mTherms) | Achievable Technical Potential | 0 | 0 | 0 | 0 | 0 | 0 | 0 | 0 | 0 | 0 | 0 | 0 | 0 | 0 | 0 | 0 | 0 | 0 | 0 | 0 | 0 | 0 | 0 | 0 | 0 | 0 | 0
F8_Commercial_OR - Health_New_Space Heating_Natural Gas_Infiltration Control - Loading Dock Sealing_A_Achievable Technical Potential | F8 | Commercial | OR - Health | New | Space Heating | Natural Gas | Infiltration Control - Loading Dock Sealing | A | Cumulative Summer Peak Savings (MW) | Achievable Technical Potential | 0 | 0 | 0 | 0 | 0 | 0 | 0 | 0 | 0 | 0 | 0 | 0 | 0 | 0 | 0 | 0 | 0 | 0 | 0 | 0 | 0 | 0 | 0 | 0 | 0 | 0 | 0
F9_Commercial_OR - Health_New_Space Heating_Natural Gas_Infiltration Control - Loading Dock Sealing_A_Achievable Technical Potential | F9 | Commercial | OR - Health | New | Space Heating | Natural Gas | Infiltration Control - Loading Dock Sealing | A | Cumulative Winter Peak Savings (MW) | Achievable Technical Potential | 0 | 0 | 0 | 0 | 0 | 0 | 0 | 0 | 0 | 0 | 0 | 0 | 0 | 0 | 0 | 0 | 0 | 0 | 0 | 0 | 0 | 0 | 0 | 0 | 0 | 0 | 0
F10_Commercial_OR - Health_New_Space Heating_Natural Gas_Infiltration Control - Loading Dock Sealing_A_Achievable Technical Potential | F10 | Commercial | OR - Health | New | Space Heating | Natural Gas | Infiltration Control - Loading Dock Sealing | A | Purchases (Incremental) | Achievable Technical Potential | 0 | 0 | 0 | 0 | 0 | 0 | 0 | 0 | 0 | 0 | 0 | 0 | 0 | 0 | 0 | 0 | 0 | 0 | 0 | 0 | 0 | 0 | 0 | 0 | 0 | 0 | 0
F11_Commercial_OR - Health_New_Space Heating_Natural Gas_Infiltration Control - Loading Dock Sealing_A_Achievable Technical Potential | F11 | Commercial | OR - Health | New | Space Heating | Natural Gas | Infiltration Control - Loading Dock Sealing | A | Purchases (Cumulative) | Achievable Technical Potential | 0 | 0 | 0 | 0 | 0 | 0 | 0 | 0 | 0 | 0 | 0 | 0 | 0 | 0 | 0 | 0 | 0 | 0 | 0 | 0 | 0 | 0 | 0 | 0 | 0 | 0 | 0
F1_Commercial_OR - Health_New_Space Heating_Natural Gas_Greenhouse Heat Curtain_A_Achievable Technical Potential | F1 | Commercial | OR - Health | New | Space Heating | Natural Gas | Greenhouse Heat Curtain | A | Integrated Unit Energy Savings (kWh or therms) | Achievable Technical Potential | 0 | 0 | 0 | 0 | 0 | 0 | 0 | 0 | 0 | 0 | 0 | 0 | 0 | 0 | 0 | 0 | 0 | 0 | 0 | 0 | 0 | 0 | 0 | 0 | 0 | 0 | 0
F2_Commercial_OR - Health_New_Space Heating_Natural Gas_Greenhouse Heat Curtain_A_Achievable Technical Potential | F2 | Commercial | OR - Health | New | Space Heating | Natural Gas | Greenhouse Heat Curtain | A | Integrated Unit Summer Peak Savings (kW) | Achievable Technical Potential | 0 | 0 | 0 | 0 | 0 | 0 | 0 | 0 | 0 | 0 | 0 | 0 | 0 | 0 | 0 | 0 | 0 | 0 | 0 | 0 | 0 | 0 | 0 | 0 | 0 | 0 | 0
F3_Commercial_OR - Health_New_Space Heating_Natural Gas_Greenhouse Heat Curtain_A_Achievable Technical Potential | F3 | Commercial | OR - Health | New | Space Heating | Natural Gas | Greenhouse Heat Curtain | A | Integrated Unit Winter Peak Savings (kW) | Achievable Technical Potential | 0 | 0 | 0 | 0 | 0 | 0 | 0 | 0 | 0 | 0 | 0 | 0 | 0 | 0 | 0 | 0 | 0 | 0 | 0 | 0 | 0 | 0 | 0 | 0 | 0 | 0 | 0
F4_Commercial_OR - Health_New_Space Heating_Natural Gas_Greenhouse Heat Curtain_A_Achievable Technical Potential | F4 | Commercial | OR - Health | New | Space Heating | Natural Gas | Greenhouse Heat Curtain | A | Incremental Energy Savings (MWh or mTherms) | Achievable Technical Potential | 0 | 0 | 0 | 0 | 0 | 0 | 0 | 0 | 0 | 0 | 0 | 0 | 0 | 0 | 0 | 0 | 0 | 0 | 0 | 0 | 0 | 0 | 0 | 0 | 0 | 0 | 0
F5_Commercial_OR - Health_New_Space Heating_Natural Gas_Greenhouse Heat Curtain_A_Achievable Technical Potential | F5 | Commercial | OR - Health | New | Space Heating | Natural Gas | Greenhouse Heat Curtain | A | Incremental Summer Peak Savings (MW) | Achievable Technical Potential | 0 | 0 | 0 | 0 | 0 | 0 | 0 | 0 | 0 | 0 | 0 | 0 | 0 | 0 | 0 | 0 | 0 | 0 | 0 | 0 | 0 | 0 | 0 | 0 | 0 | 0 | 0
F6_Commercial_OR - Health_New_Space Heating_Natural Gas_Greenhouse Heat Curtain_A_Achievable Technical Potential | F6 | Commercial | OR - Health | New | Space Heating | Natural Gas | Greenhouse Heat Curtain | A | Incremental Winter Peak Savings (MW) | Achievable Technical Potential | 0 | 0 | 0 | 0 | 0 | 0 | 0 | 0 | 0 | 0 | 0 | 0 | 0 | 0 | 0 | 0 | 0 | 0 | 0 | 0 | 0 | 0 | 0 | 0 | 0 | 0 | 0
F7_Commercial_OR - Health_New_Space Heating_Natural Gas_Greenhouse Heat Curtain_A_Achievable Technical Potential | F7 | Commercial | OR - Health | New | Space Heating | Natural Gas | Greenhouse Heat Curtain | A | Cumulative Energy Savings (MWh or mTherms) | Achievable Technical Potential | 0 | 0 | 0 | 0 | 0 | 0 | 0 | 0 | 0 | 0 | 0 | 0 | 0 | 0 | 0 | 0 | 0 | 0 | 0 | 0 | 0 | 0 | 0 | 0 | 0 | 0 | 0
F8_Commercial_OR - Health_New_Space Heating_Natural Gas_Greenhouse Heat Curtain_A_Achievable Technical Potential | F8 | Commercial | OR - Health | New | Space Heating | Natural Gas | Greenhouse Heat Curtain | A | Cumulative Summer Peak Savings (MW) | Achievable Technical Potential | 0 | 0 | 0 | 0 | 0 | 0 | 0 | 0 | 0 | 0 | 0 | 0 | 0 | 0 | 0 | 0 | 0 | 0 | 0 | 0 | 0 | 0 | 0 | 0 | 0 | 0 | 0
F9_Commercial_OR - Health_New_Space Heating_Natural Gas_Greenhouse Heat Curtain_A_Achievable Technical Potential | F9 | Commercial | OR - Health | New | Space Heating | Natural Gas | Greenhouse Heat Curtain | A | Cumulative Winter Peak Savings (MW) | Achievable Technical Potential | 0 | 0 | 0 | 0 | 0 | 0 | 0 | 0 | 0 | 0 | 0 | 0 | 0 | 0 | 0 | 0 | 0 | 0 | 0 | 0 | 0 | 0 | 0 | 0 | 0 | 0 | 0
F10_Commercial_OR - Health_New_Space Heating_Natural Gas_Greenhouse Heat Curtain_A_Achievable Technical Potential | F10 | Commercial | OR - Health | New | Space Heating | Natural Gas | Greenhouse Heat Curtain | A | Purchases (Incremental) | Achievable Technical Potential | 0 | 0 | 0 | 0 | 0 | 0 | 0 | 0 | 0 | 0 | 0 | 0 | 0 | 0 | 0 | 0 | 0 | 0 | 0 | 0 | 0 | 0 | 0 | 0 | 0 | 0 | 0
F11_Commercial_OR - Health_New_Space Heating_Natural Gas_Greenhouse Heat Curtain_A_Achievable Technical Potential | F11 | Commercial | OR - Health | New | Space Heating | Natural Gas | Greenhouse Heat Curtain | A | Purchases (Cumulative) | Achievable Technical Potential | 0 | 0 | 0 | 0 | 0 | 0 | 0 | 0 | 0 | 0 | 0 | 0 | 0 | 0 | 0 | 0 | 0 | 0 | 0 | 0 | 0 | 0 | 0 | 0 | 0 | 0 | 0
F1_Commercial_OR - Health_New_Space Heating_Natural Gas_Ventilation - Parking Garages, Demand Controlled_A_Achievable Technical Potential | F1 | Commercial | OR - Health | New | Space Heating | Natural Gas | Ventilation - Parking Garages, Demand Controlled | A | Integrated Unit Energy Savings (kWh or therms) | Achievable Technical Potential | 0 | 0 | 0 | 0 | 0 | 0 | 0 | 0 | 0 | 0 | 0 | 0 | 0 | 0 | 0 | 0 | 0 | 0 | 0 | 0 | 0 | 0 | 0 | 0 | 0 | 0 | 0
F2_Commercial_OR - Health_New_Space Heating_Natural Gas_Ventilation - Parking Garages, Demand Controlled_A_Achievable Technical Potential | F2 | Commercial | OR - Health | New | Space Heating | Natural Gas | Ventilation - Parking Garages, Demand Controlled | A | Integrated Unit Summer Peak Savings (kW) | Achievable Technical Potential | 0 | 0 | 0 | 0 | 0 | 0 | 0 | 0 | 0 | 0 | 0 | 0 | 0 | 0 | 0 | 0 | 0 | 0 | 0 | 0 | 0 | 0 | 0 | 0 | 0 | 0 | 0
F3_Commercial_OR - Health_New_Space Heating_Natural Gas_Ventilation - Parking Garages, Demand Controlled_A_Achievable Technical Potential | F3 | Commercial | OR - Health | New | Space Heating | Natural Gas | Ventilation - Parking Garages, Demand Controlled | A | Integrated Unit Winter Peak Savings (kW) | Achievable Technical Potential | 0 | 0 | 0 | 0 | 0 | 0 | 0 | 0 | 0 | 0 | 0 | 0 | 0 | 0 | 0 | 0 | 0 | 0 | 0 | 0 | 0 | 0 | 0 | 0 | 0 | 0 | 0
F4_Commercial_OR - Health_New_Space Heating_Natural Gas_Ventilation - Parking Garages, Demand Controlled_A_Achievable Technical Potential | F4 | Commercial | OR - Health | New | Space Heating | Natural Gas | Ventilation - Parking Garages, Demand Controlled | A | Incremental Energy Savings (MWh or mTherms) | Achievable Technical Potential | 0 | 0 | 0 | 0 | 0 | 0 | 0 | 0 | 0 | 0 | 0 | 0 | 0 | 0 | 0 | 0 | 0 | 0 | 0 | 0 | 0 | 0 | 0 | 0 | 0 | 0 | 0
F5_Commercial_OR - Health_New_Space Heating_Natural Gas_Ventilation - Parking Garages, Demand Controlled_A_Achievable Technical Potential | F5 | Commercial | OR - Health | New | Space Heating | Natural Gas | Ventilation - Parking Garages, Demand Controlled | A | Incremental Summer Peak Savings (MW) | Achievable Technical Potential | 0 | 0 | 0 | 0 | 0 | 0 | 0 | 0 | 0 | 0 | 0 | 0 | 0 | 0 | 0 | 0 | 0 | 0 | 0 | 0 | 0 | 0 | 0 | 0 | 0 | 0 | 0
F6_Commercial_OR - Health_New_Space Heating_Natural Gas_Ventilation - Parking Garages, Demand Controlled_A_Achievable Technical Potential | F6 | Commercial | OR - Health | New | Space Heating | Natural Gas | Ventilation - Parking Garages, Demand Controlled | A | Incremental Winter Peak Savings (MW) | Achievable Technical Potential | 0 | 0 | 0 | 0 | 0 | 0 | 0 | 0 | 0 | 0 | 0 | 0 | 0 | 0 | 0 | 0 | 0 | 0 | 0 | 0 | 0 | 0 | 0 | 0 | 0 | 0 | 0
F7_Commercial_OR - Health_New_Space Heating_Natural Gas_Ventilation - Parking Garages, Demand Controlled_A_Achievable Technical Potential | F7 | Commercial | OR - Health | New | Space Heating | Natural Gas | Ventilation - Parking Garages, Demand Controlled | A | Cumulative Energy Savings (MWh or mTherms) | Achievable Technical Potential | 0 | 0 | 0 | 0 | 0 | 0 | 0 | 0 | 0 | 0 | 0 | 0 | 0 | 0 | 0 | 0 | 0 | 0 | 0 | 0 | 0 | 0 | 0 | 0 | 0 | 0 | 0
F8_Commercial_OR - Health_New_Space Heating_Natural Gas_Ventilation - Parking Garages, Demand Controlled_A_Achievable Technical Potential | F8 | Commercial | OR - Health | New | Space Heating | Natural Gas | Ventilation - Parking Garages, Demand Controlled | A | Cumulative Summer Peak Savings (MW) | Achievable Technical Potential | 0 | 0 | 0 | 0 | 0 | 0 | 0 | 0 | 0 | 0 | 0 | 0 | 0 | 0 | 0 | 0 | 0 | 0 | 0 | 0 | 0 | 0 | 0 | 0 | 0 | 0 | 0
F9_Commercial_OR - Health_New_Space Heating_Natural Gas_Ventilation - Parking Garages, Demand Controlled_A_Achievable Technical Potential | F9 | Commercial | OR - Health | New | Space Heating | Natural Gas | Ventilation - Parking Garages, Demand Controlled | A | Cumulative Winter Peak Savings (MW) | Achievable Technical Potential | 0 | 0 | 0 | 0 | 0 | 0 | 0 | 0 | 0 | 0 | 0 | 0 | 0 | 0 | 0 | 0 | 0 | 0 | 0 | 0 | 0 | 0 | 0 | 0 | 0 | 0 | 0
F10_Commercial_OR - Health_New_Space Heating_Natural Gas_Ventilation - Parking Garages, Demand Controlled_A_Achievable Technical Potential | F10 | Commercial | OR - Health | New | Space Heating | Natural Gas | Ventilation - Parking Garages, Demand Controlled | A | Purchases (Incremental) | Achievable Technical Potential | 0 | 0 | 0 | 0 | 0 | 0 | 0 | 0 | 0 | 0 | 0 | 0 | 0 | 0 | 0 | 0 | 0 | 0 | 0 | 0 | 0 | 0 | 0 | 0 | 0 | 0 | 0
F11_Commercial_OR - Health_New_Space Heating_Natural Gas_Ventilation - Parking Garages, Demand Controlled_A_Achievable Technical Potential | F11 | Commercial | OR - Health | New | Space Heating | Natural Gas | Ventilation - Parking Garages, Demand Controlled | A | Purchases (Cumulative) | Achievable Technical Potential | 0 | 0 | 0 | 0 | 0 | 0 | 0 | 0 | 0 | 0 | 0 | 0 | 0 | 0 | 0 | 0 | 0 | 0 | 0 | 0 | 0 | 0 | 0 | 0 | 0 | 0 | 0
F1_Commercial_OR - Health_New_Miscellaneous_Natural Gas_Pool Heater - Night Covers_A_Achievable Technical Potential | F1 | Commercial | OR - Health | New | Miscellaneous | Natural Gas | Pool Heater - Night Covers | A | Integrated Unit Energy Savings (kWh or therms) | Achievable Technical Potential | 0 | 0 | 0 | 0 | 0 | 0 | 0 | 0 | 0 | 0 | 0 | 0 | 0 | 0 | 0 | 0 | 0 | 0 | 0 | 0 | 0 | 0 | 0 | 0 | 0 | 0 | 0
F2_Commercial_OR - Health_New_Miscellaneous_Natural Gas_Pool Heater - Night Covers_A_Achievable Technical Potential | F2 | Commercial | OR - Health | New | Miscellaneous | Natural Gas | Pool Heater - Night Covers | A | Integrated Unit Summer Peak Savings (kW) | Achievable Technical Potential | 0 | 0 | 0 | 0 | 0 | 0 | 0 | 0 | 0 | 0 | 0 | 0 | 0 | 0 | 0 | 0 | 0 | 0 | 0 | 0 | 0 | 0 | 0 | 0 | 0 | 0 | 0
F3_Commercial_OR - Health_New_Miscellaneous_Natural Gas_Pool Heater - Night Covers_A_Achievable Technical Potential | F3 | Commercial | OR - Health | New | Miscellaneous | Natural Gas | Pool Heater - Night Covers | A | Integrated Unit Winter Peak Savings (kW) | Achievable Technical Potential | 0 | 0 | 0 | 0 | 0 | 0 | 0 | 0 | 0 | 0 | 0 | 0 | 0 | 0 | 0 | 0 | 0 | 0 | 0 | 0 | 0 | 0 | 0 | 0 | 0 | 0 | 0
F4_Commercial_OR - Health_New_Miscellaneous_Natural Gas_Pool Heater - Night Covers_A_Achievable Technical Potential | F4 | Commercial | OR - Health | New | Miscellaneous | Natural Gas | Pool Heater - Night Covers | A | Incremental Energy Savings (MWh or mTherms) | Achievable Technical Potential | 0 | 0 | 0 | 0 | 0 | 0 | 0 | 0 | 0 | 0 | 0 | 0 | 0 | 0 | 0 | 0 | 0 | 0 | 0 | 0 | 0 | 0 | 0 | 0 | 0 | 0 | 0
F5_Commercial_OR - Health_New_Miscellaneous_Natural Gas_Pool Heater - Night Covers_A_Achievable Technical Potential | F5 | Commercial | OR - Health | New | Miscellaneous | Natural Gas | Pool Heater - Night Covers | A | Incremental Summer Peak Savings (MW) | Achievable Technical Potential | 0 | 0 | 0 | 0 | 0 | 0 | 0 | 0 | 0 | 0 | 0 | 0 | 0 | 0 | 0 | 0 | 0 | 0 | 0 | 0 | 0 | 0 | 0 | 0 | 0 | 0 | 0
F6_Commercial_OR - Health_New_Miscellaneous_Natural Gas_Pool Heater - Night Covers_A_Achievable Technical Potential | F6 | Commercial | OR - Health | New | Miscellaneous | Natural Gas | Pool Heater - Night Covers | A | Incremental Winter Peak Savings (MW) | Achievable Technical Potential | 0 | 0 | 0 | 0 | 0 | 0 | 0 | 0 | 0 | 0 | 0 | 0 | 0 | 0 | 0 | 0 | 0 | 0 | 0 | 0 | 0 | 0 | 0 | 0 | 0 | 0 | 0
F7_Commercial_OR - Health_New_Miscellaneous_Natural Gas_Pool Heater - Night Covers_A_Achievable Technical Potential | F7 | Commercial | OR - Health | New | Miscellaneous | Natural Gas | Pool Heater - Night Covers | A | Cumulative Energy Savings (MWh or mTherms) | Achievable Technical Potential | 0 | 0 | 0 | 0 | 0 | 0 | 0 | 0 | 0 | 0 | 0 | 0 | 0 | 0 | 0 | 0 | 0 | 0 | 0 | 0 | 0 | 0 | 0 | 0 | 0 | 0 | 0
F8_Commercial_OR - Health_New_Miscellaneous_Natural Gas_Pool Heater - Night Covers_A_Achievable Technical Potential | F8 | Commercial | OR - Health | New | Miscellaneous | Natural Gas | Pool Heater - Night Covers | A | Cumulative Summer Peak Savings (MW) | Achievable Technical Potential | 0 | 0 | 0 | 0 | 0 | 0 | 0 | 0 | 0 | 0 | 0 | 0 | 0 | 0 | 0 | 0 | 0 | 0 | 0 | 0 | 0 | 0 | 0 | 0 | 0 | 0 | 0
F9_Commercial_OR - Health_New_Miscellaneous_Natural Gas_Pool Heater - Night Covers_A_Achievable Technical Potential | F9 | Commercial | OR - Health | New | Miscellaneous | Natural Gas | Pool Heater - Night Covers | A | Cumulative Winter Peak Savings (MW) | Achievable Technical Potential | 0 | 0 | 0 | 0 | 0 | 0 | 0 | 0 | 0 | 0 | 0 | 0 | 0 | 0 | 0 | 0 | 0 | 0 | 0 | 0 | 0 | 0 | 0 | 0 | 0 | 0 | 0
F10_Commercial_OR - Health_New_Miscellaneous_Natural Gas_Pool Heater - Night Covers_A_Achievable Technical Potential | F10 | Commercial | OR - Health | New | Miscellaneous | Natural Gas | Pool Heater - Night Covers | A | Purchases (Incremental) | Achievable Technical Potential | 0 | 0 | 0 | 0 | 0 | 0 | 0 | 0 | 0 | 0 | 0 | 0 | 0 | 0 | 0 | 0 | 0 | 0 | 0 | 0 | 0 | 0 | 0 | 0 | 0 | 0 | 0
F11_Commercial_OR - Health_New_Miscellaneous_Natural Gas_Pool Heater - Night Covers_A_Achievable Technical Potential | F11 | Commercial | OR - Health | New | Miscellaneous | Natural Gas | Pool Heater - Night Covers | A | Purchases (Cumulative) | Achievable Technical Potential | 0 | 0 | 0 | 0 | 0 | 0 | 0 | 0 | 0 | 0 | 0 | 0 | 0 | 0 | 0 | 0 | 0 | 0 | 0 | 0 | 0 | 0 | 0 | 0 | 0 | 0 | 0
F1_Commercial_OR - Health_New_Space Heating_Natural Gas_Advanced New Construction Designs_A_Achievable Technical Potential | F1 | Commercial | OR - Health | New | Space Heating | Natural Gas | Advanced New Construction Designs | A | Integrated Unit Energy Savings (kWh or therms) | Achievable Technical Potential | 0 | 0 | 0 | 0 | 0 | 0 | 0 | 0 | 0 | 0 | 0 | 0 | 0 | 0 | 0 | 0 | 0 | 0 | 0 | 0 | 0 | 0 | 0 | 0 | 0 | 0 | 0
F2_Commercial_OR - Health_New_Space Heating_Natural Gas_Advanced New Construction Designs_A_Achievable Technical Potential | F2 | Commercial | OR - Health | New | Space Heating | Natural Gas | Advanced New Construction Designs | A | Integrated Unit Summer Peak Savings (kW) | Achievable Technical Potential | 0 | 0 | 0 | 0 | 0 | 0 | 0 | 0 | 0 | 0 | 0 | 0 | 0 | 0 | 0 | 0 | 0 | 0 | 0 | 0 | 0 | 0 | 0 | 0 | 0 | 0 | 0
F3_Commercial_OR - Health_New_Space Heating_Natural Gas_Advanced New Construction Designs_A_Achievable Technical Potential | F3 | Commercial | OR - Health | New | Space Heating | Natural Gas | Advanced New Construction Designs | A | Integrated Unit Winter Peak Savings (kW) | Achievable Technical Potential | 0 | 0 | 0 | 0 | 0 | 0 | 0 | 0 | 0 | 0 | 0 | 0 | 0 | 0 | 0 | 0 | 0 | 0 | 0 | 0 | 0 | 0 | 0 | 0 | 0 | 0 | 0
F4_Commercial_OR - Health_New_Space Heating_Natural Gas_Advanced New Construction Designs_A_Achievable Technical Potential | F4 | Commercial | OR - Health | New | Space Heating | Natural Gas | Advanced New Construction Designs | A | Incremental Energy Savings (MWh or mTherms) | Achievable Technical Potential | 0 | 0 | 0 | 0 | 0 | 0 | 0 | 0 | 0 | 0 | 0 | 0 | 0 | 0 | 0 | 0 | 0 | 0 | 0 | 0 | 0 | 0 | 0 | 0 | 0 | 0 | 0
F5_Commercial_OR - Health_New_Space Heating_Natural Gas_Advanced New Construction Designs_A_Achievable Technical Potential | F5 | Commercial | OR - Health | New | Space Heating | Natural Gas | Advanced New Construction Designs | A | Incremental Summer Peak Savings (MW) | Achievable Technical Potential | 0 | 0 | 0 | 0 | 0 | 0 | 0 | 0 | 0 | 0 | 0 | 0 | 0 | 0 | 0 | 0 | 0 | 0 | 0 | 0 | 0 | 0 | 0 | 0 | 0 | 0 | 0
F6_Commercial_OR - Health_New_Space Heating_Natural Gas_Advanced New Construction Designs_A_Achievable Technical Potential | F6 | Commercial | OR - Health | New | Space Heating | Natural Gas | Advanced New Construction Designs | A | Incremental Winter Peak Savings (MW) | Achievable Technical Potential | 0 | 0 | 0 | 0 | 0 | 0 | 0 | 0 | 0 | 0 | 0 | 0 | 0 | 0 | 0 | 0 | 0 | 0 | 0 | 0 | 0 | 0 | 0 | 0 | 0 | 0 | 0
F7_Commercial_OR - Health_New_Space Heating_Natural Gas_Advanced New Construction Designs_A_Achievable Technical Potential | F7 | Commercial | OR - Health | New | Space Heating | Natural Gas | Advanced New Construction Designs | A | Cumulative Energy Savings (MWh or mTherms) | Achievable Technical Potential | 0 | 0 | 0 | 0 | 0 | 0 | 0 | 0 | 0 | 0 | 0 | 0 | 0 | 0 | 0 | 0 | 0 | 0 | 0 | 0 | 0 | 0 | 0 | 0 | 0 | 0 | 0
F8_Commercial_OR - Health_New_Space Heating_Natural Gas_Advanced New Construction Designs_A_Achievable Technical Potential | F8 | Commercial | OR - Health | New | Space Heating | Natural Gas | Advanced New Construction Designs | A | Cumulative Summer Peak Savings (MW) | Achievable Technical Potential | 0 | 0 | 0 | 0 | 0 | 0 | 0 | 0 | 0 | 0 | 0 | 0 | 0 | 0 | 0 | 0 | 0 | 0 | 0 | 0 | 0 | 0 | 0 | 0 | 0 | 0 | 0
F9_Commercial_OR - Health_New_Space Heating_Natural Gas_Advanced New Construction Designs_A_Achievable Technical Potential | F9 | Commercial | OR - Health | New | Space Heating | Natural Gas | Advanced New Construction Designs | A | Cumulative Winter Peak Savings (MW) | Achievable Technical Potential | 0 | 0 | 0 | 0 | 0 | 0 | 0 | 0 | 0 | 0 | 0 | 0 | 0 | 0 | 0 | 0 | 0 | 0 | 0 | 0 | 0 | 0 | 0 | 0 | 0 | 0 | 0
F10_Commercial_OR - Health_New_Space Heating_Natural Gas_Advanced New Construction Designs_A_Achievable Technical Potential | F10 | Commercial | OR - Health | New | Space Heating | Natural Gas | Advanced New Construction Designs | A | Purchases (Incremental) | Achievable Technical Potential | 0 | 0 | 0 | 0 | 0 | 0 | 0 | 0 | 0 | 0 | 0 | 0 | 0 | 0 | 0 | 0 | 0 | 0 | 0 | 0 | 0 | 0 | 0 | 0 | 0 | 0 | 0
F11_Commercial_OR - Health_New_Space Heating_Natural Gas_Advanced New Construction Designs_A_Achievable Technical Potential | F11 | Commercial | OR - Health | New | Space Heating | Natural Gas | Advanced New Construction Designs | A | Purchases (Cumulative) | Achievable Technical Potential | 0 | 0 | 0 | 0 | 0 | 0 | 0 | 0 | 0 | 0 | 0 | 0 | 0 | 0 | 0 | 0 | 0 | 0 | 0 | 0 | 0 | 0 | 0 | 0 | 0 | 0 | 0
F1_Commercial_OR - Health_New_Water Heating_Natural Gas_Advanced New Construction Designs_A_Achievable Technical Potential | F1 | Commercial | OR - Health | New | Water Heating | Natural Gas | Advanced New Construction Designs | A | Integrated Unit Energy Savings (kWh or therms) | Achievable Technical Potential | 0 | 0 | 0 | 0 | 0 | 0 | 0 | 0 | 0 | 0 | 0 | 0 | 0 | 0 | 0 | 0 | 0 | 0 | 0 | 0 | 0 | 0 | 0 | 0 | 0 | 0 | 0
F2_Commercial_OR - Health_New_Water Heating_Natural Gas_Advanced New Construction Designs_A_Achievable Technical Potential | F2 | Commercial | OR - Health | New | Water Heating | Natural Gas | Advanced New Construction Designs | A | Integrated Unit Summer Peak Savings (kW) | Achievable Technical Potential | 0 | 0 | 0 | 0 | 0 | 0 | 0 | 0 | 0 | 0 | 0 | 0 | 0 | 0 | 0 | 0 | 0 | 0 | 0 | 0 | 0 | 0 | 0 | 0 | 0 | 0 | 0
F3_Commercial_OR - Health_New_Water Heating_Natural Gas_Advanced New Construction Designs_A_Achievable Technical Potential | F3 | Commercial | OR - Health | New | Water Heating | Natural Gas | Advanced New Construction Designs | A | Integrated Unit Winter Peak Savings (kW) | Achievable Technical Potential | 0 | 0 | 0 | 0 | 0 | 0 | 0 | 0 | 0 | 0 | 0 | 0 | 0 | 0 | 0 | 0 | 0 | 0 | 0 | 0 | 0 | 0 | 0 | 0 | 0 | 0 | 0
F4_Commercial_OR - Health_New_Water Heating_Natural Gas_Advanced New Construction Designs_A_Achievable Technical Potential | F4 | Commercial | OR - Health | New | Water Heating | Natural Gas | Advanced New Construction Designs | A | Incremental Energy Savings (MWh or mTherms) | Achievable Technical Potential | 0 | 0 | 0 | 0 | 0 | 0 | 0 | 0 | 0 | 0 | 0 | 0 | 0 | 0 | 0 | 0 | 0 | 0 | 0 | 0 | 0 | 0 | 0 | 0 | 0 | 0 | 0
F5_Commercial_OR - Health_New_Water Heating_Natural Gas_Advanced New Construction Designs_A_Achievable Technical Potential | F5 | Commercial | OR - Health | New | Water Heating | Natural Gas | Advanced New Construction Designs | A | Incremental Summer Peak Savings (MW) | Achievable Technical Potential | 0 | 0 | 0 | 0 | 0 | 0 | 0 | 0 | 0 | 0 | 0 | 0 | 0 | 0 | 0 | 0 | 0 | 0 | 0 | 0 | 0 | 0 | 0 | 0 | 0 | 0 | 0
F6_Commercial_OR - Health_New_Water Heating_Natural Gas_Advanced New Construction Designs_A_Achievable Technical Potential | F6 | Commercial | OR - Health | New | Water Heating | Natural Gas | Advanced New Construction Designs | A | Incremental Winter Peak Savings (MW) | Achievable Technical Potential | 0 | 0 | 0 | 0 | 0 | 0 | 0 | 0 | 0 | 0 | 0 | 0 | 0 | 0 | 0 | 0 | 0 | 0 | 0 | 0 | 0 | 0 | 0 | 0 | 0 | 0 | 0
F7_Commercial_OR - Health_New_Water Heating_Natural Gas_Advanced New Construction Designs_A_Achievable Technical Potential | F7 | Commercial | OR - Health | New | Water Heating | Natural Gas | Advanced New Construction Designs | A | Cumulative Energy Savings (MWh or mTherms) | Achievable Technical Potential | 0 | 0 | 0 | 0 | 0 | 0 | 0 | 0 | 0 | 0 | 0 | 0 | 0 | 0 | 0 | 0 | 0 | 0 | 0 | 0 | 0 | 0 | 0 | 0 | 0 | 0 | 0
F8_Commercial_OR - Health_New_Water Heating_Natural Gas_Advanced New Construction Designs_A_Achievable Technical Potential | F8 | Commercial | OR - Health | New | Water Heating | Natural Gas | Advanced New Construction Designs | A | Cumulative Summer Peak Savings (MW) | Achievable Technical Potential | 0 | 0 | 0 | 0 | 0 | 0 | 0 | 0 | 0 | 0 | 0 | 0 | 0 | 0 | 0 | 0 | 0 | 0 | 0 | 0 | 0 | 0 | 0 | 0 | 0 | 0 | 0
F9_Commercial_OR - Health_New_Water Heating_Natural Gas_Advanced New Construction Designs_A_Achievable Technical Potential | F9 | Commercial | OR - Health | New | Water Heating | Natural Gas | Advanced New Construction Designs | A | Cumulative Winter Peak Savings (MW) | Achievable Technical Potential | 0 | 0 | 0 | 0 | 0 | 0 | 0 | 0 | 0 | 0 | 0 | 0 | 0 | 0 | 0 | 0 | 0 | 0 | 0 | 0 | 0 | 0 | 0 | 0 | 0 | 0 | 0
F10_Commercial_OR - Health_New_Water Heating_Natural Gas_Advanced New Construction Designs_A_Achievable Technical Potential | F10 | Commercial | OR - Health | New | Water Heating | Natural Gas | Advanced New Construction Designs | A | Purchases (Incremental) | Achievable Technical Potential | 0 | 0 | 0 | 0 | 0 | 0 | 0 | 0 | 0 | 0 | 0 | 0 | 0 | 0 | 0 | 0 | 0 | 0 | 0 | 0 | 0 | 0 | 0 | 0 | 0 | 0 | 0
F11_Commercial_OR - Health_New_Water Heating_Natural Gas_Advanced New Construction Designs_A_Achievable Technical Potential | F11 | Commercial | OR - Health | New | Water Heating | Natural Gas | Advanced New Construction Designs | A | Purchases (Cumulative) | Achievable Technical Potential | 0 | 0 | 0 | 0 | 0 | 0 | 0 | 0 | 0 | 0 | 0 | 0 | 0 | 0 | 0 | 0 | 0 | 0 | 0 | 0 | 0 | 0 | 0 | 0 | 0 | 0 | 0
F1_Commercial_OR - Health_New_Space Heating_Natural Gas_Strategic Energy Management_A_Achievable Technical Potential | F1 | Commercial | OR - Health | New | Space Heating | Natural Gas | Strategic Energy Management | A | Integrated Unit Energy Savings (kWh or therms) | Achievable Technical Potential | 0 | 0 | 0 | 0 | 0 | 0 | 0 | 0 | 0 | 0 | 0 | 0 | 0 | 0 | 0 | 0 | 0 | 0 | 0 | 0 | 0 | 0 | 0 | 0 | 0 | 0 | 0
F2_Commercial_OR - Health_New_Space Heating_Natural Gas_Strategic Energy Management_A_Achievable Technical Potential | F2 | Commercial | OR - Health | New | Space Heating | Natural Gas | Strategic Energy Management | A | Integrated Unit Summer Peak Savings (kW) | Achievable Technical Potential | 0 | 0 | 0 | 0 | 0 | 0 | 0 | 0 | 0 | 0 | 0 | 0 | 0 | 0 | 0 | 0 | 0 | 0 | 0 | 0 | 0 | 0 | 0 | 0 | 0 | 0 | 0
F3_Commercial_OR - Health_New_Space Heating_Natural Gas_Strategic Energy Management_A_Achievable Technical Potential | F3 | Commercial | OR - Health | New | Space Heating | Natural Gas | Strategic Energy Management | A | Integrated Unit Winter Peak Savings (kW) | Achievable Technical Potential | 0 | 0 | 0 | 0 | 0 | 0 | 0 | 0 | 0 | 0 | 0 | 0 | 0 | 0 | 0 | 0 | 0 | 0 | 0 | 0 | 0 | 0 | 0 | 0 | 0 | 0 | 0
F4_Commercial_OR - Health_New_Space Heating_Natural Gas_Strategic Energy Management_A_Achievable Technical Potential | F4 | Commercial | OR - Health | New | Space Heating | Natural Gas | Strategic Energy Management | A | Incremental Energy Savings (MWh or mTherms) | Achievable Technical Potential | 0 | 0 | 0 | 0 | 0 | 0 | 0 | 0 | 0 | 0 | 0 | 0 | 0 | 0 | 0 | 0 | 0 | 0 | 0 | 0 | 0 | 0 | 0 | 0 | 0 | 0 | 0
F5_Commercial_OR - Health_New_Space Heating_Natural Gas_Strategic Energy Management_A_Achievable Technical Potential | F5 | Commercial | OR - Health | New | Space Heating | Natural Gas | Strategic Energy Management | A | Incremental Summer Peak Savings (MW) | Achievable Technical Potential | 0 | 0 | 0 | 0 | 0 | 0 | 0 | 0 | 0 | 0 | 0 | 0 | 0 | 0 | 0 | 0 | 0 | 0 | 0 | 0 | 0 | 0 | 0 | 0 | 0 | 0 | 0
F6_Commercial_OR - Health_New_Space Heating_Natural Gas_Strategic Energy Management_A_Achievable Technical Potential | F6 | Commercial | OR - Health | New | Space Heating | Natural Gas | Strategic Energy Management | A | Incremental Winter Peak Savings (MW) | Achievable Technical Potential | 0 | 0 | 0 | 0 | 0 | 0 | 0 | 0 | 0 | 0 | 0 | 0 | 0 | 0 | 0 | 0 | 0 | 0 | 0 | 0 | 0 | 0 | 0 | 0 | 0 | 0 | 0
F7_Commercial_OR - Health_New_Space Heating_Natural Gas_Strategic Energy Management_A_Achievable Technical Potential | F7 | Commercial | OR - Health | New | Space Heating | Natural Gas | Strategic Energy Management | A | Cumulative Energy Savings (MWh or mTherms) | Achievable Technical Potential | 0 | 0 | 0 | 0 | 0 | 0 | 0 | 0 | 0 | 0 | 0 | 0 | 0 | 0 | 0 | 0 | 0 | 0 | 0 | 0 | 0 | 0 | 0 | 0 | 0 | 0 | 0
F8_Commercial_OR - Health_New_Space Heating_Natural Gas_Strategic Energy Management_A_Achievable Technical Potential | F8 | Commercial | OR - Health | New | Space Heating | Natural Gas | Strategic Energy Management | A | Cumulative Summer Peak Savings (MW) | Achievable Technical Potential | 0 | 0 | 0 | 0 | 0 | 0 | 0 | 0 | 0 | 0 | 0 | 0 | 0 | 0 | 0 | 0 | 0 | 0 | 0 | 0 | 0 | 0 | 0 | 0 | 0 | 0 | 0
F9_Commercial_OR - Health_New_Space Heating_Natural Gas_Strategic Energy Management_A_Achievable Technical Potential | F9 | Commercial | OR - Health | New | Space Heating | Natural Gas | Strategic Energy Management | A | Cumulative Winter Peak Savings (MW) | Achievable Technical Potential | 0 | 0 | 0 | 0 | 0 | 0 | 0 | 0 | 0 | 0 | 0 | 0 | 0 | 0 | 0 | 0 | 0 | 0 | 0 | 0 | 0 | 0 | 0 | 0 | 0 | 0 | 0
F10_Commercial_OR - Health_New_Space Heating_Natural Gas_Strategic Energy Management_A_Achievable Technical Potential | F10 | Commercial | OR - Health | New | Space Heating | Natural Gas | Strategic Energy Management | A | Purchases (Incremental) | Achievable Technical Potential | 0 | 0 | 0 | 0 | 0 | 0 | 0 | 0 | 0 | 0 | 0 | 0 | 0 | 0 | 0 | 0 | 0 | 0 | 0 | 0 | 0 | 0 | 0 | 0 | 0 | 0 | 0
F11_Commercial_OR - Health_New_Space Heating_Natural Gas_Strategic Energy Management_A_Achievable Technical Potential | F11 | Commercial | OR - Health | New | Space Heating | Natural Gas | Strategic Energy Management | A | Purchases (Cumulative) | Achievable Technical Potential | 0 | 0 | 0 | 0 | 0 | 0 | 0 | 0 | 0 | 0 | 0 | 0 | 0 | 0 | 0 | 0 | 0 | 0 | 0 | 0 | 0 | 0 | 0 | 0 | 0 | 0 | 0
F1_Commercial_OR - Health_New_Water Heating_Natural Gas_Strategic Energy Management_A_Achievable Technical Potential | F1 | Commercial | OR - Health | New | Water Heating | Natural Gas | Strategic Energy Management | A | Integrated Unit Energy Savings (kWh or therms) | Achievable Technical Potential | 0 | 0 | 0 | 0 | 0 | 0 | 0 | 0 | 0 | 0 | 0 | 0 | 0 | 0 | 0 | 0 | 0 | 0 | 0 | 0 | 0 | 0 | 0 | 0 | 0 | 0 | 0
F2_Commercial_OR - Health_New_Water Heating_Natural Gas_Strategic Energy Management_A_Achievable Technical Potential | F2 | Commercial | OR - Health | New | Water Heating | Natural Gas | Strategic Energy Management | A | Integrated Unit Summer Peak Savings (kW) | Achievable Technical Potential | 0 | 0 | 0 | 0 | 0 | 0 | 0 | 0 | 0 | 0 | 0 | 0 | 0 | 0 | 0 | 0 | 0 | 0 | 0 | 0 | 0 | 0 | 0 | 0 | 0 | 0 | 0
F3_Commercial_OR - Health_New_Water Heating_Natural Gas_Strategic Energy Management_A_Achievable Technical Potential | F3 | Commercial | OR - Health | New | Water Heating | Natural Gas | Strategic Energy Management | A | Integrated Unit Winter Peak Savings (kW) | Achievable Technical Potential | 0 | 0 | 0 | 0 | 0 | 0 | 0 | 0 | 0 | 0 | 0 | 0 | 0 | 0 | 0 | 0 | 0 | 0 | 0 | 0 | 0 | 0 | 0 | 0 | 0 | 0 | 0
F4_Commercial_OR - Health_New_Water Heating_Natural Gas_Strategic Energy Management_A_Achievable Technical Potential | F4 | Commercial | OR - Health | New | Water Heating | Natural Gas | Strategic Energy Management | A | Incremental Energy Savings (MWh or mTherms) | Achievable Technical Potential | 0 | 0 | 0 | 0 | 0 | 0 | 0 | 0 | 0 | 0 | 0 | 0 | 0 | 0 | 0 | 0 | 0 | 0 | 0 | 0 | 0 | 0 | 0 | 0 | 0 | 0 | 0
F5_Commercial_OR - Health_New_Water Heating_Natural Gas_Strategic Energy Management_A_Achievable Technical Potential | F5 | Commercial | OR - Health | New | Water Heating | Natural Gas | Strategic Energy Management | A | Incremental Summer Peak Savings (MW) | Achievable Technical Potential | 0 | 0 | 0 | 0 | 0 | 0 | 0 | 0 | 0 | 0 | 0 | 0 | 0 | 0 | 0 | 0 | 0 | 0 | 0 | 0 | 0 | 0 | 0 | 0 | 0 | 0 | 0
F6_Commercial_OR - Health_New_Water Heating_Natural Gas_Strategic Energy Management_A_Achievable Technical Potential | F6 | Commercial | OR - Health | New | Water Heating | Natural Gas | Strategic Energy Management | A | Incremental Winter Peak Savings (MW) | Achievable Technical Potential | 0 | 0 | 0 | 0 | 0 | 0 | 0 | 0 | 0 | 0 | 0 | 0 | 0 | 0 | 0 | 0 | 0 | 0 | 0 | 0 | 0 | 0 | 0 | 0 | 0 | 0 | 0
F7_Commercial_OR - Health_New_Water Heating_Natural Gas_Strategic Energy Management_A_Achievable Technical Potential | F7 | Commercial | OR - Health | New | Water Heating | Natural Gas | Strategic Energy Management | A | Cumulative Energy Savings (MWh or mTherms) | Achievable Technical Potential | 0 | 0 | 0 | 0 | 0 | 0 | 0 | 0 | 0 | 0 | 0 | 0 | 0 | 0 | 0 | 0 | 0 | 0 | 0 | 0 | 0 | 0 | 0 | 0 | 0 | 0 | 0
F8_Commercial_OR - Health_New_Water Heating_Natural Gas_Strategic Energy Management_A_Achievable Technical Potential | F8 | Commercial | OR - Health | New | Water Heating | Natural Gas | Strategic Energy Management | A | Cumulative Summer Peak Savings (MW) | Achievable Technical Potential | 0 | 0 | 0 | 0 | 0 | 0 | 0 | 0 | 0 | 0 | 0 | 0 | 0 | 0 | 0 | 0 | 0 | 0 | 0 | 0 | 0 | 0 | 0 | 0 | 0 | 0 | 0
F9_Commercial_OR - Health_New_Water Heating_Natural Gas_Strategic Energy Management_A_Achievable Technical Potential | F9 | Commercial | OR - Health | New | Water Heating | Natural Gas | Strategic Energy Management | A | Cumulative Winter Peak Savings (MW) | Achievable Technical Potential | 0 | 0 | 0 | 0 | 0 | 0 | 0 | 0 | 0 | 0 | 0 | 0 | 0 | 0 | 0 | 0 | 0 | 0 | 0 | 0 | 0 | 0 | 0 | 0 | 0 | 0 | 0
F10_Commercial_OR - Health_New_Water Heating_Natural Gas_Strategic Energy Management_A_Achievable Technical Potential | F10 | Commercial | OR - Health | New | Water Heating | Natural Gas | Strategic Energy Management | A | Purchases (Incremental) | Achievable Technical Potential | 0 | 0 | 0 | 0 | 0 | 0 | 0 | 0 | 0 | 0 | 0 | 0 | 0 | 0 | 0 | 0 | 0 | 0 | 0 | 0 | 0 | 0 | 0 | 0 | 0 | 0 | 0
F11_Commercial_OR - Health_New_Water Heating_Natural Gas_Strategic Energy Management_A_Achievable Technical Potential | F11 | Commercial | OR - Health | New | Water Heating | Natural Gas | Strategic Energy Management | A | Purchases (Cumulative) | Achievable Technical Potential | 0 | 0 | 0 | 0 | 0 | 0 | 0 | 0 | 0 | 0 | 0 | 0 | 0 | 0 | 0 | 0 | 0 | 0 | 0 | 0 | 0 | 0 | 0 | 0 | 0 | 0 | 0
F1_Commercial_OR - Health_New_Space Heating_Natural Gas_Retrocommissioning_A_Achievable Technical Potential | F1 | Commercial | OR - Health | New | Space Heating | Natural Gas | Retrocommissioning | A | Integrated Unit Energy Savings (kWh or therms) | Achievable Technical Potential | 0 | 0 | 0 | 0 | 0 | 0 | 0 | 0 | 0 | 0 | 0 | 0 | 0 | 0 | 0 | 0 | 0 | 0 | 0 | 0 | 0 | 0 | 0 | 0 | 0 | 0 | 0
F2_Commercial_OR - Health_New_Space Heating_Natural Gas_Retrocommissioning_A_Achievable Technical Potential | F2 | Commercial | OR - Health | New | Space Heating | Natural Gas | Retrocommissioning | A | Integrated Unit Summer Peak Savings (kW) | Achievable Technical Potential | 0 | 0 | 0 | 0 | 0 | 0 | 0 | 0 | 0 | 0 | 0 | 0 | 0 | 0 | 0 | 0 | 0 | 0 | 0 | 0 | 0 | 0 | 0 | 0 | 0 | 0 | 0
F3_Commercial_OR - Health_New_Space Heating_Natural Gas_Retrocommissioning_A_Achievable Technical Potential | F3 | Commercial | OR - Health | New | Space Heating | Natural Gas | Retrocommissioning | A | Integrated Unit Winter Peak Savings (kW) | Achievable Technical Potential | 0 | 0 | 0 | 0 | 0 | 0 | 0 | 0 | 0 | 0 | 0 | 0 | 0 | 0 | 0 | 0 | 0 | 0 | 0 | 0 | 0 | 0 | 0 | 0 | 0 | 0 | 0
F4_Commercial_OR - Health_New_Space Heating_Natural Gas_Retrocommissioning_A_Achievable Technical Potential | F4 | Commercial | OR - Health | New | Space Heating | Natural Gas | Retrocommissioning | A | Incremental Energy Savings (MWh or mTherms) | Achievable Technical Potential | 0 | 0 | 0 | 0 | 0 | 0 | 0 | 0 | 0 | 0 | 0 | 0 | 0 | 0 | 0 | 0 | 0 | 0 | 0 | 0 | 0 | 0 | 0 | 0 | 0 | 0 | 0
F5_Commercial_OR - Health_New_Space Heating_Natural Gas_Retrocommissioning_A_Achievable Technical Potential | F5 | Commercial | OR - Health | New | Space Heating | Natural Gas | Retrocommissioning | A | Incremental Summer Peak Savings (MW) | Achievable Technical Potential | 0 | 0 | 0 | 0 | 0 | 0 | 0 | 0 | 0 | 0 | 0 | 0 | 0 | 0 | 0 | 0 | 0 | 0 | 0 | 0 | 0 | 0 | 0 | 0 | 0 | 0 | 0
F6_Commercial_OR - Health_New_Space Heating_Natural Gas_Retrocommissioning_A_Achievable Technical Potential | F6 | Commercial | OR - Health | New | Space Heating | Natural Gas | Retrocommissioning | A | Incremental Winter Peak Savings (MW) | Achievable Technical Potential | 0 | 0 | 0 | 0 | 0 | 0 | 0 | 0 | 0 | 0 | 0 | 0 | 0 | 0 | 0 | 0 | 0 | 0 | 0 | 0 | 0 | 0 | 0 | 0 | 0 | 0 | 0
F7_Commercial_OR - Health_New_Space Heating_Natural Gas_Retrocommissioning_A_Achievable Technical Potential | F7 | Commercial | OR - Health | New | Space Heating | Natural Gas | Retrocommissioning | A | Cumulative Energy Savings (MWh or mTherms) | Achievable Technical Potential | 0 | 0 | 0 | 0 | 0 | 0 | 0 | 0 | 0 | 0 | 0 | 0 | 0 | 0 | 0 | 0 | 0 | 0 | 0 | 0 | 0 | 0 | 0 | 0 | 0 | 0 | 0
F8_Commercial_OR - Health_New_Space Heating_Natural Gas_Retrocommissioning_A_Achievable Technical Potential | F8 | Commercial | OR - Health | New | Space Heating | Natural Gas | Retrocommissioning | A | Cumulative Summer Peak Savings (MW) | Achievable Technical Potential | 0 | 0 | 0 | 0 | 0 | 0 | 0 | 0 | 0 | 0 | 0 | 0 | 0 | 0 | 0 | 0 | 0 | 0 | 0 | 0 | 0 | 0 | 0 | 0 | 0 | 0 | 0
F9_Commercial_OR - Health_New_Space Heating_Natural Gas_Retrocommissioning_A_Achievable Technical Potential | F9 | Commercial | OR - Health | New | Space Heating | Natural Gas | Retrocommissioning | A | Cumulative Winter Peak Savings (MW) | Achievable Technical Potential | 0 | 0 | 0 | 0 | 0 | 0 | 0 | 0 | 0 | 0 | 0 | 0 | 0 | 0 | 0 | 0 | 0 | 0 | 0 | 0 | 0 | 0 | 0 | 0 | 0 | 0 | 0
F10_Commercial_OR - Health_New_Space Heating_Natural Gas_Retrocommissioning_A_Achievable Technical Potential | F10 | Commercial | OR - Health | New | Space Heating | Natural Gas | Retrocommissioning | A | Purchases (Incremental) | Achievable Technical Potential | 0 | 0 | 0 | 0 | 0 | 0 | 0 | 0 | 0 | 0 | 0 | 0 | 0 | 0 | 0 | 0 | 0 | 0 | 0 | 0 | 0 | 0 | 0 | 0 | 0 | 0 | 0
F11_Commercial_OR - Health_New_Space Heating_Natural Gas_Retrocommissioning_A_Achievable Technical Potential | F11 | Commercial | OR - Health | New | Space Heating | Natural Gas | Retrocommissioning | A | Purchases (Cumulative) | Achievable Technical Potential | 0 | 0 | 0 | 0 | 0 | 0 | 0 | 0 | 0 | 0 | 0 | 0 | 0 | 0 | 0 | 0 | 0 | 0 | 0 | 0 | 0 | 0 | 0 | 0 | 0 | 0 | 0
F1_Commercial_OR - Health_New_Water Heating_Natural Gas_Retrocommissioning_A_Achievable Technical Potential | F1 | Commercial | OR - Health | New | Water Heating | Natural Gas | Retrocommissioning | A | Integrated Unit Energy Savings (kWh or therms) | Achievable Technical Potential | 0 | 0 | 0 | 0 | 0 | 0 | 0 | 0 | 0 | 0 | 0 | 0 | 0 | 0 | 0 | 0 | 0 | 0 | 0 | 0 | 0 | 0 | 0 | 0 | 0 | 0 | 0
F2_Commercial_OR - Health_New_Water Heating_Natural Gas_Retrocommissioning_A_Achievable Technical Potential | F2 | Commercial | OR - Health | New | Water Heating | Natural Gas | Retrocommissioning | A | Integrated Unit Summer Peak Savings (kW) | Achievable Technical Potential | 0 | 0 | 0 | 0 | 0 | 0 | 0 | 0 | 0 | 0 | 0 | 0 | 0 | 0 | 0 | 0 | 0 | 0 | 0 | 0 | 0 | 0 | 0 | 0 | 0 | 0 | 0
F3_Commercial_OR - Health_New_Water Heating_Natural Gas_Retrocommissioning_A_Achievable Technical Potential | F3 | Commercial | OR - Health | New | Water Heating | Natural Gas | Retrocommissioning | A | Integrated Unit Winter Peak Savings (kW) | Achievable Technical Potential | 0 | 0 | 0 | 0 | 0 | 0 | 0 | 0 | 0 | 0 | 0 | 0 | 0 | 0 | 0 | 0 | 0 | 0 | 0 | 0 | 0 | 0 | 0 | 0 | 0 | 0 | 0
F4_Commercial_OR - Health_New_Water Heating_Natural Gas_Retrocommissioning_A_Achievable Technical Potential | F4 | Commercial | OR - Health | New | Water Heating | Natural Gas | Retrocommissioning | A | Incremental Energy Savings (MWh or mTherms) | Achievable Technical Potential | 0 | 0 | 0 | 0 | 0 | 0 | 0 | 0 | 0 | 0 | 0 | 0 | 0 | 0 | 0 | 0 | 0 | 0 | 0 | 0 | 0 | 0 | 0 | 0 | 0 | 0 | 0
F5_Commercial_OR - Health_New_Water Heating_Natural Gas_Retrocommissioning_A_Achievable Technical Potential | F5 | Commercial | OR - Health | New | Water Heating | Natural Gas | Retrocommissioning | A | Incremental Summer Peak Savings (MW) | Achievable Technical Potential | 0 | 0 | 0 | 0 | 0 | 0 | 0 | 0 | 0 | 0 | 0 | 0 | 0 | 0 | 0 | 0 | 0 | 0 | 0 | 0 | 0 | 0 | 0 | 0 | 0 | 0 | 0
F6_Commercial_OR - Health_New_Water Heating_Natural Gas_Retrocommissioning_A_Achievable Technical Potential | F6 | Commercial | OR - Health | New | Water Heating | Natural Gas | Retrocommissioning | A | Incremental Winter Peak Savings (MW) | Achievable Technical Potential | 0 | 0 | 0 | 0 | 0 | 0 | 0 | 0 | 0 | 0 | 0 | 0 | 0 | 0 | 0 | 0 | 0 | 0 | 0 | 0 | 0 | 0 | 0 | 0 | 0 | 0 | 0
F7_Commercial_OR - Health_New_Water Heating_Natural Gas_Retrocommissioning_A_Achievable Technical Potential | F7 | Commercial | OR - Health | New | Water Heating | Natural Gas | Retrocommissioning | A | Cumulative Energy Savings (MWh or mTherms) | Achievable Technical Potential | 0 | 0 | 0 | 0 | 0 | 0 | 0 | 0 | 0 | 0 | 0 | 0 | 0 | 0 | 0 | 0 | 0 | 0 | 0 | 0 | 0 | 0 | 0 | 0 | 0 | 0 | 0
F8_Commercial_OR - Health_New_Water Heating_Natural Gas_Retrocommissioning_A_Achievable Technical Potential | F8 | Commercial | OR - Health | New | Water Heating | Natural Gas | Retrocommissioning | A | Cumulative Summer Peak Savings (MW) | Achievable Technical Potential | 0 | 0 | 0 | 0 | 0 | 0 | 0 | 0 | 0 | 0 | 0 | 0 | 0 | 0 | 0 | 0 | 0 | 0 | 0 | 0 | 0 | 0 | 0 | 0 | 0 | 0 | 0
F9_Commercial_OR - Health_New_Water Heating_Natural Gas_Retrocommissioning_A_Achievable Technical Potential | F9 | Commercial | OR - Health | New | Water Heating | Natural Gas | Retrocommissioning | A | Cumulative Winter Peak Savings (MW) | Achievable Technical Potential | 0 | 0 | 0 | 0 | 0 | 0 | 0 | 0 | 0 | 0 | 0 | 0 | 0 | 0 | 0 | 0 | 0 | 0 | 0 | 0 | 0 | 0 | 0 | 0 | 0 | 0 | 0
F10_Commercial_OR - Health_New_Water Heating_Natural Gas_Retrocommissioning_A_Achievable Technical Potential | F10 | Commercial | OR - Health | New | Water Heating | Natural Gas | Retrocommissioning | A | Purchases (Incremental) | Achievable Technical Potential | 0 | 0 | 0 | 0 | 0 | 0 | 0 | 0 | 0 | 0 | 0 | 0 | 0 | 0 | 0 | 0 | 0 | 0 | 0 | 0 | 0 | 0 | 0 | 0 | 0 | 0 | 0
F11_Commercial_OR - Health_New_Water Heating_Natural Gas_Retrocommissioning_A_Achievable Technical Potential | F11 | Commercial | OR - Health | New | Water Heating | Natural Gas | Retrocommissioning | A | Purchases (Cumulative) | Achievable Technical Potential | 0 | 0 | 0 | 0 | 0 | 0 | 0 | 0 | 0 | 0 | 0 | 0 | 0 | 0 | 0 | 0 | 0 | 0 | 0 | 0 | 0 | 0 | 0 | 0 | 0 | 0 | 0
F1_Commercial_Interruptible - Health_Existing_Space Heating_Natural Gas_Insulation - Ceiling_A_Achievable Technical Potential | F1 | Commercial | Interruptible - Health | Existing | Space Heating | Natural Gas | Insulation - Ceiling | A | Integrated Unit Energy Savings (kWh or therms) | Achievable Technical Potential | 0 | 0 | 0.12526 | 0.12436 | 0.12317 | 0.12182 | 0.12031 | 0.1186 | 0.11667 | 0.11451 | 0.11213 | 0.10955 | 0.10685 | 0.10409 | 0.1014 | 0.098854 | 0.096554 | 0.094682 | 0.093249 | 0.092048 | 0.091141 | 0.0903 | 0.089752 | 0.089218 | 0.088696 | 0.088186 | 0.087685
F2_Commercial_Interruptible - Health_Existing_Space Heating_Natural Gas_Insulation - Ceiling_A_Achievable Technical Potential | F2 | Commercial | Interruptible - Health | Existing | Space Heating | Natural Gas | Insulation - Ceiling | A | Integrated Unit Summer Peak Savings (kW) | Achievable Technical Potential | 0 | 0 | 0 | 0 | 0 | 0 | 0 | 0 | 0 | 0 | 0 | 0 | 0 | 0 | 0 | 0 | 0 | 0 | 0 | 0 | 0 | 0 | 0 | 0 | 0 | 0 | 0
F3_Commercial_Interruptible - Health_Existing_Space Heating_Natural Gas_Insulation - Ceiling_A_Achievable Technical Potential | F3 | Commercial | Interruptible - Health | Existing | Space Heating | Natural Gas | Insulation - Ceiling | A | Integrated Unit Winter Peak Savings (kW) | Achievable Technical Potential | 0 | 0 | 0 | 0 | 0 | 0 | 0 | 0 | 0 | 0 | 0 | 0 | 0 | 0 | 0 | 0 | 0 | 0 | 0 | 0 | 0 | 0 | 0 | 0 | 0 | 0 | 0
F4_Commercial_Interruptible - Health_Existing_Space Heating_Natural Gas_Insulation - Ceiling_A_Achievable Technical Potential | F4 | Commercial | Interruptible - Health | Existing | Space Heating | Natural Gas | Insulation - Ceiling | A | Incremental Energy Savings (MWh or mTherms) | Achievable Technical Potential | 0 | 0 | 0.10512 | 0.056155 | 0.18815 | 0.30271 | 0.45376 | 0.64064 | 0.85727 | 1.0908 | 1.321 | 1.522 | 1.6654 | 1.7261 | 1.6883 | 1.5516 | 1.3325 | 1.0637 | 0.783 | 0.56629 | 0.30594 | 0.24249 | 0 | 0 | 0 | 0 | 0
F5_Commercial_Interruptible - Health_Existing_Space Heating_Natural Gas_Insulation - Ceiling_A_Achievable Technical Potential | F5 | Commercial | Interruptible - Health | Existing | Space Heating | Natural Gas | Insulation - Ceiling | A | Incremental Summer Peak Savings (MW) | Achievable Technical Potential | 0 | 0 | 0 | 0 | 0 | 0 | 0 | 0 | 0 | 0 | 0 | 0 | 0 | 0 | 0 | 0 | 0 | 0 | 0 | 0 | 0 | 0 | 0 | 0 | 0 | 0 | 0
F6_Commercial_Interruptible - Health_Existing_Space Heating_Natural Gas_Insulation - Ceiling_A_Achievable Technical Potential | F6 | Commercial | Interruptible - Health | Existing | Space Heating | Natural Gas | Insulation - Ceiling | A | Incremental Winter Peak Savings (MW) | Achievable Technical Potential | 0 | 0 | 0 | 0 | 0 | 0 | 0 | 0 | 0 | 0 | 0 | 0 | 0 | 0 | 0 | 0 | 0 | 0 | 0 | 0 | 0 | 0 | 0 | 0 | 0 | 0 | 0
F7_Commercial_Interruptible - Health_Existing_Space Heating_Natural Gas_Insulation - Ceiling_A_Achievable Technical Potential | F7 | Commercial | Interruptible - Health | Existing | Space Heating | Natural Gas | Insulation - Ceiling | A | Cumulative Energy Savings (MWh or mTherms) | Achievable Technical Potential | 0 | 0 | 0.10512 | 0.16051 | 0.34713 | 0.64605 | 1.0918 | 1.7169 | 2.5462 | 3.5899 | 4.8362 | 6.2472 | 7.7583 | 9.2844 | 10.7321 | 12.0147 | 13.0678 | 13.878 | 14.451 | 14.8312 | 14.991 | 15.0952 | 15.0036 | 14.9143 | 14.8271 | 14.7417 | 14.658
F8_Commercial_Interruptible - Health_Existing_Space Heating_Natural Gas_Insulation - Ceiling_A_Achievable Technical Potential | F8 | Commercial | Interruptible - Health | Existing | Space Heating | Natural Gas | Insulation - Ceiling | A | Cumulative Summer Peak Savings (MW) | Achievable Technical Potential | 0 | 0 | 0 | 0 | 0 | 0 | 0 | 0 | 0 | 0 | 0 | 0 | 0 | 0 | 0 | 0 | 0 | 0 | 0 | 0 | 0 | 0 | 0 | 0 | 0 | 0 | 0
F9_Commercial_Interruptible - Health_Existing_Space Heating_Natural Gas_Insulation - Ceiling_A_Achievable Technical Potential | F9 | Commercial | Interruptible - Health | Existing | Space Heating | Natural Gas | Insulation - Ceiling | A | Cumulative Winter Peak Savings (MW) | Achievable Technical Potential | 0 | 0 | 0 | 0 | 0 | 0 | 0 | 0 | 0 | 0 | 0 | 0 | 0 | 0 | 0 | 0 | 0 | 0 | 0 | 0 | 0 | 0 | 0 | 0 | 0 | 0 | 0
F10_Commercial_Interruptible - Health_Existing_Space Heating_Natural Gas_Insulation - Ceiling_A_Achievable Technical Potential | F10 | Commercial | Interruptible - Health | Existing | Space Heating | Natural Gas | Insulation - Ceiling | A | Purchases (Incremental) | Achievable Technical Potential | 0 | 0 | 839.1888 | 451.5606 | 1527.5845 | 2484.8256 | 3771.6182 | 5401.7631 | 7347.8813 | 9525.5081 | 11781.4118 | 13893.0832 | 15587.1364 | 16581.7784 | 16651.0052 | 15696.3805 | 13800.6291 | 11233.9799 | 8396.8502 | 6152.0659 | 3356.7552 | 2685.4042 | 0 | 0 | 0 | 0 | 0
F11_Commercial_Interruptible - Health_Existing_Space Heating_Natural Gas_Insulation - Ceiling_A_Achievable Technical Potential | F11 | Commercial | Interruptible - Health | Existing | Space Heating | Natural Gas | Insulation - Ceiling | A | Purchases (Cumulative) | Achievable Technical Potential | 0 | 0 | 839.1888 | 1290.7494 | 2818.3339 | 5303.1595 | 9074.7776 | 14476.5408 | 21824.4221 | 31349.9302 | 43131.3419 | 57024.4251 | 72611.5615 | 89193.3399 | 105844.3451 | 121540.7256 | 135341.3547 | 146575.3346 | 154972.1848 | 161124.2506 | 164481.0058 | 167166.41 | 167166.41 | 167166.41 | 167166.41 | 167166.41 | 167166.41
F1_Commercial_Interruptible - Health_Existing_Space Heating_Natural Gas_Insulation - Ducting_A_Achievable Technical Potential | F1 | Commercial | Interruptible - Health | Existing | Space Heating | Natural Gas | Insulation - Ducting | A | Integrated Unit Energy Savings (kWh or therms) | Achievable Technical Potential | 0 | 0 | 0 | 0 | 0 | 0 | 0 | 0 | 0 | 0 | 0 | 0 | 0 | 0 | 0 | 0 | 0 | 0 | 0 | 0 | 0 | 0 | 0 | 0 | 0 | 0 | 0
F2_Commercial_Interruptible - Health_Existing_Space Heating_Natural Gas_Insulation - Ducting_A_Achievable Technical Potential | F2 | Commercial | Interruptible - Health | Existing | Space Heating | Natural Gas | Insulation - Ducting | A | Integrated Unit Summer Peak Savings (kW) | Achievable Technical Potential | 0 | 0 | 0 | 0 | 0 | 0 | 0 | 0 | 0 | 0 | 0 | 0 | 0 | 0 | 0 | 0 | 0 | 0 | 0 | 0 | 0 | 0 | 0 | 0 | 0 | 0 | 0
F3_Commercial_Interruptible - Health_Existing_Space Heating_Natural Gas_Insulation - Ducting_A_Achievable Technical Potential | F3 | Commercial | Interruptible - Health | Existing | Space Heating | Natural Gas | Insulation - Ducting | A | Integrated Unit Winter Peak Savings (kW) | Achievable Technical Potential | 0 | 0 | 0 | 0 | 0 | 0 | 0 | 0 | 0 | 0 | 0 | 0 | 0 | 0 | 0 | 0 | 0 | 0 | 0 | 0 | 0 | 0 | 0 | 0 | 0 | 0 | 0
F4_Commercial_Interruptible - Health_Existing_Space Heating_Natural Gas_Insulation - Ducting_A_Achievable Technical Potential | F4 | Commercial | Interruptible - Health | Existing | Space Heating | Natural Gas | Insulation - Ducting | A | Incremental Energy Savings (MWh or mTherms) | Achievable Technical Potential | 0 | 0 | 0 | 0 | 0 | 0 | 0 | 0 | 0 | 0 | 0 | 0 | 0 | 0 | 0 | 0 | 0 | 0 | 0 | 0 | 0 | 0 | 0 | 0 | 0 | 0 | 0
F5_Commercial_Interruptible - Health_Existing_Space Heating_Natural Gas_Insulation - Ducting_A_Achievable Technical Potential | F5 | Commercial | Interruptible - Health | Existing | Space Heating | Natural Gas | Insulation - Ducting | A | Incremental Summer Peak Savings (MW) | Achievable Technical Potential | 0 | 0 | 0 | 0 | 0 | 0 | 0 | 0 | 0 | 0 | 0 | 0 | 0 | 0 | 0 | 0 | 0 | 0 | 0 | 0 | 0 | 0 | 0 | 0 | 0 | 0 | 0
F6_Commercial_Interruptible - Health_Existing_Space Heating_Natural Gas_Insulation - Ducting_A_Achievable Technical Potential | F6 | Commercial | Interruptible - Health | Existing | Space Heating | Natural Gas | Insulation - Ducting | A | Incremental Winter Peak Savings (MW) | Achievable Technical Potential | 0 | 0 | 0 | 0 | 0 | 0 | 0 | 0 | 0 | 0 | 0 | 0 | 0 | 0 | 0 | 0 | 0 | 0 | 0 | 0 | 0 | 0 | 0 | 0 | 0 | 0 | 0
F7_Commercial_Interruptible - Health_Existing_Space Heating_Natural Gas_Insulation - Ducting_A_Achievable Technical Potential | F7 | Commercial | Interruptible - Health | Existing | Space Heating | Natural Gas | Insulation - Ducting | A | Cumulative Energy Savings (MWh or mTherms) | Achievable Technical Potential | 0 | 0 | 0 | 0 | 0 | 0 | 0 | 0 | 0 | 0 | 0 | 0 | 0 | 0 | 0 | 0 | 0 | 0 | 0 | 0 | 0 | 0 | 0 | 0 | 0 | 0 | 0
F8_Commercial_Interruptible - Health_Existing_Space Heating_Natural Gas_Insulation - Ducting_A_Achievable Technical Potential | F8 | Commercial | Interruptible - Health | Existing | Space Heating | Natural Gas | Insulation - Ducting | A | Cumulative Summer Peak Savings (MW) | Achievable Technical Potential | 0 | 0 | 0 | 0 | 0 | 0 | 0 | 0 | 0 | 0 | 0 | 0 | 0 | 0 | 0 | 0 | 0 | 0 | 0 | 0 | 0 | 0 | 0 | 0 | 0 | 0 | 0
F9_Commercial_Interruptible - Health_Existing_Space Heating_Natural Gas_Insulation - Ducting_A_Achievable Technical Potential | F9 | Commercial | Interruptible - Health | Existing | Space Heating | Natural Gas | Insulation - Ducting | A | Cumulative Winter Peak Savings (MW) | Achievable Technical Potential | 0 | 0 | 0 | 0 | 0 | 0 | 0 | 0 | 0 | 0 | 0 | 0 | 0 | 0 | 0 | 0 | 0 | 0 | 0 | 0 | 0 | 0 | 0 | 0 | 0 | 0 | 0
F10_Commercial_Interruptible - Health_Existing_Space Heating_Natural Gas_Insulation - Ducting_A_Achievable Technical Potential | F10 | Commercial | Interruptible - Health | Existing | Space Heating | Natural Gas | Insulation - Ducting | A | Purchases (Incremental) | Achievable Technical Potential | 0 | 0 | 419.5944 | 225.7803 | 763.7923 | 1242.4128 | 1885.8091 | 2700.8816 | 3673.9407 | 4762.754 | 5890.7059 | 6946.5416 | 7793.5682 | 8290.8892 | 8325.5026 | 7848.1903 | 6900.3145 | 5616.9899 | 4198.4251 | 3076.0329 | 1678.3776 | 1342.7021 | 0 | 0 | 0 | 0 | 0
F11_Commercial_Interruptible - Health_Existing_Space Heating_Natural Gas_Insulation - Ducting_A_Achievable Technical Potential | F11 | Commercial | Interruptible - Health | Existing | Space Heating | Natural Gas | Insulation - Ducting | A | Purchases (Cumulative) | Achievable Technical Potential | 0 | 0 | 419.5944 | 645.3747 | 1409.1669 | 2651.5797 | 4537.3888 | 7238.2704 | 10912.2111 | 15674.9651 | 21565.671 | 28512.2125 | 36305.7808 | 44596.67 | 52922.1726 | 60770.3628 | 67670.6773 | 73287.6673 | 77486.0924 | 80562.1253 | 82240.5029 | 83583.205 | 83583.205 | 83583.205 | 83583.205 | 83583.205 | 83583.205
F1_Commercial_Interruptible - Health_Existing_Space Heating_Natural Gas_Insulation - Wall Cavity_A_Achievable Technical Potential | F1 | Commercial | Interruptible - Health | Existing | Space Heating | Natural Gas | Insulation - Wall Cavity | A | Integrated Unit Energy Savings (kWh or therms) | Achievable Technical Potential | 0 | 0 | 0.20072 | 0.1997 | 0.19835 | 0.19686 | 0.19524 | 0.19347 | 0.19156 | 0.18949 | 0.18727 | 0.18492 | 0.18248 | 0.17999 | 0.17752 | 0.17514 | 0.17291 | 0.17094 | 0.16927 | 0.16775 | 0.16642 | 0.16515 | 0.16414 | 0.16317 | 0.16221 | 0.16128 | 0.16037
F2_Commercial_Interruptible - Health_Existing_Space Heating_Natural Gas_Insulation - Wall Cavity_A_Achievable Technical Potential | F2 | Commercial | Interruptible - Health | Existing | Space Heating | Natural Gas | Insulation - Wall Cavity | A | Integrated Unit Summer Peak Savings (kW) | Achievable Technical Potential | 0 | 0 | 0 | 0 | 0 | 0 | 0 | 0 | 0 | 0 | 0 | 0 | 0 | 0 | 0 | 0 | 0 | 0 | 0 | 0 | 0 | 0 | 0 | 0 | 0 | 0 | 0
F3_Commercial_Interruptible - Health_Existing_Space Heating_Natural Gas_Insulation - Wall Cavity_A_Achievable Technical Potential | F3 | Commercial | Interruptible - Health | Existing | Space Heating | Natural Gas | Insulation - Wall Cavity | A | Integrated Unit Winter Peak Savings (kW) | Achievable Technical Potential | 0 | 0 | 0 | 0 | 0 | 0 | 0 | 0 | 0 | 0 | 0 | 0 | 0 | 0 | 0 | 0 | 0 | 0 | 0 | 0 | 0 | 0 | 0 | 0 | 0 | 0 | 0
F4_Commercial_Interruptible - Health_Existing_Space Heating_Natural Gas_Insulation - Wall Cavity_A_Achievable Technical Potential | F4 | Commercial | Interruptible - Health | Existing | Space Heating | Natural Gas | Insulation - Wall Cavity | A | Incremental Energy Savings (MWh or mTherms) | Achievable Technical Potential | 0 | 0 | 0.12632 | 0.067629 | 0.22723 | 0.36685 | 0.55223 | 0.78376 | 1.0556 | 1.3537 | 1.6546 | 1.9267 | 2.1331 | 2.2382 | 2.2167 | 2.0616 | 1.7895 | 1.4402 | 1.0659 | 0.77395 | 0.41894 | 0.33259 | 0 | 0 | 0 | 0 | 0
F5_Commercial_Interruptible - Health_Existing_Space Heating_Natural Gas_Insulation - Wall Cavity_A_Achievable Technical Potential | F5 | Commercial | Interruptible - Health | Existing | Space Heating | Natural Gas | Insulation - Wall Cavity | A | Incremental Summer Peak Savings (MW) | Achievable Technical Potential | 0 | 0 | 0 | 0 | 0 | 0 | 0 | 0 | 0 | 0 | 0 | 0 | 0 | 0 | 0 | 0 | 0 | 0 | 0 | 0 | 0 | 0 | 0 | 0 | 0 | 0 | 0
F6_Commercial_Interruptible - Health_Existing_Space Heating_Natural Gas_Insulation - Wall Cavity_A_Achievable Technical Potential | F6 | Commercial | Interruptible - Health | Existing | Space Heating | Natural Gas | Insulation - Wall Cavity | A | Incremental Winter Peak Savings (MW) | Achievable Technical Potential | 0 | 0 | 0 | 0 | 0 | 0 | 0 | 0 | 0 | 0 | 0 | 0 | 0 | 0 | 0 | 0 | 0 | 0 | 0 | 0 | 0 | 0 | 0 | 0 | 0 | 0 | 0
F7_Commercial_Interruptible - Health_Existing_Space Heating_Natural Gas_Insulation - Wall Cavity_A_Achievable Technical Potential | F7 | Commercial | Interruptible - Health | Existing | Space Heating | Natural Gas | Insulation - Wall Cavity | A | Cumulative Energy Savings (MWh or mTherms) | Achievable Technical Potential | 0 | 0 | 0.12632 | 0.19331 | 0.41924 | 0.78293 | 1.3287 | 2.1005 | 3.1353 | 4.4551 | 6.0576 | 7.9083 | 9.9368 | 12.0394 | 14.091 | 15.9637 | 17.5499 | 18.7909 | 19.6725 | 20.27 | 20.528 | 20.7039 | 20.5783 | 20.4559 | 20.3364 | 20.2194 | 20.1046
F8_Commercial_Interruptible - Health_Existing_Space Heating_Natural Gas_Insulation - Wall Cavity_A_Achievable Technical Potential | F8 | Commercial | Interruptible - Health | Existing | Space Heating | Natural Gas | Insulation - Wall Cavity | A | Cumulative Summer Peak Savings (MW) | Achievable Technical Potential | 0 | 0 | 0 | 0 | 0 | 0 | 0 | 0 | 0 | 0 | 0 | 0 | 0 | 0 | 0 | 0 | 0 | 0 | 0 | 0 | 0 | 0 | 0 | 0 | 0 | 0 | 0
F9_Commercial_Interruptible - Health_Existing_Space Heating_Natural Gas_Insulation - Wall Cavity_A_Achievable Technical Potential | F9 | Commercial | Interruptible - Health | Existing | Space Heating | Natural Gas | Insulation - Wall Cavity | A | Cumulative Winter Peak Savings (MW) | Achievable Technical Potential | 0 | 0 | 0 | 0 | 0 | 0 | 0 | 0 | 0 | 0 | 0 | 0 | 0 | 0 | 0 | 0 | 0 | 0 | 0 | 0 | 0 | 0 | 0 | 0 | 0 | 0 | 0
F10_Commercial_Interruptible - Health_Existing_Space Heating_Natural Gas_Insulation - Wall Cavity_A_Achievable Technical Potential | F10 | Commercial | Interruptible - Health | Existing | Space Heating | Natural Gas | Insulation - Wall Cavity | A | Purchases (Incremental) | Achievable Technical Potential | 0 | 0 | 629.3533 | 338.6498 | 1145.6187 | 1863.5059 | 2828.5417 | 4051.0761 | 5510.576 | 7143.6968 | 8835.5217 | 10419.179 | 11689.6417 | 12435.5779 | 12487.4948 | 11771.5698 | 10349.8427 | 8424.9728 | 6297.2549 | 4613.7689 | 2517.4134 | 2013.9307 | 0 | 0 | 0 | 0 | 0
F11_Commercial_Interruptible - Health_Existing_Space Heating_Natural Gas_Insulation - Wall Cavity_A_Achievable Technical Potential | F11 | Commercial | Interruptible - Health | Existing | Space Heating | Natural Gas | Insulation - Wall Cavity | A | Purchases (Cumulative) | Achievable Technical Potential | 0 | 0 | 629.3533 | 968.0032 | 2113.6219 | 3977.1278 | 6805.6695 | 10856.7456 | 16367.3216 | 23511.0184 | 32346.5402 | 42765.7192 | 54455.3609 | 66890.9388 | 79378.4336 | 91150.0034 | 101499.846 | 109924.8188 | 116222.0737 | 120835.8426 | 123353.256 | 125367.1867 | 125367.1867 | 125367.1867 | 125367.1867 | 125367.1867 | 125367.1867
F1_Commercial_Interruptible - Health_Existing_Space Heating_Natural Gas_Green Roof - Vegetated Rooftop_A_Achievable Technical Potential | F1 | Commercial | Interruptible - Health | Existing | Space Heating | Natural Gas | Green Roof - Vegetated Rooftop | A | Integrated Unit Energy Savings (kWh or therms) | Achievable Technical Potential | 0 | 0 | 0.0071068 | 0.0069968 | 0.0068667 | 0.0067321 | 0.0065922 | 0.0064404 | 0.0062741 | 0.0060954 | 0.0059074 | 0.0057144 | 0.005523 | 0.0053368 | 0.0051598 | 0.0049956 | 0.0048492 | 0.0047291 | 0.0046359 | 0.0045572 | 0.0044966 | 0.0044404 | 0.0044134 | 0.0043871 | 0.0043614 | 0.0043363 | 0.0043116
F2_Commercial_Interruptible - Health_Existing_Space Heating_Natural Gas_Green Roof - Vegetated Rooftop_A_Achievable Technical Potential | F2 | Commercial | Interruptible - Health | Existing | Space Heating | Natural Gas | Green Roof - Vegetated Rooftop | A | Integrated Unit Summer Peak Savings (kW) | Achievable Technical Potential | 0 | 0 | 0 | 0 | 0 | 0 | 0 | 0 | 0 | 0 | 0 | 0 | 0 | 0 | 0 | 0 | 0 | 0 | 0 | 0 | 0 | 0 | 0 | 0 | 0 | 0 | 0
F3_Commercial_Interruptible - Health_Existing_Space Heating_Natural Gas_Green Roof - Vegetated Rooftop_A_Achievable Technical Potential | F3 | Commercial | Interruptible - Health | Existing | Space Heating | Natural Gas | Green Roof - Vegetated Rooftop | A | Integrated Unit Winter Peak Savings (kW) | Achievable Technical Potential | 0 | 0 | 0 | 0 | 0 | 0 | 0 | 0 | 0 | 0 | 0 | 0 | 0 | 0 | 0 | 0 | 0 | 0 | 0 | 0 | 0 | 0 | 0 | 0 | 0 | 0 | 0
F4_Commercial_Interruptible - Health_Existing_Space Heating_Natural Gas_Green Roof - Vegetated Rooftop_A_Achievable Technical Potential | F4 | Commercial | Interruptible - Health | Existing | Space Heating | Natural Gas | Green Roof - Vegetated Rooftop | A | Incremental Energy Savings (MWh or mTherms) | Achievable Technical Potential | 0 | 0 | 0 | 0 | 0 | 0 | 0 | 0 | 0 | 0 | 0 | 0 | 0 | 0 | 0 | 0 | 0 | 0 | 0 | 0 | 0 | 0 | 0 | 0 | 0 | 0 | 0
F5_Commercial_Interruptible - Health_Existing_Space Heating_Natural Gas_Green Roof - Vegetated Rooftop_A_Achievable Technical Potential | F5 | Commercial | Interruptible - Health | Existing | Space Heating | Natural Gas | Green Roof - Vegetated Rooftop | A | Incremental Summer Peak Savings (MW) | Achievable Technical Potential | 0 | 0 | 0 | 0 | 0 | 0 | 0 | 0 | 0 | 0 | 0 | 0 | 0 | 0 | 0 | 0 | 0 | 0 | 0 | 0 | 0 | 0 | 0 | 0 | 0 | 0 | 0
F6_Commercial_Interruptible - Health_Existing_Space Heating_Natural Gas_Green Roof - Vegetated Rooftop_A_Achievable Technical Potential | F6 | Commercial | Interruptible - Health | Existing | Space Heating | Natural Gas | Green Roof - Vegetated Rooftop | A | Incremental Winter Peak Savings (MW) | Achievable Technical Potential | 0 | 0 | 0 | 0 | 0 | 0 | 0 | 0 | 0 | 0 | 0 | 0 | 0 | 0 | 0 | 0 | 0 | 0 | 0 | 0 | 0 | 0 | 0 | 0 | 0 | 0 | 0
F7_Commercial_Interruptible - Health_Existing_Space Heating_Natural Gas_Green Roof - Vegetated Rooftop_A_Achievable Technical Potential | F7 | Commercial | Interruptible - Health | Existing | Space Heating | Natural Gas | Green Roof - Vegetated Rooftop | A | Cumulative Energy Savings (MWh or mTherms) | Achievable Technical Potential | 0 | 0 | 0 | 0 | 0 | 0 | 0 | 0 | 0 | 0 | 0 | 0 | 0 | 0 | 0 | 0 | 0 | 0 | 0 | 0 | 0 | 0 | 0 | 0 | 0 | 0 | 0
F8_Commercial_Interruptible - Health_Existing_Space Heating_Natural Gas_Green Roof - Vegetated Rooftop_A_Achievable Technical Potential | F8 | Commercial | Interruptible - Health | Existing | Space Heating | Natural Gas | Green Roof - Vegetated Rooftop | A | Cumulative Summer Peak Savings (MW) | Achievable Technical Potential | 0 | 0 | 0 | 0 | 0 | 0 | 0 | 0 | 0 | 0 | 0 | 0 | 0 | 0 | 0 | 0 | 0 | 0 | 0 | 0 | 0 | 0 | 0 | 0 | 0 | 0 | 0
F9_Commercial_Interruptible - Health_Existing_Space Heating_Natural Gas_Green Roof - Vegetated Rooftop_A_Achievable Technical Potential | F9 | Commercial | Interruptible - Health | Existing | Space Heating | Natural Gas | Green Roof - Vegetated Rooftop | A | Cumulative Winter Peak Savings (MW) | Achievable Technical Potential | 0 | 0 | 0 | 0 | 0 | 0 | 0 | 0 | 0 | 0 | 0 | 0 | 0 | 0 | 0 | 0 | 0 | 0 | 0 | 0 | 0 | 0 | 0 | 0 | 0 | 0 | 0
F10_Commercial_Interruptible - Health_Existing_Space Heating_Natural Gas_Green Roof - Vegetated Rooftop_A_Achievable Technical Potential | F10 | Commercial | Interruptible - Health | Existing | Space Heating | Natural Gas | Green Roof - Vegetated Rooftop | A | Purchases (Incremental) | Achievable Technical Potential | 0 | 0 | 0 | 0 | 0 | 0 | 0 | 0 | 0 | 0 | 0 | 0 | 0 | 0 | 0 | 0 | 0 | 0 | 0 | 0 | 0 | 0 | 0 | 0 | 0 | 0 | 0
F11_Commercial_Interruptible - Health_Existing_Space Heating_Natural Gas_Green Roof - Vegetated Rooftop_A_Achievable Technical Potential | F11 | Commercial | Interruptible - Health | Existing | Space Heating | Natural Gas | Green Roof - Vegetated Rooftop | A | Purchases (Cumulative) | Achievable Technical Potential | 0 | 0 | 0 | 0 | 0 | 0 | 0 | 0 | 0 | 0 | 0 | 0 | 0 | 0 | 0 | 0 | 0 | 0 | 0 | 0 | 0 | 0 | 0 | 0 | 0 | 0 | 0
F1_Commercial_Interruptible - Health_Existing_Space Heating_Natural Gas_Ducting - Repair and Sealing_A_Achievable Technical Potential | F1 | Commercial | Interruptible - Health | Existing | Space Heating | Natural Gas | Ducting - Repair and Sealing | A | Integrated Unit Energy Savings (kWh or therms) | Achievable Technical Potential | 0 | 0 | 0.20429 | 0.20316 | 0.20165 | 0.19994 | 0.19805 | 0.19594 | 0.19359 | 0.191 | 0.18817 | 0.18513 | 0.18194 | 0.17867 | 0.17545 | 0.17238 | 0.16956 | 0.16714 | 0.16516 | 0.16343 | 0.162 | 0.16066 | 0.15969 | 0.15874 | 0.15781 | 0.1569 | 0.15601
F2_Commercial_Interruptible - Health_Existing_Space Heating_Natural Gas_Ducting - Repair and Sealing_A_Achievable Technical Potential | F2 | Commercial | Interruptible - Health | Existing | Space Heating | Natural Gas | Ducting - Repair and Sealing | A | Integrated Unit Summer Peak Savings (kW) | Achievable Technical Potential | 0 | 0 | 0 | 0 | 0 | 0 | 0 | 0 | 0 | 0 | 0 | 0 | 0 | 0 | 0 | 0 | 0 | 0 | 0 | 0 | 0 | 0 | 0 | 0 | 0 | 0 | 0
F3_Commercial_Interruptible - Health_Existing_Space Heating_Natural Gas_Ducting - Repair and Sealing_A_Achievable Technical Potential | F3 | Commercial | Interruptible - Health | Existing | Space Heating | Natural Gas | Ducting - Repair and Sealing | A | Integrated Unit Winter Peak Savings (kW) | Achievable Technical Potential | 0 | 0 | 0 | 0 | 0 | 0 | 0 | 0 | 0 | 0 | 0 | 0 | 0 | 0 | 0 | 0 | 0 | 0 | 0 | 0 | 0 | 0 | 0 | 0 | 0 | 0 | 0
F4_Commercial_Interruptible - Health_Existing_Space Heating_Natural Gas_Ducting - Repair and Sealing_A_Achievable Technical Potential | F4 | Commercial | Interruptible - Health | Existing | Space Heating | Natural Gas | Ducting - Repair and Sealing | A | Incremental Energy Savings (MWh or mTherms) | Achievable Technical Potential | 0 | 0 | 0.13986 | 0.07484 | 0.25129 | 0.4053 | 0.60936 | 0.86343 | 1.1605 | 1.4843 | 1.8086 | 2.0982 | 2.3135 | 2.417 | 2.3833 | 2.2074 | 1.9089 | 1.5318 | 1.1314 | 0.82024 | 0.33272 | 0.29278 | 0 | 0 | 0 | 0 | 0
F5_Commercial_Interruptible - Health_Existing_Space Heating_Natural Gas_Ducting - Repair and Sealing_A_Achievable Technical Potential | F5 | Commercial | Interruptible - Health | Existing | Space Heating | Natural Gas | Ducting - Repair and Sealing | A | Incremental Summer Peak Savings (MW) | Achievable Technical Potential | 0 | 0 | 0 | 0 | 0 | 0 | 0 | 0 | 0 | 0 | 0 | 0 | 0 | 0 | 0 | 0 | 0 | 0 | 0 | 0 | 0 | 0 | 0 | 0 | 0 | 0 | 0
F6_Commercial_Interruptible - Health_Existing_Space Heating_Natural Gas_Ducting - Repair and Sealing_A_Achievable Technical Potential | F6 | Commercial | Interruptible - Health | Existing | Space Heating | Natural Gas | Ducting - Repair and Sealing | A | Incremental Winter Peak Savings (MW) | Achievable Technical Potential | 0 | 0 | 0 | 0 | 0 | 0 | 0 | 0 | 0 | 0 | 0 | 0 | 0 | 0 | 0 | 0 | 0 | 0 | 0 | 0 | 0 | 0 | 0 | 0 | 0 | 0 | 0
F7_Commercial_Interruptible - Health_Existing_Space Heating_Natural Gas_Ducting - Repair and Sealing_A_Achievable Technical Potential | F7 | Commercial | Interruptible - Health | Existing | Space Heating | Natural Gas | Ducting - Repair and Sealing | A | Cumulative Energy Savings (MWh or mTherms) | Achievable Technical Potential | 0 | 0 | 0.13986 | 0.21393 | 0.46362 | 0.865 | 1.4662 | 2.314 | 3.4468 | 4.8849 | 6.6211 | 8.6122 | 10.7771 | 13.0009 | 15.1499 | 17.0921 | 18.7208 | 19.9861 | 20.8807 | 21.4824 | 21.627 | 21.7406 | 21.6087 | 21.4801 | 21.3546 | 21.2318 | 21.1113
F8_Commercial_Interruptible - Health_Existing_Space Heating_Natural Gas_Ducting - Repair and Sealing_A_Achievable Technical Potential | F8 | Commercial | Interruptible - Health | Existing | Space Heating | Natural Gas | Ducting - Repair and Sealing | A | Cumulative Summer Peak Savings (MW) | Achievable Technical Potential | 0 | 0 | 0 | 0 | 0 | 0 | 0 | 0 | 0 | 0 | 0 | 0 | 0 | 0 | 0 | 0 | 0 | 0 | 0 | 0 | 0 | 0 | 0 | 0 | 0 | 0 | 0
F9_Commercial_Interruptible - Health_Existing_Space Heating_Natural Gas_Ducting - Repair and Sealing_A_Achievable Technical Potential | F9 | Commercial | Interruptible - Health | Existing | Space Heating | Natural Gas | Ducting - Repair and Sealing | A | Cumulative Winter Peak Savings (MW) | Achievable Technical Potential | 0 | 0 | 0 | 0 | 0 | 0 | 0 | 0 | 0 | 0 | 0 | 0 | 0 | 0 | 0 | 0 | 0 | 0 | 0 | 0 | 0 | 0 | 0 | 0 | 0 | 0 | 0
F10_Commercial_Interruptible - Health_Existing_Space Heating_Natural Gas_Ducting - Repair and Sealing_A_Achievable Technical Potential | F10 | Commercial | Interruptible - Health | Existing | Space Heating | Natural Gas | Ducting - Repair and Sealing | A | Purchases (Incremental) | Achievable Technical Potential | 0 | 0 | 684.6014 | 368.3783 | 1246.1874 | 2027.0946 | 3076.8464 | 4406.7015 | 5994.3242 | 7770.8092 | 9611.1517 | 11333.831 | 12715.8218 | 13527.2403 | 13583.7147 | 12804.942 | 11258.4079 | 9164.5625 | 6850.062 | 5018.7906 | 2053.8042 | 1822.3461 | 0 | 0 | 0 | 0 | 0
F11_Commercial_Interruptible - Health_Existing_Space Heating_Natural Gas_Ducting - Repair and Sealing_A_Achievable Technical Potential | F11 | Commercial | Interruptible - Health | Existing | Space Heating | Natural Gas | Ducting - Repair and Sealing | A | Purchases (Cumulative) | Achievable Technical Potential | 0 | 0 | 684.6014 | 1052.9797 | 2299.1671 | 4326.2617 | 7403.1081 | 11809.8096 | 17804.1338 | 25574.943 | 35186.0947 | 46519.9257 | 59235.7475 | 72762.9878 | 86346.7026 | 99151.6446 | 110410.0525 | 119574.615 | 126424.677 | 131443.4676 | 133497.2718 | 135319.6179 | 135319.6179 | 135319.6179 | 135319.6179 | 135319.6179 | 135319.6179
F1_Commercial_Interruptible - Health_Existing_Space Heating_Natural Gas_Windows - High Efficiency Glazing_A_Achievable Technical Potential | F1 | Commercial | Interruptible - Health | Existing | Space Heating | Natural Gas | Windows - High Efficiency Glazing | A | Integrated Unit Energy Savings (kWh or therms) | Achievable Technical Potential | 0 | 0 | 4.0822 | 4.0529 | 4.0149 | 3.9722 | 3.9247 | 3.8714 | 3.8118 | 3.7456 | 3.6729 | 3.5947 | 3.5125 | 3.429 | 3.3469 | 3.2693 | 3.1987 | 3.141 | 3.0967 | 3.0591 | 3.0302 | 3.0033 | 2.9851 | 2.9673 | 2.9499 | 2.933 | 2.9163
F2_Commercial_Interruptible - Health_Existing_Space Heating_Natural Gas_Windows - High Efficiency Glazing_A_Achievable Technical Potential | F2 | Commercial | Interruptible - Health | Existing | Space Heating | Natural Gas | Windows - High Efficiency Glazing | A | Integrated Unit Summer Peak Savings (kW) | Achievable Technical Potential | 0 | 0 | 0 | 0 | 0 | 0 | 0 | 0 | 0 | 0 | 0 | 0 | 0 | 0 | 0 | 0 | 0 | 0 | 0 | 0 | 0 | 0 | 0 | 0 | 0 | 0 | 0
F3_Commercial_Interruptible - Health_Existing_Space Heating_Natural Gas_Windows - High Efficiency Glazing_A_Achievable Technical Potential | F3 | Commercial | Interruptible - Health | Existing | Space Heating | Natural Gas | Windows - High Efficiency Glazing | A | Integrated Unit Winter Peak Savings (kW) | Achievable Technical Potential | 0 | 0 | 0 | 0 | 0 | 0 | 0 | 0 | 0 | 0 | 0 | 0 | 0 | 0 | 0 | 0 | 0 | 0 | 0 | 0 | 0 | 0 | 0 | 0 | 0 | 0 | 0
F4_Commercial_Interruptible - Health_Existing_Space Heating_Natural Gas_Windows - High Efficiency Glazing_A_Achievable Technical Potential | F4 | Commercial | Interruptible - Health | Existing | Space Heating | Natural Gas | Windows - High Efficiency Glazing | A | Incremental Energy Savings (MWh or mTherms) | Achievable Technical Potential | 0 | 0 | 0.06468 | 0.034554 | 0.1158 | 0.18636 | 0.27948 | 0.39484 | 0.52882 | 0.67364 | 0.81701 | 0.94292 | 1.0337 | 1.0735 | 1.0522 | 0.96889 | 0.83347 | 0.66622 | 0.49094 | 0.35533 | 0.19205 | 0.15227 | 0 | 0 | 0 | 0 | 0
F5_Commercial_Interruptible - Health_Existing_Space Heating_Natural Gas_Windows - High Efficiency Glazing_A_Achievable Technical Potential | F5 | Commercial | Interruptible - Health | Existing | Space Heating | Natural Gas | Windows - High Efficiency Glazing | A | Incremental Summer Peak Savings (MW) | Achievable Technical Potential | 0 | 0 | 0 | 0 | 0 | 0 | 0 | 0 | 0 | 0 | 0 | 0 | 0 | 0 | 0 | 0 | 0 | 0 | 0 | 0 | 0 | 0 | 0 | 0 | 0 | 0 | 0
F6_Commercial_Interruptible - Health_Existing_Space Heating_Natural Gas_Windows - High Efficiency Glazing_A_Achievable Technical Potential | F6 | Commercial | Interruptible - Health | Existing | Space Heating | Natural Gas | Windows - High Efficiency Glazing | A | Incremental Winter Peak Savings (MW) | Achievable Technical Potential | 0 | 0 | 0 | 0 | 0 | 0 | 0 | 0 | 0 | 0 | 0 | 0 | 0 | 0 | 0 | 0 | 0 | 0 | 0 | 0 | 0 | 0 | 0 | 0 | 0 | 0 | 0
F7_Commercial_Interruptible - Health_Existing_Space Heating_Natural Gas_Windows - High Efficiency Glazing_A_Achievable Technical Potential | F7 | Commercial | Interruptible - Health | Existing | Space Heating | Natural Gas | Windows - High Efficiency Glazing | A | Cumulative Energy Savings (MWh or mTherms) | Achievable Technical Potential | 0 | 0 | 0.06468 | 0.098769 | 0.21364 | 0.39773 | 0.67244 | 1.0582 | 1.5707 | 2.2171 | 2.991 | 3.8702 | 4.8155 | 5.7745 | 6.6885 | 7.5023 | 8.1737 | 8.6925 | 9.0608 | 9.3063 | 9.4105 | 9.479 | 9.4215 | 9.3654 | 9.3106 | 9.257 | 9.2045
F8_Commercial_Interruptible - Health_Existing_Space Heating_Natural Gas_Windows - High Efficiency Glazing_A_Achievable Technical Potential | F8 | Commercial | Interruptible - Health | Existing | Space Heating | Natural Gas | Windows - High Efficiency Glazing | A | Cumulative Summer Peak Savings (MW) | Achievable Technical Potential | 0 | 0 | 0 | 0 | 0 | 0 | 0 | 0 | 0 | 0 | 0 | 0 | 0 | 0 | 0 | 0 | 0 | 0 | 0 | 0 | 0 | 0 | 0 | 0 | 0 | 0 | 0
F9_Commercial_Interruptible - Health_Existing_Space Heating_Natural Gas_Windows - High Efficiency Glazing_A_Achievable Technical Potential | F9 | Commercial | Interruptible - Health | Existing | Space Heating | Natural Gas | Windows - High Efficiency Glazing | A | Cumulative Winter Peak Savings (MW) | Achievable Technical Potential | 0 | 0 | 0 | 0 | 0 | 0 | 0 | 0 | 0 | 0 | 0 | 0 | 0 | 0 | 0 | 0 | 0 | 0 | 0 | 0 | 0 | 0 | 0 | 0 | 0 | 0 | 0
F10_Commercial_Interruptible - Health_Existing_Space Heating_Natural Gas_Windows - High Efficiency Glazing_A_Achievable Technical Potential | F10 | Commercial | Interruptible - Health | Existing | Space Heating | Natural Gas | Windows - High Efficiency Glazing | A | Purchases (Incremental) | Achievable Technical Potential | 0 | 0 | 15.8444 | 8.5258 | 28.8418 | 46.9151 | 71.2106 | 101.9888 | 138.7328 | 179.8478 | 222.4407 | 262.3104 | 294.2953 | 313.0748 | 314.3818 | 296.3579 | 260.5648 | 212.1048 | 158.538 | 116.155 | 63.3777 | 50.7022 | 0 | 0 | 0 | 0 | 0
F11_Commercial_Interruptible - Health_Existing_Space Heating_Natural Gas_Windows - High Efficiency Glazing_A_Achievable Technical Potential | F11 | Commercial | Interruptible - Health | Existing | Space Heating | Natural Gas | Windows - High Efficiency Glazing | A | Purchases (Cumulative) | Achievable Technical Potential | 0 | 0 | 15.8444 | 24.3702 | 53.212 | 100.1271 | 171.3377 | 273.3265 | 412.0593 | 591.9071 | 814.3478 | 1076.6582 | 1370.9535 | 1684.0282 | 1998.41 | 2294.7679 | 2555.3327 | 2767.4376 | 2925.9756 | 3042.1306 | 3105.5083 | 3156.2105 | 3156.2105 | 3156.2105 | 3156.2105 | 3156.2105 | 3156.2105
F1_Commercial_Interruptible - Health_Existing_Space Heating_Natural Gas_Windows - Secondary Glazing Systems_A_Achievable Technical Potential | F1 | Commercial | Interruptible - Health | Existing | Space Heating | Natural Gas | Windows - Secondary Glazing Systems | A | Integrated Unit Energy Savings (kWh or therms) | Achievable Technical Potential | 0 | 0 | 11.0151 | 10.9611 | 10.8929 | 10.8201 | 10.7446 | 10.6667 | 10.5869 | 10.5056 | 10.4231 | 10.3398 | 10.2562 | 10.1726 | 10.0895 | 10.0074 | 9.9265 | 9.8516 | 9.7831 | 9.7159 | 9.6499 | 9.5851 | 9.527 | 9.4703 | 9.4149 | 9.3608 | 9.3077
F2_Commercial_Interruptible - Health_Existing_Space Heating_Natural Gas_Windows - Secondary Glazing Systems_A_Achievable Technical Potential | F2 | Commercial | Interruptible - Health | Existing | Space Heating | Natural Gas | Windows - Secondary Glazing Systems | A | Integrated Unit Summer Peak Savings (kW) | Achievable Technical Potential | 0 | 0 | 0 | 0 | 0 | 0 | 0 | 0 | 0 | 0 | 0 | 0 | 0 | 0 | 0 | 0 | 0 | 0 | 0 | 0 | 0 | 0 | 0 | 0 | 0 | 0 | 0
F3_Commercial_Interruptible - Health_Existing_Space Heating_Natural Gas_Windows - Secondary Glazing Systems_A_Achievable Technical Potential | F3 | Commercial | Interruptible - Health | Existing | Space Heating | Natural Gas | Windows - Secondary Glazing Systems | A | Integrated Unit Winter Peak Savings (kW) | Achievable Technical Potential | 0 | 0 | 0 | 0 | 0 | 0 | 0 | 0 | 0 | 0 | 0 | 0 | 0 | 0 | 0 | 0 | 0 | 0 | 0 | 0 | 0 | 0 | 0 | 0 | 0 | 0 | 0
F4_Commercial_Interruptible - Health_Existing_Space Heating_Natural Gas_Windows - Secondary Glazing Systems_A_Achievable Technical Potential | F4 | Commercial | Interruptible - Health | Existing | Space Heating | Natural Gas | Windows - Secondary Glazing Systems | A | Incremental Energy Savings (MWh or mTherms) | Achievable Technical Potential | 0 | 0 | 0.17453 | 0.093452 | 0.31417 | 0.50763 | 0.76513 | 1.0879 | 1.4688 | 1.8894 | 2.3185 | 2.7122 | 3.0184 | 3.1848 | 3.172 | 2.9658 | 2.5865 | 2.0896 | 1.551 | 1.1285 | 0.61159 | 0.48599 | 0 | 0 | 0 | 0 | 0
F5_Commercial_Interruptible - Health_Existing_Space Heating_Natural Gas_Windows - Secondary Glazing Systems_A_Achievable Technical Potential | F5 | Commercial | Interruptible - Health | Existing | Space Heating | Natural Gas | Windows - Secondary Glazing Systems | A | Incremental Summer Peak Savings (MW) | Achievable Technical Potential | 0 | 0 | 0 | 0 | 0 | 0 | 0 | 0 | 0 | 0 | 0 | 0 | 0 | 0 | 0 | 0 | 0 | 0 | 0 | 0 | 0 | 0 | 0 | 0 | 0 | 0 | 0
F6_Commercial_Interruptible - Health_Existing_Space Heating_Natural Gas_Windows - Secondary Glazing Systems_A_Achievable Technical Potential | F6 | Commercial | Interruptible - Health | Existing | Space Heating | Natural Gas | Windows - Secondary Glazing Systems | A | Incremental Winter Peak Savings (MW) | Achievable Technical Potential | 0 | 0 | 0 | 0 | 0 | 0 | 0 | 0 | 0 | 0 | 0 | 0 | 0 | 0 | 0 | 0 | 0 | 0 | 0 | 0 | 0 | 0 | 0 | 0 | 0 | 0 | 0
F7_Commercial_Interruptible - Health_Existing_Space Heating_Natural Gas_Windows - Secondary Glazing Systems_A_Achievable Technical Potential | F7 | Commercial | Interruptible - Health | Existing | Space Heating | Natural Gas | Windows - Secondary Glazing Systems | A | Cumulative Energy Savings (MWh or mTherms) | Achievable Technical Potential | 0 | 0 | 0.17453 | 0.26712 | 0.57963 | 1.0834 | 1.841 | 2.9155 | 4.3624 | 6.2183 | 8.488 | 11.1325 | 14.0608 | 17.131 | 20.163 | 22.9646 | 25.3654 | 27.2636 | 28.625 | 29.5569 | 29.9678 | 30.2526 | 30.0691 | 29.8902 | 29.7156 | 29.5446 | 29.3769
F8_Commercial_Interruptible - Health_Existing_Space Heating_Natural Gas_Windows - Secondary Glazing Systems_A_Achievable Technical Potential | F8 | Commercial | Interruptible - Health | Existing | Space Heating | Natural Gas | Windows - Secondary Glazing Systems | A | Cumulative Summer Peak Savings (MW) | Achievable Technical Potential | 0 | 0 | 0 | 0 | 0 | 0 | 0 | 0 | 0 | 0 | 0 | 0 | 0 | 0 | 0 | 0 | 0 | 0 | 0 | 0 | 0 | 0 | 0 | 0 | 0 | 0 | 0
F9_Commercial_Interruptible - Health_Existing_Space Heating_Natural Gas_Windows - Secondary Glazing Systems_A_Achievable Technical Potential | F9 | Commercial | Interruptible - Health | Existing | Space Heating | Natural Gas | Windows - Secondary Glazing Systems | A | Cumulative Winter Peak Savings (MW) | Achievable Technical Potential | 0 | 0 | 0 | 0 | 0 | 0 | 0 | 0 | 0 | 0 | 0 | 0 | 0 | 0 | 0 | 0 | 0 | 0 | 0 | 0 | 0 | 0 | 0 | 0 | 0 | 0 | 0
F10_Commercial_Interruptible - Health_Existing_Space Heating_Natural Gas_Windows - Secondary Glazing Systems_A_Achievable Technical Potential | F10 | Commercial | Interruptible - Health | Existing | Space Heating | Natural Gas | Windows - Secondary Glazing Systems | A | Purchases (Incremental) | Achievable Technical Potential | 0 | 0 | 15.8444 | 8.5258 | 28.8418 | 46.9151 | 71.2106 | 101.9888 | 138.7328 | 179.8478 | 222.4407 | 262.3104 | 294.2953 | 313.0748 | 314.3818 | 296.3579 | 260.5648 | 212.1048 | 158.538 | 116.155 | 63.3777 | 50.7022 | 0 | 0 | 0 | 0 | 0
F11_Commercial_Interruptible - Health_Existing_Space Heating_Natural Gas_Windows - Secondary Glazing Systems_A_Achievable Technical Potential | F11 | Commercial | Interruptible - Health | Existing | Space Heating | Natural Gas | Windows - Secondary Glazing Systems | A | Purchases (Cumulative) | Achievable Technical Potential | 0 | 0 | 15.8444 | 24.3702 | 53.212 | 100.1271 | 171.3377 | 273.3265 | 412.0593 | 591.9071 | 814.3478 | 1076.6582 | 1370.9535 | 1684.0282 | 1998.41 | 2294.7679 | 2555.3327 | 2767.4376 | 2925.9756 | 3042.1306 | 3105.5083 | 3156.2105 | 3156.2105 | 3156.2105 | 3156.2105 | 3156.2105 | 3156.2105
F1_Commercial_Interruptible - Health_Existing_Space Heating_Natural Gas_HVAC - Energy Recovery Ventilator_A_Achievable Technical Potential | F1 | Commercial | Interruptible - Health | Existing | Space Heating | Natural Gas | HVAC - Energy Recovery Ventilator | A | Integrated Unit Energy Savings (kWh or therms) | Achievable Technical Potential | 0 | 0 | 0.15303 | 0.15191 | 0.15041 | 0.1487 | 0.14674 | 0.1445 | 0.14194 | 0.13905 | 0.13584 | 0.13236 | 0.12869 | 0.12496 | 0.12131 | 0.1179 | 0.11483 | 0.11235 | 0.11046 | 0.1089 | 0.10776 | 0.1067 | 0.10606 | 0.10543 | 0.10481 | 0.10421 | 0.10361
F2_Commercial_Interruptible - Health_Existing_Space Heating_Natural Gas_HVAC - Energy Recovery Ventilator_A_Achievable Technical Potential | F2 | Commercial | Interruptible - Health | Existing | Space Heating | Natural Gas | HVAC - Energy Recovery Ventilator | A | Integrated Unit Summer Peak Savings (kW) | Achievable Technical Potential | 0 | 0 | 0 | 0 | 0 | 0 | 0 | 0 | 0 | 0 | 0 | 0 | 0 | 0 | 0 | 0 | 0 | 0 | 0 | 0 | 0 | 0 | 0 | 0 | 0 | 0 | 0
F3_Commercial_Interruptible - Health_Existing_Space Heating_Natural Gas_HVAC - Energy Recovery Ventilator_A_Achievable Technical Potential | F3 | Commercial | Interruptible - Health | Existing | Space Heating | Natural Gas | HVAC - Energy Recovery Ventilator | A | Integrated Unit Winter Peak Savings (kW) | Achievable Technical Potential | 0 | 0 | 0 | 0 | 0 | 0 | 0 | 0 | 0 | 0 | 0 | 0 | 0 | 0 | 0 | 0 | 0 | 0 | 0 | 0 | 0 | 0 | 0 | 0 | 0 | 0 | 0
F4_Commercial_Interruptible - Health_Existing_Space Heating_Natural Gas_HVAC - Energy Recovery Ventilator_A_Achievable Technical Potential | F4 | Commercial | Interruptible - Health | Existing | Space Heating | Natural Gas | HVAC - Energy Recovery Ventilator | A | Incremental Energy Savings (MWh or mTherms) | Achievable Technical Potential | 0 | 0 | 0.40554 | 0.82634 | 0.81819 | 0.80886 | 0.79822 | 0.78603 | 0.77212 | 0.75641 | 0.73894 | 0.71998 | 0.70001 | 0.67971 | 0.65988 | 0.64131 | 0.62465 | 0.61115 | 0.60088 | 0.5924 | 0.58616 | 0.58043 | 0 | 0 | 0 | 0 | 0
F5_Commercial_Interruptible - Health_Existing_Space Heating_Natural Gas_HVAC - Energy Recovery Ventilator_A_Achievable Technical Potential | F5 | Commercial | Interruptible - Health | Existing | Space Heating | Natural Gas | HVAC - Energy Recovery Ventilator | A | Incremental Summer Peak Savings (MW) | Achievable Technical Potential | 0 | 0 | 0 | 0 | 0 | 0 | 0 | 0 | 0 | 0 | 0 | 0 | 0 | 0 | 0 | 0 | 0 | 0 | 0 | 0 | 0 | 0 | 0 | 0 | 0 | 0 | 0
F6_Commercial_Interruptible - Health_Existing_Space Heating_Natural Gas_HVAC - Energy Recovery Ventilator_A_Achievable Technical Potential | F6 | Commercial | Interruptible - Health | Existing | Space Heating | Natural Gas | HVAC - Energy Recovery Ventilator | A | Incremental Winter Peak Savings (MW) | Achievable Technical Potential | 0 | 0 | 0 | 0 | 0 | 0 | 0 | 0 | 0 | 0 | 0 | 0 | 0 | 0 | 0 | 0 | 0 | 0 | 0 | 0 | 0 | 0 | 0 | 0 | 0 | 0 | 0
F7_Commercial_Interruptible - Health_Existing_Space Heating_Natural Gas_HVAC - Energy Recovery Ventilator_A_Achievable Technical Potential | F7 | Commercial | Interruptible - Health | Existing | Space Heating | Natural Gas | HVAC - Energy Recovery Ventilator | A | Cumulative Energy Savings (MWh or mTherms) | Achievable Technical Potential | 0 | 0 | 0.40554 | 1.2289 | 2.035 | 2.8206 | 3.5817 | 4.3131 | 5.0089 | 5.6633 | 6.2715 | 6.8305 | 7.3412 | 7.808 | 8.2401 | 8.6495 | 9.0495 | 9.4649 | 9.9067 | 10.3593 | 10.8364 | 11.311 | 11.2423 | 11.1754 | 11.1101 | 11.0461 | 10.9834
F8_Commercial_Interruptible - Health_Existing_Space Heating_Natural Gas_HVAC - Energy Recovery Ventilator_A_Achievable Technical Potential | F8 | Commercial | Interruptible - Health | Existing | Space Heating | Natural Gas | HVAC - Energy Recovery Ventilator | A | Cumulative Summer Peak Savings (MW) | Achievable Technical Potential | 0 | 0 | 0 | 0 | 0 | 0 | 0 | 0 | 0 | 0 | 0 | 0 | 0 | 0 | 0 | 0 | 0 | 0 | 0 | 0 | 0 | 0 | 0 | 0 | 0 | 0 | 0
F9_Commercial_Interruptible - Health_Existing_Space Heating_Natural Gas_HVAC - Energy Recovery Ventilator_A_Achievable Technical Potential | F9 | Commercial | Interruptible - Health | Existing | Space Heating | Natural Gas | HVAC - Energy Recovery Ventilator | A | Cumulative Winter Peak Savings (MW) | Achievable Technical Potential | 0 | 0 | 0 | 0 | 0 | 0 | 0 | 0 | 0 | 0 | 0 | 0 | 0 | 0 | 0 | 0 | 0 | 0 | 0 | 0 | 0 | 0 | 0 | 0 | 0 | 0 | 0
F10_Commercial_Interruptible - Health_Existing_Space Heating_Natural Gas_HVAC - Energy Recovery Ventilator_A_Achievable Technical Potential | F10 | Commercial | Interruptible - Health | Existing | Space Heating | Natural Gas | HVAC - Energy Recovery Ventilator | A | Purchases (Incremental) | Achievable Technical Potential | 0 | 0 | 2650.0699 | 5439.6172 | 5439.6172 | 5439.6172 | 5439.6172 | 5439.6172 | 5439.6172 | 5439.6172 | 5439.6172 | 5439.6172 | 5439.6172 | 5439.6172 | 5439.6172 | 5439.6172 | 5439.6172 | 5439.6172 | 5439.6172 | 5439.6172 | 5439.6172 | 5439.6172 | 0 | 0 | 0 | 0 | 0
F11_Commercial_Interruptible - Health_Existing_Space Heating_Natural Gas_HVAC - Energy Recovery Ventilator_A_Achievable Technical Potential | F11 | Commercial | Interruptible - Health | Existing | Space Heating | Natural Gas | HVAC - Energy Recovery Ventilator | A | Purchases (Cumulative) | Achievable Technical Potential | 0 | 0 | 2650.0699 | 8089.6871 | 13529.3043 | 18968.9215 | 24408.5387 | 29848.1558 | 35287.773 | 40727.3902 | 46167.0074 | 51606.6246 | 57046.2418 | 62485.859 | 67925.4762 | 73365.0933 | 78804.7105 | 84244.3277 | 89683.9449 | 95123.5621 | 100563.1793 | 106002.7965 | 106002.7965 | 106002.7965 | 106002.7965 | 106002.7965 | 106002.7965
F1_Commercial_Interruptible - Health_Existing_Space Heating_Natural Gas_Building Shell - Air Sealing (Infiltration Control)_A_Achievable Technical Potential | F1 | Commercial | Interruptible - Health | Existing | Space Heating | Natural Gas | Building Shell - Air Sealing (Infiltration Control) | A | Integrated Unit Energy Savings (kWh or therms) | Achievable Technical Potential | 0 | 0 | 24.9613 | 24.8781 | 24.7626 | 24.6367 | 24.5045 | 24.367 | 24.2254 | 24.0804 | 23.933 | 23.7839 | 23.6339 | 23.4836 | 23.3338 | 23.1848 | 23.0372 | 22.8913 | 22.7476 | 22.6064 | 22.4679 | 22.3319 | 22.1965 | 22.0645 | 21.9357 | 21.8096 | 21.6859
F2_Commercial_Interruptible - Health_Existing_Space Heating_Natural Gas_Building Shell - Air Sealing (Infiltration Control)_A_Achievable Technical Potential | F2 | Commercial | Interruptible - Health | Existing | Space Heating | Natural Gas | Building Shell - Air Sealing (Infiltration Control) | A | Integrated Unit Summer Peak Savings (kW) | Achievable Technical Potential | 0 | 0 | 0 | 0 | 0 | 0 | 0 | 0 | 0 | 0 | 0 | 0 | 0 | 0 | 0 | 0 | 0 | 0 | 0 | 0 | 0 | 0 | 0 | 0 | 0 | 0 | 0
F3_Commercial_Interruptible - Health_Existing_Space Heating_Natural Gas_Building Shell - Air Sealing (Infiltration Control)_A_Achievable Technical Potential | F3 | Commercial | Interruptible - Health | Existing | Space Heating | Natural Gas | Building Shell - Air Sealing (Infiltration Control) | A | Integrated Unit Winter Peak Savings (kW) | Achievable Technical Potential | 0 | 0 | 0 | 0 | 0 | 0 | 0 | 0 | 0 | 0 | 0 | 0 | 0 | 0 | 0 | 0 | 0 | 0 | 0 | 0 | 0 | 0 | 0 | 0 | 0 | 0 | 0
F4_Commercial_Interruptible - Health_Existing_Space Heating_Natural Gas_Building Shell - Air Sealing (Infiltration Control)_A_Achievable Technical Potential | F4 | Commercial | Interruptible - Health | Existing | Space Heating | Natural Gas | Building Shell - Air Sealing (Infiltration Control) | A | Incremental Energy Savings (MWh or mTherms) | Achievable Technical Potential | 0 | 0 | 0.0073769 | 0.0039562 | 0.013321 | 0.021559 | 0.032548 | 0.046354 | 0.062688 | 0.080779 | 0.099299 | 0.11637 | 0.12275 | 0.1334 | 0.12427 | 0.10787 | 0.081365 | 0.047017 | 0.0084032 | 0 | 0 | 0 | 0 | 0 | 0 | 0 | 0
F5_Commercial_Interruptible - Health_Existing_Space Heating_Natural Gas_Building Shell - Air Sealing (Infiltration Control)_A_Achievable Technical Potential | F5 | Commercial | Interruptible - Health | Existing | Space Heating | Natural Gas | Building Shell - Air Sealing (Infiltration Control) | A | Incremental Summer Peak Savings (MW) | Achievable Technical Potential | 0 | 0 | 0 | 0 | 0 | 0 | 0 | 0 | 0 | 0 | 0 | 0 | 0 | 0 | 0 | 0 | 0 | 0 | 0 | 0 | 0 | 0 | 0 | 0 | 0 | 0 | 0
F6_Commercial_Interruptible - Health_Existing_Space Heating_Natural Gas_Building Shell - Air Sealing (Infiltration Control)_A_Achievable Technical Potential | F6 | Commercial | Interruptible - Health | Existing | Space Heating | Natural Gas | Building Shell - Air Sealing (Infiltration Control) | A | Incremental Winter Peak Savings (MW) | Achievable Technical Potential | 0 | 0 | 0 | 0 | 0 | 0 | 0 | 0 | 0 | 0 | 0 | 0 | 0 | 0 | 0 | 0 | 0 | 0 | 0 | 0 | 0 | 0 | 0 | 0 | 0 | 0 | 0
F7_Commercial_Interruptible - Health_Existing_Space Heating_Natural Gas_Building Shell - Air Sealing (Infiltration Control)_A_Achievable Technical Potential | F7 | Commercial | Interruptible - Health | Existing | Space Heating | Natural Gas | Building Shell - Air Sealing (Infiltration Control) | A | Cumulative Energy Savings (MWh or mTherms) | Achievable Technical Potential | 0 | 0 | 0.0073769 | 0.011309 | 0.024578 | 0.046011 | 0.078312 | 0.12423 | 0.18619 | 0.26586 | 0.36353 | 0.47763 | 0.59737 | 0.72697 | 0.8466 | 0.94907 | 1.0244 | 1.0649 | 1.0666 | 1.06 | 1.0535 | 1.0471 | 1.0408 | 1.0346 | 1.0286 | 1.0227 | 1.0169
F8_Commercial_Interruptible - Health_Existing_Space Heating_Natural Gas_Building Shell - Air Sealing (Infiltration Control)_A_Achievable Technical Potential | F8 | Commercial | Interruptible - Health | Existing | Space Heating | Natural Gas | Building Shell - Air Sealing (Infiltration Control) | A | Cumulative Summer Peak Savings (MW) | Achievable Technical Potential | 0 | 0 | 0 | 0 | 0 | 0 | 0 | 0 | 0 | 0 | 0 | 0 | 0 | 0 | 0 | 0 | 0 | 0 | 0 | 0 | 0 | 0 | 0 | 0 | 0 | 0 | 0
F9_Commercial_Interruptible - Health_Existing_Space Heating_Natural Gas_Building Shell - Air Sealing (Infiltration Control)_A_Achievable Technical Potential | F9 | Commercial | Interruptible - Health | Existing | Space Heating | Natural Gas | Building Shell - Air Sealing (Infiltration Control) | A | Cumulative Winter Peak Savings (MW) | Achievable Technical Potential | 0 | 0 | 0 | 0 | 0 | 0 | 0 | 0 | 0 | 0 | 0 | 0 | 0 | 0 | 0 | 0 | 0 | 0 | 0 | 0 | 0 | 0 | 0 | 0 | 0 | 0 | 0
F10_Commercial_Interruptible - Health_Existing_Space Heating_Natural Gas_Building Shell - Air Sealing (Infiltration Control)_A_Achievable Technical Potential | F10 | Commercial | Interruptible - Health | Existing | Space Heating | Natural Gas | Building Shell - Air Sealing (Infiltration Control) | A | Purchases (Incremental) | Achievable Technical Potential | 0 | 0 | 0.29553 | 0.15902 | 0.53797 | 0.87507 | 1.3282 | 1.9023 | 2.5877 | 3.3546 | 4.149 | 4.8927 | 5.1937 | 5.6805 | 5.326 | 4.6527 | 3.5319 | 2.0539 | 0.36941 | 0 | 0 | 0 | 0 | 0 | 0 | 0 | 0
F11_Commercial_Interruptible - Health_Existing_Space Heating_Natural Gas_Building Shell - Air Sealing (Infiltration Control)_A_Achievable Technical Potential | F11 | Commercial | Interruptible - Health | Existing | Space Heating | Natural Gas | Building Shell - Air Sealing (Infiltration Control) | A | Purchases (Cumulative) | Achievable Technical Potential | 0 | 0 | 0.29553 | 0.45456 | 0.99252 | 1.8676 | 3.1958 | 5.0982 | 7.6858 | 11.0404 | 15.1894 | 20.0821 | 25.2759 | 30.9564 | 36.2824 | 40.9351 | 44.4669 | 46.5209 | 46.8903 | 46.8903 | 46.8903 | 46.8903 | 46.8903 | 46.8903 | 46.8903 | 46.8903 | 46.8903
F1_Commercial_Interruptible - Health_Existing_Space Heating_Natural Gas_Ventilation - Demand Controlled_A_Achievable Technical Potential | F1 | Commercial | Interruptible - Health | Existing | Space Heating | Natural Gas | Ventilation - Demand Controlled | A | Integrated Unit Energy Savings (kWh or therms) | Achievable Technical Potential | 0 | 0 | 0.037624 | 0.037277 | 0.036839 | 0.036348 | 0.035801 | 0.035186 | 0.034497 | 0.033729 | 0.032886 | 0.03198 | 0.031033 | 0.030084 | 0.029167 | 0.028309 | 0.027537 | 0.026905 | 0.026418 | 0.02601 | 0.025702 | 0.025416 | 0.025262 | 0.025112 | 0.024965 | 0.024821 | 0.02468
F2_Commercial_Interruptible - Health_Existing_Space Heating_Natural Gas_Ventilation - Demand Controlled_A_Achievable Technical Potential | F2 | Commercial | Interruptible - Health | Existing | Space Heating | Natural Gas | Ventilation - Demand Controlled | A | Integrated Unit Summer Peak Savings (kW) | Achievable Technical Potential | 0 | 0 | 0 | 0 | 0 | 0 | 0 | 0 | 0 | 0 | 0 | 0 | 0 | 0 | 0 | 0 | 0 | 0 | 0 | 0 | 0 | 0 | 0 | 0 | 0 | 0 | 0
F3_Commercial_Interruptible - Health_Existing_Space Heating_Natural Gas_Ventilation - Demand Controlled_A_Achievable Technical Potential | F3 | Commercial | Interruptible - Health | Existing | Space Heating | Natural Gas | Ventilation - Demand Controlled | A | Integrated Unit Winter Peak Savings (kW) | Achievable Technical Potential | 0 | 0 | 0 | 0 | 0 | 0 | 0 | 0 | 0 | 0 | 0 | 0 | 0 | 0 | 0 | 0 | 0 | 0 | 0 | 0 | 0 | 0 | 0 | 0 | 0 | 0 | 0
F4_Commercial_Interruptible - Health_Existing_Space Heating_Natural Gas_Ventilation - Demand Controlled_A_Achievable Technical Potential | F4 | Commercial | Interruptible - Health | Existing | Space Heating | Natural Gas | Ventilation - Demand Controlled | A | Incremental Energy Savings (MWh or mTherms) | Achievable Technical Potential | 0 | 0 | 0.34299 | 0.41725 | 0.50459 | 0.57795 | 0.6493 | 0.74607 | 0.80242 | 0.80149 | 0.73644 | 0.61559 | 0.17935 | 0 | 0 | 0 | 0 | 0 | 0 | 0 | 0 | 0 | 0 | 0 | 0 | 0 | 0
F5_Commercial_Interruptible - Health_Existing_Space Heating_Natural Gas_Ventilation - Demand Controlled_A_Achievable Technical Potential | F5 | Commercial | Interruptible - Health | Existing | Space Heating | Natural Gas | Ventilation - Demand Controlled | A | Incremental Summer Peak Savings (MW) | Achievable Technical Potential | 0 | 0 | 0 | 0 | 0 | 0 | 0 | 0 | 0 | 0 | 0 | 0 | 0 | 0 | 0 | 0 | 0 | 0 | 0 | 0 | 0 | 0 | 0 | 0 | 0 | 0 | 0
F6_Commercial_Interruptible - Health_Existing_Space Heating_Natural Gas_Ventilation - Demand Controlled_A_Achievable Technical Potential | F6 | Commercial | Interruptible - Health | Existing | Space Heating | Natural Gas | Ventilation - Demand Controlled | A | Incremental Winter Peak Savings (MW) | Achievable Technical Potential | 0 | 0 | 0 | 0 | 0 | 0 | 0 | 0 | 0 | 0 | 0 | 0 | 0 | 0 | 0 | 0 | 0 | 0 | 0 | 0 | 0 | 0 | 0 | 0 | 0 | 0 | 0
F7_Commercial_Interruptible - Health_Existing_Space Heating_Natural Gas_Ventilation - Demand Controlled_A_Achievable Technical Potential | F7 | Commercial | Interruptible - Health | Existing | Space Heating | Natural Gas | Ventilation - Demand Controlled | A | Cumulative Energy Savings (MWh or mTherms) | Achievable Technical Potential | 0 | 0 | 0.34299 | 0.75708 | 1.2528 | 1.814 | 2.436 | 3.1403 | 3.8812 | 4.5963 | 5.2179 | 5.6897 | 5.7006 | 5.5262 | 5.3578 | 5.2001 | 5.0583 | 4.9423 | 4.8527 | 4.7778 | 4.7212 | 4.6688 | 4.6405 | 4.6128 | 4.5859 | 4.5595 | 4.5336
F8_Commercial_Interruptible - Health_Existing_Space Heating_Natural Gas_Ventilation - Demand Controlled_A_Achievable Technical Potential | F8 | Commercial | Interruptible - Health | Existing | Space Heating | Natural Gas | Ventilation - Demand Controlled | A | Cumulative Summer Peak Savings (MW) | Achievable Technical Potential | 0 | 0 | 0 | 0 | 0 | 0 | 0 | 0 | 0 | 0 | 0 | 0 | 0 | 0 | 0 | 0 | 0 | 0 | 0 | 0 | 0 | 0 | 0 | 0 | 0 | 0 | 0
F9_Commercial_Interruptible - Health_Existing_Space Heating_Natural Gas_Ventilation - Demand Controlled_A_Achievable Technical Potential | F9 | Commercial | Interruptible - Health | Existing | Space Heating | Natural Gas | Ventilation - Demand Controlled | A | Cumulative Winter Peak Savings (MW) | Achievable Technical Potential | 0 | 0 | 0 | 0 | 0 | 0 | 0 | 0 | 0 | 0 | 0 | 0 | 0 | 0 | 0 | 0 | 0 | 0 | 0 | 0 | 0 | 0 | 0 | 0 | 0 | 0 | 0
F10_Commercial_Interruptible - Health_Existing_Space Heating_Natural Gas_Ventilation - Demand Controlled_A_Achievable Technical Potential | F10 | Commercial | Interruptible - Health | Existing | Space Heating | Natural Gas | Ventilation - Demand Controlled | A | Purchases (Incremental) | Achievable Technical Potential | 0 | 0 | 9116.2405 | 11193.2895 | 13697.3107 | 15900.4195 | 18136.4419 | 21203.6807 | 23260.767 | 23762.5165 | 22393.3201 | 19248.9554 | 5779.4139 | 0 | 0 | 0 | 0 | 0 | 0 | 0 | 0 | 0 | 0 | 0 | 0 | 0 | 0
F11_Commercial_Interruptible - Health_Existing_Space Heating_Natural Gas_Ventilation - Demand Controlled_A_Achievable Technical Potential | F11 | Commercial | Interruptible - Health | Existing | Space Heating | Natural Gas | Ventilation - Demand Controlled | A | Purchases (Cumulative) | Achievable Technical Potential | 0 | 0 | 9116.2405 | 20309.5299 | 34006.8406 | 49907.2601 | 68043.702 | 89247.3827 | 112508.1496 | 136270.6661 | 158663.9862 | 177912.9416 | 183692.3555 | 183692.3555 | 183692.3555 | 183692.3555 | 183692.3555 | 183692.3555 | 183692.3555 | 183692.3555 | 183692.3555 | 183692.3555 | 183692.3555 | 183692.3555 | 183692.3555 | 183692.3555 | 183692.3555
F1_Commercial_Interruptible - Health_Existing_Space Heating_Natural Gas_HVAC - Dedicated Outdoor Air System (DOAS)_A_Achievable Technical Potential | F1 | Commercial | Interruptible - Health | Existing | Space Heating | Natural Gas | HVAC - Dedicated Outdoor Air System (DOAS) | A | Integrated Unit Energy Savings (kWh or therms) | Achievable Technical Potential | 0 | 0 | -0.032679 | -0.032565 | -0.032409 | -0.03224 | -0.032062 | -0.031877 | -0.031687 | -0.031493 | -0.031296 | -0.031096 | -0.030895 | -0.030694 | -0.030494 | -0.030295 | -0.030097 | -0.029902 | -0.02971 | -0.029521 | -0.029336 | -0.029154 | -0.028977 | -0.028805 | -0.028637 | -0.028472 | -0.028311
F2_Commercial_Interruptible - Health_Existing_Space Heating_Natural Gas_HVAC - Dedicated Outdoor Air System (DOAS)_A_Achievable Technical Potential | F2 | Commercial | Interruptible - Health | Existing | Space Heating | Natural Gas | HVAC - Dedicated Outdoor Air System (DOAS) | A | Integrated Unit Summer Peak Savings (kW) | Achievable Technical Potential | 0 | 0 | 0 | 0 | 0 | 0 | 0 | 0 | 0 | 0 | 0 | 0 | 0 | 0 | 0 | 0 | 0 | 0 | 0 | 0 | 0 | 0 | 0 | 0 | 0 | 0 | 0
F3_Commercial_Interruptible - Health_Existing_Space Heating_Natural Gas_HVAC - Dedicated Outdoor Air System (DOAS)_A_Achievable Technical Potential | F3 | Commercial | Interruptible - Health | Existing | Space Heating | Natural Gas | HVAC - Dedicated Outdoor Air System (DOAS) | A | Integrated Unit Winter Peak Savings (kW) | Achievable Technical Potential | 0 | 0 | 0 | 0 | 0 | 0 | 0 | 0 | 0 | 0 | 0 | 0 | 0 | 0 | 0 | 0 | 0 | 0 | 0 | 0 | 0 | 0 | 0 | 0 | 0 | 0 | 0
F4_Commercial_Interruptible - Health_Existing_Space Heating_Natural Gas_HVAC - Dedicated Outdoor Air System (DOAS)_A_Achievable Technical Potential | F4 | Commercial | Interruptible - Health | Existing | Space Heating | Natural Gas | HVAC - Dedicated Outdoor Air System (DOAS) | A | Incremental Energy Savings (MWh or mTherms) | Achievable Technical Potential | 0 | 0 | -0.046387 | -0.094883 | -0.094429 | -0.093934 | -0.093416 | -0.092878 | -0.092325 | -0.091759 | -0.091183 | -0.090602 | -0.090017 | -0.089431 | -0.088847 | -0.088267 | -0.087692 | -0.087124 | -0.086564 | -0.086013 | -0.085474 | -0.084944 | 0 | 0 | 0 | 0 | 0
F5_Commercial_Interruptible - Health_Existing_Space Heating_Natural Gas_HVAC - Dedicated Outdoor Air System (DOAS)_A_Achievable Technical Potential | F5 | Commercial | Interruptible - Health | Existing | Space Heating | Natural Gas | HVAC - Dedicated Outdoor Air System (DOAS) | A | Incremental Summer Peak Savings (MW) | Achievable Technical Potential | 0 | 0 | 0 | 0 | 0 | 0 | 0 | 0 | 0 | 0 | 0 | 0 | 0 | 0 | 0 | 0 | 0 | 0 | 0 | 0 | 0 | 0 | 0 | 0 | 0 | 0 | 0
F6_Commercial_Interruptible - Health_Existing_Space Heating_Natural Gas_HVAC - Dedicated Outdoor Air System (DOAS)_A_Achievable Technical Potential | F6 | Commercial | Interruptible - Health | Existing | Space Heating | Natural Gas | HVAC - Dedicated Outdoor Air System (DOAS) | A | Incremental Winter Peak Savings (MW) | Achievable Technical Potential | 0 | 0 | 0 | 0 | 0 | 0 | 0 | 0 | 0 | 0 | 0 | 0 | 0 | 0 | 0 | 0 | 0 | 0 | 0 | 0 | 0 | 0 | 0 | 0 | 0 | 0 | 0
F7_Commercial_Interruptible - Health_Existing_Space Heating_Natural Gas_HVAC - Dedicated Outdoor Air System (DOAS)_A_Achievable Technical Potential | F7 | Commercial | Interruptible - Health | Existing | Space Heating | Natural Gas | HVAC - Dedicated Outdoor Air System (DOAS) | A | Cumulative Energy Savings (MWh or mTherms) | Achievable Technical Potential | 0 | 0 | -0.046387 | -0.14111 | -0.23486 | -0.32757 | -0.41918 | -0.50964 | -0.59893 | -0.68701 | -0.77389 | -0.85956 | -0.94402 | -1.0273 | -1.1095 | -1.1905 | -1.2704 | -1.3493 | -1.4272 | -1.5041 | -1.5802 | -1.6553 | -1.6453 | -1.6355 | -1.6259 | -1.6166 | -1.6074
F8_Commercial_Interruptible - Health_Existing_Space Heating_Natural Gas_HVAC - Dedicated Outdoor Air System (DOAS)_A_Achievable Technical Potential | F8 | Commercial | Interruptible - Health | Existing | Space Heating | Natural Gas | HVAC - Dedicated Outdoor Air System (DOAS) | A | Cumulative Summer Peak Savings (MW) | Achievable Technical Potential | 0 | 0 | 0 | 0 | 0 | 0 | 0 | 0 | 0 | 0 | 0 | 0 | 0 | 0 | 0 | 0 | 0 | 0 | 0 | 0 | 0 | 0 | 0 | 0 | 0 | 0 | 0
F9_Commercial_Interruptible - Health_Existing_Space Heating_Natural Gas_HVAC - Dedicated Outdoor Air System (DOAS)_A_Achievable Technical Potential | F9 | Commercial | Interruptible - Health | Existing | Space Heating | Natural Gas | HVAC - Dedicated Outdoor Air System (DOAS) | A | Cumulative Winter Peak Savings (MW) | Achievable Technical Potential | 0 | 0 | 0 | 0 | 0 | 0 | 0 | 0 | 0 | 0 | 0 | 0 | 0 | 0 | 0 | 0 | 0 | 0 | 0 | 0 | 0 | 0 | 0 | 0 | 0 | 0 | 0
F10_Commercial_Interruptible - Health_Existing_Space Heating_Natural Gas_HVAC - Dedicated Outdoor Air System (DOAS)_A_Achievable Technical Potential | F10 | Commercial | Interruptible - Health | Existing | Space Heating | Natural Gas | HVAC - Dedicated Outdoor Air System (DOAS) | A | Purchases (Incremental) | Achievable Technical Potential | 0 | 0 | 1419.4542 | 2913.6166 | 2913.6166 | 2913.6166 | 2913.6166 | 2913.6166 | 2913.6166 | 2913.6166 | 2913.6166 | 2913.6166 | 2913.6166 | 2913.6166 | 2913.6166 | 2913.6166 | 2913.6166 | 2913.6166 | 2913.6166 | 2913.6166 | 2913.6166 | 2913.6166 | 0 | 0 | 0 | 0 | 0
F11_Commercial_Interruptible - Health_Existing_Space Heating_Natural Gas_HVAC - Dedicated Outdoor Air System (DOAS)_A_Achievable Technical Potential | F11 | Commercial | Interruptible - Health | Existing | Space Heating | Natural Gas | HVAC - Dedicated Outdoor Air System (DOAS) | A | Purchases (Cumulative) | Achievable Technical Potential | 0 | 0 | 1419.4542 | 4333.0708 | 7246.6874 | 10160.304 | 13073.9206 | 15987.5372 | 18901.1538 | 21814.7704 | 24728.387 | 27642.0036 | 30555.6202 | 33469.2368 | 36382.8534 | 39296.47 | 42210.0866 | 45123.7032 | 48037.3198 | 50950.9364 | 53864.553 | 56778.1696 | 56778.1696 | 56778.1696 | 56778.1696 | 56778.1696 | 56778.1696
F1_Commercial_Interruptible - Health_Existing_Space Heating_Natural Gas_Destratification Fans (HVLS)_A_Achievable Technical Potential | F1 | Commercial | Interruptible - Health | Existing | Space Heating | Natural Gas | Destratification Fans (HVLS) | A | Integrated Unit Energy Savings (kWh or therms) | Achievable Technical Potential | 0 | 0 | 762.1985 | 754.4178 | 744.6123 | 733.6238 | 721.3376 | 707.5077 | 692.0638 | 675.044 | 656.6253 | 637.1612 | 617.4982 | 598.1038 | 579.4628 | 562.0667 | 546.4838 | 533.7536 | 523.9346 | 515.7428 | 509.5857 | 503.8925 | 500.832 | 497.8502 | 494.9382 | 492.0884 | 489.2934
F2_Commercial_Interruptible - Health_Existing_Space Heating_Natural Gas_Destratification Fans (HVLS)_A_Achievable Technical Potential | F2 | Commercial | Interruptible - Health | Existing | Space Heating | Natural Gas | Destratification Fans (HVLS) | A | Integrated Unit Summer Peak Savings (kW) | Achievable Technical Potential | 0 | 0 | 0 | 0 | 0 | 0 | 0 | 0 | 0 | 0 | 0 | 0 | 0 | 0 | 0 | 0 | 0 | 0 | 0 | 0 | 0 | 0 | 0 | 0 | 0 | 0 | 0
F3_Commercial_Interruptible - Health_Existing_Space Heating_Natural Gas_Destratification Fans (HVLS)_A_Achievable Technical Potential | F3 | Commercial | Interruptible - Health | Existing | Space Heating | Natural Gas | Destratification Fans (HVLS) | A | Integrated Unit Winter Peak Savings (kW) | Achievable Technical Potential | 0 | 0 | 0 | 0 | 0 | 0 | 0 | 0 | 0 | 0 | 0 | 0 | 0 | 0 | 0 | 0 | 0 | 0 | 0 | 0 | 0 | 0 | 0 | 0 | 0 | 0 | 0
F4_Commercial_Interruptible - Health_Existing_Space Heating_Natural Gas_Destratification Fans (HVLS)_A_Achievable Technical Potential | F4 | Commercial | Interruptible - Health | Existing | Space Heating | Natural Gas | Destratification Fans (HVLS) | A | Incremental Energy Savings (MWh or mTherms) | Achievable Technical Potential | 0 | 0 | 0.087064 | 0.17689 | 0.17459 | 0.17201 | 0.16913 | 0.16589 | 0.16227 | 0.15828 | 0.15396 | 0.14939 | 0.14478 | 0.14024 | 0.13586 | 0.13179 | 0.12813 | 0.064178 | 0 | 1.7178e-16 | 4.2432e-17 | 0 | 0 | 0 | 0 | 0 | 0
F5_Commercial_Interruptible - Health_Existing_Space Heating_Natural Gas_Destratification Fans (HVLS)_A_Achievable Technical Potential | F5 | Commercial | Interruptible - Health | Existing | Space Heating | Natural Gas | Destratification Fans (HVLS) | A | Incremental Summer Peak Savings (MW) | Achievable Technical Potential | 0 | 0 | 0 | 0 | 0 | 0 | 0 | 0 | 0 | 0 | 0 | 0 | 0 | 0 | 0 | 0 | 0 | 0 | 0 | 0 | 0 | 0 | 0 | 0 | 0 | 0 | 0
F6_Commercial_Interruptible - Health_Existing_Space Heating_Natural Gas_Destratification Fans (HVLS)_A_Achievable Technical Potential | F6 | Commercial | Interruptible - Health | Existing | Space Heating | Natural Gas | Destratification Fans (HVLS) | A | Incremental Winter Peak Savings (MW) | Achievable Technical Potential | 0 | 0 | 0 | 0 | 0 | 0 | 0 | 0 | 0 | 0 | 0 | 0 | 0 | 0 | 0 | 0 | 0 | 0 | 0 | 0 | 0 | 0 | 0 | 0 | 0 | 0 | 0
F7_Commercial_Interruptible - Health_Existing_Space Heating_Natural Gas_Destratification Fans (HVLS)_A_Achievable Technical Potential | F7 | Commercial | Interruptible - Health | Existing | Space Heating | Natural Gas | Destratification Fans (HVLS) | A | Cumulative Energy Savings (MWh or mTherms) | Achievable Technical Potential | 0 | 0 | 0.087064 | 0.26306 | 0.43423 | 0.59983 | 0.75891 | 0.91025 | 1.0526 | 1.185 | 1.3067 | 1.4173 | 1.5184 | 1.6109 | 1.6966 | 1.7774 | 1.8563 | 1.8772 | 1.8427 | 1.8139 | 1.7922 | 1.7722 | 1.7614 | 1.7509 | 1.7407 | 1.7307 | 1.7208
F8_Commercial_Interruptible - Health_Existing_Space Heating_Natural Gas_Destratification Fans (HVLS)_A_Achievable Technical Potential | F8 | Commercial | Interruptible - Health | Existing | Space Heating | Natural Gas | Destratification Fans (HVLS) | A | Cumulative Summer Peak Savings (MW) | Achievable Technical Potential | 0 | 0 | 0 | 0 | 0 | 0 | 0 | 0 | 0 | 0 | 0 | 0 | 0 | 0 | 0 | 0 | 0 | 0 | 0 | 0 | 0 | 0 | 0 | 0 | 0 | 0 | 0
F9_Commercial_Interruptible - Health_Existing_Space Heating_Natural Gas_Destratification Fans (HVLS)_A_Achievable Technical Potential | F9 | Commercial | Interruptible - Health | Existing | Space Heating | Natural Gas | Destratification Fans (HVLS) | A | Cumulative Winter Peak Savings (MW) | Achievable Technical Potential | 0 | 0 | 0 | 0 | 0 | 0 | 0 | 0 | 0 | 0 | 0 | 0 | 0 | 0 | 0 | 0 | 0 | 0 | 0 | 0 | 0 | 0 | 0 | 0 | 0 | 0 | 0
F10_Commercial_Interruptible - Health_Existing_Space Heating_Natural Gas_Destratification Fans (HVLS)_A_Achievable Technical Potential | F10 | Commercial | Interruptible - Health | Existing | Space Heating | Natural Gas | Destratification Fans (HVLS) | A | Purchases (Incremental) | Achievable Technical Potential | 0 | 0 | 0.11423 | 0.23447 | 0.23447 | 0.23447 | 0.23447 | 0.23447 | 0.23447 | 0.23447 | 0.23447 | 0.23447 | 0.23447 | 0.23447 | 0.23447 | 0.23447 | 0.23447 | 0.12024 | 0 | 3.3307e-16 | 8.3267e-17 | 0 | 0 | 0 | 0 | 0 | 0
F11_Commercial_Interruptible - Health_Existing_Space Heating_Natural Gas_Destratification Fans (HVLS)_A_Achievable Technical Potential | F11 | Commercial | Interruptible - Health | Existing | Space Heating | Natural Gas | Destratification Fans (HVLS) | A | Purchases (Cumulative) | Achievable Technical Potential | 0 | 0 | 0.11423 | 0.34869 | 0.58316 | 0.81763 | 1.0521 | 1.2866 | 1.521 | 1.7555 | 1.99 | 2.2244 | 2.4589 | 2.6934 | 2.9278 | 3.1623 | 3.3968 | 3.517 | 3.517 | 3.517 | 3.517 | 3.517 | 3.517 | 3.517 | 3.517 | 3.517 | 3.517
F1_Commercial_Interruptible - Health_Existing_Space Heating_Natural Gas_Gas Boiler - Maintenance_A_Achievable Technical Potential | F1 | Commercial | Interruptible - Health | Existing | Space Heating | Natural Gas | Gas Boiler - Maintenance | A | Integrated Unit Energy Savings (kWh or therms) | Achievable Technical Potential | 0 | 0 | 0.17056 | 0.16792 | 0.16481 | 0.16159 | 0.15825 | 0.15462 | 0.15066 | 0.14639 | 0.1419 | 0.13729 | 0.13272 | 0.12827 | 0.12404 | 0.12013 | 0.11663 | 0.11376 | 0.11154 | 0.10967 | 0.10823 | 0.10689 | 0.10626 | 0.10564 | 0.10504 | 0.10444 | 0.10386
F2_Commercial_Interruptible - Health_Existing_Space Heating_Natural Gas_Gas Boiler - Maintenance_A_Achievable Technical Potential | F2 | Commercial | Interruptible - Health | Existing | Space Heating | Natural Gas | Gas Boiler - Maintenance | A | Integrated Unit Summer Peak Savings (kW) | Achievable Technical Potential | 0 | 0 | 0 | 0 | 0 | 0 | 0 | 0 | 0 | 0 | 0 | 0 | 0 | 0 | 0 | 0 | 0 | 0 | 0 | 0 | 0 | 0 | 0 | 0 | 0 | 0 | 0
F3_Commercial_Interruptible - Health_Existing_Space Heating_Natural Gas_Gas Boiler - Maintenance_A_Achievable Technical Potential | F3 | Commercial | Interruptible - Health | Existing | Space Heating | Natural Gas | Gas Boiler - Maintenance | A | Integrated Unit Winter Peak Savings (kW) | Achievable Technical Potential | 0 | 0 | 0 | 0 | 0 | 0 | 0 | 0 | 0 | 0 | 0 | 0 | 0 | 0 | 0 | 0 | 0 | 0 | 0 | 0 | 0 | 0 | 0 | 0 | 0 | 0 | 0
F4_Commercial_Interruptible - Health_Existing_Space Heating_Natural Gas_Gas Boiler - Maintenance_A_Achievable Technical Potential | F4 | Commercial | Interruptible - Health | Existing | Space Heating | Natural Gas | Gas Boiler - Maintenance | A | Incremental Energy Savings (MWh or mTherms) | Achievable Technical Potential | 0 | 0 | 0.098936 | 0.097406 | 0.095599 | 0 | 0 | 0 | 0 | 0 | 0 | 0 | 0 | 0 | 0 | 0 | 0 | 0 | 0 | 0 | 0 | 0 | 0 | 0 | 0 | 0 | 0
F5_Commercial_Interruptible - Health_Existing_Space Heating_Natural Gas_Gas Boiler - Maintenance_A_Achievable Technical Potential | F5 | Commercial | Interruptible - Health | Existing | Space Heating | Natural Gas | Gas Boiler - Maintenance | A | Incremental Summer Peak Savings (MW) | Achievable Technical Potential | 0 | 0 | 0 | 0 | 0 | 0 | 0 | 0 | 0 | 0 | 0 | 0 | 0 | 0 | 0 | 0 | 0 | 0 | 0 | 0 | 0 | 0 | 0 | 0 | 0 | 0 | 0
F6_Commercial_Interruptible - Health_Existing_Space Heating_Natural Gas_Gas Boiler - Maintenance_A_Achievable Technical Potential | F6 | Commercial | Interruptible - Health | Existing | Space Heating | Natural Gas | Gas Boiler - Maintenance | A | Incremental Winter Peak Savings (MW) | Achievable Technical Potential | 0 | 0 | 0 | 0 | 0 | 0 | 0 | 0 | 0 | 0 | 0 | 0 | 0 | 0 | 0 | 0 | 0 | 0 | 0 | 0 | 0 | 0 | 0 | 0 | 0 | 0 | 0
F7_Commercial_Interruptible - Health_Existing_Space Heating_Natural Gas_Gas Boiler - Maintenance_A_Achievable Technical Potential | F7 | Commercial | Interruptible - Health | Existing | Space Heating | Natural Gas | Gas Boiler - Maintenance | A | Cumulative Energy Savings (MWh or mTherms) | Achievable Technical Potential | 0 | 0 | 0.098936 | 0.19481 | 0.2868 | 0.2812 | 0.27539 | 0.26908 | 0.26217 | 0.25475 | 0.24694 | 0.23892 | 0.23096 | 0.22322 | 0.21586 | 0.20904 | 0.20296 | 0.19797 | 0.19411 | 0.19085 | 0.18834 | 0.18602 | 0.18491 | 0.18384 | 0.18278 | 0.18175 | 0.18074
F8_Commercial_Interruptible - Health_Existing_Space Heating_Natural Gas_Gas Boiler - Maintenance_A_Achievable Technical Potential | F8 | Commercial | Interruptible - Health | Existing | Space Heating | Natural Gas | Gas Boiler - Maintenance | A | Cumulative Summer Peak Savings (MW) | Achievable Technical Potential | 0 | 0 | 0 | 0 | 0 | 0 | 0 | 0 | 0 | 0 | 0 | 0 | 0 | 0 | 0 | 0 | 0 | 0 | 0 | 0 | 0 | 0 | 0 | 0 | 0 | 0 | 0
F9_Commercial_Interruptible - Health_Existing_Space Heating_Natural Gas_Gas Boiler - Maintenance_A_Achievable Technical Potential | F9 | Commercial | Interruptible - Health | Existing | Space Heating | Natural Gas | Gas Boiler - Maintenance | A | Cumulative Winter Peak Savings (MW) | Achievable Technical Potential | 0 | 0 | 0 | 0 | 0 | 0 | 0 | 0 | 0 | 0 | 0 | 0 | 0 | 0 | 0 | 0 | 0 | 0 | 0 | 0 | 0 | 0 | 0 | 0 | 0 | 0 | 0
F10_Commercial_Interruptible - Health_Existing_Space Heating_Natural Gas_Gas Boiler - Maintenance_A_Achievable Technical Potential | F10 | Commercial | Interruptible - Health | Existing | Space Heating | Natural Gas | Gas Boiler - Maintenance | A | Purchases (Incremental) | Achievable Technical Potential | 0 | 0 | 580.0699 | 580.0699 | 580.0699 | 0 | 0 | 0 | 0 | 0 | 0 | 0 | 0 | 0 | 0 | 0 | 0 | 0 | 0 | 0 | 0 | 0 | 0 | 0 | 0 | 0 | 0
F11_Commercial_Interruptible - Health_Existing_Space Heating_Natural Gas_Gas Boiler - Maintenance_A_Achievable Technical Potential | F11 | Commercial | Interruptible - Health | Existing | Space Heating | Natural Gas | Gas Boiler - Maintenance | A | Purchases (Cumulative) | Achievable Technical Potential | 0 | 0 | 580.0699 | 1160.1398 | 1740.2097 | 1740.2097 | 1740.2097 | 1740.2097 | 1740.2097 | 1740.2097 | 1740.2097 | 1740.2097 | 1740.2097 | 1740.2097 | 1740.2097 | 1740.2097 | 1740.2097 | 1740.2097 | 1740.2097 | 1740.2097 | 1740.2097 | 1740.2097 | 1740.2097 | 1740.2097 | 1740.2097 | 1740.2097 | 1740.2097
F1_Commercial_Interruptible - Health_Existing_Space Heating_Natural Gas_Gas Furnace - Maintenance_A_Achievable Technical Potential | F1 | Commercial | Interruptible - Health | Existing | Space Heating | Natural Gas | Gas Furnace - Maintenance | A | Integrated Unit Energy Savings (kWh or therms) | Achievable Technical Potential | 0 | 0 | 0.068034 | 0.066947 | 0.065646 | 0.064283 | 0.062851 | 0.06129 | 0.059579 | 0.057741 | 0.055809 | 0.053833 | 0.051875 | 0.049973 | 0.048165 | 0.046488 | 0.044987 | 0.043743 | 0.042757 | 0.041919 | 0.041258 | 0.040645 | 0.040309 | 0.039986 | 0.039675 | 0.039376 | 0.039086
F2_Commercial_Interruptible - Health_Existing_Space Heating_Natural Gas_Gas Furnace - Maintenance_A_Achievable Technical Potential | F2 | Commercial | Interruptible - Health | Existing | Space Heating | Natural Gas | Gas Furnace - Maintenance | A | Integrated Unit Summer Peak Savings (kW) | Achievable Technical Potential | 0 | 0 | 0 | 0 | 0 | 0 | 0 | 0 | 0 | 0 | 0 | 0 | 0 | 0 | 0 | 0 | 0 | 0 | 0 | 0 | 0 | 0 | 0 | 0 | 0 | 0 | 0
F3_Commercial_Interruptible - Health_Existing_Space Heating_Natural Gas_Gas Furnace - Maintenance_A_Achievable Technical Potential | F3 | Commercial | Interruptible - Health | Existing | Space Heating | Natural Gas | Gas Furnace - Maintenance | A | Integrated Unit Winter Peak Savings (kW) | Achievable Technical Potential | 0 | 0 | 0 | 0 | 0 | 0 | 0 | 0 | 0 | 0 | 0 | 0 | 0 | 0 | 0 | 0 | 0 | 0 | 0 | 0 | 0 | 0 | 0 | 0 | 0 | 0 | 0
F4_Commercial_Interruptible - Health_Existing_Space Heating_Natural Gas_Gas Furnace - Maintenance_A_Achievable Technical Potential | F4 | Commercial | Interruptible - Health | Existing | Space Heating | Natural Gas | Gas Furnace - Maintenance | A | Incremental Energy Savings (MWh or mTherms) | Achievable Technical Potential | 0 | 0 | 0.0070022 | 0.0068904 | 0.0067565 | 0 | 0 | 0 | 0 | 0 | 0 | 0 | 0 | 0 | 0 | 0 | 0 | 0 | 0 | 0 | 0 | 0 | 0 | 0 | 0 | 0 | 0
F5_Commercial_Interruptible - Health_Existing_Space Heating_Natural Gas_Gas Furnace - Maintenance_A_Achievable Technical Potential | F5 | Commercial | Interruptible - Health | Existing | Space Heating | Natural Gas | Gas Furnace - Maintenance | A | Incremental Summer Peak Savings (MW) | Achievable Technical Potential | 0 | 0 | 0 | 0 | 0 | 0 | 0 | 0 | 0 | 0 | 0 | 0 | 0 | 0 | 0 | 0 | 0 | 0 | 0 | 0 | 0 | 0 | 0 | 0 | 0 | 0 | 0
F6_Commercial_Interruptible - Health_Existing_Space Heating_Natural Gas_Gas Furnace - Maintenance_A_Achievable Technical Potential | F6 | Commercial | Interruptible - Health | Existing | Space Heating | Natural Gas | Gas Furnace - Maintenance | A | Incremental Winter Peak Savings (MW) | Achievable Technical Potential | 0 | 0 | 0 | 0 | 0 | 0 | 0 | 0 | 0 | 0 | 0 | 0 | 0 | 0 | 0 | 0 | 0 | 0 | 0 | 0 | 0 | 0 | 0 | 0 | 0 | 0 | 0
F7_Commercial_Interruptible - Health_Existing_Space Heating_Natural Gas_Gas Furnace - Maintenance_A_Achievable Technical Potential | F7 | Commercial | Interruptible - Health | Existing | Space Heating | Natural Gas | Gas Furnace - Maintenance | A | Cumulative Energy Savings (MWh or mTherms) | Achievable Technical Potential | 0 | 0 | 0.0070022 | 0.013781 | 0.020269 | 0.019849 | 0.019406 | 0.018924 | 0.018396 | 0.017828 | 0.017232 | 0.016622 | 0.016017 | 0.01543 | 0.014872 | 0.014354 | 0.013891 | 0.013506 | 0.013202 | 0.012943 | 0.012739 | 0.01255 | 0.012446 | 0.012346 | 0.012251 | 0.012158 | 0.012069
F8_Commercial_Interruptible - Health_Existing_Space Heating_Natural Gas_Gas Furnace - Maintenance_A_Achievable Technical Potential | F8 | Commercial | Interruptible - Health | Existing | Space Heating | Natural Gas | Gas Furnace - Maintenance | A | Cumulative Summer Peak Savings (MW) | Achievable Technical Potential | 0 | 0 | 0 | 0 | 0 | 0 | 0 | 0 | 0 | 0 | 0 | 0 | 0 | 0 | 0 | 0 | 0 | 0 | 0 | 0 | 0 | 0 | 0 | 0 | 0 | 0 | 0
F9_Commercial_Interruptible - Health_Existing_Space Heating_Natural Gas_Gas Furnace - Maintenance_A_Achievable Technical Potential | F9 | Commercial | Interruptible - Health | Existing | Space Heating | Natural Gas | Gas Furnace - Maintenance | A | Cumulative Winter Peak Savings (MW) | Achievable Technical Potential | 0 | 0 | 0 | 0 | 0 | 0 | 0 | 0 | 0 | 0 | 0 | 0 | 0 | 0 | 0 | 0 | 0 | 0 | 0 | 0 | 0 | 0 | 0 | 0 | 0 | 0 | 0
F10_Commercial_Interruptible - Health_Existing_Space Heating_Natural Gas_Gas Furnace - Maintenance_A_Achievable Technical Potential | F10 | Commercial | Interruptible - Health | Existing | Space Heating | Natural Gas | Gas Furnace - Maintenance | A | Purchases (Incremental) | Achievable Technical Potential | 0 | 0 | 102.9229 | 102.9229 | 102.9229 | 0 | 0 | 0 | 0 | 0 | 0 | 0 | 0 | 0 | 0 | 0 | 0 | 0 | 0 | 0 | 0 | 0 | 0 | 0 | 0 | 0 | 0
F11_Commercial_Interruptible - Health_Existing_Space Heating_Natural Gas_Gas Furnace - Maintenance_A_Achievable Technical Potential | F11 | Commercial | Interruptible - Health | Existing | Space Heating | Natural Gas | Gas Furnace - Maintenance | A | Purchases (Cumulative) | Achievable Technical Potential | 0 | 0 | 102.9229 | 205.8457 | 308.7686 | 308.7686 | 308.7686 | 308.7686 | 308.7686 | 308.7686 | 308.7686 | 308.7686 | 308.7686 | 308.7686 | 308.7686 | 308.7686 | 308.7686 | 308.7686 | 308.7686 | 308.7686 | 308.7686 | 308.7686 | 308.7686 | 308.7686 | 308.7686 | 308.7686 | 308.7686
F1_Commercial_Interruptible - Health_Existing_Space Heating_Natural Gas_Gas Boiler - Hot Water Reset_A_Achievable Technical Potential | F1 | Commercial | Interruptible - Health | Existing | Space Heating | Natural Gas | Gas Boiler - Hot Water Reset | A | Integrated Unit Energy Savings (kWh or therms) | Achievable Technical Potential | 0 | 0 | 305.3681 | 304.0808 | 302.4034 | 300.6046 | 298.7334 | 296.8014 | 294.8191 | 292.7963 | 290.7425 | 288.6666 | 286.581 | 284.492 | 282.4153 | 280.3602 | 278.3358 | 276.4753 | 274.7882 | 273.1313 | 271.5035 | 269.903 | 268.3058 | 266.7474 | 265.2234 | 263.7297 | 262.2629
F2_Commercial_Interruptible - Health_Existing_Space Heating_Natural Gas_Gas Boiler - Hot Water Reset_A_Achievable Technical Potential | F2 | Commercial | Interruptible - Health | Existing | Space Heating | Natural Gas | Gas Boiler - Hot Water Reset | A | Integrated Unit Summer Peak Savings (kW) | Achievable Technical Potential | 0 | 0 | 0 | 0 | 0 | 0 | 0 | 0 | 0 | 0 | 0 | 0 | 0 | 0 | 0 | 0 | 0 | 0 | 0 | 0 | 0 | 0 | 0 | 0 | 0 | 0 | 0
F3_Commercial_Interruptible - Health_Existing_Space Heating_Natural Gas_Gas Boiler - Hot Water Reset_A_Achievable Technical Potential | F3 | Commercial | Interruptible - Health | Existing | Space Heating | Natural Gas | Gas Boiler - Hot Water Reset | A | Integrated Unit Winter Peak Savings (kW) | Achievable Technical Potential | 0 | 0 | 0 | 0 | 0 | 0 | 0 | 0 | 0 | 0 | 0 | 0 | 0 | 0 | 0 | 0 | 0 | 0 | 0 | 0 | 0 | 0 | 0 | 0 | 0 | 0 | 0
F4_Commercial_Interruptible - Health_Existing_Space Heating_Natural Gas_Gas Boiler - Hot Water Reset_A_Achievable Technical Potential | F4 | Commercial | Interruptible - Health | Existing | Space Heating | Natural Gas | Gas Boiler - Hot Water Reset | A | Incremental Energy Savings (MWh or mTherms) | Achievable Technical Potential | 0 | 0 | 0.20244 | 0.41378 | 0.4115 | 0.40905 | 0.40651 | 0.40388 | 0.40118 | 0.39843 | 0.39563 | 0.39281 | 0.38997 | 0.38713 | 0.3843 | 0.38151 | 0.37875 | 0.37622 | 0.37392 | 0.37167 | 0.36945 | 0.36728 | 0 | 0 | 0 | 0 | 0
F5_Commercial_Interruptible - Health_Existing_Space Heating_Natural Gas_Gas Boiler - Hot Water Reset_A_Achievable Technical Potential | F5 | Commercial | Interruptible - Health | Existing | Space Heating | Natural Gas | Gas Boiler - Hot Water Reset | A | Incremental Summer Peak Savings (MW) | Achievable Technical Potential | 0 | 0 | 0 | 0 | 0 | 0 | 0 | 0 | 0 | 0 | 0 | 0 | 0 | 0 | 0 | 0 | 0 | 0 | 0 | 0 | 0 | 0 | 0 | 0 | 0 | 0 | 0
F6_Commercial_Interruptible - Health_Existing_Space Heating_Natural Gas_Gas Boiler - Hot Water Reset_A_Achievable Technical Potential | F6 | Commercial | Interruptible - Health | Existing | Space Heating | Natural Gas | Gas Boiler - Hot Water Reset | A | Incremental Winter Peak Savings (MW) | Achievable Technical Potential | 0 | 0 | 0 | 0 | 0 | 0 | 0 | 0 | 0 | 0 | 0 | 0 | 0 | 0 | 0 | 0 | 0 | 0 | 0 | 0 | 0 | 0 | 0 | 0 | 0 | 0 | 0
F7_Commercial_Interruptible - Health_Existing_Space Heating_Natural Gas_Gas Boiler - Hot Water Reset_A_Achievable Technical Potential | F7 | Commercial | Interruptible - Health | Existing | Space Heating | Natural Gas | Gas Boiler - Hot Water Reset | A | Cumulative Energy Savings (MWh or mTherms) | Achievable Technical Potential | 0 | 0 | 0.20244 | 0.61537 | 1.0235 | 1.4264 | 1.8241 | 2.2162 | 2.6025 | 2.9831 | 3.3578 | 3.7266 | 4.0897 | 4.447 | 4.7989 | 5.1454 | 5.487 | 5.8266 | 6.1649 | 6.4994 | 6.8302 | 7.1572 | 7.1148 | 7.0735 | 7.0331 | 6.9935 | 6.9546
F8_Commercial_Interruptible - Health_Existing_Space Heating_Natural Gas_Gas Boiler - Hot Water Reset_A_Achievable Technical Potential | F8 | Commercial | Interruptible - Health | Existing | Space Heating | Natural Gas | Gas Boiler - Hot Water Reset | A | Cumulative Summer Peak Savings (MW) | Achievable Technical Potential | 0 | 0 | 0 | 0 | 0 | 0 | 0 | 0 | 0 | 0 | 0 | 0 | 0 | 0 | 0 | 0 | 0 | 0 | 0 | 0 | 0 | 0 | 0 | 0 | 0 | 0 | 0
F9_Commercial_Interruptible - Health_Existing_Space Heating_Natural Gas_Gas Boiler - Hot Water Reset_A_Achievable Technical Potential | F9 | Commercial | Interruptible - Health | Existing | Space Heating | Natural Gas | Gas Boiler - Hot Water Reset | A | Cumulative Winter Peak Savings (MW) | Achievable Technical Potential | 0 | 0 | 0 | 0 | 0 | 0 | 0 | 0 | 0 | 0 | 0 | 0 | 0 | 0 | 0 | 0 | 0 | 0 | 0 | 0 | 0 | 0 | 0 | 0 | 0 | 0 | 0
F10_Commercial_Interruptible - Health_Existing_Space Heating_Natural Gas_Gas Boiler - Hot Water Reset_A_Achievable Technical Potential | F10 | Commercial | Interruptible - Health | Existing | Space Heating | Natural Gas | Gas Boiler - Hot Water Reset | A | Purchases (Incremental) | Achievable Technical Potential | 0 | 0 | 0.66294 | 1.3608 | 1.3608 | 1.3608 | 1.3608 | 1.3608 | 1.3608 | 1.3608 | 1.3608 | 1.3608 | 1.3608 | 1.3608 | 1.3608 | 1.3608 | 1.3608 | 1.3608 | 1.3608 | 1.3608 | 1.3608 | 1.3608 | 0 | 0 | 0 | 0 | 0
F11_Commercial_Interruptible - Health_Existing_Space Heating_Natural Gas_Gas Boiler - Hot Water Reset_A_Achievable Technical Potential | F11 | Commercial | Interruptible - Health | Existing | Space Heating | Natural Gas | Gas Boiler - Hot Water Reset | A | Purchases (Cumulative) | Achievable Technical Potential | 0 | 0 | 0.66294 | 2.0237 | 3.3845 | 4.7453 | 6.106 | 7.4668 | 8.8276 | 10.1883 | 11.5491 | 12.9099 | 14.2706 | 15.6314 | 16.9922 | 18.353 | 19.7137 | 21.0745 | 22.4353 | 23.796 | 25.1568 | 26.5176 | 26.5176 | 26.5176 | 26.5176 | 26.5176 | 26.5176
F1_Commercial_Interruptible - Health_Existing_Space Heating_Natural Gas_Gas Boiler - Steam Trap Replacement_A_Achievable Technical Potential | F1 | Commercial | Interruptible - Health | Existing | Space Heating | Natural Gas | Gas Boiler - Steam Trap Replacement | A | Integrated Unit Energy Savings (kWh or therms) | Achievable Technical Potential | 0 | 0 | 79.542 | 79.1434 | 78.6163 | 78.0342 | 77.4022 | 76.7155 | 75.9697 | 75.163 | 74.297 | 73.3791 | 72.4237 | 71.4502 | 70.4852 | 69.5552 | 68.6837 | 67.918 | 67.2647 | 66.6736 | 66.1557 | 65.6612 | 65.2725 | 64.8933 | 64.5224 | 64.1589 | 63.802
F2_Commercial_Interruptible - Health_Existing_Space Heating_Natural Gas_Gas Boiler - Steam Trap Replacement_A_Achievable Technical Potential | F2 | Commercial | Interruptible - Health | Existing | Space Heating | Natural Gas | Gas Boiler - Steam Trap Replacement | A | Integrated Unit Summer Peak Savings (kW) | Achievable Technical Potential | 0 | 0 | 0 | 0 | 0 | 0 | 0 | 0 | 0 | 0 | 0 | 0 | 0 | 0 | 0 | 0 | 0 | 0 | 0 | 0 | 0 | 0 | 0 | 0 | 0 | 0 | 0
F3_Commercial_Interruptible - Health_Existing_Space Heating_Natural Gas_Gas Boiler - Steam Trap Replacement_A_Achievable Technical Potential | F3 | Commercial | Interruptible - Health | Existing | Space Heating | Natural Gas | Gas Boiler - Steam Trap Replacement | A | Integrated Unit Winter Peak Savings (kW) | Achievable Technical Potential | 0 | 0 | 0 | 0 | 0 | 0 | 0 | 0 | 0 | 0 | 0 | 0 | 0 | 0 | 0 | 0 | 0 | 0 | 0 | 0 | 0 | 0 | 0 | 0 | 0 | 0 | 0
F4_Commercial_Interruptible - Health_Existing_Space Heating_Natural Gas_Gas Boiler - Steam Trap Replacement_A_Achievable Technical Potential | F4 | Commercial | Interruptible - Health | Existing | Space Heating | Natural Gas | Gas Boiler - Steam Trap Replacement | A | Incremental Energy Savings (MWh or mTherms) | Achievable Technical Potential | 0 | 0 | 0.011847 | 0.024196 | 0.024035 | 0.023857 | 0.023664 | 0.023454 | 0.011911 | 4.1724e-18 | 0 | 8.1467e-18 | 8.0406e-18 | 7.9326e-18 | 0 | 3.8611e-17 | 0 | 3.7702e-17 | 0 | 3.7011e-17 | 0 | 0 | 0 | 0 | 0 | 0 | 0
F5_Commercial_Interruptible - Health_Existing_Space Heating_Natural Gas_Gas Boiler - Steam Trap Replacement_A_Achievable Technical Potential | F5 | Commercial | Interruptible - Health | Existing | Space Heating | Natural Gas | Gas Boiler - Steam Trap Replacement | A | Incremental Summer Peak Savings (MW) | Achievable Technical Potential | 0 | 0 | 0 | 0 | 0 | 0 | 0 | 0 | 0 | 0 | 0 | 0 | 0 | 0 | 0 | 0 | 0 | 0 | 0 | 0 | 0 | 0 | 0 | 0 | 0 | 0 | 0
F6_Commercial_Interruptible - Health_Existing_Space Heating_Natural Gas_Gas Boiler - Steam Trap Replacement_A_Achievable Technical Potential | F6 | Commercial | Interruptible - Health | Existing | Space Heating | Natural Gas | Gas Boiler - Steam Trap Replacement | A | Incremental Winter Peak Savings (MW) | Achievable Technical Potential | 0 | 0 | 0 | 0 | 0 | 0 | 0 | 0 | 0 | 0 | 0 | 0 | 0 | 0 | 0 | 0 | 0 | 0 | 0 | 0 | 0 | 0 | 0 | 0 | 0 | 0 | 0
F7_Commercial_Interruptible - Health_Existing_Space Heating_Natural Gas_Gas Boiler - Steam Trap Replacement_A_Achievable Technical Potential | F7 | Commercial | Interruptible - Health | Existing | Space Heating | Natural Gas | Gas Boiler - Steam Trap Replacement | A | Cumulative Energy Savings (MWh or mTherms) | Achievable Technical Potential | 0 | 0 | 0.011847 | 0.035984 | 0.05978 | 0.083195 | 0.10618 | 0.1287 | 0.13936 | 0.13788 | 0.13629 | 0.1346 | 0.13285 | 0.13107 | 0.1293 | 0.12759 | 0.12599 | 0.12459 | 0.12339 | 0.1223 | 0.12135 | 0.12045 | 0.11973 | 0.11904 | 0.11836 | 0.11769 | 0.11704
F8_Commercial_Interruptible - Health_Existing_Space Heating_Natural Gas_Gas Boiler - Steam Trap Replacement_A_Achievable Technical Potential | F8 | Commercial | Interruptible - Health | Existing | Space Heating | Natural Gas | Gas Boiler - Steam Trap Replacement | A | Cumulative Summer Peak Savings (MW) | Achievable Technical Potential | 0 | 0 | 0 | 0 | 0 | 0 | 0 | 0 | 0 | 0 | 0 | 0 | 0 | 0 | 0 | 0 | 0 | 0 | 0 | 0 | 0 | 0 | 0 | 0 | 0 | 0 | 0
F9_Commercial_Interruptible - Health_Existing_Space Heating_Natural Gas_Gas Boiler - Steam Trap Replacement_A_Achievable Technical Potential | F9 | Commercial | Interruptible - Health | Existing | Space Heating | Natural Gas | Gas Boiler - Steam Trap Replacement | A | Cumulative Winter Peak Savings (MW) | Achievable Technical Potential | 0 | 0 | 0 | 0 | 0 | 0 | 0 | 0 | 0 | 0 | 0 | 0 | 0 | 0 | 0 | 0 | 0 | 0 | 0 | 0 | 0 | 0 | 0 | 0 | 0 | 0 | 0
F10_Commercial_Interruptible - Health_Existing_Space Heating_Natural Gas_Gas Boiler - Steam Trap Replacement_A_Achievable Technical Potential | F10 | Commercial | Interruptible - Health | Existing | Space Heating | Natural Gas | Gas Boiler - Steam Trap Replacement | A | Purchases (Incremental) | Achievable Technical Potential | 0 | 0 | 0.14894 | 0.30573 | 0.30573 | 0.30573 | 0.30573 | 0.30573 | 0.15678 | 5.5511e-17 | 0 | 1.1102e-16 | 1.1102e-16 | 1.1102e-16 | 0 | 5.5511e-16 | 0 | 5.5511e-16 | 0 | 5.5511e-16 | 0 | 0 | 0 | 0 | 0 | 0 | 0
F11_Commercial_Interruptible - Health_Existing_Space Heating_Natural Gas_Gas Boiler - Steam Trap Replacement_A_Achievable Technical Potential | F11 | Commercial | Interruptible - Health | Existing | Space Heating | Natural Gas | Gas Boiler - Steam Trap Replacement | A | Purchases (Cumulative) | Achievable Technical Potential | 0 | 0 | 0.14894 | 0.45467 | 0.7604 | 1.0661 | 1.3719 | 1.6776 | 1.8344 | 1.8344 | 1.8344 | 1.8344 | 1.8344 | 1.8344 | 1.8344 | 1.8344 | 1.8344 | 1.8344 | 1.8344 | 1.8344 | 1.8344 | 1.8344 | 1.8344 | 1.8344 | 1.8344 | 1.8344 | 1.8344
F1_Commercial_Interruptible - Health_Existing_Space Heating_Natural Gas_Gas Boiler - High Turndown Burner_A_Achievable Technical Potential | F1 | Commercial | Interruptible - Health | Existing | Space Heating | Natural Gas | Gas Boiler - High Turndown Burner | A | Integrated Unit Energy Savings (kWh or therms) | Achievable Technical Potential | 0 | 0 | 0.28523 | 0.28242 | 0.27889 | 0.27494 | 0.27054 | 0.26559 | 0.26007 | 0.25396 | 0.24733 | 0.24029 | 0.23314 | 0.22606 | 0.21922 | 0.21281 | 0.20705 | 0.20234 | 0.19871 | 0.19568 | 0.1934 | 0.19128 | 0.19015 | 0.18904 | 0.18796 | 0.1869 | 0.18586
F2_Commercial_Interruptible - Health_Existing_Space Heating_Natural Gas_Gas Boiler - High Turndown Burner_A_Achievable Technical Potential | F2 | Commercial | Interruptible - Health | Existing | Space Heating | Natural Gas | Gas Boiler - High Turndown Burner | A | Integrated Unit Summer Peak Savings (kW) | Achievable Technical Potential | 0 | 0 | 0 | 0 | 0 | 0 | 0 | 0 | 0 | 0 | 0 | 0 | 0 | 0 | 0 | 0 | 0 | 0 | 0 | 0 | 0 | 0 | 0 | 0 | 0 | 0 | 0
F3_Commercial_Interruptible - Health_Existing_Space Heating_Natural Gas_Gas Boiler - High Turndown Burner_A_Achievable Technical Potential | F3 | Commercial | Interruptible - Health | Existing | Space Heating | Natural Gas | Gas Boiler - High Turndown Burner | A | Integrated Unit Winter Peak Savings (kW) | Achievable Technical Potential | 0 | 0 | 0 | 0 | 0 | 0 | 0 | 0 | 0 | 0 | 0 | 0 | 0 | 0 | 0 | 0 | 0 | 0 | 0 | 0 | 0 | 0 | 0 | 0 | 0 | 0 | 0
F4_Commercial_Interruptible - Health_Existing_Space Heating_Natural Gas_Gas Boiler - High Turndown Burner_A_Achievable Technical Potential | F4 | Commercial | Interruptible - Health | Existing | Space Heating | Natural Gas | Gas Boiler - High Turndown Burner | A | Incremental Energy Savings (MWh or mTherms) | Achievable Technical Potential | 0 | 0 | 0.16262 | 0.1977 | 0.2389 | 0.2734 | 0.30686 | 0.35219 | 0.37832 | 0.37742 | 0.34638 | 0.28927 | 0.21719 | 0.14452 | 0.083866 | 0.038026 | 0 | 0 | 0 | 0 | 0 | 0 | 0 | 0 | 0 | 0 | 0
F5_Commercial_Interruptible - Health_Existing_Space Heating_Natural Gas_Gas Boiler - High Turndown Burner_A_Achievable Technical Potential | F5 | Commercial | Interruptible - Health | Existing | Space Heating | Natural Gas | Gas Boiler - High Turndown Burner | A | Incremental Summer Peak Savings (MW) | Achievable Technical Potential | 0 | 0 | 0 | 0 | 0 | 0 | 0 | 0 | 0 | 0 | 0 | 0 | 0 | 0 | 0 | 0 | 0 | 0 | 0 | 0 | 0 | 0 | 0 | 0 | 0 | 0 | 0
F6_Commercial_Interruptible - Health_Existing_Space Heating_Natural Gas_Gas Boiler - High Turndown Burner_A_Achievable Technical Potential | F6 | Commercial | Interruptible - Health | Existing | Space Heating | Natural Gas | Gas Boiler - High Turndown Burner | A | Incremental Winter Peak Savings (MW) | Achievable Technical Potential | 0 | 0 | 0 | 0 | 0 | 0 | 0 | 0 | 0 | 0 | 0 | 0 | 0 | 0 | 0 | 0 | 0 | 0 | 0 | 0 | 0 | 0 | 0 | 0 | 0 | 0 | 0
F7_Commercial_Interruptible - Health_Existing_Space Heating_Natural Gas_Gas Boiler - High Turndown Burner_A_Achievable Technical Potential | F7 | Commercial | Interruptible - Health | Existing | Space Heating | Natural Gas | Gas Boiler - High Turndown Burner | A | Cumulative Energy Savings (MWh or mTherms) | Achievable Technical Potential | 0 | 0 | 0.16262 | 0.35872 | 0.59313 | 0.85814 | 1.1513 | 1.4824 | 1.8299 | 2.1644 | 2.4542 | 2.6736 | 2.8113 | 2.8704 | 2.8674 | 2.8216 | 2.7452 | 2.6828 | 2.6347 | 2.5945 | 2.5642 | 2.5362 | 2.5211 | 2.5065 | 2.4921 | 2.4781 | 2.4643
F8_Commercial_Interruptible - Health_Existing_Space Heating_Natural Gas_Gas Boiler - High Turndown Burner_A_Achievable Technical Potential | F8 | Commercial | Interruptible - Health | Existing | Space Heating | Natural Gas | Gas Boiler - High Turndown Burner | A | Cumulative Summer Peak Savings (MW) | Achievable Technical Potential | 0 | 0 | 0 | 0 | 0 | 0 | 0 | 0 | 0 | 0 | 0 | 0 | 0 | 0 | 0 | 0 | 0 | 0 | 0 | 0 | 0 | 0 | 0 | 0 | 0 | 0 | 0
F9_Commercial_Interruptible - Health_Existing_Space Heating_Natural Gas_Gas Boiler - High Turndown Burner_A_Achievable Technical Potential | F9 | Commercial | Interruptible - Health | Existing | Space Heating | Natural Gas | Gas Boiler - High Turndown Burner | A | Cumulative Winter Peak Savings (MW) | Achievable Technical Potential | 0 | 0 | 0 | 0 | 0 | 0 | 0 | 0 | 0 | 0 | 0 | 0 | 0 | 0 | 0 | 0 | 0 | 0 | 0 | 0 | 0 | 0 | 0 | 0 | 0 | 0 | 0
F10_Commercial_Interruptible - Health_Existing_Space Heating_Natural Gas_Gas Boiler - High Turndown Burner_A_Achievable Technical Potential | F10 | Commercial | Interruptible - Health | Existing | Space Heating | Natural Gas | Gas Boiler - High Turndown Burner | A | Purchases (Incremental) | Achievable Technical Potential | 0 | 0 | 570.1279 | 700.0262 | 856.6272 | 994.4092 | 1134.2496 | 1326.0742 | 1454.7239 | 1486.1033 | 1400.474 | 1203.826 | 931.5714 | 639.3171 | 382.5722 | 178.6872 | 0 | 0 | 0 | 0 | 0 | 0 | 0 | 0 | 0 | 0 | 0
F11_Commercial_Interruptible - Health_Existing_Space Heating_Natural Gas_Gas Boiler - High Turndown Burner_A_Achievable Technical Potential | F11 | Commercial | Interruptible - Health | Existing | Space Heating | Natural Gas | Gas Boiler - High Turndown Burner | A | Purchases (Cumulative) | Achievable Technical Potential | 0 | 0 | 570.1279 | 1270.1541 | 2126.7813 | 3121.1906 | 4255.4402 | 5581.5143 | 7036.2383 | 8522.3415 | 9922.8155 | 11126.6415 | 12058.2129 | 12697.53 | 13080.1022 | 13258.7895 | 13258.7895 | 13258.7895 | 13258.7895 | 13258.7895 | 13258.7895 | 13258.7895 | 13258.7895 | 13258.7895 | 13258.7895 | 13258.7895 | 13258.7895
F1_Commercial_Interruptible - Health_Existing_Space Heating_Natural Gas_Gas Boiler - Burner Control Optimization_A_Achievable Technical Potential | F1 | Commercial | Interruptible - Health | Existing | Space Heating | Natural Gas | Gas Boiler - Burner Control Optimization | A | Integrated Unit Energy Savings (kWh or therms) | Achievable Technical Potential | 0 | 0 | 0.082695 | 0.081855 | 0.0808 | 0.079621 | 0.078306 | 0.076828 | 0.075181 | 0.073367 | 0.071407 | 0.069336 | 0.067245 | 0.065182 | 0.063199 | 0.061347 | 0.059686 | 0.058329 | 0.057283 | 0.056409 | 0.05575 | 0.05514 | 0.054814 | 0.054495 | 0.054183 | 0.053878 | 0.053578
F2_Commercial_Interruptible - Health_Existing_Space Heating_Natural Gas_Gas Boiler - Burner Control Optimization_A_Achievable Technical Potential | F2 | Commercial | Interruptible - Health | Existing | Space Heating | Natural Gas | Gas Boiler - Burner Control Optimization | A | Integrated Unit Summer Peak Savings (kW) | Achievable Technical Potential | 0 | 0 | 0 | 0 | 0 | 0 | 0 | 0 | 0 | 0 | 0 | 0 | 0 | 0 | 0 | 0 | 0 | 0 | 0 | 0 | 0 | 0 | 0 | 0 | 0 | 0 | 0
F3_Commercial_Interruptible - Health_Existing_Space Heating_Natural Gas_Gas Boiler - Burner Control Optimization_A_Achievable Technical Potential | F3 | Commercial | Interruptible - Health | Existing | Space Heating | Natural Gas | Gas Boiler - Burner Control Optimization | A | Integrated Unit Winter Peak Savings (kW) | Achievable Technical Potential | 0 | 0 | 0 | 0 | 0 | 0 | 0 | 0 | 0 | 0 | 0 | 0 | 0 | 0 | 0 | 0 | 0 | 0 | 0 | 0 | 0 | 0 | 0 | 0 | 0 | 0 | 0
F4_Commercial_Interruptible - Health_Existing_Space Heating_Natural Gas_Gas Boiler - Burner Control Optimization_A_Achievable Technical Potential | F4 | Commercial | Interruptible - Health | Existing | Space Heating | Natural Gas | Gas Boiler - Burner Control Optimization | A | Incremental Energy Savings (MWh or mTherms) | Achievable Technical Potential | 0 | 0 | 0.017543 | 0.0093439 | 0.031202 | 0.050014 | 0.07466 | 0.10491 | 0.13965 | 0.17667 | 0.21267 | 0.24351 | 0.26496 | 0.27323 | 0.26602 | 0.24342 | 0.20823 | 0.16565 | 0.12159 | 0.087728 | 0.035481 | 0.031138 | 0 | 0 | 0 | 0 | 0
F5_Commercial_Interruptible - Health_Existing_Space Heating_Natural Gas_Gas Boiler - Burner Control Optimization_A_Achievable Technical Potential | F5 | Commercial | Interruptible - Health | Existing | Space Heating | Natural Gas | Gas Boiler - Burner Control Optimization | A | Incremental Summer Peak Savings (MW) | Achievable Technical Potential | 0 | 0 | 0 | 0 | 0 | 0 | 0 | 0 | 0 | 0 | 0 | 0 | 0 | 0 | 0 | 0 | 0 | 0 | 0 | 0 | 0 | 0 | 0 | 0 | 0 | 0 | 0
F6_Commercial_Interruptible - Health_Existing_Space Heating_Natural Gas_Gas Boiler - Burner Control Optimization_A_Achievable Technical Potential | F6 | Commercial | Interruptible - Health | Existing | Space Heating | Natural Gas | Gas Boiler - Burner Control Optimization | A | Incremental Winter Peak Savings (MW) | Achievable Technical Potential | 0 | 0 | 0 | 0 | 0 | 0 | 0 | 0 | 0 | 0 | 0 | 0 | 0 | 0 | 0 | 0 | 0 | 0 | 0 | 0 | 0 | 0 | 0 | 0 | 0 | 0 | 0
F7_Commercial_Interruptible - Health_Existing_Space Heating_Natural Gas_Gas Boiler - Burner Control Optimization_A_Achievable Technical Potential | F7 | Commercial | Interruptible - Health | Existing | Space Heating | Natural Gas | Gas Boiler - Burner Control Optimization | A | Cumulative Energy Savings (MWh or mTherms) | Achievable Technical Potential | 0 | 0 | 0.017543 | 0.026709 | 0.057566 | 0.10674 | 0.17964 | 0.28116 | 0.41478 | 0.58144 | 0.77857 | 0.9995 | 1.2343 | 1.4697 | 1.691 | 1.8848 | 2.042 | 2.1613 | 2.2441 | 2.2976 | 2.3062 | 2.3121 | 2.2984 | 2.2851 | 2.272 | 2.2592 | 2.2466
F8_Commercial_Interruptible - Health_Existing_Space Heating_Natural Gas_Gas Boiler - Burner Control Optimization_A_Achievable Technical Potential | F8 | Commercial | Interruptible - Health | Existing | Space Heating | Natural Gas | Gas Boiler - Burner Control Optimization | A | Cumulative Summer Peak Savings (MW) | Achievable Technical Potential | 0 | 0 | 0 | 0 | 0 | 0 | 0 | 0 | 0 | 0 | 0 | 0 | 0 | 0 | 0 | 0 | 0 | 0 | 0 | 0 | 0 | 0 | 0 | 0 | 0 | 0 | 0
F9_Commercial_Interruptible - Health_Existing_Space Heating_Natural Gas_Gas Boiler - Burner Control Optimization_A_Achievable Technical Potential | F9 | Commercial | Interruptible - Health | Existing | Space Heating | Natural Gas | Gas Boiler - Burner Control Optimization | A | Cumulative Winter Peak Savings (MW) | Achievable Technical Potential | 0 | 0 | 0 | 0 | 0 | 0 | 0 | 0 | 0 | 0 | 0 | 0 | 0 | 0 | 0 | 0 | 0 | 0 | 0 | 0 | 0 | 0 | 0 | 0 | 0 | 0 | 0
F10_Commercial_Interruptible - Health_Existing_Space Heating_Natural Gas_Gas Boiler - Burner Control Optimization_A_Achievable Technical Potential | F10 | Commercial | Interruptible - Health | Existing | Space Heating | Natural Gas | Gas Boiler - Burner Control Optimization | A | Purchases (Incremental) | Achievable Technical Potential | 0 | 0 | 212.1406 | 114.1511 | 386.1619 | 628.1453 | 953.4368 | 1365.5252 | 1857.4892 | 2407.9769 | 2978.2525 | 3512.0671 | 3940.3111 | 4191.7491 | 4209.2491 | 3967.9272 | 3488.6954 | 2839.8658 | 2122.6607 | 1555.1961 | 636.4219 | 564.6989 | 0 | 0 | 0 | 0 | 0
F11_Commercial_Interruptible - Health_Existing_Space Heating_Natural Gas_Gas Boiler - Burner Control Optimization_A_Achievable Technical Potential | F11 | Commercial | Interruptible - Health | Existing | Space Heating | Natural Gas | Gas Boiler - Burner Control Optimization | A | Purchases (Cumulative) | Achievable Technical Potential | 0 | 0 | 212.1406 | 326.2917 | 712.4536 | 1340.5989 | 2294.0357 | 3659.5609 | 5517.0501 | 7925.027 | 10903.2795 | 14415.3467 | 18355.6577 | 22547.4069 | 26756.656 | 30724.5832 | 34213.2786 | 37053.1444 | 39175.8051 | 40731.0012 | 41367.4231 | 41932.122 | 41932.122 | 41932.122 | 41932.122 | 41932.122 | 41932.122
F1_Commercial_Interruptible - Health_Existing_Space Heating_Natural Gas_Gas Boiler - Stack Economizer_A_Achievable Technical Potential | F1 | Commercial | Interruptible - Health | Existing | Space Heating | Natural Gas | Gas Boiler - Stack Economizer | A | Integrated Unit Energy Savings (kWh or therms) | Achievable Technical Potential | 0 | 0 | 0.2733 | 0.26981 | 0.26555 | 0.26085 | 0.25567 | 0.25004 | 0.24387 | 0.23721 | 0.23016 | 0.22287 | 0.21559 | 0.20846 | 0.20164 | 0.1953 | 0.18961 | 0.18495 | 0.18134 | 0.1783 | 0.17596 | 0.17378 | 0.17275 | 0.17175 | 0.17077 | 0.1698 | 0.16886
F2_Commercial_Interruptible - Health_Existing_Space Heating_Natural Gas_Gas Boiler - Stack Economizer_A_Achievable Technical Potential | F2 | Commercial | Interruptible - Health | Existing | Space Heating | Natural Gas | Gas Boiler - Stack Economizer | A | Integrated Unit Summer Peak Savings (kW) | Achievable Technical Potential | 0 | 0 | 0 | 0 | 0 | 0 | 0 | 0 | 0 | 0 | 0 | 0 | 0 | 0 | 0 | 0 | 0 | 0 | 0 | 0 | 0 | 0 | 0 | 0 | 0 | 0 | 0
F3_Commercial_Interruptible - Health_Existing_Space Heating_Natural Gas_Gas Boiler - Stack Economizer_A_Achievable Technical Potential | F3 | Commercial | Interruptible - Health | Existing | Space Heating | Natural Gas | Gas Boiler - Stack Economizer | A | Integrated Unit Winter Peak Savings (kW) | Achievable Technical Potential | 0 | 0 | 0 | 0 | 0 | 0 | 0 | 0 | 0 | 0 | 0 | 0 | 0 | 0 | 0 | 0 | 0 | 0 | 0 | 0 | 0 | 0 | 0 | 0 | 0 | 0 | 0
F4_Commercial_Interruptible - Health_Existing_Space Heating_Natural Gas_Gas Boiler - Stack Economizer_A_Achievable Technical Potential | F4 | Commercial | Interruptible - Health | Existing | Space Heating | Natural Gas | Gas Boiler - Stack Economizer | A | Incremental Energy Savings (MWh or mTherms) | Achievable Technical Potential | 0 | 0 | 0.2493 | 0.30219 | 0.36397 | 0.41503 | 0.46398 | 0.53052 | 0.56763 | 0.56403 | 0.51573 | 0.42928 | 0.32135 | 0.21324 | 0.12343 | 0.055835 | 0 | 0 | 0 | 0 | 0 | 0 | 0 | 0 | 0 | 0 | 0
F5_Commercial_Interruptible - Health_Existing_Space Heating_Natural Gas_Gas Boiler - Stack Economizer_A_Achievable Technical Potential | F5 | Commercial | Interruptible - Health | Existing | Space Heating | Natural Gas | Gas Boiler - Stack Economizer | A | Incremental Summer Peak Savings (MW) | Achievable Technical Potential | 0 | 0 | 0 | 0 | 0 | 0 | 0 | 0 | 0 | 0 | 0 | 0 | 0 | 0 | 0 | 0 | 0 | 0 | 0 | 0 | 0 | 0 | 0 | 0 | 0 | 0 | 0
F6_Commercial_Interruptible - Health_Existing_Space Heating_Natural Gas_Gas Boiler - Stack Economizer_A_Achievable Technical Potential | F6 | Commercial | Interruptible - Health | Existing | Space Heating | Natural Gas | Gas Boiler - Stack Economizer | A | Incremental Winter Peak Savings (MW) | Achievable Technical Potential | 0 | 0 | 0 | 0 | 0 | 0 | 0 | 0 | 0 | 0 | 0 | 0 | 0 | 0 | 0 | 0 | 0 | 0 | 0 | 0 | 0 | 0 | 0 | 0 | 0 | 0 | 0
F7_Commercial_Interruptible - Health_Existing_Space Heating_Natural Gas_Gas Boiler - Stack Economizer_A_Achievable Technical Potential | F7 | Commercial | Interruptible - Health | Existing | Space Heating | Natural Gas | Gas Boiler - Stack Economizer | A | Cumulative Energy Savings (MWh or mTherms) | Achievable Technical Potential | 0 | 0 | 0.2493 | 0.54831 | 0.90363 | 1.3027 | 1.7408 | 2.233 | 2.7455 | 3.2346 | 3.6541 | 3.9678 | 4.1595 | 4.2351 | 4.22 | 4.143 | 4.0224 | 3.9236 | 3.847 | 3.7824 | 3.7328 | 3.6867 | 3.6648 | 3.6435 | 3.6226 | 3.6022 | 3.5821
F8_Commercial_Interruptible - Health_Existing_Space Heating_Natural Gas_Gas Boiler - Stack Economizer_A_Achievable Technical Potential | F8 | Commercial | Interruptible - Health | Existing | Space Heating | Natural Gas | Gas Boiler - Stack Economizer | A | Cumulative Summer Peak Savings (MW) | Achievable Technical Potential | 0 | 0 | 0 | 0 | 0 | 0 | 0 | 0 | 0 | 0 | 0 | 0 | 0 | 0 | 0 | 0 | 0 | 0 | 0 | 0 | 0 | 0 | 0 | 0 | 0 | 0 | 0
F9_Commercial_Interruptible - Health_Existing_Space Heating_Natural Gas_Gas Boiler - Stack Economizer_A_Achievable Technical Potential | F9 | Commercial | Interruptible - Health | Existing | Space Heating | Natural Gas | Gas Boiler - Stack Economizer | A | Cumulative Winter Peak Savings (MW) | Achievable Technical Potential | 0 | 0 | 0 | 0 | 0 | 0 | 0 | 0 | 0 | 0 | 0 | 0 | 0 | 0 | 0 | 0 | 0 | 0 | 0 | 0 | 0 | 0 | 0 | 0 | 0 | 0 | 0
F10_Commercial_Interruptible - Health_Existing_Space Heating_Natural Gas_Gas Boiler - Stack Economizer_A_Achievable Technical Potential | F10 | Commercial | Interruptible - Health | Existing | Space Heating | Natural Gas | Gas Boiler - Stack Economizer | A | Purchases (Incremental) | Achievable Technical Potential | 0 | 0 | 912.2047 | 1120.0419 | 1370.6035 | 1591.0547 | 1814.7994 | 2121.7186 | 2327.5583 | 2377.7652 | 2240.7584 | 1926.1216 | 1490.5142 | 1022.9073 | 612.1156 | 285.8996 | 0 | 0 | 0 | 0 | 0 | 0 | 0 | 0 | 0 | 0 | 0
F11_Commercial_Interruptible - Health_Existing_Space Heating_Natural Gas_Gas Boiler - Stack Economizer_A_Achievable Technical Potential | F11 | Commercial | Interruptible - Health | Existing | Space Heating | Natural Gas | Gas Boiler - Stack Economizer | A | Purchases (Cumulative) | Achievable Technical Potential | 0 | 0 | 912.2047 | 2032.2466 | 3402.8501 | 4993.9049 | 6808.7043 | 8930.4229 | 11257.9812 | 13635.7465 | 15876.5048 | 17802.6264 | 19293.1407 | 20316.048 | 20928.1636 | 21214.0631 | 21214.0631 | 21214.0631 | 21214.0631 | 21214.0631 | 21214.0631 | 21214.0631 | 21214.0631 | 21214.0631 | 21214.0631 | 21214.0631 | 21214.0631
F1_Commercial_Interruptible - Health_Existing_Space Heating_Natural Gas_Gas Boiler - Thermostatic Radiator Valves_A_Achievable Technical Potential | F1 | Commercial | Interruptible - Health | Existing | Space Heating | Natural Gas | Gas Boiler - Thermostatic Radiator Valves | A | Integrated Unit Energy Savings (kWh or therms) | Achievable Technical Potential | 0 | 0 | 16.7436 | 16.6495 | 16.5196 | 16.3707 | 16.2013 | 16.0081 | 15.7885 | 15.541 | 15.2659 | 14.9668 | 14.6507 | 14.3275 | 14.0095 | 13.7091 | 13.4368 | 13.2078 | 13.0241 | 12.8685 | 12.7493 | 12.6379 | 12.5631 | 12.4901 | 12.4187 | 12.3488 | 12.2801
F2_Commercial_Interruptible - Health_Existing_Space Heating_Natural Gas_Gas Boiler - Thermostatic Radiator Valves_A_Achievable Technical Potential | F2 | Commercial | Interruptible - Health | Existing | Space Heating | Natural Gas | Gas Boiler - Thermostatic Radiator Valves | A | Integrated Unit Summer Peak Savings (kW) | Achievable Technical Potential | 0 | 0 | 0 | 0 | 0 | 0 | 0 | 0 | 0 | 0 | 0 | 0 | 0 | 0 | 0 | 0 | 0 | 0 | 0 | 0 | 0 | 0 | 0 | 0 | 0 | 0 | 0
F3_Commercial_Interruptible - Health_Existing_Space Heating_Natural Gas_Gas Boiler - Thermostatic Radiator Valves_A_Achievable Technical Potential | F3 | Commercial | Interruptible - Health | Existing | Space Heating | Natural Gas | Gas Boiler - Thermostatic Radiator Valves | A | Integrated Unit Winter Peak Savings (kW) | Achievable Technical Potential | 0 | 0 | 0 | 0 | 0 | 0 | 0 | 0 | 0 | 0 | 0 | 0 | 0 | 0 | 0 | 0 | 0 | 0 | 0 | 0 | 0 | 0 | 0 | 0 | 0 | 0 | 0
F4_Commercial_Interruptible - Health_Existing_Space Heating_Natural Gas_Gas Boiler - Thermostatic Radiator Valves_A_Achievable Technical Potential | F4 | Commercial | Interruptible - Health | Existing | Space Heating | Natural Gas | Gas Boiler - Thermostatic Radiator Valves | A | Incremental Energy Savings (MWh or mTherms) | Achievable Technical Potential | 0 | 0 | 0.4739 | 0.96728 | 0.95973 | 0.95108 | 0.94124 | 0.93001 | 0.91726 | 0.90288 | 0.8869 | 0.86952 | 0.85116 | 0.83238 | 0.8139 | 0.79645 | 0.78063 | 0.3935 | 0 | 1.3715e-15 | 0 | 0 | 0 | 0 | 0 | 0 | 0
F5_Commercial_Interruptible - Health_Existing_Space Heating_Natural Gas_Gas Boiler - Thermostatic Radiator Valves_A_Achievable Technical Potential | F5 | Commercial | Interruptible - Health | Existing | Space Heating | Natural Gas | Gas Boiler - Thermostatic Radiator Valves | A | Incremental Summer Peak Savings (MW) | Achievable Technical Potential | 0 | 0 | 0 | 0 | 0 | 0 | 0 | 0 | 0 | 0 | 0 | 0 | 0 | 0 | 0 | 0 | 0 | 0 | 0 | 0 | 0 | 0 | 0 | 0 | 0 | 0 | 0
F6_Commercial_Interruptible - Health_Existing_Space Heating_Natural Gas_Gas Boiler - Thermostatic Radiator Valves_A_Achievable Technical Potential | F6 | Commercial | Interruptible - Health | Existing | Space Heating | Natural Gas | Gas Boiler - Thermostatic Radiator Valves | A | Incremental Winter Peak Savings (MW) | Achievable Technical Potential | 0 | 0 | 0 | 0 | 0 | 0 | 0 | 0 | 0 | 0 | 0 | 0 | 0 | 0 | 0 | 0 | 0 | 0 | 0 | 0 | 0 | 0 | 0 | 0 | 0 | 0 | 0
F7_Commercial_Interruptible - Health_Existing_Space Heating_Natural Gas_Gas Boiler - Thermostatic Radiator Valves_A_Achievable Technical Potential | F7 | Commercial | Interruptible - Health | Existing | Space Heating | Natural Gas | Gas Boiler - Thermostatic Radiator Valves | A | Cumulative Energy Savings (MWh or mTherms) | Achievable Technical Potential | 0 | 0 | 0.4739 | 1.4385 | 2.387 | 3.3166 | 4.2235 | 5.1032 | 5.9504 | 6.76 | 7.5272 | 8.2493 | 8.9262 | 9.5617 | 10.1634 | 10.7419 | 11.3092 | 11.5099 | 11.3498 | 11.2143 | 11.1103 | 11.0133 | 10.9481 | 10.8845 | 10.8223 | 10.7613 | 10.7014
F8_Commercial_Interruptible - Health_Existing_Space Heating_Natural Gas_Gas Boiler - Thermostatic Radiator Valves_A_Achievable Technical Potential | F8 | Commercial | Interruptible - Health | Existing | Space Heating | Natural Gas | Gas Boiler - Thermostatic Radiator Valves | A | Cumulative Summer Peak Savings (MW) | Achievable Technical Potential | 0 | 0 | 0 | 0 | 0 | 0 | 0 | 0 | 0 | 0 | 0 | 0 | 0 | 0 | 0 | 0 | 0 | 0 | 0 | 0 | 0 | 0 | 0 | 0 | 0 | 0 | 0
F9_Commercial_Interruptible - Health_Existing_Space Heating_Natural Gas_Gas Boiler - Thermostatic Radiator Valves_A_Achievable Technical Potential | F9 | Commercial | Interruptible - Health | Existing | Space Heating | Natural Gas | Gas Boiler - Thermostatic Radiator Valves | A | Cumulative Winter Peak Savings (MW) | Achievable Technical Potential | 0 | 0 | 0 | 0 | 0 | 0 | 0 | 0 | 0 | 0 | 0 | 0 | 0 | 0 | 0 | 0 | 0 | 0 | 0 | 0 | 0 | 0 | 0 | 0 | 0 | 0 | 0
F10_Commercial_Interruptible - Health_Existing_Space Heating_Natural Gas_Gas Boiler - Thermostatic Radiator Valves_A_Achievable Technical Potential | F10 | Commercial | Interruptible - Health | Existing | Space Heating | Natural Gas | Gas Boiler - Thermostatic Radiator Valves | A | Purchases (Incremental) | Achievable Technical Potential | 0 | 0 | 28.3034 | 58.0965 | 58.0965 | 58.0965 | 58.0965 | 58.0965 | 58.0965 | 58.0965 | 58.0965 | 58.0965 | 58.0965 | 58.0965 | 58.0965 | 58.0965 | 58.0965 | 29.7931 | 0 | 1.0658e-13 | 0 | 0 | 0 | 0 | 0 | 0 | 0
F11_Commercial_Interruptible - Health_Existing_Space Heating_Natural Gas_Gas Boiler - Thermostatic Radiator Valves_A_Achievable Technical Potential | F11 | Commercial | Interruptible - Health | Existing | Space Heating | Natural Gas | Gas Boiler - Thermostatic Radiator Valves | A | Purchases (Cumulative) | Achievable Technical Potential | 0 | 0 | 28.3034 | 86.4 | 144.4965 | 202.593 | 260.6895 | 318.786 | 376.8826 | 434.9791 | 493.0756 | 551.1721 | 609.2686 | 667.3652 | 725.4617 | 783.5582 | 841.6547 | 871.4478 | 871.4478 | 871.4478 | 871.4478 | 871.4478 | 871.4478 | 871.4478 | 871.4478 | 871.4478 | 871.4478
F1_Commercial_Interruptible - Health_Existing_Space Heating_Natural Gas_HVAC - Shut Off Damper_A_Achievable Technical Potential | F1 | Commercial | Interruptible - Health | Existing | Space Heating | Natural Gas | HVAC - Shut Off Damper | A | Integrated Unit Energy Savings (kWh or therms) | Achievable Technical Potential | 0 | 0 | 34.5292 | 34.0982 | 33.5723 | 32.9909 | 32.3495 | 31.6543 | 30.89 | 30.0627 | 29.1832 | 28.2703 | 27.3535 | 26.4513 | 25.5852 | 24.7767 | 24.0504 | 23.455 | 22.9924 | 22.6022 | 22.302 | 22.0229 | 21.889 | 21.7586 | 21.6313 | 21.5067 | 21.3844
F2_Commercial_Interruptible - Health_Existing_Space Heating_Natural Gas_HVAC - Shut Off Damper_A_Achievable Technical Potential | F2 | Commercial | Interruptible - Health | Existing | Space Heating | Natural Gas | HVAC - Shut Off Damper | A | Integrated Unit Summer Peak Savings (kW) | Achievable Technical Potential | 0 | 0 | 0 | 0 | 0 | 0 | 0 | 0 | 0 | 0 | 0 | 0 | 0 | 0 | 0 | 0 | 0 | 0 | 0 | 0 | 0 | 0 | 0 | 0 | 0 | 0 | 0
F3_Commercial_Interruptible - Health_Existing_Space Heating_Natural Gas_HVAC - Shut Off Damper_A_Achievable Technical Potential | F3 | Commercial | Interruptible - Health | Existing | Space Heating | Natural Gas | HVAC - Shut Off Damper | A | Integrated Unit Winter Peak Savings (kW) | Achievable Technical Potential | 0 | 0 | 0 | 0 | 0 | 0 | 0 | 0 | 0 | 0 | 0 | 0 | 0 | 0 | 0 | 0 | 0 | 0 | 0 | 0 | 0 | 0 | 0 | 0 | 0 | 0 | 0
F4_Commercial_Interruptible - Health_Existing_Space Heating_Natural Gas_HVAC - Shut Off Damper_A_Achievable Technical Potential | F4 | Commercial | Interruptible - Health | Existing | Space Heating | Natural Gas | HVAC - Shut Off Damper | A | Incremental Energy Savings (MWh or mTherms) | Achievable Technical Potential | 0 | 0 | 0.17384 | 0.21079 | 0.25396 | 0.28971 | 0.32402 | 0.37068 | 0.39682 | 0.39452 | 0.36092 | 0.30053 | 0.22502 | 0.14933 | 0.086437 | 0.039096 | 0 | 0 | 0 | 0 | 0 | 0 | 0 | 0 | 0 | 0 | 0
F5_Commercial_Interruptible - Health_Existing_Space Heating_Natural Gas_HVAC - Shut Off Damper_A_Achievable Technical Potential | F5 | Commercial | Interruptible - Health | Existing | Space Heating | Natural Gas | HVAC - Shut Off Damper | A | Incremental Summer Peak Savings (MW) | Achievable Technical Potential | 0 | 0 | 0 | 0 | 0 | 0 | 0 | 0 | 0 | 0 | 0 | 0 | 0 | 0 | 0 | 0 | 0 | 0 | 0 | 0 | 0 | 0 | 0 | 0 | 0 | 0 | 0
F6_Commercial_Interruptible - Health_Existing_Space Heating_Natural Gas_HVAC - Shut Off Damper_A_Achievable Technical Potential | F6 | Commercial | Interruptible - Health | Existing | Space Heating | Natural Gas | HVAC - Shut Off Damper | A | Incremental Winter Peak Savings (MW) | Achievable Technical Potential | 0 | 0 | 0 | 0 | 0 | 0 | 0 | 0 | 0 | 0 | 0 | 0 | 0 | 0 | 0 | 0 | 0 | 0 | 0 | 0 | 0 | 0 | 0 | 0 | 0 | 0 | 0
F7_Commercial_Interruptible - Health_Existing_Space Heating_Natural Gas_HVAC - Shut Off Damper_A_Achievable Technical Potential | F7 | Commercial | Interruptible - Health | Existing | Space Heating | Natural Gas | HVAC - Shut Off Damper | A | Cumulative Energy Savings (MWh or mTherms) | Achievable Technical Potential | 0 | 0 | 0.17384 | 0.38246 | 0.63052 | 0.90931 | 1.2157 | 1.5602 | 1.9194 | 2.2625 | 2.5572 | 2.7777 | 2.9127 | 2.9659 | 2.9553 | 2.901 | 2.8159 | 2.7462 | 2.6921 | 2.6464 | 2.6112 | 2.5785 | 2.5629 | 2.5476 | 2.5327 | 2.5181 | 2.5038
F8_Commercial_Interruptible - Health_Existing_Space Heating_Natural Gas_HVAC - Shut Off Damper_A_Achievable Technical Potential | F8 | Commercial | Interruptible - Health | Existing | Space Heating | Natural Gas | HVAC - Shut Off Damper | A | Cumulative Summer Peak Savings (MW) | Achievable Technical Potential | 0 | 0 | 0 | 0 | 0 | 0 | 0 | 0 | 0 | 0 | 0 | 0 | 0 | 0 | 0 | 0 | 0 | 0 | 0 | 0 | 0 | 0 | 0 | 0 | 0 | 0 | 0
F9_Commercial_Interruptible - Health_Existing_Space Heating_Natural Gas_HVAC - Shut Off Damper_A_Achievable Technical Potential | F9 | Commercial | Interruptible - Health | Existing | Space Heating | Natural Gas | HVAC - Shut Off Damper | A | Cumulative Winter Peak Savings (MW) | Achievable Technical Potential | 0 | 0 | 0 | 0 | 0 | 0 | 0 | 0 | 0 | 0 | 0 | 0 | 0 | 0 | 0 | 0 | 0 | 0 | 0 | 0 | 0 | 0 | 0 | 0 | 0 | 0 | 0
F10_Commercial_Interruptible - Health_Existing_Space Heating_Natural Gas_HVAC - Shut Off Damper_A_Achievable Technical Potential | F10 | Commercial | Interruptible - Health | Existing | Space Heating | Natural Gas | HVAC - Shut Off Damper | A | Purchases (Incremental) | Achievable Technical Potential | 0 | 0 | 5.0347 | 6.1817 | 7.5647 | 8.7814 | 10.0163 | 11.7102 | 12.8463 | 13.1234 | 12.3672 | 10.6307 | 8.2265 | 5.6456 | 3.3784 | 1.5779 | 0 | 0 | 0 | 0 | 0 | 0 | 0 | 0 | 0 | 0 | 0
F11_Commercial_Interruptible - Health_Existing_Space Heating_Natural Gas_HVAC - Shut Off Damper_A_Achievable Technical Potential | F11 | Commercial | Interruptible - Health | Existing | Space Heating | Natural Gas | HVAC - Shut Off Damper | A | Purchases (Cumulative) | Achievable Technical Potential | 0 | 0 | 5.0347 | 11.2164 | 18.7811 | 27.5624 | 37.5787 | 49.2889 | 62.1352 | 75.2586 | 87.6258 | 98.2565 | 106.4829 | 112.1286 | 115.507 | 117.0849 | 117.0849 | 117.0849 | 117.0849 | 117.0849 | 117.0849 | 117.0849 | 117.0849 | 117.0849 | 117.0849 | 117.0849 | 117.0849
F1_Commercial_Interruptible - Health_Existing_Space Heating_Natural Gas_Gas Furnace - Tube Inserts_A_Achievable Technical Potential | F1 | Commercial | Interruptible - Health | Existing | Space Heating | Natural Gas | Gas Furnace - Tube Inserts | A | Integrated Unit Energy Savings (kWh or therms) | Achievable Technical Potential | 0 | 0 | 0 | 0 | 0 | 0 | 0 | 0 | 0 | 0 | 0 | 0 | 0 | 0 | 0 | 0 | 0 | 0 | 0 | 0 | 0 | 0 | 0 | 0 | 0 | 0 | 0
F2_Commercial_Interruptible - Health_Existing_Space Heating_Natural Gas_Gas Furnace - Tube Inserts_A_Achievable Technical Potential | F2 | Commercial | Interruptible - Health | Existing | Space Heating | Natural Gas | Gas Furnace - Tube Inserts | A | Integrated Unit Summer Peak Savings (kW) | Achievable Technical Potential | 0 | 0 | 0 | 0 | 0 | 0 | 0 | 0 | 0 | 0 | 0 | 0 | 0 | 0 | 0 | 0 | 0 | 0 | 0 | 0 | 0 | 0 | 0 | 0 | 0 | 0 | 0
F3_Commercial_Interruptible - Health_Existing_Space Heating_Natural Gas_Gas Furnace - Tube Inserts_A_Achievable Technical Potential | F3 | Commercial | Interruptible - Health | Existing | Space Heating | Natural Gas | Gas Furnace - Tube Inserts | A | Integrated Unit Winter Peak Savings (kW) | Achievable Technical Potential | 0 | 0 | 0 | 0 | 0 | 0 | 0 | 0 | 0 | 0 | 0 | 0 | 0 | 0 | 0 | 0 | 0 | 0 | 0 | 0 | 0 | 0 | 0 | 0 | 0 | 0 | 0
F4_Commercial_Interruptible - Health_Existing_Space Heating_Natural Gas_Gas Furnace - Tube Inserts_A_Achievable Technical Potential | F4 | Commercial | Interruptible - Health | Existing | Space Heating | Natural Gas | Gas Furnace - Tube Inserts | A | Incremental Energy Savings (MWh or mTherms) | Achievable Technical Potential | 0 | 0 | 0 | 0 | 0 | 0 | 0 | 0 | 0 | 0 | 0 | 0 | 0 | 0 | 0 | 0 | 0 | 0 | 0 | 0 | 0 | 0 | 0 | 0 | 0 | 0 | 0
F5_Commercial_Interruptible - Health_Existing_Space Heating_Natural Gas_Gas Furnace - Tube Inserts_A_Achievable Technical Potential | F5 | Commercial | Interruptible - Health | Existing | Space Heating | Natural Gas | Gas Furnace - Tube Inserts | A | Incremental Summer Peak Savings (MW) | Achievable Technical Potential | 0 | 0 | 0 | 0 | 0 | 0 | 0 | 0 | 0 | 0 | 0 | 0 | 0 | 0 | 0 | 0 | 0 | 0 | 0 | 0 | 0 | 0 | 0 | 0 | 0 | 0 | 0
F6_Commercial_Interruptible - Health_Existing_Space Heating_Natural Gas_Gas Furnace - Tube Inserts_A_Achievable Technical Potential | F6 | Commercial | Interruptible - Health | Existing | Space Heating | Natural Gas | Gas Furnace - Tube Inserts | A | Incremental Winter Peak Savings (MW) | Achievable Technical Potential | 0 | 0 | 0 | 0 | 0 | 0 | 0 | 0 | 0 | 0 | 0 | 0 | 0 | 0 | 0 | 0 | 0 | 0 | 0 | 0 | 0 | 0 | 0 | 0 | 0 | 0 | 0
F7_Commercial_Interruptible - Health_Existing_Space Heating_Natural Gas_Gas Furnace - Tube Inserts_A_Achievable Technical Potential | F7 | Commercial | Interruptible - Health | Existing | Space Heating | Natural Gas | Gas Furnace - Tube Inserts | A | Cumulative Energy Savings (MWh or mTherms) | Achievable Technical Potential | 0 | 0 | 0 | 0 | 0 | 0 | 0 | 0 | 0 | 0 | 0 | 0 | 0 | 0 | 0 | 0 | 0 | 0 | 0 | 0 | 0 | 0 | 0 | 0 | 0 | 0 | 0
F8_Commercial_Interruptible - Health_Existing_Space Heating_Natural Gas_Gas Furnace - Tube Inserts_A_Achievable Technical Potential | F8 | Commercial | Interruptible - Health | Existing | Space Heating | Natural Gas | Gas Furnace - Tube Inserts | A | Cumulative Summer Peak Savings (MW) | Achievable Technical Potential | 0 | 0 | 0 | 0 | 0 | 0 | 0 | 0 | 0 | 0 | 0 | 0 | 0 | 0 | 0 | 0 | 0 | 0 | 0 | 0 | 0 | 0 | 0 | 0 | 0 | 0 | 0
F9_Commercial_Interruptible - Health_Existing_Space Heating_Natural Gas_Gas Furnace - Tube Inserts_A_Achievable Technical Potential | F9 | Commercial | Interruptible - Health | Existing | Space Heating | Natural Gas | Gas Furnace - Tube Inserts | A | Cumulative Winter Peak Savings (MW) | Achievable Technical Potential | 0 | 0 | 0 | 0 | 0 | 0 | 0 | 0 | 0 | 0 | 0 | 0 | 0 | 0 | 0 | 0 | 0 | 0 | 0 | 0 | 0 | 0 | 0 | 0 | 0 | 0 | 0
F10_Commercial_Interruptible - Health_Existing_Space Heating_Natural Gas_Gas Furnace - Tube Inserts_A_Achievable Technical Potential | F10 | Commercial | Interruptible - Health | Existing | Space Heating | Natural Gas | Gas Furnace - Tube Inserts | A | Purchases (Incremental) | Achievable Technical Potential | 0 | 0 | 215.6487 | 116.0388 | 392.5477 | 638.5327 | 969.2034 | 1172.4576 | 1772.167 | 2055.249 | 2388.97 | 2600.9415 | 2617.3642 | 2372.8606 | 1831.0591 | 1006.0406 | 0 | 0 | 0 | 0 | 0 | 0 | 0 | 0 | 0 | 0 | 0
F11_Commercial_Interruptible - Health_Existing_Space Heating_Natural Gas_Gas Furnace - Tube Inserts_A_Achievable Technical Potential | F11 | Commercial | Interruptible - Health | Existing | Space Heating | Natural Gas | Gas Furnace - Tube Inserts | A | Purchases (Cumulative) | Achievable Technical Potential | 0 | 0 | 215.6487 | 331.6875 | 724.2352 | 1362.7679 | 2331.9713 | 3504.4289 | 5276.5959 | 7331.8449 | 9720.8149 | 12321.7564 | 14939.1206 | 17311.9812 | 19143.0403 | 20149.0809 | 20149.0809 | 20149.0809 | 20149.0809 | 20149.0809 | 20149.0809 | 20149.0809 | 20149.0809 | 20149.0809 | 20149.0809 | 20149.0809 | 20149.0809
F1_Commercial_Interruptible - Health_Existing_Space Heating_Natural Gas_Gas Boiler - Insulate Steam Lines/Condensate Tank_A_Achievable Technical Potential | F1 | Commercial | Interruptible - Health | Existing | Space Heating | Natural Gas | Gas Boiler - Insulate Steam Lines/Condensate Tank | A | Integrated Unit Energy Savings (kWh or therms) | Achievable Technical Potential | 0 | 0 | 6.3784 | 6.3573 | 6.328 | 6.2962 | 6.2627 | 6.2279 | 6.1921 | 6.1552 | 6.1177 | 6.0797 | 6.0413 | 6.0029 | 5.9646 | 5.9267 | 5.8894 | 5.8528 | 5.8171 | 5.782 | 5.7476 | 5.7137 | 5.6799 | 5.647 | 5.6147 | 5.5831 | 5.552
F2_Commercial_Interruptible - Health_Existing_Space Heating_Natural Gas_Gas Boiler - Insulate Steam Lines/Condensate Tank_A_Achievable Technical Potential | F2 | Commercial | Interruptible - Health | Existing | Space Heating | Natural Gas | Gas Boiler - Insulate Steam Lines/Condensate Tank | A | Integrated Unit Summer Peak Savings (kW) | Achievable Technical Potential | 0 | 0 | 0 | 0 | 0 | 0 | 0 | 0 | 0 | 0 | 0 | 0 | 0 | 0 | 0 | 0 | 0 | 0 | 0 | 0 | 0 | 0 | 0 | 0 | 0 | 0 | 0
F3_Commercial_Interruptible - Health_Existing_Space Heating_Natural Gas_Gas Boiler - Insulate Steam Lines/Condensate Tank_A_Achievable Technical Potential | F3 | Commercial | Interruptible - Health | Existing | Space Heating | Natural Gas | Gas Boiler - Insulate Steam Lines/Condensate Tank | A | Integrated Unit Winter Peak Savings (kW) | Achievable Technical Potential | 0 | 0 | 0 | 0 | 0 | 0 | 0 | 0 | 0 | 0 | 0 | 0 | 0 | 0 | 0 | 0 | 0 | 0 | 0 | 0 | 0 | 0 | 0 | 0 | 0 | 0 | 0
F4_Commercial_Interruptible - Health_Existing_Space Heating_Natural Gas_Gas Boiler - Insulate Steam Lines/Condensate Tank_A_Achievable Technical Potential | F4 | Commercial | Interruptible - Health | Existing | Space Heating | Natural Gas | Gas Boiler - Insulate Steam Lines/Condensate Tank | A | Incremental Energy Savings (MWh or mTherms) | Achievable Technical Potential | 0 | 0 | 0.28429 | 0.58161 | 0.57894 | 0.57602 | 0.57296 | 0.56978 | 0.5665 | 0.56313 | 0.5597 | 0.55621 | 0.55271 | 0.54919 | 0.54568 | 0.54222 | 0.5388 | 0.27459 | 0 | 9.8601e-16 | 0 | 0 | 0 | 0 | 0 | 0 | 0
F5_Commercial_Interruptible - Health_Existing_Space Heating_Natural Gas_Gas Boiler - Insulate Steam Lines/Condensate Tank_A_Achievable Technical Potential | F5 | Commercial | Interruptible - Health | Existing | Space Heating | Natural Gas | Gas Boiler - Insulate Steam Lines/Condensate Tank | A | Incremental Summer Peak Savings (MW) | Achievable Technical Potential | 0 | 0 | 0 | 0 | 0 | 0 | 0 | 0 | 0 | 0 | 0 | 0 | 0 | 0 | 0 | 0 | 0 | 0 | 0 | 0 | 0 | 0 | 0 | 0 | 0 | 0 | 0
F6_Commercial_Interruptible - Health_Existing_Space Heating_Natural Gas_Gas Boiler - Insulate Steam Lines/Condensate Tank_A_Achievable Technical Potential | F6 | Commercial | Interruptible - Health | Existing | Space Heating | Natural Gas | Gas Boiler - Insulate Steam Lines/Condensate Tank | A | Incremental Winter Peak Savings (MW) | Achievable Technical Potential | 0 | 0 | 0 | 0 | 0 | 0 | 0 | 0 | 0 | 0 | 0 | 0 | 0 | 0 | 0 | 0 | 0 | 0 | 0 | 0 | 0 | 0 | 0 | 0 | 0 | 0 | 0
F7_Commercial_Interruptible - Health_Existing_Space Heating_Natural Gas_Gas Boiler - Insulate Steam Lines/Condensate Tank_A_Achievable Technical Potential | F7 | Commercial | Interruptible - Health | Existing | Space Heating | Natural Gas | Gas Boiler - Insulate Steam Lines/Condensate Tank | A | Cumulative Energy Savings (MWh or mTherms) | Achievable Technical Potential | 0 | 0 | 0.28429 | 0.86496 | 1.4399 | 2.0087 | 2.571 | 3.1265 | 3.675 | 4.2162 | 4.7502 | 5.2769 | 5.7963 | 6.3086 | 6.8141 | 7.313 | 7.8058 | 8.0319 | 7.9829 | 7.9348 | 7.8875 | 7.841 | 7.7947 | 7.7494 | 7.7051 | 7.6618 | 7.6192
F8_Commercial_Interruptible - Health_Existing_Space Heating_Natural Gas_Gas Boiler - Insulate Steam Lines/Condensate Tank_A_Achievable Technical Potential | F8 | Commercial | Interruptible - Health | Existing | Space Heating | Natural Gas | Gas Boiler - Insulate Steam Lines/Condensate Tank | A | Cumulative Summer Peak Savings (MW) | Achievable Technical Potential | 0 | 0 | 0 | 0 | 0 | 0 | 0 | 0 | 0 | 0 | 0 | 0 | 0 | 0 | 0 | 0 | 0 | 0 | 0 | 0 | 0 | 0 | 0 | 0 | 0 | 0 | 0
F9_Commercial_Interruptible - Health_Existing_Space Heating_Natural Gas_Gas Boiler - Insulate Steam Lines/Condensate Tank_A_Achievable Technical Potential | F9 | Commercial | Interruptible - Health | Existing | Space Heating | Natural Gas | Gas Boiler - Insulate Steam Lines/Condensate Tank | A | Cumulative Winter Peak Savings (MW) | Achievable Technical Potential | 0 | 0 | 0 | 0 | 0 | 0 | 0 | 0 | 0 | 0 | 0 | 0 | 0 | 0 | 0 | 0 | 0 | 0 | 0 | 0 | 0 | 0 | 0 | 0 | 0 | 0 | 0
F10_Commercial_Interruptible - Health_Existing_Space Heating_Natural Gas_Gas Boiler - Insulate Steam Lines/Condensate Tank_A_Achievable Technical Potential | F10 | Commercial | Interruptible - Health | Existing | Space Heating | Natural Gas | Gas Boiler - Insulate Steam Lines/Condensate Tank | A | Purchases (Incremental) | Achievable Technical Potential | 0 | 0 | 44.5709 | 91.4876 | 91.4876 | 91.4876 | 91.4876 | 91.4876 | 91.4876 | 91.4876 | 91.4876 | 91.4876 | 91.4876 | 91.4876 | 91.4876 | 91.4876 | 91.4876 | 46.9167 | 0 | 1.7053e-13 | 0 | 0 | 0 | 0 | 0 | 0 | 0
F11_Commercial_Interruptible - Health_Existing_Space Heating_Natural Gas_Gas Boiler - Insulate Steam Lines/Condensate Tank_A_Achievable Technical Potential | F11 | Commercial | Interruptible - Health | Existing | Space Heating | Natural Gas | Gas Boiler - Insulate Steam Lines/Condensate Tank | A | Purchases (Cumulative) | Achievable Technical Potential | 0 | 0 | 44.5709 | 136.0586 | 227.5462 | 319.0339 | 410.5215 | 502.0092 | 593.4968 | 684.9845 | 776.4721 | 867.9598 | 959.4474 | 1050.935 | 1142.4227 | 1233.9103 | 1325.398 | 1372.3147 | 1372.3147 | 1372.3147 | 1372.3147 | 1372.3147 | 1372.3147 | 1372.3147 | 1372.3147 | 1372.3147 | 1372.3147
F1_Commercial_Interruptible - Health_Existing_Space Heating_Natural Gas_Gas Boiler - Insulate Hot Water Lines_A_Achievable Technical Potential | F1 | Commercial | Interruptible - Health | Existing | Space Heating | Natural Gas | Gas Boiler - Insulate Hot Water Lines | A | Integrated Unit Energy Savings (kWh or therms) | Achievable Technical Potential | 0 | 0 | 4.256 | 4.2194 | 4.1726 | 4.1199 | 4.0608 | 3.9941 | 3.9188 | 3.8347 | 3.7418 | 3.6417 | 3.5368 | 3.4304 | 3.3266 | 3.2294 | 3.142 | 3.0705 | 3.0155 | 2.9695 | 2.9348 | 2.9027 | 2.8855 | 2.8687 | 2.8523 | 2.8363 | 2.8205
F2_Commercial_Interruptible - Health_Existing_Space Heating_Natural Gas_Gas Boiler - Insulate Hot Water Lines_A_Achievable Technical Potential | F2 | Commercial | Interruptible - Health | Existing | Space Heating | Natural Gas | Gas Boiler - Insulate Hot Water Lines | A | Integrated Unit Summer Peak Savings (kW) | Achievable Technical Potential | 0 | 0 | 0 | 0 | 0 | 0 | 0 | 0 | 0 | 0 | 0 | 0 | 0 | 0 | 0 | 0 | 0 | 0 | 0 | 0 | 0 | 0 | 0 | 0 | 0 | 0 | 0
F3_Commercial_Interruptible - Health_Existing_Space Heating_Natural Gas_Gas Boiler - Insulate Hot Water Lines_A_Achievable Technical Potential | F3 | Commercial | Interruptible - Health | Existing | Space Heating | Natural Gas | Gas Boiler - Insulate Hot Water Lines | A | Integrated Unit Winter Peak Savings (kW) | Achievable Technical Potential | 0 | 0 | 0 | 0 | 0 | 0 | 0 | 0 | 0 | 0 | 0 | 0 | 0 | 0 | 0 | 0 | 0 | 0 | 0 | 0 | 0 | 0 | 0 | 0 | 0 | 0 | 0
F4_Commercial_Interruptible - Health_Existing_Space Heating_Natural Gas_Gas Boiler - Insulate Hot Water Lines_A_Achievable Technical Potential | F4 | Commercial | Interruptible - Health | Existing | Space Heating | Natural Gas | Gas Boiler - Insulate Hot Water Lines | A | Incremental Energy Savings (MWh or mTherms) | Achievable Technical Potential | 0 | 0 | 0.18969 | 0.38603 | 0.38174 | 0.37692 | 0.37152 | 0.36541 | 0.35852 | 0.35082 | 0.34233 | 0.33317 | 0.32357 | 0.16094 | 0 | 5.5071e-16 | 4.465e-17 | 6.1089e-16 | 0 | 5.9079e-16 | 0 | 0 | 0 | 0 | 0 | 0 | 0
F5_Commercial_Interruptible - Health_Existing_Space Heating_Natural Gas_Gas Boiler - Insulate Hot Water Lines_A_Achievable Technical Potential | F5 | Commercial | Interruptible - Health | Existing | Space Heating | Natural Gas | Gas Boiler - Insulate Hot Water Lines | A | Incremental Summer Peak Savings (MW) | Achievable Technical Potential | 0 | 0 | 0 | 0 | 0 | 0 | 0 | 0 | 0 | 0 | 0 | 0 | 0 | 0 | 0 | 0 | 0 | 0 | 0 | 0 | 0 | 0 | 0 | 0 | 0 | 0 | 0
F6_Commercial_Interruptible - Health_Existing_Space Heating_Natural Gas_Gas Boiler - Insulate Hot Water Lines_A_Achievable Technical Potential | F6 | Commercial | Interruptible - Health | Existing | Space Heating | Natural Gas | Gas Boiler - Insulate Hot Water Lines | A | Incremental Winter Peak Savings (MW) | Achievable Technical Potential | 0 | 0 | 0 | 0 | 0 | 0 | 0 | 0 | 0 | 0 | 0 | 0 | 0 | 0 | 0 | 0 | 0 | 0 | 0 | 0 | 0 | 0 | 0 | 0 | 0 | 0 | 0
F7_Commercial_Interruptible - Health_Existing_Space Heating_Natural Gas_Gas Boiler - Insulate Hot Water Lines_A_Achievable Technical Potential | F7 | Commercial | Interruptible - Health | Existing | Space Heating | Natural Gas | Gas Boiler - Insulate Hot Water Lines | A | Cumulative Energy Savings (MWh or mTherms) | Achievable Technical Potential | 0 | 0 | 0.18969 | 0.57409 | 0.94946 | 1.3144 | 1.6671 | 2.0051 | 2.3258 | 2.6267 | 2.9054 | 3.1609 | 3.3934 | 3.4522 | 3.3478 | 3.2499 | 3.162 | 3.0901 | 3.0347 | 2.9884 | 2.9535 | 2.9212 | 2.9039 | 2.887 | 2.8705 | 2.8543 | 2.8384
F8_Commercial_Interruptible - Health_Existing_Space Heating_Natural Gas_Gas Boiler - Insulate Hot Water Lines_A_Achievable Technical Potential | F8 | Commercial | Interruptible - Health | Existing | Space Heating | Natural Gas | Gas Boiler - Insulate Hot Water Lines | A | Cumulative Summer Peak Savings (MW) | Achievable Technical Potential | 0 | 0 | 0 | 0 | 0 | 0 | 0 | 0 | 0 | 0 | 0 | 0 | 0 | 0 | 0 | 0 | 0 | 0 | 0 | 0 | 0 | 0 | 0 | 0 | 0 | 0 | 0
F9_Commercial_Interruptible - Health_Existing_Space Heating_Natural Gas_Gas Boiler - Insulate Hot Water Lines_A_Achievable Technical Potential | F9 | Commercial | Interruptible - Health | Existing | Space Heating | Natural Gas | Gas Boiler - Insulate Hot Water Lines | A | Cumulative Winter Peak Savings (MW) | Achievable Technical Potential | 0 | 0 | 0 | 0 | 0 | 0 | 0 | 0 | 0 | 0 | 0 | 0 | 0 | 0 | 0 | 0 | 0 | 0 | 0 | 0 | 0 | 0 | 0 | 0 | 0 | 0 | 0
F10_Commercial_Interruptible - Health_Existing_Space Heating_Natural Gas_Gas Boiler - Insulate Hot Water Lines_A_Achievable Technical Potential | F10 | Commercial | Interruptible - Health | Existing | Space Heating | Natural Gas | Gas Boiler - Insulate Hot Water Lines | A | Purchases (Incremental) | Achievable Technical Potential | 0 | 0 | 44.5709 | 91.4876 | 91.4876 | 91.4876 | 91.4876 | 91.4876 | 91.4876 | 91.4876 | 91.4876 | 91.4876 | 91.4876 | 46.9167 | 0 | 1.7053e-13 | 1.4211e-14 | 1.9895e-13 | 0 | 1.9895e-13 | 0 | 0 | 0 | 0 | 0 | 0 | 0
F11_Commercial_Interruptible - Health_Existing_Space Heating_Natural Gas_Gas Boiler - Insulate Hot Water Lines_A_Achievable Technical Potential | F11 | Commercial | Interruptible - Health | Existing | Space Heating | Natural Gas | Gas Boiler - Insulate Hot Water Lines | A | Purchases (Cumulative) | Achievable Technical Potential | 0 | 0 | 44.5709 | 136.0586 | 227.5462 | 319.0339 | 410.5215 | 502.0092 | 593.4968 | 684.9845 | 776.4721 | 867.9598 | 959.4474 | 1006.3641 | 1006.3641 | 1006.3641 | 1006.3641 | 1006.3641 | 1006.3641 | 1006.3641 | 1006.3641 | 1006.3641 | 1006.3641 | 1006.3641 | 1006.3641 | 1006.3641 | 1006.3641
F1_Commercial_Interruptible - Health_Existing_Space Heating_Natural Gas_Condensing RTU_A_Achievable Technical Potential | F1 | Commercial | Interruptible - Health | Existing | Space Heating | Natural Gas | Condensing RTU | A | Integrated Unit Energy Savings (kWh or therms) | Achievable Technical Potential | 0 | 0 | 0.026479 | 0.026114 | 0.025663 | 0.025159 | 0.0246 | 0.023989 | 0.02332 | 0.0226 | 0.021844 | 0.021071 | 0.020304 | 0.01956 | 0.018852 | 0.018196 | 0.017608 | 0.017121 | 0.016735 | 0.016407 | 0.016148 | 0.015909 | 0.015777 | 0.015651 | 0.015529 | 0.015412 | 0.015299
F2_Commercial_Interruptible - Health_Existing_Space Heating_Natural Gas_Condensing RTU_A_Achievable Technical Potential | F2 | Commercial | Interruptible - Health | Existing | Space Heating | Natural Gas | Condensing RTU | A | Integrated Unit Summer Peak Savings (kW) | Achievable Technical Potential | 0 | 0 | 0 | 0 | 0 | 0 | 0 | 0 | 0 | 0 | 0 | 0 | 0 | 0 | 0 | 0 | 0 | 0 | 0 | 0 | 0 | 0 | 0 | 0 | 0 | 0 | 0
F3_Commercial_Interruptible - Health_Existing_Space Heating_Natural Gas_Condensing RTU_A_Achievable Technical Potential | F3 | Commercial | Interruptible - Health | Existing | Space Heating | Natural Gas | Condensing RTU | A | Integrated Unit Winter Peak Savings (kW) | Achievable Technical Potential | 0 | 0 | 0 | 0 | 0 | 0 | 0 | 0 | 0 | 0 | 0 | 0 | 0 | 0 | 0 | 0 | 0 | 0 | 0 | 0 | 0 | 0 | 0 | 0 | 0 | 0 | 0
F4_Commercial_Interruptible - Health_Existing_Space Heating_Natural Gas_Condensing RTU_A_Achievable Technical Potential | F4 | Commercial | Interruptible - Health | Existing | Space Heating | Natural Gas | Condensing RTU | A | Incremental Energy Savings (MWh or mTherms) | Achievable Technical Potential | 0 | 0 | 0.010574 | 0.021406 | 0.021037 | 0.020624 | 0.020165 | 0.010084 | 0 | 0 | 4.9668e-18 | 4.7909e-18 | 0 | 0 | 0 | 2.8961e-17 | 0 | 0 | 0 | 0 | 0 | 0 | 0 | 0 | 0 | 0 | 0
F5_Commercial_Interruptible - Health_Existing_Space Heating_Natural Gas_Condensing RTU_A_Achievable Technical Potential | F5 | Commercial | Interruptible - Health | Existing | Space Heating | Natural Gas | Condensing RTU | A | Incremental Summer Peak Savings (MW) | Achievable Technical Potential | 0 | 0 | 0 | 0 | 0 | 0 | 0 | 0 | 0 | 0 | 0 | 0 | 0 | 0 | 0 | 0 | 0 | 0 | 0 | 0 | 0 | 0 | 0 | 0 | 0 | 0 | 0
F6_Commercial_Interruptible - Health_Existing_Space Heating_Natural Gas_Condensing RTU_A_Achievable Technical Potential | F6 | Commercial | Interruptible - Health | Existing | Space Heating | Natural Gas | Condensing RTU | A | Incremental Winter Peak Savings (MW) | Achievable Technical Potential | 0 | 0 | 0 | 0 | 0 | 0 | 0 | 0 | 0 | 0 | 0 | 0 | 0 | 0 | 0 | 0 | 0 | 0 | 0 | 0 | 0 | 0 | 0 | 0 | 0 | 0 | 0
F7_Commercial_Interruptible - Health_Existing_Space Heating_Natural Gas_Condensing RTU_A_Achievable Technical Potential | F7 | Commercial | Interruptible - Health | Existing | Space Heating | Natural Gas | Condensing RTU | A | Cumulative Energy Savings (MWh or mTherms) | Achievable Technical Potential | 0 | 0 | 0.010574 | 0.031834 | 0.052322 | 0.071918 | 0.090484 | 0.098322 | 0.095577 | 0.092628 | 0.08953 | 0.08636 | 0.083218 | 0.080166 | 0.077266 | 0.074577 | 0.072169 | 0.070173 | 0.068591 | 0.067246 | 0.066186 | 0.065203 | 0.064664 | 0.064146 | 0.063647 | 0.063167 | 0.062702
F8_Commercial_Interruptible - Health_Existing_Space Heating_Natural Gas_Condensing RTU_A_Achievable Technical Potential | F8 | Commercial | Interruptible - Health | Existing | Space Heating | Natural Gas | Condensing RTU | A | Cumulative Summer Peak Savings (MW) | Achievable Technical Potential | 0 | 0 | 0 | 0 | 0 | 0 | 0 | 0 | 0 | 0 | 0 | 0 | 0 | 0 | 0 | 0 | 0 | 0 | 0 | 0 | 0 | 0 | 0 | 0 | 0 | 0 | 0
F9_Commercial_Interruptible - Health_Existing_Space Heating_Natural Gas_Condensing RTU_A_Achievable Technical Potential | F9 | Commercial | Interruptible - Health | Existing | Space Heating | Natural Gas | Condensing RTU | A | Cumulative Winter Peak Savings (MW) | Achievable Technical Potential | 0 | 0 | 0 | 0 | 0 | 0 | 0 | 0 | 0 | 0 | 0 | 0 | 0 | 0 | 0 | 0 | 0 | 0 | 0 | 0 | 0 | 0 | 0 | 0 | 0 | 0 | 0
F10_Commercial_Interruptible - Health_Existing_Space Heating_Natural Gas_Condensing RTU_A_Achievable Technical Potential | F10 | Commercial | Interruptible - Health | Existing | Space Heating | Natural Gas | Condensing RTU | A | Purchases (Incremental) | Achievable Technical Potential | 0 | 0 | 399.3495 | 819.7174 | 819.7174 | 819.7174 | 819.7174 | 420.3679 | 0 | 0 | 2.2737e-13 | 2.2737e-13 | 0 | 0 | 0 | 1.5916e-12 | 0 | 0 | 0 | 0 | 0 | 0 | 0 | 0 | 0 | 0 | 0
F11_Commercial_Interruptible - Health_Existing_Space Heating_Natural Gas_Condensing RTU_A_Achievable Technical Potential | F11 | Commercial | Interruptible - Health | Existing | Space Heating | Natural Gas | Condensing RTU | A | Purchases (Cumulative) | Achievable Technical Potential | 0 | 0 | 399.3495 | 1219.0668 | 2038.7842 | 2858.5015 | 3678.2189 | 4098.5868 | 4098.5868 | 4098.5868 | 4098.5868 | 4098.5868 | 4098.5868 | 4098.5868 | 4098.5868 | 4098.5868 | 4098.5868 | 4098.5868 | 4098.5868 | 4098.5868 | 4098.5868 | 4098.5868 | 4098.5868 | 4098.5868 | 4098.5868 | 4098.5868 | 4098.5868
F1_Commercial_Interruptible - Health_Existing_Space Heating_Natural Gas_Hydronic Heating Radiator Replacement_A_Achievable Technical Potential | F1 | Commercial | Interruptible - Health | Existing | Space Heating | Natural Gas | Hydronic Heating Radiator Replacement | A | Integrated Unit Energy Savings (kWh or therms) | Achievable Technical Potential | 0 | 0 | 36.04 | 35.6633 | 35.192 | 34.6658 | 34.0793 | 33.4209 | 32.6871 | 31.8797 | 31.0069 | 30.0853 | 29.1546 | 28.237 | 27.355 | 26.532 | 25.7945 | 25.1951 | 24.7365 | 24.3542 | 24.0675 | 23.8024 | 23.6614 | 23.5238 | 23.3892 | 23.2574 | 23.1279
F2_Commercial_Interruptible - Health_Existing_Space Heating_Natural Gas_Hydronic Heating Radiator Replacement_A_Achievable Technical Potential | F2 | Commercial | Interruptible - Health | Existing | Space Heating | Natural Gas | Hydronic Heating Radiator Replacement | A | Integrated Unit Summer Peak Savings (kW) | Achievable Technical Potential | 0 | 0 | 0 | 0 | 0 | 0 | 0 | 0 | 0 | 0 | 0 | 0 | 0 | 0 | 0 | 0 | 0 | 0 | 0 | 0 | 0 | 0 | 0 | 0 | 0 | 0 | 0
F3_Commercial_Interruptible - Health_Existing_Space Heating_Natural Gas_Hydronic Heating Radiator Replacement_A_Achievable Technical Potential | F3 | Commercial | Interruptible - Health | Existing | Space Heating | Natural Gas | Hydronic Heating Radiator Replacement | A | Integrated Unit Winter Peak Savings (kW) | Achievable Technical Potential | 0 | 0 | 0 | 0 | 0 | 0 | 0 | 0 | 0 | 0 | 0 | 0 | 0 | 0 | 0 | 0 | 0 | 0 | 0 | 0 | 0 | 0 | 0 | 0 | 0 | 0 | 0
F4_Commercial_Interruptible - Health_Existing_Space Heating_Natural Gas_Hydronic Heating Radiator Replacement_A_Achievable Technical Potential | F4 | Commercial | Interruptible - Health | Existing | Space Heating | Natural Gas | Hydronic Heating Radiator Replacement | A | Incremental Energy Savings (MWh or mTherms) | Achievable Technical Potential | 0 | 0 | 0.40802 | 0.82877 | 0.81781 | 0.80558 | 0.79196 | 0.77665 | 0.7596 | 0.74084 | 0.72056 | 0.69914 | 0.67751 | 0.65619 | 0.63569 | 0.61657 | 0.59943 | 0.5855 | 0.57484 | 0.56596 | 0.5593 | 0.55314 | 0 | 0 | 0 | 0 | 0
F5_Commercial_Interruptible - Health_Existing_Space Heating_Natural Gas_Hydronic Heating Radiator Replacement_A_Achievable Technical Potential | F5 | Commercial | Interruptible - Health | Existing | Space Heating | Natural Gas | Hydronic Heating Radiator Replacement | A | Incremental Summer Peak Savings (MW) | Achievable Technical Potential | 0 | 0 | 0 | 0 | 0 | 0 | 0 | 0 | 0 | 0 | 0 | 0 | 0 | 0 | 0 | 0 | 0 | 0 | 0 | 0 | 0 | 0 | 0 | 0 | 0 | 0 | 0
F6_Commercial_Interruptible - Health_Existing_Space Heating_Natural Gas_Hydronic Heating Radiator Replacement_A_Achievable Technical Potential | F6 | Commercial | Interruptible - Health | Existing | Space Heating | Natural Gas | Hydronic Heating Radiator Replacement | A | Incremental Winter Peak Savings (MW) | Achievable Technical Potential | 0 | 0 | 0 | 0 | 0 | 0 | 0 | 0 | 0 | 0 | 0 | 0 | 0 | 0 | 0 | 0 | 0 | 0 | 0 | 0 | 0 | 0 | 0 | 0 | 0 | 0 | 0
F7_Commercial_Interruptible - Health_Existing_Space Heating_Natural Gas_Hydronic Heating Radiator Replacement_A_Achievable Technical Potential | F7 | Commercial | Interruptible - Health | Existing | Space Heating | Natural Gas | Hydronic Heating Radiator Replacement | A | Cumulative Energy Savings (MWh or mTherms) | Achievable Technical Potential | 0 | 0 | 0.40802 | 1.2325 | 2.034 | 2.8092 | 3.5536 | 4.2616 | 4.9277 | 5.5468 | 6.1155 | 6.6329 | 7.1052 | 7.5377 | 7.938 | 8.3157 | 8.684 | 9.0677 | 9.4775 | 9.897 | 10.3398 | 10.7791 | 10.7152 | 10.6529 | 10.5919 | 10.5322 | 10.4736
F8_Commercial_Interruptible - Health_Existing_Space Heating_Natural Gas_Hydronic Heating Radiator Replacement_A_Achievable Technical Potential | F8 | Commercial | Interruptible - Health | Existing | Space Heating | Natural Gas | Hydronic Heating Radiator Replacement | A | Cumulative Summer Peak Savings (MW) | Achievable Technical Potential | 0 | 0 | 0 | 0 | 0 | 0 | 0 | 0 | 0 | 0 | 0 | 0 | 0 | 0 | 0 | 0 | 0 | 0 | 0 | 0 | 0 | 0 | 0 | 0 | 0 | 0 | 0
F9_Commercial_Interruptible - Health_Existing_Space Heating_Natural Gas_Hydronic Heating Radiator Replacement_A_Achievable Technical Potential | F9 | Commercial | Interruptible - Health | Existing | Space Heating | Natural Gas | Hydronic Heating Radiator Replacement | A | Cumulative Winter Peak Savings (MW) | Achievable Technical Potential | 0 | 0 | 0 | 0 | 0 | 0 | 0 | 0 | 0 | 0 | 0 | 0 | 0 | 0 | 0 | 0 | 0 | 0 | 0 | 0 | 0 | 0 | 0 | 0 | 0 | 0 | 0
F10_Commercial_Interruptible - Health_Existing_Space Heating_Natural Gas_Hydronic Heating Radiator Replacement_A_Achievable Technical Potential | F10 | Commercial | Interruptible - Health | Existing | Space Heating | Natural Gas | Hydronic Heating Radiator Replacement | A | Purchases (Incremental) | Achievable Technical Potential | 0 | 0 | 11.3214 | 23.2386 | 23.2386 | 23.2386 | 23.2386 | 23.2386 | 23.2386 | 23.2386 | 23.2386 | 23.2386 | 23.2386 | 23.2386 | 23.2386 | 23.2386 | 23.2386 | 23.2386 | 23.2386 | 23.2386 | 23.2386 | 23.2386 | 0 | 0 | 0 | 0 | 0
F11_Commercial_Interruptible - Health_Existing_Space Heating_Natural Gas_Hydronic Heating Radiator Replacement_A_Achievable Technical Potential | F11 | Commercial | Interruptible - Health | Existing | Space Heating | Natural Gas | Hydronic Heating Radiator Replacement | A | Purchases (Cumulative) | Achievable Technical Potential | 0 | 0 | 11.3214 | 34.56 | 57.7986 | 81.0372 | 104.2758 | 127.5144 | 150.753 | 173.9916 | 197.2302 | 220.4688 | 243.7075 | 266.9461 | 290.1847 | 313.4233 | 336.6619 | 359.9005 | 383.1391 | 406.3777 | 429.6163 | 452.8549 | 452.8549 | 452.8549 | 452.8549 | 452.8549 | 452.8549
F1_Commercial_Interruptible - Health_Existing_Space Heating_Natural Gas_Thermostat - Connected_A_Achievable Technical Potential | F1 | Commercial | Interruptible - Health | Existing | Space Heating | Natural Gas | Thermostat - Connected | A | Integrated Unit Energy Savings (kWh or therms) | Achievable Technical Potential | 0 | 0 | 33.9224 | 33.5223 | 33.0336 | 32.4939 | 31.8983 | 31.2364 | 30.5053 | 29.707 | 28.8498 | 27.9492 | 27.0428 | 26.1509 | 25.2946 | 24.4953 | 23.7773 | 23.1886 | 22.7312 | 22.3455 | 22.0487 | 21.7727 | 21.6404 | 21.5115 | 21.3856 | 21.2624 | 21.1416
F2_Commercial_Interruptible - Health_Existing_Space Heating_Natural Gas_Thermostat - Connected_A_Achievable Technical Potential | F2 | Commercial | Interruptible - Health | Existing | Space Heating | Natural Gas | Thermostat - Connected | A | Integrated Unit Summer Peak Savings (kW) | Achievable Technical Potential | 0 | 0 | 0 | 0 | 0 | 0 | 0 | 0 | 0 | 0 | 0 | 0 | 0 | 0 | 0 | 0 | 0 | 0 | 0 | 0 | 0 | 0 | 0 | 0 | 0 | 0 | 0
F3_Commercial_Interruptible - Health_Existing_Space Heating_Natural Gas_Thermostat - Connected_A_Achievable Technical Potential | F3 | Commercial | Interruptible - Health | Existing | Space Heating | Natural Gas | Thermostat - Connected | A | Integrated Unit Winter Peak Savings (kW) | Achievable Technical Potential | 0 | 0 | 0 | 0 | 0 | 0 | 0 | 0 | 0 | 0 | 0 | 0 | 0 | 0 | 0 | 0 | 0 | 0 | 0 | 0 | 0 | 0 | 0 | 0 | 0 | 0 | 0
F4_Commercial_Interruptible - Health_Existing_Space Heating_Natural Gas_Thermostat - Connected_A_Achievable Technical Potential | F4 | Commercial | Interruptible - Health | Existing | Space Heating | Natural Gas | Thermostat - Connected | A | Incremental Energy Savings (MWh or mTherms) | Achievable Technical Potential | 0 | 0 | 0.36079 | 0.43776 | 0.52788 | 0.60278 | 0.67494 | 0.4405 | 0.42948 | 0.34884 | 0.21854 | 0.036276 | 0 | 0 | 0 | 0 | 0 | 0 | 0 | 0 | 0 | 0 | 0 | 0 | 0 | 0 | 0
F5_Commercial_Interruptible - Health_Existing_Space Heating_Natural Gas_Thermostat - Connected_A_Achievable Technical Potential | F5 | Commercial | Interruptible - Health | Existing | Space Heating | Natural Gas | Thermostat - Connected | A | Incremental Summer Peak Savings (MW) | Achievable Technical Potential | 0 | 0 | 0 | 0 | 0 | 0 | 0 | 0 | 0 | 0 | 0 | 0 | 0 | 0 | 0 | 0 | 0 | 0 | 0 | 0 | 0 | 0 | 0 | 0 | 0 | 0 | 0
F6_Commercial_Interruptible - Health_Existing_Space Heating_Natural Gas_Thermostat - Connected_A_Achievable Technical Potential | F6 | Commercial | Interruptible - Health | Existing | Space Heating | Natural Gas | Thermostat - Connected | A | Incremental Winter Peak Savings (MW) | Achievable Technical Potential | 0 | 0 | 0 | 0 | 0 | 0 | 0 | 0 | 0 | 0 | 0 | 0 | 0 | 0 | 0 | 0 | 0 | 0 | 0 | 0 | 0 | 0 | 0 | 0 | 0 | 0 | 0
F7_Commercial_Interruptible - Health_Existing_Space Heating_Natural Gas_Thermostat - Connected_A_Achievable Technical Potential | F7 | Commercial | Interruptible - Health | Existing | Space Heating | Natural Gas | Thermostat - Connected | A | Cumulative Energy Savings (MWh or mTherms) | Achievable Technical Potential | 0 | 0 | 0.36079 | 0.79429 | 1.3106 | 1.892 | 2.5322 | 2.9202 | 3.2813 | 3.5443 | 3.6605 | 3.5826 | 3.4664 | 3.352 | 3.2423 | 3.1398 | 3.0478 | 2.9723 | 2.9137 | 2.8643 | 2.8262 | 2.7908 | 2.7739 | 2.7574 | 2.7412 | 2.7254 | 2.7099
F8_Commercial_Interruptible - Health_Existing_Space Heating_Natural Gas_Thermostat - Connected_A_Achievable Technical Potential | F8 | Commercial | Interruptible - Health | Existing | Space Heating | Natural Gas | Thermostat - Connected | A | Cumulative Summer Peak Savings (MW) | Achievable Technical Potential | 0 | 0 | 0 | 0 | 0 | 0 | 0 | 0 | 0 | 0 | 0 | 0 | 0 | 0 | 0 | 0 | 0 | 0 | 0 | 0 | 0 | 0 | 0 | 0 | 0 | 0 | 0
F9_Commercial_Interruptible - Health_Existing_Space Heating_Natural Gas_Thermostat - Connected_A_Achievable Technical Potential | F9 | Commercial | Interruptible - Health | Existing | Space Heating | Natural Gas | Thermostat - Connected | A | Cumulative Winter Peak Savings (MW) | Achievable Technical Potential | 0 | 0 | 0 | 0 | 0 | 0 | 0 | 0 | 0 | 0 | 0 | 0 | 0 | 0 | 0 | 0 | 0 | 0 | 0 | 0 | 0 | 0 | 0 | 0 | 0 | 0 | 0
F10_Commercial_Interruptible - Health_Existing_Space Heating_Natural Gas_Thermostat - Connected_A_Achievable Technical Potential | F10 | Commercial | Interruptible - Health | Existing | Space Heating | Natural Gas | Thermostat - Connected | A | Purchases (Incremental) | Achievable Technical Potential | 0 | 0 | 10.6356 | 13.0588 | 15.9802 | 18.5505 | 21.1592 | 14.102 | 14.0787 | 11.7427 | 7.5751 | 1.2979 | 0 | 0 | 0 | 0 | 0 | 0 | 0 | 0 | 0 | 0 | 0 | 0 | 0 | 0 | 0
F11_Commercial_Interruptible - Health_Existing_Space Heating_Natural Gas_Thermostat - Connected_A_Achievable Technical Potential | F11 | Commercial | Interruptible - Health | Existing | Space Heating | Natural Gas | Thermostat - Connected | A | Purchases (Cumulative) | Achievable Technical Potential | 0 | 0 | 10.6356 | 23.6945 | 39.6746 | 58.2251 | 79.3843 | 93.4863 | 107.5651 | 119.3078 | 126.8828 | 128.1808 | 128.1808 | 128.1808 | 128.1808 | 128.1808 | 128.1808 | 128.1808 | 128.1808 | 128.1808 | 128.1808 | 128.1808 | 128.1808 | 128.1808 | 128.1808 | 128.1808 | 128.1808
F1_Commercial_Interruptible - Health_Existing_Water Heating_Natural Gas_Water Heater - Thermostatic Shower Restriction Valve_A_Achievable Technical Potential | F1 | Commercial | Interruptible - Health | Existing | Water Heating | Natural Gas | Water Heater - Thermostatic Shower Restriction Valve | A | Integrated Unit Energy Savings (kWh or therms) | Achievable Technical Potential | 0 | 0 | 15.2851 | 14.9495 | 14.6356 | 14.3332 | 14.0414 | 13.7534 | 13.4838 | 13.2328 | 13.0034 | 12.8023 | 12.6402 | 12.5159 | 12.4515 | 12.3835 | 12.3307 | 12.2887 | 12.2558 | 12.2294 | 12.2106 | 12.1972 | 12.1878 | 12.181 | 12.1719 | 12.1696 | 12.1678
F2_Commercial_Interruptible - Health_Existing_Water Heating_Natural Gas_Water Heater - Thermostatic Shower Restriction Valve_A_Achievable Technical Potential | F2 | Commercial | Interruptible - Health | Existing | Water Heating | Natural Gas | Water Heater - Thermostatic Shower Restriction Valve | A | Integrated Unit Summer Peak Savings (kW) | Achievable Technical Potential | 0 | 0 | 0 | 0 | 0 | 0 | 0 | 0 | 0 | 0 | 0 | 0 | 0 | 0 | 0 | 0 | 0 | 0 | 0 | 0 | 0 | 0 | 0 | 0 | 0 | 0 | 0
F3_Commercial_Interruptible - Health_Existing_Water Heating_Natural Gas_Water Heater - Thermostatic Shower Restriction Valve_A_Achievable Technical Potential | F3 | Commercial | Interruptible - Health | Existing | Water Heating | Natural Gas | Water Heater - Thermostatic Shower Restriction Valve | A | Integrated Unit Winter Peak Savings (kW) | Achievable Technical Potential | 0 | 0 | 0 | 0 | 0 | 0 | 0 | 0 | 0 | 0 | 0 | 0 | 0 | 0 | 0 | 0 | 0 | 0 | 0 | 0 | 0 | 0 | 0 | 0 | 0 | 0 | 0
F4_Commercial_Interruptible - Health_Existing_Water Heating_Natural Gas_Water Heater - Thermostatic Shower Restriction Valve_A_Achievable Technical Potential | F4 | Commercial | Interruptible - Health | Existing | Water Heating | Natural Gas | Water Heater - Thermostatic Shower Restriction Valve | A | Incremental Energy Savings (MWh or mTherms) | Achievable Technical Potential | 0 | 0 | 0 | 0 | 0 | 0 | 0 | 0 | 0 | 0 | 0 | 0 | 0 | 0 | 0 | 0 | 0 | 0 | 0 | 0 | 0 | 0 | 0 | 0 | 0 | 0 | 0
F5_Commercial_Interruptible - Health_Existing_Water Heating_Natural Gas_Water Heater - Thermostatic Shower Restriction Valve_A_Achievable Technical Potential | F5 | Commercial | Interruptible - Health | Existing | Water Heating | Natural Gas | Water Heater - Thermostatic Shower Restriction Valve | A | Incremental Summer Peak Savings (MW) | Achievable Technical Potential | 0 | 0 | 0 | 0 | 0 | 0 | 0 | 0 | 0 | 0 | 0 | 0 | 0 | 0 | 0 | 0 | 0 | 0 | 0 | 0 | 0 | 0 | 0 | 0 | 0 | 0 | 0
F6_Commercial_Interruptible - Health_Existing_Water Heating_Natural Gas_Water Heater - Thermostatic Shower Restriction Valve_A_Achievable Technical Potential | F6 | Commercial | Interruptible - Health | Existing | Water Heating | Natural Gas | Water Heater - Thermostatic Shower Restriction Valve | A | Incremental Winter Peak Savings (MW) | Achievable Technical Potential | 0 | 0 | 0 | 0 | 0 | 0 | 0 | 0 | 0 | 0 | 0 | 0 | 0 | 0 | 0 | 0 | 0 | 0 | 0 | 0 | 0 | 0 | 0 | 0 | 0 | 0 | 0
F7_Commercial_Interruptible - Health_Existing_Water Heating_Natural Gas_Water Heater - Thermostatic Shower Restriction Valve_A_Achievable Technical Potential | F7 | Commercial | Interruptible - Health | Existing | Water Heating | Natural Gas | Water Heater - Thermostatic Shower Restriction Valve | A | Cumulative Energy Savings (MWh or mTherms) | Achievable Technical Potential | 0 | 0 | 0 | 0 | 0 | 0 | 0 | 0 | 0 | 0 | 0 | 0 | 0 | 0 | 0 | 0 | 0 | 0 | 0 | 0 | 0 | 0 | 0 | 0 | 0 | 0 | 0
F8_Commercial_Interruptible - Health_Existing_Water Heating_Natural Gas_Water Heater - Thermostatic Shower Restriction Valve_A_Achievable Technical Potential | F8 | Commercial | Interruptible - Health | Existing | Water Heating | Natural Gas | Water Heater - Thermostatic Shower Restriction Valve | A | Cumulative Summer Peak Savings (MW) | Achievable Technical Potential | 0 | 0 | 0 | 0 | 0 | 0 | 0 | 0 | 0 | 0 | 0 | 0 | 0 | 0 | 0 | 0 | 0 | 0 | 0 | 0 | 0 | 0 | 0 | 0 | 0 | 0 | 0
F9_Commercial_Interruptible - Health_Existing_Water Heating_Natural Gas_Water Heater - Thermostatic Shower Restriction Valve_A_Achievable Technical Potential | F9 | Commercial | Interruptible - Health | Existing | Water Heating | Natural Gas | Water Heater - Thermostatic Shower Restriction Valve | A | Cumulative Winter Peak Savings (MW) | Achievable Technical Potential | 0 | 0 | 0 | 0 | 0 | 0 | 0 | 0 | 0 | 0 | 0 | 0 | 0 | 0 | 0 | 0 | 0 | 0 | 0 | 0 | 0 | 0 | 0 | 0 | 0 | 0 | 0
F10_Commercial_Interruptible - Health_Existing_Water Heating_Natural Gas_Water Heater - Thermostatic Shower Restriction Valve_A_Achievable Technical Potential | F10 | Commercial | Interruptible - Health | Existing | Water Heating | Natural Gas | Water Heater - Thermostatic Shower Restriction Valve | A | Purchases (Incremental) | Achievable Technical Potential | 0 | 0 | 0 | 0 | 0 | 0 | 0 | 0 | 0 | 0 | 0 | 0 | 0 | 0 | 0 | 0 | 0 | 0 | 0 | 0 | 0 | 0 | 0 | 0 | 0 | 0 | 0
F11_Commercial_Interruptible - Health_Existing_Water Heating_Natural Gas_Water Heater - Thermostatic Shower Restriction Valve_A_Achievable Technical Potential | F11 | Commercial | Interruptible - Health | Existing | Water Heating | Natural Gas | Water Heater - Thermostatic Shower Restriction Valve | A | Purchases (Cumulative) | Achievable Technical Potential | 0 | 0 | 0 | 0 | 0 | 0 | 0 | 0 | 0 | 0 | 0 | 0 | 0 | 0 | 0 | 0 | 0 | 0 | 0 | 0 | 0 | 0 | 0 | 0 | 0 | 0 | 0
F1_Commercial_Interruptible - Health_Existing_Water Heating_Natural Gas_Water Heater - Pre-Rinse Spray Valve_A_Achievable Technical Potential | F1 | Commercial | Interruptible - Health | Existing | Water Heating | Natural Gas | Water Heater - Pre-Rinse Spray Valve | A | Integrated Unit Energy Savings (kWh or therms) | Achievable Technical Potential | 0 | 0 | 16.0992 | 15.7238 | 15.3682 | 15.0223 | 14.6853 | 14.3491 | 14.0305 | 13.7325 | 13.459 | 13.2204 | 13.0324 | 12.8916 | 12.8188 | 12.7451 | 12.6907 | 12.6475 | 12.6137 | 12.5864 | 12.5671 | 12.5534 | 12.5436 | 12.5367 | 12.5273 | 12.5249 | 12.5231
F2_Commercial_Interruptible - Health_Existing_Water Heating_Natural Gas_Water Heater - Pre-Rinse Spray Valve_A_Achievable Technical Potential | F2 | Commercial | Interruptible - Health | Existing | Water Heating | Natural Gas | Water Heater - Pre-Rinse Spray Valve | A | Integrated Unit Summer Peak Savings (kW) | Achievable Technical Potential | 0 | 0 | 0 | 0 | 0 | 0 | 0 | 0 | 0 | 0 | 0 | 0 | 0 | 0 | 0 | 0 | 0 | 0 | 0 | 0 | 0 | 0 | 0 | 0 | 0 | 0 | 0
F3_Commercial_Interruptible - Health_Existing_Water Heating_Natural Gas_Water Heater - Pre-Rinse Spray Valve_A_Achievable Technical Potential | F3 | Commercial | Interruptible - Health | Existing | Water Heating | Natural Gas | Water Heater - Pre-Rinse Spray Valve | A | Integrated Unit Winter Peak Savings (kW) | Achievable Technical Potential | 0 | 0 | 0 | 0 | 0 | 0 | 0 | 0 | 0 | 0 | 0 | 0 | 0 | 0 | 0 | 0 | 0 | 0 | 0 | 0 | 0 | 0 | 0 | 0 | 0 | 0 | 0
F4_Commercial_Interruptible - Health_Existing_Water Heating_Natural Gas_Water Heater - Pre-Rinse Spray Valve_A_Achievable Technical Potential | F4 | Commercial | Interruptible - Health | Existing | Water Heating | Natural Gas | Water Heater - Pre-Rinse Spray Valve | A | Incremental Energy Savings (MWh or mTherms) | Achievable Technical Potential | 0 | 0 | 0.0047206 | 0.005661 | 0.0067707 | 0.0076828 | 0.0042606 | 0.0046201 | 0.0043158 | 0.0034727 | 0.0018428 | 0 | 0 | 0 | 0 | 0 | 0 | 0 | 0 | 0 | 0 | 0 | 0 | 0 | 0 | 0 | 0
F5_Commercial_Interruptible - Health_Existing_Water Heating_Natural Gas_Water Heater - Pre-Rinse Spray Valve_A_Achievable Technical Potential | F5 | Commercial | Interruptible - Health | Existing | Water Heating | Natural Gas | Water Heater - Pre-Rinse Spray Valve | A | Incremental Summer Peak Savings (MW) | Achievable Technical Potential | 0 | 0 | 0 | 0 | 0 | 0 | 0 | 0 | 0 | 0 | 0 | 0 | 0 | 0 | 0 | 0 | 0 | 0 | 0 | 0 | 0 | 0 | 0 | 0 | 0 | 0 | 0
F6_Commercial_Interruptible - Health_Existing_Water Heating_Natural Gas_Water Heater - Pre-Rinse Spray Valve_A_Achievable Technical Potential | F6 | Commercial | Interruptible - Health | Existing | Water Heating | Natural Gas | Water Heater - Pre-Rinse Spray Valve | A | Incremental Winter Peak Savings (MW) | Achievable Technical Potential | 0 | 0 | 0 | 0 | 0 | 0 | 0 | 0 | 0 | 0 | 0 | 0 | 0 | 0 | 0 | 0 | 0 | 0 | 0 | 0 | 0 | 0 | 0 | 0 | 0 | 0 | 0
F7_Commercial_Interruptible - Health_Existing_Water Heating_Natural Gas_Water Heater - Pre-Rinse Spray Valve_A_Achievable Technical Potential | F7 | Commercial | Interruptible - Health | Existing | Water Heating | Natural Gas | Water Heater - Pre-Rinse Spray Valve | A | Cumulative Energy Savings (MWh or mTherms) | Achievable Technical Potential | 0 | 0 | 0.0047206 | 0.010271 | 0.01681 | 0.024114 | 0.027834 | 0.031817 | 0.035426 | 0.038146 | 0.03923 | 0.038534 | 0.037986 | 0.037576 | 0.037364 | 0.037149 | 0.03699 | 0.036864 | 0.036766 | 0.036686 | 0.03663 | 0.03659 | 0.036562 | 0.036541 | 0.036514 | 0.036507 | 0.036501
F8_Commercial_Interruptible - Health_Existing_Water Heating_Natural Gas_Water Heater - Pre-Rinse Spray Valve_A_Achievable Technical Potential | F8 | Commercial | Interruptible - Health | Existing | Water Heating | Natural Gas | Water Heater - Pre-Rinse Spray Valve | A | Cumulative Summer Peak Savings (MW) | Achievable Technical Potential | 0 | 0 | 0 | 0 | 0 | 0 | 0 | 0 | 0 | 0 | 0 | 0 | 0 | 0 | 0 | 0 | 0 | 0 | 0 | 0 | 0 | 0 | 0 | 0 | 0 | 0 | 0
F9_Commercial_Interruptible - Health_Existing_Water Heating_Natural Gas_Water Heater - Pre-Rinse Spray Valve_A_Achievable Technical Potential | F9 | Commercial | Interruptible - Health | Existing | Water Heating | Natural Gas | Water Heater - Pre-Rinse Spray Valve | A | Cumulative Winter Peak Savings (MW) | Achievable Technical Potential | 0 | 0 | 0 | 0 | 0 | 0 | 0 | 0 | 0 | 0 | 0 | 0 | 0 | 0 | 0 | 0 | 0 | 0 | 0 | 0 | 0 | 0 | 0 | 0 | 0 | 0 | 0
F10_Commercial_Interruptible - Health_Existing_Water Heating_Natural Gas_Water Heater - Pre-Rinse Spray Valve_A_Achievable Technical Potential | F10 | Commercial | Interruptible - Health | Existing | Water Heating | Natural Gas | Water Heater - Pre-Rinse Spray Valve | A | Purchases (Incremental) | Achievable Technical Potential | 0 | 0 | 0.29322 | 0.36002 | 0.44057 | 0.51143 | 0.29013 | 0.32198 | 0.3076 | 0.25288 | 0.13692 | 0 | 0 | 0 | 0 | 0 | 0 | 0 | 0 | 0 | 0 | 0 | 0 | 0 | 0 | 0 | 0
F11_Commercial_Interruptible - Health_Existing_Water Heating_Natural Gas_Water Heater - Pre-Rinse Spray Valve_A_Achievable Technical Potential | F11 | Commercial | Interruptible - Health | Existing | Water Heating | Natural Gas | Water Heater - Pre-Rinse Spray Valve | A | Purchases (Cumulative) | Achievable Technical Potential | 0 | 0 | 0.29322 | 0.65324 | 1.0938 | 1.6052 | 1.8954 | 2.2173 | 2.5249 | 2.7778 | 2.9147 | 2.9147 | 2.9147 | 2.9147 | 2.9147 | 2.9147 | 2.9147 | 2.9147 | 2.9147 | 2.9147 | 2.9147 | 2.9147 | 2.9147 | 2.9147 | 2.9147 | 2.9147 | 2.9147
F1_Commercial_Interruptible - Health_Existing_Water Heating_Natural Gas_Water Heater - Temperature Setback_A_Achievable Technical Potential | F1 | Commercial | Interruptible - Health | Existing | Water Heating | Natural Gas | Water Heater - Temperature Setback | A | Integrated Unit Energy Savings (kWh or therms) | Achievable Technical Potential | 0 | 0 | 99.7384 | 97.6616 | 95.6568 | 93.726 | 91.86 | 90.0257 | 88.2605 | 86.6179 | 85.1161 | 83.7999 | 82.7387 | 81.9255 | 81.5035 | 81.0584 | 80.7127 | 80.4381 | 80.2229 | 80.0497 | 79.9266 | 79.8394 | 79.7774 | 79.7332 | 79.6735 | 79.6585 | 79.6465
F2_Commercial_Interruptible - Health_Existing_Water Heating_Natural Gas_Water Heater - Temperature Setback_A_Achievable Technical Potential | F2 | Commercial | Interruptible - Health | Existing | Water Heating | Natural Gas | Water Heater - Temperature Setback | A | Integrated Unit Summer Peak Savings (kW) | Achievable Technical Potential | 0 | 0 | 0 | 0 | 0 | 0 | 0 | 0 | 0 | 0 | 0 | 0 | 0 | 0 | 0 | 0 | 0 | 0 | 0 | 0 | 0 | 0 | 0 | 0 | 0 | 0 | 0
F3_Commercial_Interruptible - Health_Existing_Water Heating_Natural Gas_Water Heater - Temperature Setback_A_Achievable Technical Potential | F3 | Commercial | Interruptible - Health | Existing | Water Heating | Natural Gas | Water Heater - Temperature Setback | A | Integrated Unit Winter Peak Savings (kW) | Achievable Technical Potential | 0 | 0 | 0 | 0 | 0 | 0 | 0 | 0 | 0 | 0 | 0 | 0 | 0 | 0 | 0 | 0 | 0 | 0 | 0 | 0 | 0 | 0 | 0 | 0 | 0 | 0 | 0
F4_Commercial_Interruptible - Health_Existing_Water Heating_Natural Gas_Water Heater - Temperature Setback_A_Achievable Technical Potential | F4 | Commercial | Interruptible - Health | Existing | Water Heating | Natural Gas | Water Heater - Temperature Setback | A | Incremental Energy Savings (MWh or mTherms) | Achievable Technical Potential | 0 | 0 | 0.51288 | 0.61662 | 0.24718 | 0.24886 | 0.23002 | 0.26931 | 0 | 0 | 0 | 0 | 0 | 0 | 0 | 0 | 0 | 0 | 0 | 0 | 0 | 0 | 0 | 0 | 0 | 0 | 0
F5_Commercial_Interruptible - Health_Existing_Water Heating_Natural Gas_Water Heater - Temperature Setback_A_Achievable Technical Potential | F5 | Commercial | Interruptible - Health | Existing | Water Heating | Natural Gas | Water Heater - Temperature Setback | A | Incremental Summer Peak Savings (MW) | Achievable Technical Potential | 0 | 0 | 0 | 0 | 0 | 0 | 0 | 0 | 0 | 0 | 0 | 0 | 0 | 0 | 0 | 0 | 0 | 0 | 0 | 0 | 0 | 0 | 0 | 0 | 0 | 0 | 0
F6_Commercial_Interruptible - Health_Existing_Water Heating_Natural Gas_Water Heater - Temperature Setback_A_Achievable Technical Potential | F6 | Commercial | Interruptible - Health | Existing | Water Heating | Natural Gas | Water Heater - Temperature Setback | A | Incremental Winter Peak Savings (MW) | Achievable Technical Potential | 0 | 0 | 0 | 0 | 0 | 0 | 0 | 0 | 0 | 0 | 0 | 0 | 0 | 0 | 0 | 0 | 0 | 0 | 0 | 0 | 0 | 0 | 0 | 0 | 0 | 0 | 0
F7_Commercial_Interruptible - Health_Existing_Water Heating_Natural Gas_Water Heater - Temperature Setback_A_Achievable Technical Potential | F7 | Commercial | Interruptible - Health | Existing | Water Heating | Natural Gas | Water Heater - Temperature Setback | A | Cumulative Energy Savings (MWh or mTherms) | Achievable Technical Potential | 0 | 0 | 0.51288 | 1.1188 | 1.343 | 1.5648 | 1.7637 | 1.9977 | 1.9586 | 1.9221 | 1.8888 | 1.8596 | 1.836 | 1.818 | 1.8086 | 1.7988 | 1.7911 | 1.785 | 1.7802 | 1.7764 | 1.7736 | 1.7717 | 1.7703 | 1.7693 | 1.768 | 1.7677 | 1.7674
F8_Commercial_Interruptible - Health_Existing_Water Heating_Natural Gas_Water Heater - Temperature Setback_A_Achievable Technical Potential | F8 | Commercial | Interruptible - Health | Existing | Water Heating | Natural Gas | Water Heater - Temperature Setback | A | Cumulative Summer Peak Savings (MW) | Achievable Technical Potential | 0 | 0 | 0 | 0 | 0 | 0 | 0 | 0 | 0 | 0 | 0 | 0 | 0 | 0 | 0 | 0 | 0 | 0 | 0 | 0 | 0 | 0 | 0 | 0 | 0 | 0 | 0
F9_Commercial_Interruptible - Health_Existing_Water Heating_Natural Gas_Water Heater - Temperature Setback_A_Achievable Technical Potential | F9 | Commercial | Interruptible - Health | Existing | Water Heating | Natural Gas | Water Heater - Temperature Setback | A | Cumulative Winter Peak Savings (MW) | Achievable Technical Potential | 0 | 0 | 0 | 0 | 0 | 0 | 0 | 0 | 0 | 0 | 0 | 0 | 0 | 0 | 0 | 0 | 0 | 0 | 0 | 0 | 0 | 0 | 0 | 0 | 0 | 0 | 0
F10_Commercial_Interruptible - Health_Existing_Water Heating_Natural Gas_Water Heater - Temperature Setback_A_Achievable Technical Potential | F10 | Commercial | Interruptible - Health | Existing | Water Heating | Natural Gas | Water Heater - Temperature Setback | A | Purchases (Incremental) | Achievable Technical Potential | 0 | 0 | 5.1423 | 6.3139 | 2.5841 | 2.6552 | 2.504 | 2.9914 | 0 | 0 | 0 | 0 | 0 | 0 | 0 | 0 | 0 | 0 | 0 | 0 | 0 | 0 | 0 | 0 | 0 | 0 | 0
F11_Commercial_Interruptible - Health_Existing_Water Heating_Natural Gas_Water Heater - Temperature Setback_A_Achievable Technical Potential | F11 | Commercial | Interruptible - Health | Existing | Water Heating | Natural Gas | Water Heater - Temperature Setback | A | Purchases (Cumulative) | Achievable Technical Potential | 0 | 0 | 5.1423 | 11.4561 | 14.0402 | 16.6954 | 19.1994 | 22.1908 | 22.1908 | 22.1908 | 22.1908 | 22.1908 | 22.1908 | 22.1908 | 22.1908 | 22.1908 | 22.1908 | 22.1908 | 22.1908 | 22.1908 | 22.1908 | 22.1908 | 22.1908 | 22.1908 | 22.1908 | 22.1908 | 22.1908
F1_Commercial_Interruptible - Health_Existing_Water Heating_Natural Gas_Water Heater - Faucet Aerators_A_Achievable Technical Potential | F1 | Commercial | Interruptible - Health | Existing | Water Heating | Natural Gas | Water Heater - Faucet Aerators | A | Integrated Unit Energy Savings (kWh or therms) | Achievable Technical Potential | 0 | 0 | 23.4245 | 22.9367 | 22.4659 | 22.0124 | 21.5741 | 21.1433 | 20.7288 | 20.343 | 19.9903 | 19.6812 | 19.4319 | 19.2409 | 19.1418 | 19.0373 | 18.9561 | 18.8916 | 18.8411 | 18.8004 | 18.7715 | 18.751 | 18.7364 | 18.726 | 18.712 | 18.7085 | 18.7057
F2_Commercial_Interruptible - Health_Existing_Water Heating_Natural Gas_Water Heater - Faucet Aerators_A_Achievable Technical Potential | F2 | Commercial | Interruptible - Health | Existing | Water Heating | Natural Gas | Water Heater - Faucet Aerators | A | Integrated Unit Summer Peak Savings (kW) | Achievable Technical Potential | 0 | 0 | 0 | 0 | 0 | 0 | 0 | 0 | 0 | 0 | 0 | 0 | 0 | 0 | 0 | 0 | 0 | 0 | 0 | 0 | 0 | 0 | 0 | 0 | 0 | 0 | 0
F3_Commercial_Interruptible - Health_Existing_Water Heating_Natural Gas_Water Heater - Faucet Aerators_A_Achievable Technical Potential | F3 | Commercial | Interruptible - Health | Existing | Water Heating | Natural Gas | Water Heater - Faucet Aerators | A | Integrated Unit Winter Peak Savings (kW) | Achievable Technical Potential | 0 | 0 | 0 | 0 | 0 | 0 | 0 | 0 | 0 | 0 | 0 | 0 | 0 | 0 | 0 | 0 | 0 | 0 | 0 | 0 | 0 | 0 | 0 | 0 | 0 | 0 | 0
F4_Commercial_Interruptible - Health_Existing_Water Heating_Natural Gas_Water Heater - Faucet Aerators_A_Achievable Technical Potential | F4 | Commercial | Interruptible - Health | Existing | Water Heating | Natural Gas | Water Heater - Faucet Aerators | A | Incremental Energy Savings (MWh or mTherms) | Achievable Technical Potential | 0 | 0 | 0 | 0 | 0 | 0 | 0 | 0 | 0 | 0 | 0 | 0 | 0 | 0 | 0 | 0 | 0 | 0 | 0 | 0 | 0 | 0 | 0 | 0 | 0 | 0 | 0
F5_Commercial_Interruptible - Health_Existing_Water Heating_Natural Gas_Water Heater - Faucet Aerators_A_Achievable Technical Potential | F5 | Commercial | Interruptible - Health | Existing | Water Heating | Natural Gas | Water Heater - Faucet Aerators | A | Incremental Summer Peak Savings (MW) | Achievable Technical Potential | 0 | 0 | 0 | 0 | 0 | 0 | 0 | 0 | 0 | 0 | 0 | 0 | 0 | 0 | 0 | 0 | 0 | 0 | 0 | 0 | 0 | 0 | 0 | 0 | 0 | 0 | 0
F6_Commercial_Interruptible - Health_Existing_Water Heating_Natural Gas_Water Heater - Faucet Aerators_A_Achievable Technical Potential | F6 | Commercial | Interruptible - Health | Existing | Water Heating | Natural Gas | Water Heater - Faucet Aerators | A | Incremental Winter Peak Savings (MW) | Achievable Technical Potential | 0 | 0 | 0 | 0 | 0 | 0 | 0 | 0 | 0 | 0 | 0 | 0 | 0 | 0 | 0 | 0 | 0 | 0 | 0 | 0 | 0 | 0 | 0 | 0 | 0 | 0 | 0
F7_Commercial_Interruptible - Health_Existing_Water Heating_Natural Gas_Water Heater - Faucet Aerators_A_Achievable Technical Potential | F7 | Commercial | Interruptible - Health | Existing | Water Heating | Natural Gas | Water Heater - Faucet Aerators | A | Cumulative Energy Savings (MWh or mTherms) | Achievable Technical Potential | 0 | 0 | 0 | 0 | 0 | 0 | 0 | 0 | 0 | 0 | 0 | 0 | 0 | 0 | 0 | 0 | 0 | 0 | 0 | 0 | 0 | 0 | 0 | 0 | 0 | 0 | 0
F8_Commercial_Interruptible - Health_Existing_Water Heating_Natural Gas_Water Heater - Faucet Aerators_A_Achievable Technical Potential | F8 | Commercial | Interruptible - Health | Existing | Water Heating | Natural Gas | Water Heater - Faucet Aerators | A | Cumulative Summer Peak Savings (MW) | Achievable Technical Potential | 0 | 0 | 0 | 0 | 0 | 0 | 0 | 0 | 0 | 0 | 0 | 0 | 0 | 0 | 0 | 0 | 0 | 0 | 0 | 0 | 0 | 0 | 0 | 0 | 0 | 0 | 0
F9_Commercial_Interruptible - Health_Existing_Water Heating_Natural Gas_Water Heater - Faucet Aerators_A_Achievable Technical Potential | F9 | Commercial | Interruptible - Health | Existing | Water Heating | Natural Gas | Water Heater - Faucet Aerators | A | Cumulative Winter Peak Savings (MW) | Achievable Technical Potential | 0 | 0 | 0 | 0 | 0 | 0 | 0 | 0 | 0 | 0 | 0 | 0 | 0 | 0 | 0 | 0 | 0 | 0 | 0 | 0 | 0 | 0 | 0 | 0 | 0 | 0 | 0
F10_Commercial_Interruptible - Health_Existing_Water Heating_Natural Gas_Water Heater - Faucet Aerators_A_Achievable Technical Potential | F10 | Commercial | Interruptible - Health | Existing | Water Heating | Natural Gas | Water Heater - Faucet Aerators | A | Purchases (Incremental) | Achievable Technical Potential | 0 | 0 | 0 | 0 | 0 | 0 | 0 | 0 | 0 | 0 | 0 | 0 | 0 | 0 | 0 | 0 | 0 | 0 | 0 | 0 | 0 | 0 | 0 | 0 | 0 | 0 | 0
F11_Commercial_Interruptible - Health_Existing_Water Heating_Natural Gas_Water Heater - Faucet Aerators_A_Achievable Technical Potential | F11 | Commercial | Interruptible - Health | Existing | Water Heating | Natural Gas | Water Heater - Faucet Aerators | A | Purchases (Cumulative) | Achievable Technical Potential | 0 | 0 | 0 | 0 | 0 | 0 | 0 | 0 | 0 | 0 | 0 | 0 | 0 | 0 | 0 | 0 | 0 | 0 | 0 | 0 | 0 | 0 | 0 | 0 | 0 | 0 | 0
F1_Commercial_Interruptible - Health_Existing_Water Heating_Natural Gas_Water Heater - Low-Flow Showerheads_A_Achievable Technical Potential | F1 | Commercial | Interruptible - Health | Existing | Water Heating | Natural Gas | Water Heater - Low-Flow Showerheads | A | Integrated Unit Energy Savings (kWh or therms) | Achievable Technical Potential | 0 | 0 | 50.0427 | 49.0006 | 47.9948 | 47.026 | 46.0897 | 45.1694 | 44.2838 | 43.4596 | 42.7061 | 42.0457 | 41.5132 | 41.1052 | 40.8935 | 40.6702 | 40.4967 | 40.359 | 40.2509 | 40.164 | 40.1023 | 40.0585 | 40.0275 | 40.0053 | 39.9753 | 39.9678 | 39.9617
F2_Commercial_Interruptible - Health_Existing_Water Heating_Natural Gas_Water Heater - Low-Flow Showerheads_A_Achievable Technical Potential | F2 | Commercial | Interruptible - Health | Existing | Water Heating | Natural Gas | Water Heater - Low-Flow Showerheads | A | Integrated Unit Summer Peak Savings (kW) | Achievable Technical Potential | 0 | 0 | 0 | 0 | 0 | 0 | 0 | 0 | 0 | 0 | 0 | 0 | 0 | 0 | 0 | 0 | 0 | 0 | 0 | 0 | 0 | 0 | 0 | 0 | 0 | 0 | 0
F3_Commercial_Interruptible - Health_Existing_Water Heating_Natural Gas_Water Heater - Low-Flow Showerheads_A_Achievable Technical Potential | F3 | Commercial | Interruptible - Health | Existing | Water Heating | Natural Gas | Water Heater - Low-Flow Showerheads | A | Integrated Unit Winter Peak Savings (kW) | Achievable Technical Potential | 0 | 0 | 0 | 0 | 0 | 0 | 0 | 0 | 0 | 0 | 0 | 0 | 0 | 0 | 0 | 0 | 0 | 0 | 0 | 0 | 0 | 0 | 0 | 0 | 0 | 0 | 0
F4_Commercial_Interruptible - Health_Existing_Water Heating_Natural Gas_Water Heater - Low-Flow Showerheads_A_Achievable Technical Potential | F4 | Commercial | Interruptible - Health | Existing | Water Heating | Natural Gas | Water Heater - Low-Flow Showerheads | A | Incremental Energy Savings (MWh or mTherms) | Achievable Technical Potential | 0 | 0 | 0 | 0 | 0 | 0 | 0 | 0 | 0 | 0 | 0 | 0 | 0 | 0 | 0 | 0 | 0 | 0 | 0 | 0 | 0 | 0 | 0 | 0 | 0 | 0 | 0
F5_Commercial_Interruptible - Health_Existing_Water Heating_Natural Gas_Water Heater - Low-Flow Showerheads_A_Achievable Technical Potential | F5 | Commercial | Interruptible - Health | Existing | Water Heating | Natural Gas | Water Heater - Low-Flow Showerheads | A | Incremental Summer Peak Savings (MW) | Achievable Technical Potential | 0 | 0 | 0 | 0 | 0 | 0 | 0 | 0 | 0 | 0 | 0 | 0 | 0 | 0 | 0 | 0 | 0 | 0 | 0 | 0 | 0 | 0 | 0 | 0 | 0 | 0 | 0
F6_Commercial_Interruptible - Health_Existing_Water Heating_Natural Gas_Water Heater - Low-Flow Showerheads_A_Achievable Technical Potential | F6 | Commercial | Interruptible - Health | Existing | Water Heating | Natural Gas | Water Heater - Low-Flow Showerheads | A | Incremental Winter Peak Savings (MW) | Achievable Technical Potential | 0 | 0 | 0 | 0 | 0 | 0 | 0 | 0 | 0 | 0 | 0 | 0 | 0 | 0 | 0 | 0 | 0 | 0 | 0 | 0 | 0 | 0 | 0 | 0 | 0 | 0 | 0
F7_Commercial_Interruptible - Health_Existing_Water Heating_Natural Gas_Water Heater - Low-Flow Showerheads_A_Achievable Technical Potential | F7 | Commercial | Interruptible - Health | Existing | Water Heating | Natural Gas | Water Heater - Low-Flow Showerheads | A | Cumulative Energy Savings (MWh or mTherms) | Achievable Technical Potential | 0 | 0 | 0 | 0 | 0 | 0 | 0 | 0 | 0 | 0 | 0 | 0 | 0 | 0 | 0 | 0 | 0 | 0 | 0 | 0 | 0 | 0 | 0 | 0 | 0 | 0 | 0
F8_Commercial_Interruptible - Health_Existing_Water Heating_Natural Gas_Water Heater - Low-Flow Showerheads_A_Achievable Technical Potential | F8 | Commercial | Interruptible - Health | Existing | Water Heating | Natural Gas | Water Heater - Low-Flow Showerheads | A | Cumulative Summer Peak Savings (MW) | Achievable Technical Potential | 0 | 0 | 0 | 0 | 0 | 0 | 0 | 0 | 0 | 0 | 0 | 0 | 0 | 0 | 0 | 0 | 0 | 0 | 0 | 0 | 0 | 0 | 0 | 0 | 0 | 0 | 0
F9_Commercial_Interruptible - Health_Existing_Water Heating_Natural Gas_Water Heater - Low-Flow Showerheads_A_Achievable Technical Potential | F9 | Commercial | Interruptible - Health | Existing | Water Heating | Natural Gas | Water Heater - Low-Flow Showerheads | A | Cumulative Winter Peak Savings (MW) | Achievable Technical Potential | 0 | 0 | 0 | 0 | 0 | 0 | 0 | 0 | 0 | 0 | 0 | 0 | 0 | 0 | 0 | 0 | 0 | 0 | 0 | 0 | 0 | 0 | 0 | 0 | 0 | 0 | 0
F10_Commercial_Interruptible - Health_Existing_Water Heating_Natural Gas_Water Heater - Low-Flow Showerheads_A_Achievable Technical Potential | F10 | Commercial | Interruptible - Health | Existing | Water Heating | Natural Gas | Water Heater - Low-Flow Showerheads | A | Purchases (Incremental) | Achievable Technical Potential | 0 | 0 | 0 | 0 | 0 | 0 | 0 | 0 | 0 | 0 | 0 | 0 | 0 | 0 | 0 | 0 | 0 | 0 | 0 | 0 | 0 | 0 | 0 | 0 | 0 | 0 | 0
F11_Commercial_Interruptible - Health_Existing_Water Heating_Natural Gas_Water Heater - Low-Flow Showerheads_A_Achievable Technical Potential | F11 | Commercial | Interruptible - Health | Existing | Water Heating | Natural Gas | Water Heater - Low-Flow Showerheads | A | Purchases (Cumulative) | Achievable Technical Potential | 0 | 0 | 0 | 0 | 0 | 0 | 0 | 0 | 0 | 0 | 0 | 0 | 0 | 0 | 0 | 0 | 0 | 0 | 0 | 0 | 0 | 0 | 0 | 0 | 0 | 0 | 0
F1_Commercial_Interruptible - Health_Existing_Water Heating_Natural Gas_Water Heater - Tank Blanket/Insulation_A_Achievable Technical Potential | F1 | Commercial | Interruptible - Health | Existing | Water Heating | Natural Gas | Water Heater - Tank Blanket/Insulation | A | Integrated Unit Energy Savings (kWh or therms) | Achievable Technical Potential | 0 | 0 | 193.3769 | 190.1773 | 187.2731 | 184.6418 | 182.2648 | 180.1343 | 178.2505 | 176.6129 | 175.132 | 173.782 | 172.6315 | 171.6552 | 170.833 | 169.929 | 169.2043 | 168.6287 | 168.1774 | 167.8144 | 167.5563 | 167.3734 | 167.2436 | 167.1509 | 167.0259 | 166.9943 | 166.9691
F2_Commercial_Interruptible - Health_Existing_Water Heating_Natural Gas_Water Heater - Tank Blanket/Insulation_A_Achievable Technical Potential | F2 | Commercial | Interruptible - Health | Existing | Water Heating | Natural Gas | Water Heater - Tank Blanket/Insulation | A | Integrated Unit Summer Peak Savings (kW) | Achievable Technical Potential | 0 | 0 | 0 | 0 | 0 | 0 | 0 | 0 | 0 | 0 | 0 | 0 | 0 | 0 | 0 | 0 | 0 | 0 | 0 | 0 | 0 | 0 | 0 | 0 | 0 | 0 | 0
F3_Commercial_Interruptible - Health_Existing_Water Heating_Natural Gas_Water Heater - Tank Blanket/Insulation_A_Achievable Technical Potential | F3 | Commercial | Interruptible - Health | Existing | Water Heating | Natural Gas | Water Heater - Tank Blanket/Insulation | A | Integrated Unit Winter Peak Savings (kW) | Achievable Technical Potential | 0 | 0 | 0 | 0 | 0 | 0 | 0 | 0 | 0 | 0 | 0 | 0 | 0 | 0 | 0 | 0 | 0 | 0 | 0 | 0 | 0 | 0 | 0 | 0 | 0 | 0 | 0
F4_Commercial_Interruptible - Health_Existing_Water Heating_Natural Gas_Water Heater - Tank Blanket/Insulation_A_Achievable Technical Potential | F4 | Commercial | Interruptible - Health | Existing | Water Heating | Natural Gas | Water Heater - Tank Blanket/Insulation | A | Incremental Energy Savings (MWh or mTherms) | Achievable Technical Potential | 0 | 0 | 0.29247 | 0.35316 | 0.42557 | 0.48708 | 0.54842 | 0.63367 | 0.68788 | 0.69626 | 0.65064 | 0.55497 | 0.42662 | 0.29112 | 0.17338 | 0.08055 | 0 | 0 | 0 | 0 | 0 | 0 | 0 | 0 | 0 | 0 | 0
F5_Commercial_Interruptible - Health_Existing_Water Heating_Natural Gas_Water Heater - Tank Blanket/Insulation_A_Achievable Technical Potential | F5 | Commercial | Interruptible - Health | Existing | Water Heating | Natural Gas | Water Heater - Tank Blanket/Insulation | A | Incremental Summer Peak Savings (MW) | Achievable Technical Potential | 0 | 0 | 0 | 0 | 0 | 0 | 0 | 0 | 0 | 0 | 0 | 0 | 0 | 0 | 0 | 0 | 0 | 0 | 0 | 0 | 0 | 0 | 0 | 0 | 0 | 0 | 0
F6_Commercial_Interruptible - Health_Existing_Water Heating_Natural Gas_Water Heater - Tank Blanket/Insulation_A_Achievable Technical Potential | F6 | Commercial | Interruptible - Health | Existing | Water Heating | Natural Gas | Water Heater - Tank Blanket/Insulation | A | Incremental Winter Peak Savings (MW) | Achievable Technical Potential | 0 | 0 | 0 | 0 | 0 | 0 | 0 | 0 | 0 | 0 | 0 | 0 | 0 | 0 | 0 | 0 | 0 | 0 | 0 | 0 | 0 | 0 | 0 | 0 | 0 | 0 | 0
F7_Commercial_Interruptible - Health_Existing_Water Heating_Natural Gas_Water Heater - Tank Blanket/Insulation_A_Achievable Technical Potential | F7 | Commercial | Interruptible - Health | Existing | Water Heating | Natural Gas | Water Heater - Tank Blanket/Insulation | A | Cumulative Energy Savings (MWh or mTherms) | Achievable Technical Potential | 0 | 0 | 0.29247 | 0.64079 | 1.0566 | 1.5288 | 2.0575 | 2.6672 | 3.3272 | 3.9929 | 4.61 | 5.1295 | 5.5221 | 5.782 | 5.9277 | 5.9769 | 5.9514 | 5.9311 | 5.9153 | 5.9025 | 5.8934 | 5.887 | 5.8824 | 5.8792 | 5.8748 | 5.8736 | 5.8728
F8_Commercial_Interruptible - Health_Existing_Water Heating_Natural Gas_Water Heater - Tank Blanket/Insulation_A_Achievable Technical Potential | F8 | Commercial | Interruptible - Health | Existing | Water Heating | Natural Gas | Water Heater - Tank Blanket/Insulation | A | Cumulative Summer Peak Savings (MW) | Achievable Technical Potential | 0 | 0 | 0 | 0 | 0 | 0 | 0 | 0 | 0 | 0 | 0 | 0 | 0 | 0 | 0 | 0 | 0 | 0 | 0 | 0 | 0 | 0 | 0 | 0 | 0 | 0 | 0
F9_Commercial_Interruptible - Health_Existing_Water Heating_Natural Gas_Water Heater - Tank Blanket/Insulation_A_Achievable Technical Potential | F9 | Commercial | Interruptible - Health | Existing | Water Heating | Natural Gas | Water Heater - Tank Blanket/Insulation | A | Cumulative Winter Peak Savings (MW) | Achievable Technical Potential | 0 | 0 | 0 | 0 | 0 | 0 | 0 | 0 | 0 | 0 | 0 | 0 | 0 | 0 | 0 | 0 | 0 | 0 | 0 | 0 | 0 | 0 | 0 | 0 | 0 | 0 | 0
F10_Commercial_Interruptible - Health_Existing_Water Heating_Natural Gas_Water Heater - Tank Blanket/Insulation_A_Achievable Technical Potential | F10 | Commercial | Interruptible - Health | Existing | Water Heating | Natural Gas | Water Heater - Tank Blanket/Insulation | A | Purchases (Incremental) | Achievable Technical Potential | 0 | 0 | 1.5124 | 1.857 | 2.2724 | 2.638 | 3.0089 | 3.5178 | 3.8591 | 3.9423 | 3.7152 | 3.1935 | 2.4713 | 1.696 | 1.0149 | 0.47402 | 0 | 0 | 0 | 0 | 0 | 0 | 0 | 0 | 0 | 0 | 0
F11_Commercial_Interruptible - Health_Existing_Water Heating_Natural Gas_Water Heater - Tank Blanket/Insulation_A_Achievable Technical Potential | F11 | Commercial | Interruptible - Health | Existing | Water Heating | Natural Gas | Water Heater - Tank Blanket/Insulation | A | Purchases (Cumulative) | Achievable Technical Potential | 0 | 0 | 1.5124 | 3.3694 | 5.6419 | 8.2799 | 11.2888 | 14.8066 | 18.6656 | 22.608 | 26.3231 | 29.5166 | 31.9879 | 33.6838 | 34.6987 | 35.1727 | 35.1727 | 35.1727 | 35.1727 | 35.1727 | 35.1727 | 35.1727 | 35.1727 | 35.1727 | 35.1727 | 35.1727 | 35.1727
F1_Commercial_Interruptible - Health_Existing_Water Heating_Natural Gas_Water Heater - Drainwater Heat Recovery_A_Achievable Technical Potential | F1 | Commercial | Interruptible - Health | Existing | Water Heating | Natural Gas | Water Heater - Drainwater Heat Recovery | A | Integrated Unit Energy Savings (kWh or therms) | Achievable Technical Potential | 0 | 0 | 119.9101 | 117.2716 | 114.803 | 112.4233 | 110.1257 | 107.8576 | 105.7324 | 103.7541 | 101.9456 | 100.361 | 99.0837 | 98.1057 | 97.5977 | 97.0636 | 96.6496 | 96.3208 | 96.0631 | 95.8557 | 95.7083 | 95.6038 | 95.5297 | 95.4767 | 95.4053 | 95.3873 | 95.3729
F2_Commercial_Interruptible - Health_Existing_Water Heating_Natural Gas_Water Heater - Drainwater Heat Recovery_A_Achievable Technical Potential | F2 | Commercial | Interruptible - Health | Existing | Water Heating | Natural Gas | Water Heater - Drainwater Heat Recovery | A | Integrated Unit Summer Peak Savings (kW) | Achievable Technical Potential | 0 | 0 | 0 | 0 | 0 | 0 | 0 | 0 | 0 | 0 | 0 | 0 | 0 | 0 | 0 | 0 | 0 | 0 | 0 | 0 | 0 | 0 | 0 | 0 | 0 | 0 | 0
F3_Commercial_Interruptible - Health_Existing_Water Heating_Natural Gas_Water Heater - Drainwater Heat Recovery_A_Achievable Technical Potential | F3 | Commercial | Interruptible - Health | Existing | Water Heating | Natural Gas | Water Heater - Drainwater Heat Recovery | A | Integrated Unit Winter Peak Savings (kW) | Achievable Technical Potential | 0 | 0 | 0 | 0 | 0 | 0 | 0 | 0 | 0 | 0 | 0 | 0 | 0 | 0 | 0 | 0 | 0 | 0 | 0 | 0 | 0 | 0 | 0 | 0 | 0 | 0 | 0
F4_Commercial_Interruptible - Health_Existing_Water Heating_Natural Gas_Water Heater - Drainwater Heat Recovery_A_Achievable Technical Potential | F4 | Commercial | Interruptible - Health | Existing | Water Heating | Natural Gas | Water Heater - Drainwater Heat Recovery | A | Incremental Energy Savings (MWh or mTherms) | Achievable Technical Potential | 0 | 0 | 0 | 0 | 0 | 0 | 0 | 0 | 0 | 0 | 0 | 0 | 0 | 0 | 0 | 0 | 0 | 0 | 0 | 0 | 0 | 0 | 0 | 0 | 0 | 0 | 0
F5_Commercial_Interruptible - Health_Existing_Water Heating_Natural Gas_Water Heater - Drainwater Heat Recovery_A_Achievable Technical Potential | F5 | Commercial | Interruptible - Health | Existing | Water Heating | Natural Gas | Water Heater - Drainwater Heat Recovery | A | Incremental Summer Peak Savings (MW) | Achievable Technical Potential | 0 | 0 | 0 | 0 | 0 | 0 | 0 | 0 | 0 | 0 | 0 | 0 | 0 | 0 | 0 | 0 | 0 | 0 | 0 | 0 | 0 | 0 | 0 | 0 | 0 | 0 | 0
F6_Commercial_Interruptible - Health_Existing_Water Heating_Natural Gas_Water Heater - Drainwater Heat Recovery_A_Achievable Technical Potential | F6 | Commercial | Interruptible - Health | Existing | Water Heating | Natural Gas | Water Heater - Drainwater Heat Recovery | A | Incremental Winter Peak Savings (MW) | Achievable Technical Potential | 0 | 0 | 0 | 0 | 0 | 0 | 0 | 0 | 0 | 0 | 0 | 0 | 0 | 0 | 0 | 0 | 0 | 0 | 0 | 0 | 0 | 0 | 0 | 0 | 0 | 0 | 0
F7_Commercial_Interruptible - Health_Existing_Water Heating_Natural Gas_Water Heater - Drainwater Heat Recovery_A_Achievable Technical Potential | F7 | Commercial | Interruptible - Health | Existing | Water Heating | Natural Gas | Water Heater - Drainwater Heat Recovery | A | Cumulative Energy Savings (MWh or mTherms) | Achievable Technical Potential | 0 | 0 | 0 | 0 | 0 | 0 | 0 | 0 | 0 | 0 | 0 | 0 | 0 | 0 | 0 | 0 | 0 | 0 | 0 | 0 | 0 | 0 | 0 | 0 | 0 | 0 | 0
F8_Commercial_Interruptible - Health_Existing_Water Heating_Natural Gas_Water Heater - Drainwater Heat Recovery_A_Achievable Technical Potential | F8 | Commercial | Interruptible - Health | Existing | Water Heating | Natural Gas | Water Heater - Drainwater Heat Recovery | A | Cumulative Summer Peak Savings (MW) | Achievable Technical Potential | 0 | 0 | 0 | 0 | 0 | 0 | 0 | 0 | 0 | 0 | 0 | 0 | 0 | 0 | 0 | 0 | 0 | 0 | 0 | 0 | 0 | 0 | 0 | 0 | 0 | 0 | 0
F9_Commercial_Interruptible - Health_Existing_Water Heating_Natural Gas_Water Heater - Drainwater Heat Recovery_A_Achievable Technical Potential | F9 | Commercial | Interruptible - Health | Existing | Water Heating | Natural Gas | Water Heater - Drainwater Heat Recovery | A | Cumulative Winter Peak Savings (MW) | Achievable Technical Potential | 0 | 0 | 0 | 0 | 0 | 0 | 0 | 0 | 0 | 0 | 0 | 0 | 0 | 0 | 0 | 0 | 0 | 0 | 0 | 0 | 0 | 0 | 0 | 0 | 0 | 0 | 0
F10_Commercial_Interruptible - Health_Existing_Water Heating_Natural Gas_Water Heater - Drainwater Heat Recovery_A_Achievable Technical Potential | F10 | Commercial | Interruptible - Health | Existing | Water Heating | Natural Gas | Water Heater - Drainwater Heat Recovery | A | Purchases (Incremental) | Achievable Technical Potential | 0 | 0 | 0 | 0 | 0 | 0 | 0 | 0 | 0 | 0 | 0 | 0 | 0 | 0 | 0 | 0 | 0 | 0 | 0 | 0 | 0 | 0 | 0 | 0 | 0 | 0 | 0
F11_Commercial_Interruptible - Health_Existing_Water Heating_Natural Gas_Water Heater - Drainwater Heat Recovery_A_Achievable Technical Potential | F11 | Commercial | Interruptible - Health | Existing | Water Heating | Natural Gas | Water Heater - Drainwater Heat Recovery | A | Purchases (Cumulative) | Achievable Technical Potential | 0 | 0 | 0 | 0 | 0 | 0 | 0 | 0 | 0 | 0 | 0 | 0 | 0 | 0 | 0 | 0 | 0 | 0 | 0 | 0 | 0 | 0 | 0 | 0 | 0 | 0 | 0
F1_Commercial_Interruptible - Health_Existing_Water Heating_Natural Gas_Water Heater - Circulation Pump Controls_A_Achievable Technical Potential | F1 | Commercial | Interruptible - Health | Existing | Water Heating | Natural Gas | Water Heater - Circulation Pump Controls | A | Integrated Unit Energy Savings (kWh or therms) | Achievable Technical Potential | 0 | 0 | 6321.1955 | 6212.5133 | 6112.7095 | 6021.176 | 5937.3055 | 5860.5591 | 5791.2998 | 5730.0255 | 5674.436 | 5624.2625 | 5582.0839 | 5547.1413 | 5518.5632 | 5488.426 | 5465.0208 | 5446.429 | 5431.8533 | 5420.1269 | 5411.7922 | 5405.8861 | 5401.6938 | 5398.6975 | 5394.6595 | 5393.641 | 5392.8262
F2_Commercial_Interruptible - Health_Existing_Water Heating_Natural Gas_Water Heater - Circulation Pump Controls_A_Achievable Technical Potential | F2 | Commercial | Interruptible - Health | Existing | Water Heating | Natural Gas | Water Heater - Circulation Pump Controls | A | Integrated Unit Summer Peak Savings (kW) | Achievable Technical Potential | 0 | 0 | 0 | 0 | 0 | 0 | 0 | 0 | 0 | 0 | 0 | 0 | 0 | 0 | 0 | 0 | 0 | 0 | 0 | 0 | 0 | 0 | 0 | 0 | 0 | 0 | 0
F3_Commercial_Interruptible - Health_Existing_Water Heating_Natural Gas_Water Heater - Circulation Pump Controls_A_Achievable Technical Potential | F3 | Commercial | Interruptible - Health | Existing | Water Heating | Natural Gas | Water Heater - Circulation Pump Controls | A | Integrated Unit Winter Peak Savings (kW) | Achievable Technical Potential | 0 | 0 | 0 | 0 | 0 | 0 | 0 | 0 | 0 | 0 | 0 | 0 | 0 | 0 | 0 | 0 | 0 | 0 | 0 | 0 | 0 | 0 | 0 | 0 | 0 | 0 | 0
F4_Commercial_Interruptible - Health_Existing_Water Heating_Natural Gas_Water Heater - Circulation Pump Controls_A_Achievable Technical Potential | F4 | Commercial | Interruptible - Health | Existing | Water Heating | Natural Gas | Water Heater - Circulation Pump Controls | A | Incremental Energy Savings (MWh or mTherms) | Achievable Technical Potential | 0 | 0 | 1.6354 | 1.9735 | 2.3762 | 2.7171 | 3.056 | 3.5267 | 3.8231 | 3.8643 | 3.6063 | 3.0725 | 2.3598 | 1.6093 | 0 | 0 | 0 | 0 | 0 | 0 | 0 | 0 | 0 | 0 | 0 | 0 | 0
F5_Commercial_Interruptible - Health_Existing_Water Heating_Natural Gas_Water Heater - Circulation Pump Controls_A_Achievable Technical Potential | F5 | Commercial | Interruptible - Health | Existing | Water Heating | Natural Gas | Water Heater - Circulation Pump Controls | A | Incremental Summer Peak Savings (MW) | Achievable Technical Potential | 0 | 0 | 0 | 0 | 0 | 0 | 0 | 0 | 0 | 0 | 0 | 0 | 0 | 0 | 0 | 0 | 0 | 0 | 0 | 0 | 0 | 0 | 0 | 0 | 0 | 0 | 0
F6_Commercial_Interruptible - Health_Existing_Water Heating_Natural Gas_Water Heater - Circulation Pump Controls_A_Achievable Technical Potential | F6 | Commercial | Interruptible - Health | Existing | Water Heating | Natural Gas | Water Heater - Circulation Pump Controls | A | Incremental Winter Peak Savings (MW) | Achievable Technical Potential | 0 | 0 | 0 | 0 | 0 | 0 | 0 | 0 | 0 | 0 | 0 | 0 | 0 | 0 | 0 | 0 | 0 | 0 | 0 | 0 | 0 | 0 | 0 | 0 | 0 | 0 | 0
F7_Commercial_Interruptible - Health_Existing_Water Heating_Natural Gas_Water Heater - Circulation Pump Controls_A_Achievable Technical Potential | F7 | Commercial | Interruptible - Health | Existing | Water Heating | Natural Gas | Water Heater - Circulation Pump Controls | A | Cumulative Energy Savings (MWh or mTherms) | Achievable Technical Potential | 0 | 0 | 1.6354 | 3.5808 | 5.8995 | 8.5283 | 11.4655 | 14.844 | 18.4917 | 22.1603 | 25.5516 | 28.3982 | 30.545 | 31.9631 | 31.7985 | 31.6248 | 31.4899 | 31.3828 | 31.2988 | 31.2313 | 31.1832 | 31.1492 | 31.125 | 31.1078 | 31.0845 | 31.0786 | 31.0739
F8_Commercial_Interruptible - Health_Existing_Water Heating_Natural Gas_Water Heater - Circulation Pump Controls_A_Achievable Technical Potential | F8 | Commercial | Interruptible - Health | Existing | Water Heating | Natural Gas | Water Heater - Circulation Pump Controls | A | Cumulative Summer Peak Savings (MW) | Achievable Technical Potential | 0 | 0 | 0 | 0 | 0 | 0 | 0 | 0 | 0 | 0 | 0 | 0 | 0 | 0 | 0 | 0 | 0 | 0 | 0 | 0 | 0 | 0 | 0 | 0 | 0 | 0 | 0
F9_Commercial_Interruptible - Health_Existing_Water Heating_Natural Gas_Water Heater - Circulation Pump Controls_A_Achievable Technical Potential | F9 | Commercial | Interruptible - Health | Existing | Water Heating | Natural Gas | Water Heater - Circulation Pump Controls | A | Cumulative Winter Peak Savings (MW) | Achievable Technical Potential | 0 | 0 | 0 | 0 | 0 | 0 | 0 | 0 | 0 | 0 | 0 | 0 | 0 | 0 | 0 | 0 | 0 | 0 | 0 | 0 | 0 | 0 | 0 | 0 | 0 | 0 | 0
F10_Commercial_Interruptible - Health_Existing_Water Heating_Natural Gas_Water Heater - Circulation Pump Controls_A_Achievable Technical Potential | F10 | Commercial | Interruptible - Health | Existing | Water Heating | Natural Gas | Water Heater - Circulation Pump Controls | A | Purchases (Incremental) | Achievable Technical Potential | 0 | 0 | 0.25872 | 0.31767 | 0.38873 | 0.45126 | 0.51472 | 0.60177 | 0.66015 | 0.67439 | 0.63553 | 0.54629 | 0.42274 | 0.29012 | 0 | 0 | 0 | 0 | 0 | 0 | 0 | 0 | 0 | 0 | 0 | 0 | 0
F11_Commercial_Interruptible - Health_Existing_Water Heating_Natural Gas_Water Heater - Circulation Pump Controls_A_Achievable Technical Potential | F11 | Commercial | Interruptible - Health | Existing | Water Heating | Natural Gas | Water Heater - Circulation Pump Controls | A | Purchases (Cumulative) | Achievable Technical Potential | 0 | 0 | 0.25872 | 0.57639 | 0.96512 | 1.4164 | 1.9311 | 2.5329 | 3.193 | 3.8674 | 4.5029 | 5.0492 | 5.472 | 5.7621 | 5.7621 | 5.7621 | 5.7621 | 5.7621 | 5.7621 | 5.7621 | 5.7621 | 5.7621 | 5.7621 | 5.7621 | 5.7621 | 5.7621 | 5.7621
F1_Commercial_Interruptible - Health_Existing_Water Heating_Natural Gas_Water Heater - Pipe Insulation_A_Achievable Technical Potential | F1 | Commercial | Interruptible - Health | Existing | Water Heating | Natural Gas | Water Heater - Pipe Insulation | A | Integrated Unit Energy Savings (kWh or therms) | Achievable Technical Potential | 0 | 0 | 4.8134 | 4.7077 | 4.6088 | 4.5136 | 4.4217 | 4.331 | 4.2461 | 4.1671 | 4.0948 | 4.0315 | 3.9804 | 3.9413 | 3.921 | 3.8996 | 3.883 | 3.8698 | 3.8594 | 3.8511 | 3.8452 | 3.841 | 3.838 | 3.8359 | 3.833 | 3.8323 | 3.8317
F2_Commercial_Interruptible - Health_Existing_Water Heating_Natural Gas_Water Heater - Pipe Insulation_A_Achievable Technical Potential | F2 | Commercial | Interruptible - Health | Existing | Water Heating | Natural Gas | Water Heater - Pipe Insulation | A | Integrated Unit Summer Peak Savings (kW) | Achievable Technical Potential | 0 | 0 | 0 | 0 | 0 | 0 | 0 | 0 | 0 | 0 | 0 | 0 | 0 | 0 | 0 | 0 | 0 | 0 | 0 | 0 | 0 | 0 | 0 | 0 | 0 | 0 | 0
F3_Commercial_Interruptible - Health_Existing_Water Heating_Natural Gas_Water Heater - Pipe Insulation_A_Achievable Technical Potential | F3 | Commercial | Interruptible - Health | Existing | Water Heating | Natural Gas | Water Heater - Pipe Insulation | A | Integrated Unit Winter Peak Savings (kW) | Achievable Technical Potential | 0 | 0 | 0 | 0 | 0 | 0 | 0 | 0 | 0 | 0 | 0 | 0 | 0 | 0 | 0 | 0 | 0 | 0 | 0 | 0 | 0 | 0 | 0 | 0 | 0 | 0 | 0
F4_Commercial_Interruptible - Health_Existing_Water Heating_Natural Gas_Water Heater - Pipe Insulation_A_Achievable Technical Potential | F4 | Commercial | Interruptible - Health | Existing | Water Heating | Natural Gas | Water Heater - Pipe Insulation | A | Incremental Energy Savings (MWh or mTherms) | Achievable Technical Potential | 0 | 0 | 0.020971 | 0.025184 | 0.030171 | 0.0343 | 0.038327 | 0.04389 | 0.047204 | 0.047324 | 0.043824 | 0.037088 | 0.028337 | 0.019256 | 0.011464 | 0.005325 | 0 | 0 | 0 | 0 | 0 | 0 | 0 | 0 | 0 | 0 | 0
F5_Commercial_Interruptible - Health_Existing_Water Heating_Natural Gas_Water Heater - Pipe Insulation_A_Achievable Technical Potential | F5 | Commercial | Interruptible - Health | Existing | Water Heating | Natural Gas | Water Heater - Pipe Insulation | A | Incremental Summer Peak Savings (MW) | Achievable Technical Potential | 0 | 0 | 0 | 0 | 0 | 0 | 0 | 0 | 0 | 0 | 0 | 0 | 0 | 0 | 0 | 0 | 0 | 0 | 0 | 0 | 0 | 0 | 0 | 0 | 0 | 0 | 0
F6_Commercial_Interruptible - Health_Existing_Water Heating_Natural Gas_Water Heater - Pipe Insulation_A_Achievable Technical Potential | F6 | Commercial | Interruptible - Health | Existing | Water Heating | Natural Gas | Water Heater - Pipe Insulation | A | Incremental Winter Peak Savings (MW) | Achievable Technical Potential | 0 | 0 | 0 | 0 | 0 | 0 | 0 | 0 | 0 | 0 | 0 | 0 | 0 | 0 | 0 | 0 | 0 | 0 | 0 | 0 | 0 | 0 | 0 | 0 | 0 | 0 | 0
F7_Commercial_Interruptible - Health_Existing_Water Heating_Natural Gas_Water Heater - Pipe Insulation_A_Achievable Technical Potential | F7 | Commercial | Interruptible - Health | Existing | Water Heating | Natural Gas | Water Heater - Pipe Insulation | A | Cumulative Energy Savings (MWh or mTherms) | Achievable Technical Potential | 0 | 0 | 0.020971 | 0.045695 | 0.074906 | 0.10766 | 0.14379 | 0.18473 | 0.22832 | 0.27139 | 0.31051 | 0.3428 | 0.36679 | 0.38244 | 0.39194 | 0.39512 | 0.39344 | 0.3921 | 0.39105 | 0.3902 | 0.3896 | 0.38918 | 0.38888 | 0.38866 | 0.38837 | 0.3883 | 0.38824
F8_Commercial_Interruptible - Health_Existing_Water Heating_Natural Gas_Water Heater - Pipe Insulation_A_Achievable Technical Potential | F8 | Commercial | Interruptible - Health | Existing | Water Heating | Natural Gas | Water Heater - Pipe Insulation | A | Cumulative Summer Peak Savings (MW) | Achievable Technical Potential | 0 | 0 | 0 | 0 | 0 | 0 | 0 | 0 | 0 | 0 | 0 | 0 | 0 | 0 | 0 | 0 | 0 | 0 | 0 | 0 | 0 | 0 | 0 | 0 | 0 | 0 | 0
F9_Commercial_Interruptible - Health_Existing_Water Heating_Natural Gas_Water Heater - Pipe Insulation_A_Achievable Technical Potential | F9 | Commercial | Interruptible - Health | Existing | Water Heating | Natural Gas | Water Heater - Pipe Insulation | A | Cumulative Winter Peak Savings (MW) | Achievable Technical Potential | 0 | 0 | 0 | 0 | 0 | 0 | 0 | 0 | 0 | 0 | 0 | 0 | 0 | 0 | 0 | 0 | 0 | 0 | 0 | 0 | 0 | 0 | 0 | 0 | 0 | 0 | 0
F10_Commercial_Interruptible - Health_Existing_Water Heating_Natural Gas_Water Heater - Pipe Insulation_A_Achievable Technical Potential | F10 | Commercial | Interruptible - Health | Existing | Water Heating | Natural Gas | Water Heater - Pipe Insulation | A | Purchases (Incremental) | Achievable Technical Potential | 0 | 0 | 4.3569 | 5.3496 | 6.5463 | 7.5992 | 8.6679 | 10.1338 | 11.1169 | 11.3567 | 10.7024 | 9.1996 | 7.119 | 4.8856 | 2.9236 | 1.3655 | 0 | 0 | 0 | 0 | 0 | 0 | 0 | 0 | 0 | 0 | 0
F11_Commercial_Interruptible - Health_Existing_Water Heating_Natural Gas_Water Heater - Pipe Insulation_A_Achievable Technical Potential | F11 | Commercial | Interruptible - Health | Existing | Water Heating | Natural Gas | Water Heater - Pipe Insulation | A | Purchases (Cumulative) | Achievable Technical Potential | 0 | 0 | 4.3569 | 9.7065 | 16.2528 | 23.852 | 32.5199 | 42.6537 | 53.7707 | 65.1274 | 75.8298 | 85.0294 | 92.1484 | 97.034 | 99.9576 | 101.3231 | 101.3231 | 101.3231 | 101.3231 | 101.3231 | 101.3231 | 101.3231 | 101.3231 | 101.3231 | 101.3231 | 101.3231 | 101.3231
F1_Commercial_Interruptible - Health_Existing_Water Heating_Natural Gas_Water Heater - Motion Control Faucet_A_Achievable Technical Potential | F1 | Commercial | Interruptible - Health | Existing | Water Heating | Natural Gas | Water Heater - Motion Control Faucet | A | Integrated Unit Energy Savings (kWh or therms) | Achievable Technical Potential | 0 | 0 | 0 | 0 | 0 | 0 | 0 | 0 | 0 | 0 | 0 | 0 | 0 | 0 | 0 | 0 | 0 | 0 | 0 | 0 | 0 | 0 | 0 | 0 | 0 | 0 | 0
F2_Commercial_Interruptible - Health_Existing_Water Heating_Natural Gas_Water Heater - Motion Control Faucet_A_Achievable Technical Potential | F2 | Commercial | Interruptible - Health | Existing | Water Heating | Natural Gas | Water Heater - Motion Control Faucet | A | Integrated Unit Summer Peak Savings (kW) | Achievable Technical Potential | 0 | 0 | 0 | 0 | 0 | 0 | 0 | 0 | 0 | 0 | 0 | 0 | 0 | 0 | 0 | 0 | 0 | 0 | 0 | 0 | 0 | 0 | 0 | 0 | 0 | 0 | 0
F3_Commercial_Interruptible - Health_Existing_Water Heating_Natural Gas_Water Heater - Motion Control Faucet_A_Achievable Technical Potential | F3 | Commercial | Interruptible - Health | Existing | Water Heating | Natural Gas | Water Heater - Motion Control Faucet | A | Integrated Unit Winter Peak Savings (kW) | Achievable Technical Potential | 0 | 0 | 0 | 0 | 0 | 0 | 0 | 0 | 0 | 0 | 0 | 0 | 0 | 0 | 0 | 0 | 0 | 0 | 0 | 0 | 0 | 0 | 0 | 0 | 0 | 0 | 0
F4_Commercial_Interruptible - Health_Existing_Water Heating_Natural Gas_Water Heater - Motion Control Faucet_A_Achievable Technical Potential | F4 | Commercial | Interruptible - Health | Existing | Water Heating | Natural Gas | Water Heater - Motion Control Faucet | A | Incremental Energy Savings (MWh or mTherms) | Achievable Technical Potential | 0 | 0 | 0 | 0 | 0 | 0 | 0 | 0 | 0 | 0 | 0 | 0 | 0 | 0 | 0 | 0 | 0 | 0 | 0 | 0 | 0 | 0 | 0 | 0 | 0 | 0 | 0
F5_Commercial_Interruptible - Health_Existing_Water Heating_Natural Gas_Water Heater - Motion Control Faucet_A_Achievable Technical Potential | F5 | Commercial | Interruptible - Health | Existing | Water Heating | Natural Gas | Water Heater - Motion Control Faucet | A | Incremental Summer Peak Savings (MW) | Achievable Technical Potential | 0 | 0 | 0 | 0 | 0 | 0 | 0 | 0 | 0 | 0 | 0 | 0 | 0 | 0 | 0 | 0 | 0 | 0 | 0 | 0 | 0 | 0 | 0 | 0 | 0 | 0 | 0
F6_Commercial_Interruptible - Health_Existing_Water Heating_Natural Gas_Water Heater - Motion Control Faucet_A_Achievable Technical Potential | F6 | Commercial | Interruptible - Health | Existing | Water Heating | Natural Gas | Water Heater - Motion Control Faucet | A | Incremental Winter Peak Savings (MW) | Achievable Technical Potential | 0 | 0 | 0 | 0 | 0 | 0 | 0 | 0 | 0 | 0 | 0 | 0 | 0 | 0 | 0 | 0 | 0 | 0 | 0 | 0 | 0 | 0 | 0 | 0 | 0 | 0 | 0
F7_Commercial_Interruptible - Health_Existing_Water Heating_Natural Gas_Water Heater - Motion Control Faucet_A_Achievable Technical Potential | F7 | Commercial | Interruptible - Health | Existing | Water Heating | Natural Gas | Water Heater - Motion Control Faucet | A | Cumulative Energy Savings (MWh or mTherms) | Achievable Technical Potential | 0 | 0 | 0 | 0 | 0 | 0 | 0 | 0 | 0 | 0 | 0 | 0 | 0 | 0 | 0 | 0 | 0 | 0 | 0 | 0 | 0 | 0 | 0 | 0 | 0 | 0 | 0
F8_Commercial_Interruptible - Health_Existing_Water Heating_Natural Gas_Water Heater - Motion Control Faucet_A_Achievable Technical Potential | F8 | Commercial | Interruptible - Health | Existing | Water Heating | Natural Gas | Water Heater - Motion Control Faucet | A | Cumulative Summer Peak Savings (MW) | Achievable Technical Potential | 0 | 0 | 0 | 0 | 0 | 0 | 0 | 0 | 0 | 0 | 0 | 0 | 0 | 0 | 0 | 0 | 0 | 0 | 0 | 0 | 0 | 0 | 0 | 0 | 0 | 0 | 0
F9_Commercial_Interruptible - Health_Existing_Water Heating_Natural Gas_Water Heater - Motion Control Faucet_A_Achievable Technical Potential | F9 | Commercial | Interruptible - Health | Existing | Water Heating | Natural Gas | Water Heater - Motion Control Faucet | A | Cumulative Winter Peak Savings (MW) | Achievable Technical Potential | 0 | 0 | 0 | 0 | 0 | 0 | 0 | 0 | 0 | 0 | 0 | 0 | 0 | 0 | 0 | 0 | 0 | 0 | 0 | 0 | 0 | 0 | 0 | 0 | 0 | 0 | 0
F10_Commercial_Interruptible - Health_Existing_Water Heating_Natural Gas_Water Heater - Motion Control Faucet_A_Achievable Technical Potential | F10 | Commercial | Interruptible - Health | Existing | Water Heating | Natural Gas | Water Heater - Motion Control Faucet | A | Purchases (Incremental) | Achievable Technical Potential | 0 | 0 | 19000.5289 | 23329.6192 | 28548.6267 | 33140.4573 | 37800.8883 | 25193.2533 | 25151.6461 | 20978.4104 | 13532.8314 | 2318.7567 | 0 | 0 | 0 | 0 | 0 | 0 | 0 | 0 | 0 | 0 | 0 | 0 | 0 | 0 | 0
F11_Commercial_Interruptible - Health_Existing_Water Heating_Natural Gas_Water Heater - Motion Control Faucet_A_Achievable Technical Potential | F11 | Commercial | Interruptible - Health | Existing | Water Heating | Natural Gas | Water Heater - Motion Control Faucet | A | Purchases (Cumulative) | Achievable Technical Potential | 0 | 0 | 19000.5289 | 42330.1481 | 70878.7748 | 104019.2321 | 141820.1203 | 167013.3736 | 192165.0197 | 213143.4301 | 226676.2615 | 228995.0182 | 228995.0182 | 228995.0182 | 228995.0182 | 228995.0182 | 228995.0182 | 228995.0182 | 228995.0182 | 228995.0182 | 228995.0182 | 228995.0182 | 228995.0182 | 228995.0182 | 228995.0182 | 228995.0182 | 228995.0182
F1_Commercial_Interruptible - Health_Existing_Water Heating_Natural Gas_Water Heater - Solar System_A_Achievable Technical Potential | F1 | Commercial | Interruptible - Health | Existing | Water Heating | Natural Gas | Water Heater - Solar System | A | Integrated Unit Energy Savings (kWh or therms) | Achievable Technical Potential | 0 | 0 | 38.5 | 37.6528 | 36.8602 | 36.0962 | 35.3585 | 34.6302 | 33.9479 | 33.3127 | 32.732 | 32.2233 | 31.8132 | 31.4992 | 31.3361 | 31.1646 | 31.0317 | 30.9261 | 30.8433 | 30.7768 | 30.7294 | 30.6959 | 30.6721 | 30.6551 | 30.6321 | 30.6264 | 30.6217
F2_Commercial_Interruptible - Health_Existing_Water Heating_Natural Gas_Water Heater - Solar System_A_Achievable Technical Potential | F2 | Commercial | Interruptible - Health | Existing | Water Heating | Natural Gas | Water Heater - Solar System | A | Integrated Unit Summer Peak Savings (kW) | Achievable Technical Potential | 0 | 0 | 0 | 0 | 0 | 0 | 0 | 0 | 0 | 0 | 0 | 0 | 0 | 0 | 0 | 0 | 0 | 0 | 0 | 0 | 0 | 0 | 0 | 0 | 0 | 0 | 0
F3_Commercial_Interruptible - Health_Existing_Water Heating_Natural Gas_Water Heater - Solar System_A_Achievable Technical Potential | F3 | Commercial | Interruptible - Health | Existing | Water Heating | Natural Gas | Water Heater - Solar System | A | Integrated Unit Winter Peak Savings (kW) | Achievable Technical Potential | 0 | 0 | 0 | 0 | 0 | 0 | 0 | 0 | 0 | 0 | 0 | 0 | 0 | 0 | 0 | 0 | 0 | 0 | 0 | 0 | 0 | 0 | 0 | 0 | 0 | 0 | 0
F4_Commercial_Interruptible - Health_Existing_Water Heating_Natural Gas_Water Heater - Solar System_A_Achievable Technical Potential | F4 | Commercial | Interruptible - Health | Existing | Water Heating | Natural Gas | Water Heater - Solar System | A | Incremental Energy Savings (MWh or mTherms) | Achievable Technical Potential | 0 | 0 | 0.41567 | 0.47494 | 0.54576 | 0.59932 | 0.65078 | 0.72789 | 0.76792 | 0.75789 | 0.74556 | 0.65164 | 0.50508 | 0.34418 | 0.20395 | 0.12318 | 0 | 0 | 0 | 0 | 0 | 0 | 0 | 0 | 0 | 0 | 0
F5_Commercial_Interruptible - Health_Existing_Water Heating_Natural Gas_Water Heater - Solar System_A_Achievable Technical Potential | F5 | Commercial | Interruptible - Health | Existing | Water Heating | Natural Gas | Water Heater - Solar System | A | Incremental Summer Peak Savings (MW) | Achievable Technical Potential | 0 | 0 | 0 | 0 | 0 | 0 | 0 | 0 | 0 | 0 | 0 | 0 | 0 | 0 | 0 | 0 | 0 | 0 | 0 | 0 | 0 | 0 | 0 | 0 | 0 | 0 | 0
F6_Commercial_Interruptible - Health_Existing_Water Heating_Natural Gas_Water Heater - Solar System_A_Achievable Technical Potential | F6 | Commercial | Interruptible - Health | Existing | Water Heating | Natural Gas | Water Heater - Solar System | A | Incremental Winter Peak Savings (MW) | Achievable Technical Potential | 0 | 0 | 0 | 0 | 0 | 0 | 0 | 0 | 0 | 0 | 0 | 0 | 0 | 0 | 0 | 0 | 0 | 0 | 0 | 0 | 0 | 0 | 0 | 0 | 0 | 0 | 0
F7_Commercial_Interruptible - Health_Existing_Water Heating_Natural Gas_Water Heater - Solar System_A_Achievable Technical Potential | F7 | Commercial | Interruptible - Health | Existing | Water Heating | Natural Gas | Water Heater - Solar System | A | Cumulative Energy Savings (MWh or mTherms) | Achievable Technical Potential | 0 | 0 | 0.41567 | 0.88146 | 1.4087 | 1.9788 | 2.5891 | 3.2637 | 3.9673 | 4.651 | 5.3155 | 5.8845 | 6.3147 | 6.5965 | 6.7663 | 6.8525 | 6.8232 | 6.8 | 6.7818 | 6.7672 | 6.7568 | 6.7494 | 6.7442 | 6.7404 | 6.7354 | 6.7341 | 6.7331
F8_Commercial_Interruptible - Health_Existing_Water Heating_Natural Gas_Water Heater - Solar System_A_Achievable Technical Potential | F8 | Commercial | Interruptible - Health | Existing | Water Heating | Natural Gas | Water Heater - Solar System | A | Cumulative Summer Peak Savings (MW) | Achievable Technical Potential | 0 | 0 | 0 | 0 | 0 | 0 | 0 | 0 | 0 | 0 | 0 | 0 | 0 | 0 | 0 | 0 | 0 | 0 | 0 | 0 | 0 | 0 | 0 | 0 | 0 | 0 | 0
F9_Commercial_Interruptible - Health_Existing_Water Heating_Natural Gas_Water Heater - Solar System_A_Achievable Technical Potential | F9 | Commercial | Interruptible - Health | Existing | Water Heating | Natural Gas | Water Heater - Solar System | A | Cumulative Winter Peak Savings (MW) | Achievable Technical Potential | 0 | 0 | 0 | 0 | 0 | 0 | 0 | 0 | 0 | 0 | 0 | 0 | 0 | 0 | 0 | 0 | 0 | 0 | 0 | 0 | 0 | 0 | 0 | 0 | 0 | 0 | 0
F10_Commercial_Interruptible - Health_Existing_Water Heating_Natural Gas_Water Heater - Solar System_A_Achievable Technical Potential | F10 | Commercial | Interruptible - Health | Existing | Water Heating | Natural Gas | Water Heater - Solar System | A | Purchases (Incremental) | Achievable Technical Potential | 0 | 0 | 10.7966 | 12.6137 | 14.8063 | 16.6034 | 18.4051 | 21.019 | 22.6206 | 22.7508 | 22.7776 | 20.2228 | 15.8766 | 10.9266 | 6.5084 | 3.9526 | 0 | 0 | 0 | 0 | 0 | 0 | 0 | 0 | 0 | 0 | 0
F11_Commercial_Interruptible - Health_Existing_Water Heating_Natural Gas_Water Heater - Solar System_A_Achievable Technical Potential | F11 | Commercial | Interruptible - Health | Existing | Water Heating | Natural Gas | Water Heater - Solar System | A | Purchases (Cumulative) | Achievable Technical Potential | 0 | 0 | 10.7966 | 23.4103 | 38.2165 | 54.82 | 73.225 | 94.2441 | 116.8646 | 139.6154 | 162.393 | 182.6158 | 198.4924 | 209.419 | 215.9274 | 219.88 | 219.88 | 219.88 | 219.88 | 219.88 | 219.88 | 219.88 | 219.88 | 219.88 | 219.88 | 219.88 | 219.88
F1_Commercial_Interruptible - Health_Existing_Water Heating_Natural Gas_Commercial Laundry - Ozone Treatment_A_Achievable Technical Potential | F1 | Commercial | Interruptible - Health | Existing | Water Heating | Natural Gas | Commercial Laundry - Ozone Treatment | A | Integrated Unit Energy Savings (kWh or therms) | Achievable Technical Potential | 0 | 0 | 1756.3261 | 1716.1429 | 1678.2524 | 1641.5252 | 1605.8721 | 1570.4428 | 1537.0142 | 1505.8046 | 1477.144 | 1452.0756 | 1431.9609 | 1416.7132 | 1408.7181 | 1400.6095 | 1394.6366 | 1389.8921 | 1386.1725 | 1383.18 | 1381.053 | 1379.5458 | 1378.476 | 1377.7114 | 1376.6809 | 1376.421 | 1376.213
F2_Commercial_Interruptible - Health_Existing_Water Heating_Natural Gas_Commercial Laundry - Ozone Treatment_A_Achievable Technical Potential | F2 | Commercial | Interruptible - Health | Existing | Water Heating | Natural Gas | Commercial Laundry - Ozone Treatment | A | Integrated Unit Summer Peak Savings (kW) | Achievable Technical Potential | 0 | 0 | 0 | 0 | 0 | 0 | 0 | 0 | 0 | 0 | 0 | 0 | 0 | 0 | 0 | 0 | 0 | 0 | 0 | 0 | 0 | 0 | 0 | 0 | 0 | 0 | 0
F3_Commercial_Interruptible - Health_Existing_Water Heating_Natural Gas_Commercial Laundry - Ozone Treatment_A_Achievable Technical Potential | F3 | Commercial | Interruptible - Health | Existing | Water Heating | Natural Gas | Commercial Laundry - Ozone Treatment | A | Integrated Unit Winter Peak Savings (kW) | Achievable Technical Potential | 0 | 0 | 0 | 0 | 0 | 0 | 0 | 0 | 0 | 0 | 0 | 0 | 0 | 0 | 0 | 0 | 0 | 0 | 0 | 0 | 0 | 0 | 0 | 0 | 0 | 0 | 0
F4_Commercial_Interruptible - Health_Existing_Water Heating_Natural Gas_Commercial Laundry - Ozone Treatment_A_Achievable Technical Potential | F4 | Commercial | Interruptible - Health | Existing | Water Heating | Natural Gas | Commercial Laundry - Ozone Treatment | A | Incremental Energy Savings (MWh or mTherms) | Achievable Technical Potential | 0 | 0 | 0.12117 | 0.14538 | 0.17397 | 0.19753 | 0.22042 | 0.25201 | 0.27058 | 0.2708 | 0.25034 | 0.21154 | 0.062633 | 0 | 0 | 0 | 0 | 0 | 0 | 0 | 0 | 0 | 0 | 0 | 0 | 0 | 0
F5_Commercial_Interruptible - Health_Existing_Water Heating_Natural Gas_Commercial Laundry - Ozone Treatment_A_Achievable Technical Potential | F5 | Commercial | Interruptible - Health | Existing | Water Heating | Natural Gas | Commercial Laundry - Ozone Treatment | A | Incremental Summer Peak Savings (MW) | Achievable Technical Potential | 0 | 0 | 0 | 0 | 0 | 0 | 0 | 0 | 0 | 0 | 0 | 0 | 0 | 0 | 0 | 0 | 0 | 0 | 0 | 0 | 0 | 0 | 0 | 0 | 0 | 0 | 0
F6_Commercial_Interruptible - Health_Existing_Water Heating_Natural Gas_Commercial Laundry - Ozone Treatment_A_Achievable Technical Potential | F6 | Commercial | Interruptible - Health | Existing | Water Heating | Natural Gas | Commercial Laundry - Ozone Treatment | A | Incremental Winter Peak Savings (MW) | Achievable Technical Potential | 0 | 0 | 0 | 0 | 0 | 0 | 0 | 0 | 0 | 0 | 0 | 0 | 0 | 0 | 0 | 0 | 0 | 0 | 0 | 0 | 0 | 0 | 0 | 0 | 0 | 0 | 0
F7_Commercial_Interruptible - Health_Existing_Water Heating_Natural Gas_Commercial Laundry - Ozone Treatment_A_Achievable Technical Potential | F7 | Commercial | Interruptible - Health | Existing | Water Heating | Natural Gas | Commercial Laundry - Ozone Treatment | A | Cumulative Energy Savings (MWh or mTherms) | Achievable Technical Potential | 0 | 0 | 0.12117 | 0.26378 | 0.43193 | 0.62001 | 0.82696 | 1.0607 | 1.3087 | 1.5529 | 1.7737 | 1.9552 | 1.9907 | 1.9695 | 1.9584 | 1.9471 | 1.9388 | 1.9322 | 1.9271 | 1.9229 | 1.9199 | 1.9178 | 1.9164 | 1.9153 | 1.9139 | 1.9135 | 1.9132
F8_Commercial_Interruptible - Health_Existing_Water Heating_Natural Gas_Commercial Laundry - Ozone Treatment_A_Achievable Technical Potential | F8 | Commercial | Interruptible - Health | Existing | Water Heating | Natural Gas | Commercial Laundry - Ozone Treatment | A | Cumulative Summer Peak Savings (MW) | Achievable Technical Potential | 0 | 0 | 0 | 0 | 0 | 0 | 0 | 0 | 0 | 0 | 0 | 0 | 0 | 0 | 0 | 0 | 0 | 0 | 0 | 0 | 0 | 0 | 0 | 0 | 0 | 0 | 0
F9_Commercial_Interruptible - Health_Existing_Water Heating_Natural Gas_Commercial Laundry - Ozone Treatment_A_Achievable Technical Potential | F9 | Commercial | Interruptible - Health | Existing | Water Heating | Natural Gas | Commercial Laundry - Ozone Treatment | A | Cumulative Winter Peak Savings (MW) | Achievable Technical Potential | 0 | 0 | 0 | 0 | 0 | 0 | 0 | 0 | 0 | 0 | 0 | 0 | 0 | 0 | 0 | 0 | 0 | 0 | 0 | 0 | 0 | 0 | 0 | 0 | 0 | 0 | 0
F10_Commercial_Interruptible - Health_Existing_Water Heating_Natural Gas_Commercial Laundry - Ozone Treatment_A_Achievable Technical Potential | F10 | Commercial | Interruptible - Health | Existing | Water Heating | Natural Gas | Commercial Laundry - Ozone Treatment | A | Purchases (Incremental) | Achievable Technical Potential | 0 | 0 | 0.068992 | 0.084712 | 0.10366 | 0.12034 | 0.13726 | 0.16047 | 0.17604 | 0.17984 | 0.16947 | 0.14568 | 0.043739 | 0 | 0 | 0 | 0 | 0 | 0 | 0 | 0 | 0 | 0 | 0 | 0 | 0 | 0
F11_Commercial_Interruptible - Health_Existing_Water Heating_Natural Gas_Commercial Laundry - Ozone Treatment_A_Achievable Technical Potential | F11 | Commercial | Interruptible - Health | Existing | Water Heating | Natural Gas | Commercial Laundry - Ozone Treatment | A | Purchases (Cumulative) | Achievable Technical Potential | 0 | 0 | 0.068992 | 0.1537 | 0.25737 | 0.3777 | 0.51496 | 0.67543 | 0.85147 | 1.0313 | 1.2008 | 1.3465 | 1.3902 | 1.3902 | 1.3902 | 1.3902 | 1.3902 | 1.3902 | 1.3902 | 1.3902 | 1.3902 | 1.3902 | 1.3902 | 1.3902 | 1.3902 | 1.3902 | 1.3902
F1_Commercial_Interruptible - Health_Existing_Water Heating_Natural Gas_Commercial Laundry - ENERGY STAR Washer_A_Achievable Technical Potential | F1 | Commercial | Interruptible - Health | Existing | Water Heating | Natural Gas | Commercial Laundry - ENERGY STAR Washer | A | Integrated Unit Energy Savings (kWh or therms) | Achievable Technical Potential | 0 | 0 | 34.0074 | 33.2145 | 32.4634 | 31.7328 | 31.0211 | 30.311 | 29.6381 | 29.0087 | 28.4311 | 27.927 | 27.5299 | 27.2324 | 27.0787 | 26.9229 | 26.8081 | 26.7169 | 26.6454 | 26.5878 | 26.547 | 26.518 | 26.4974 | 26.4827 | 26.4629 | 26.4579 | 26.4539
F2_Commercial_Interruptible - Health_Existing_Water Heating_Natural Gas_Commercial Laundry - ENERGY STAR Washer_A_Achievable Technical Potential | F2 | Commercial | Interruptible - Health | Existing | Water Heating | Natural Gas | Commercial Laundry - ENERGY STAR Washer | A | Integrated Unit Summer Peak Savings (kW) | Achievable Technical Potential | 0 | 0 | 0 | 0 | 0 | 0 | 0 | 0 | 0 | 0 | 0 | 0 | 0 | 0 | 0 | 0 | 0 | 0 | 0 | 0 | 0 | 0 | 0 | 0 | 0 | 0 | 0
F3_Commercial_Interruptible - Health_Existing_Water Heating_Natural Gas_Commercial Laundry - ENERGY STAR Washer_A_Achievable Technical Potential | F3 | Commercial | Interruptible - Health | Existing | Water Heating | Natural Gas | Commercial Laundry - ENERGY STAR Washer | A | Integrated Unit Winter Peak Savings (kW) | Achievable Technical Potential | 0 | 0 | 0 | 0 | 0 | 0 | 0 | 0 | 0 | 0 | 0 | 0 | 0 | 0 | 0 | 0 | 0 | 0 | 0 | 0 | 0 | 0 | 0 | 0 | 0 | 0 | 0
F4_Commercial_Interruptible - Health_Existing_Water Heating_Natural Gas_Commercial Laundry - ENERGY STAR Washer_A_Achievable Technical Potential | F4 | Commercial | Interruptible - Health | Existing | Water Heating | Natural Gas | Commercial Laundry - ENERGY STAR Washer | A | Incremental Energy Savings (MWh or mTherms) | Achievable Technical Potential | 0 | 0 | 0.00081748 | 0.00098033 | 0.0011725 | 0.0013305 | 0.0014835 | 0.0016947 | 0.0018179 | 0.0011203 | 0.00083965 | 0.00040882 | 0 | 0 | 0 | 0 | 0 | 0 | 0 | 0 | 0 | 0 | 0 | 0 | 0 | 0 | 0
F5_Commercial_Interruptible - Health_Existing_Water Heating_Natural Gas_Commercial Laundry - ENERGY STAR Washer_A_Achievable Technical Potential | F5 | Commercial | Interruptible - Health | Existing | Water Heating | Natural Gas | Commercial Laundry - ENERGY STAR Washer | A | Incremental Summer Peak Savings (MW) | Achievable Technical Potential | 0 | 0 | 0 | 0 | 0 | 0 | 0 | 0 | 0 | 0 | 0 | 0 | 0 | 0 | 0 | 0 | 0 | 0 | 0 | 0 | 0 | 0 | 0 | 0 | 0 | 0 | 0
F6_Commercial_Interruptible - Health_Existing_Water Heating_Natural Gas_Commercial Laundry - ENERGY STAR Washer_A_Achievable Technical Potential | F6 | Commercial | Interruptible - Health | Existing | Water Heating | Natural Gas | Commercial Laundry - ENERGY STAR Washer | A | Incremental Winter Peak Savings (MW) | Achievable Technical Potential | 0 | 0 | 0 | 0 | 0 | 0 | 0 | 0 | 0 | 0 | 0 | 0 | 0 | 0 | 0 | 0 | 0 | 0 | 0 | 0 | 0 | 0 | 0 | 0 | 0 | 0 | 0
F7_Commercial_Interruptible - Health_Existing_Water Heating_Natural Gas_Commercial Laundry - ENERGY STAR Washer_A_Achievable Technical Potential | F7 | Commercial | Interruptible - Health | Existing | Water Heating | Natural Gas | Commercial Laundry - ENERGY STAR Washer | A | Cumulative Energy Savings (MWh or mTherms) | Achievable Technical Potential | 0 | 0 | 0.00081748 | 0.0017788 | 0.002911 | 0.004176 | 0.0055659 | 0.0071332 | 0.0087927 | 0.0097263 | 0.010372 | 0.010597 | 0.010447 | 0.010334 | 0.010275 | 0.010216 | 0.010173 | 0.010138 | 0.010111 | 0.010089 | 0.010074 | 0.010063 | 0.010055 | 0.010049 | 0.010042 | 0.01004 | 0.010038
F8_Commercial_Interruptible - Health_Existing_Water Heating_Natural Gas_Commercial Laundry - ENERGY STAR Washer_A_Achievable Technical Potential | F8 | Commercial | Interruptible - Health | Existing | Water Heating | Natural Gas | Commercial Laundry - ENERGY STAR Washer | A | Cumulative Summer Peak Savings (MW) | Achievable Technical Potential | 0 | 0 | 0 | 0 | 0 | 0 | 0 | 0 | 0 | 0 | 0 | 0 | 0 | 0 | 0 | 0 | 0 | 0 | 0 | 0 | 0 | 0 | 0 | 0 | 0 | 0 | 0
F9_Commercial_Interruptible - Health_Existing_Water Heating_Natural Gas_Commercial Laundry - ENERGY STAR Washer_A_Achievable Technical Potential | F9 | Commercial | Interruptible - Health | Existing | Water Heating | Natural Gas | Commercial Laundry - ENERGY STAR Washer | A | Cumulative Winter Peak Savings (MW) | Achievable Technical Potential | 0 | 0 | 0 | 0 | 0 | 0 | 0 | 0 | 0 | 0 | 0 | 0 | 0 | 0 | 0 | 0 | 0 | 0 | 0 | 0 | 0 | 0 | 0 | 0 | 0 | 0 | 0
F10_Commercial_Interruptible - Health_Existing_Water Heating_Natural Gas_Commercial Laundry - ENERGY STAR Washer_A_Achievable Technical Potential | F10 | Commercial | Interruptible - Health | Existing | Water Heating | Natural Gas | Commercial Laundry - ENERGY STAR Washer | A | Purchases (Incremental) | Achievable Technical Potential | 0 | 0 | 0.024038 | 0.029515 | 0.036118 | 0.041927 | 0.047823 | 0.055911 | 0.061335 | 0.03862 | 0.029533 | 0.014639 | 0 | 0 | 0 | 0 | 0 | 0 | 0 | 0 | 0 | 0 | 0 | 0 | 0 | 0 | 0
F11_Commercial_Interruptible - Health_Existing_Water Heating_Natural Gas_Commercial Laundry - ENERGY STAR Washer_A_Achievable Technical Potential | F11 | Commercial | Interruptible - Health | Existing | Water Heating | Natural Gas | Commercial Laundry - ENERGY STAR Washer | A | Purchases (Cumulative) | Achievable Technical Potential | 0 | 0 | 0.024038 | 0.053553 | 0.089671 | 0.1316 | 0.17942 | 0.23533 | 0.29667 | 0.33529 | 0.36482 | 0.37946 | 0.37946 | 0.37946 | 0.37946 | 0.37946 | 0.37946 | 0.37946 | 0.37946 | 0.37946 | 0.37946 | 0.37946 | 0.37946 | 0.37946 | 0.37946 | 0.37946 | 0.37946
F1_Commercial_Interruptible - Health_Existing_Water Heating_Natural Gas_Water Heater - Efficient Dishwasher_A_Achievable Technical Potential | F1 | Commercial | Interruptible - Health | Existing | Water Heating | Natural Gas | Water Heater - Efficient Dishwasher | A | Integrated Unit Energy Savings (kWh or therms) | Achievable Technical Potential | 0 | 0 | 98.483 | 96.2034 | 94.0477 | 91.9537 | 89.9166 | 87.887 | 85.9672 | 84.1724 | 82.5249 | 81.086 | 79.9514 | 79.1001 | 78.6537 | 78.201 | 77.8675 | 77.6026 | 77.3949 | 77.2278 | 77.1091 | 77.0249 | 76.9652 | 76.9225 | 76.8649 | 76.8504 | 76.8388
F2_Commercial_Interruptible - Health_Existing_Water Heating_Natural Gas_Water Heater - Efficient Dishwasher_A_Achievable Technical Potential | F2 | Commercial | Interruptible - Health | Existing | Water Heating | Natural Gas | Water Heater - Efficient Dishwasher | A | Integrated Unit Summer Peak Savings (kW) | Achievable Technical Potential | 0 | 0 | 0 | 0 | 0 | 0 | 0 | 0 | 0 | 0 | 0 | 0 | 0 | 0 | 0 | 0 | 0 | 0 | 0 | 0 | 0 | 0 | 0 | 0 | 0 | 0 | 0
F3_Commercial_Interruptible - Health_Existing_Water Heating_Natural Gas_Water Heater - Efficient Dishwasher_A_Achievable Technical Potential | F3 | Commercial | Interruptible - Health | Existing | Water Heating | Natural Gas | Water Heater - Efficient Dishwasher | A | Integrated Unit Winter Peak Savings (kW) | Achievable Technical Potential | 0 | 0 | 0 | 0 | 0 | 0 | 0 | 0 | 0 | 0 | 0 | 0 | 0 | 0 | 0 | 0 | 0 | 0 | 0 | 0 | 0 | 0 | 0 | 0 | 0 | 0 | 0
F4_Commercial_Interruptible - Health_Existing_Water Heating_Natural Gas_Water Heater - Efficient Dishwasher_A_Achievable Technical Potential | F4 | Commercial | Interruptible - Health | Existing | Water Heating | Natural Gas | Water Heater - Efficient Dishwasher | A | Incremental Energy Savings (MWh or mTherms) | Achievable Technical Potential | 0 | 0 | 0.076439 | 0.091683 | 0.10968 | 0.12448 | 0.13884 | 0.15866 | 0.17025 | 0.17029 | 0.15734 | 0.13289 | 0.1014 | 0.068845 | 0 | 0 | 0 | 0 | 0 | 0 | 0 | 0 | 0 | 0 | 0 | 0 | 0
F5_Commercial_Interruptible - Health_Existing_Water Heating_Natural Gas_Water Heater - Efficient Dishwasher_A_Achievable Technical Potential | F5 | Commercial | Interruptible - Health | Existing | Water Heating | Natural Gas | Water Heater - Efficient Dishwasher | A | Incremental Summer Peak Savings (MW) | Achievable Technical Potential | 0 | 0 | 0 | 0 | 0 | 0 | 0 | 0 | 0 | 0 | 0 | 0 | 0 | 0 | 0 | 0 | 0 | 0 | 0 | 0 | 0 | 0 | 0 | 0 | 0 | 0 | 0
F6_Commercial_Interruptible - Health_Existing_Water Heating_Natural Gas_Water Heater - Efficient Dishwasher_A_Achievable Technical Potential | F6 | Commercial | Interruptible - Health | Existing | Water Heating | Natural Gas | Water Heater - Efficient Dishwasher | A | Incremental Winter Peak Savings (MW) | Achievable Technical Potential | 0 | 0 | 0 | 0 | 0 | 0 | 0 | 0 | 0 | 0 | 0 | 0 | 0 | 0 | 0 | 0 | 0 | 0 | 0 | 0 | 0 | 0 | 0 | 0 | 0 | 0 | 0
F7_Commercial_Interruptible - Health_Existing_Water Heating_Natural Gas_Water Heater - Efficient Dishwasher_A_Achievable Technical Potential | F7 | Commercial | Interruptible - Health | Existing | Water Heating | Natural Gas | Water Heater - Efficient Dishwasher | A | Cumulative Energy Savings (MWh or mTherms) | Achievable Technical Potential | 0 | 0 | 0.076439 | 0.16635 | 0.2723 | 0.39073 | 0.52091 | 0.66782 | 0.82348 | 0.97659 | 1.1148 | 1.2283 | 1.3125 | 1.3673 | 1.3596 | 1.3518 | 1.346 | 1.3415 | 1.3379 | 1.335 | 1.3329 | 1.3315 | 1.3304 | 1.3297 | 1.3287 | 1.3285 | 1.3283
F8_Commercial_Interruptible - Health_Existing_Water Heating_Natural Gas_Water Heater - Efficient Dishwasher_A_Achievable Technical Potential | F8 | Commercial | Interruptible - Health | Existing | Water Heating | Natural Gas | Water Heater - Efficient Dishwasher | A | Cumulative Summer Peak Savings (MW) | Achievable Technical Potential | 0 | 0 | 0 | 0 | 0 | 0 | 0 | 0 | 0 | 0 | 0 | 0 | 0 | 0 | 0 | 0 | 0 | 0 | 0 | 0 | 0 | 0 | 0 | 0 | 0 | 0 | 0
F9_Commercial_Interruptible - Health_Existing_Water Heating_Natural Gas_Water Heater - Efficient Dishwasher_A_Achievable Technical Potential | F9 | Commercial | Interruptible - Health | Existing | Water Heating | Natural Gas | Water Heater - Efficient Dishwasher | A | Cumulative Winter Peak Savings (MW) | Achievable Technical Potential | 0 | 0 | 0 | 0 | 0 | 0 | 0 | 0 | 0 | 0 | 0 | 0 | 0 | 0 | 0 | 0 | 0 | 0 | 0 | 0 | 0 | 0 | 0 | 0 | 0 | 0 | 0
F10_Commercial_Interruptible - Health_Existing_Water Heating_Natural Gas_Water Heater - Efficient Dishwasher_A_Achievable Technical Potential | F10 | Commercial | Interruptible - Health | Existing | Water Heating | Natural Gas | Water Heater - Efficient Dishwasher | A | Purchases (Incremental) | Achievable Technical Potential | 0 | 0 | 0.77617 | 0.95301 | 1.1662 | 1.3538 | 1.5442 | 1.8053 | 1.9804 | 2.0232 | 1.9066 | 1.6389 | 1.2682 | 0.87036 | 0 | 0 | 0 | 0 | 0 | 0 | 0 | 0 | 0 | 0 | 0 | 0 | 0
F11_Commercial_Interruptible - Health_Existing_Water Heating_Natural Gas_Water Heater - Efficient Dishwasher_A_Achievable Technical Potential | F11 | Commercial | Interruptible - Health | Existing | Water Heating | Natural Gas | Water Heater - Efficient Dishwasher | A | Purchases (Cumulative) | Achievable Technical Potential | 0 | 0 | 0.77617 | 1.7292 | 2.8954 | 4.2492 | 5.7933 | 7.5986 | 9.5791 | 11.6022 | 13.5088 | 15.1477 | 16.4159 | 17.2863 | 17.2863 | 17.2863 | 17.2863 | 17.2863 | 17.2863 | 17.2863 | 17.2863 | 17.2863 | 17.2863 | 17.2863 | 17.2863 | 17.2863 | 17.2863
F1_Commercial_Interruptible - Health_Existing_Water Heating_Natural Gas_Commercial Laundry - Alternative Dry-Cleaning Methods_A_Achievable Technical Potential | F1 | Commercial | Interruptible - Health | Existing | Water Heating | Natural Gas | Commercial Laundry - Alternative Dry-Cleaning Methods | A | Integrated Unit Energy Savings (kWh or therms) | Achievable Technical Potential | 0 | 0 | 0 | 0 | 0 | 0 | 0 | 0 | 0 | 0 | 0 | 0 | 0 | 0 | 0 | 0 | 0 | 0 | 0 | 0 | 0 | 0 | 0 | 0 | 0 | 0 | 0
F2_Commercial_Interruptible - Health_Existing_Water Heating_Natural Gas_Commercial Laundry - Alternative Dry-Cleaning Methods_A_Achievable Technical Potential | F2 | Commercial | Interruptible - Health | Existing | Water Heating | Natural Gas | Commercial Laundry - Alternative Dry-Cleaning Methods | A | Integrated Unit Summer Peak Savings (kW) | Achievable Technical Potential | 0 | 0 | 0 | 0 | 0 | 0 | 0 | 0 | 0 | 0 | 0 | 0 | 0 | 0 | 0 | 0 | 0 | 0 | 0 | 0 | 0 | 0 | 0 | 0 | 0 | 0 | 0
F3_Commercial_Interruptible - Health_Existing_Water Heating_Natural Gas_Commercial Laundry - Alternative Dry-Cleaning Methods_A_Achievable Technical Potential | F3 | Commercial | Interruptible - Health | Existing | Water Heating | Natural Gas | Commercial Laundry - Alternative Dry-Cleaning Methods | A | Integrated Unit Winter Peak Savings (kW) | Achievable Technical Potential | 0 | 0 | 0 | 0 | 0 | 0 | 0 | 0 | 0 | 0 | 0 | 0 | 0 | 0 | 0 | 0 | 0 | 0 | 0 | 0 | 0 | 0 | 0 | 0 | 0 | 0 | 0
F4_Commercial_Interruptible - Health_Existing_Water Heating_Natural Gas_Commercial Laundry - Alternative Dry-Cleaning Methods_A_Achievable Technical Potential | F4 | Commercial | Interruptible - Health | Existing | Water Heating | Natural Gas | Commercial Laundry - Alternative Dry-Cleaning Methods | A | Incremental Energy Savings (MWh or mTherms) | Achievable Technical Potential | 0 | 0 | 0 | 0 | 0 | 0 | 0 | 0 | 0 | 0 | 0 | 0 | 0 | 0 | 0 | 0 | 0 | 0 | 0 | 0 | 0 | 0 | 0 | 0 | 0 | 0 | 0
F5_Commercial_Interruptible - Health_Existing_Water Heating_Natural Gas_Commercial Laundry - Alternative Dry-Cleaning Methods_A_Achievable Technical Potential | F5 | Commercial | Interruptible - Health | Existing | Water Heating | Natural Gas | Commercial Laundry - Alternative Dry-Cleaning Methods | A | Incremental Summer Peak Savings (MW) | Achievable Technical Potential | 0 | 0 | 0 | 0 | 0 | 0 | 0 | 0 | 0 | 0 | 0 | 0 | 0 | 0 | 0 | 0 | 0 | 0 | 0 | 0 | 0 | 0 | 0 | 0 | 0 | 0 | 0
F6_Commercial_Interruptible - Health_Existing_Water Heating_Natural Gas_Commercial Laundry - Alternative Dry-Cleaning Methods_A_Achievable Technical Potential | F6 | Commercial | Interruptible - Health | Existing | Water Heating | Natural Gas | Commercial Laundry - Alternative Dry-Cleaning Methods | A | Incremental Winter Peak Savings (MW) | Achievable Technical Potential | 0 | 0 | 0 | 0 | 0 | 0 | 0 | 0 | 0 | 0 | 0 | 0 | 0 | 0 | 0 | 0 | 0 | 0 | 0 | 0 | 0 | 0 | 0 | 0 | 0 | 0 | 0
F7_Commercial_Interruptible - Health_Existing_Water Heating_Natural Gas_Commercial Laundry - Alternative Dry-Cleaning Methods_A_Achievable Technical Potential | F7 | Commercial | Interruptible - Health | Existing | Water Heating | Natural Gas | Commercial Laundry - Alternative Dry-Cleaning Methods | A | Cumulative Energy Savings (MWh or mTherms) | Achievable Technical Potential | 0 | 0 | 0 | 0 | 0 | 0 | 0 | 0 | 0 | 0 | 0 | 0 | 0 | 0 | 0 | 0 | 0 | 0 | 0 | 0 | 0 | 0 | 0 | 0 | 0 | 0 | 0
F8_Commercial_Interruptible - Health_Existing_Water Heating_Natural Gas_Commercial Laundry - Alternative Dry-Cleaning Methods_A_Achievable Technical Potential | F8 | Commercial | Interruptible - Health | Existing | Water Heating | Natural Gas | Commercial Laundry - Alternative Dry-Cleaning Methods | A | Cumulative Summer Peak Savings (MW) | Achievable Technical Potential | 0 | 0 | 0 | 0 | 0 | 0 | 0 | 0 | 0 | 0 | 0 | 0 | 0 | 0 | 0 | 0 | 0 | 0 | 0 | 0 | 0 | 0 | 0 | 0 | 0 | 0 | 0
F9_Commercial_Interruptible - Health_Existing_Water Heating_Natural Gas_Commercial Laundry - Alternative Dry-Cleaning Methods_A_Achievable Technical Potential | F9 | Commercial | Interruptible - Health | Existing | Water Heating | Natural Gas | Commercial Laundry - Alternative Dry-Cleaning Methods | A | Cumulative Winter Peak Savings (MW) | Achievable Technical Potential | 0 | 0 | 0 | 0 | 0 | 0 | 0 | 0 | 0 | 0 | 0 | 0 | 0 | 0 | 0 | 0 | 0 | 0 | 0 | 0 | 0 | 0 | 0 | 0 | 0 | 0 | 0
F10_Commercial_Interruptible - Health_Existing_Water Heating_Natural Gas_Commercial Laundry - Alternative Dry-Cleaning Methods_A_Achievable Technical Potential | F10 | Commercial | Interruptible - Health | Existing | Water Heating | Natural Gas | Commercial Laundry - Alternative Dry-Cleaning Methods | A | Purchases (Incremental) | Achievable Technical Potential | 0 | 0 | 0.068992 | 0.084712 | 0.10366 | 0.12034 | 0.13726 | 0.16047 | 0.17604 | 0.17984 | 0.16947 | 0.14568 | 0.11273 | 0.077365 | 0.046296 | 0.021623 | 0 | 0 | 0 | 0 | 0 | 0 | 0 | 0 | 0 | 0 | 0
F11_Commercial_Interruptible - Health_Existing_Water Heating_Natural Gas_Commercial Laundry - Alternative Dry-Cleaning Methods_A_Achievable Technical Potential | F11 | Commercial | Interruptible - Health | Existing | Water Heating | Natural Gas | Commercial Laundry - Alternative Dry-Cleaning Methods | A | Purchases (Cumulative) | Achievable Technical Potential | 0 | 0 | 0.068992 | 0.1537 | 0.25737 | 0.3777 | 0.51496 | 0.67543 | 0.85147 | 1.0313 | 1.2008 | 1.3465 | 1.4592 | 1.5366 | 1.5829 | 1.6045 | 1.6045 | 1.6045 | 1.6045 | 1.6045 | 1.6045 | 1.6045 | 1.6045 | 1.6045 | 1.6045 | 1.6045 | 1.6045
F1_Commercial_Interruptible - Health_Existing_Space Heating_Natural Gas_Advanced Kitchen Ventilation Controls_A_Achievable Technical Potential | F1 | Commercial | Interruptible - Health | Existing | Space Heating | Natural Gas | Advanced Kitchen Ventilation Controls | A | Integrated Unit Energy Savings (kWh or therms) | Achievable Technical Potential | 0 | 0 | 0.040866 | 0.040653 | 0.040364 | 0.040037 | 0.039671 | 0.039262 | 0.038806 | 0.038301 | 0.037746 | 0.037149 | 0.036521 | 0.035879 | 0.035244 | 0.03464 | 0.034084 | 0.033604 | 0.033206 | 0.032859 | 0.032571 | 0.032301 | 0.032105 | 0.031914 | 0.031728 | 0.031545 | 0.031366
F2_Commercial_Interruptible - Health_Existing_Space Heating_Natural Gas_Advanced Kitchen Ventilation Controls_A_Achievable Technical Potential | F2 | Commercial | Interruptible - Health | Existing | Space Heating | Natural Gas | Advanced Kitchen Ventilation Controls | A | Integrated Unit Summer Peak Savings (kW) | Achievable Technical Potential | 0 | 0 | 0 | 0 | 0 | 0 | 0 | 0 | 0 | 0 | 0 | 0 | 0 | 0 | 0 | 0 | 0 | 0 | 0 | 0 | 0 | 0 | 0 | 0 | 0 | 0 | 0
F3_Commercial_Interruptible - Health_Existing_Space Heating_Natural Gas_Advanced Kitchen Ventilation Controls_A_Achievable Technical Potential | F3 | Commercial | Interruptible - Health | Existing | Space Heating | Natural Gas | Advanced Kitchen Ventilation Controls | A | Integrated Unit Winter Peak Savings (kW) | Achievable Technical Potential | 0 | 0 | 0 | 0 | 0 | 0 | 0 | 0 | 0 | 0 | 0 | 0 | 0 | 0 | 0 | 0 | 0 | 0 | 0 | 0 | 0 | 0 | 0 | 0 | 0 | 0 | 0
F4_Commercial_Interruptible - Health_Existing_Space Heating_Natural Gas_Advanced Kitchen Ventilation Controls_A_Achievable Technical Potential | F4 | Commercial | Interruptible - Health | Existing | Space Heating | Natural Gas | Advanced Kitchen Ventilation Controls | A | Incremental Energy Savings (MWh or mTherms) | Achievable Technical Potential | 0 | 0 | 0.1083 | 0.22114 | 0.21957 | 0.21779 | 0.2158 | 0.21357 | 0.21109 | 0.20834 | 0.20533 | 0.20208 | 0.19866 | 0.19517 | 0.19172 | 0.18843 | 0.1854 | 0.093741 | 0 | 3.5862e-16 | 0 | 0 | 0 | 0 | 0 | 0 | 0
F5_Commercial_Interruptible - Health_Existing_Space Heating_Natural Gas_Advanced Kitchen Ventilation Controls_A_Achievable Technical Potential | F5 | Commercial | Interruptible - Health | Existing | Space Heating | Natural Gas | Advanced Kitchen Ventilation Controls | A | Incremental Summer Peak Savings (MW) | Achievable Technical Potential | 0 | 0 | 0 | 0 | 0 | 0 | 0 | 0 | 0 | 0 | 0 | 0 | 0 | 0 | 0 | 0 | 0 | 0 | 0 | 0 | 0 | 0 | 0 | 0 | 0 | 0 | 0
F6_Commercial_Interruptible - Health_Existing_Space Heating_Natural Gas_Advanced Kitchen Ventilation Controls_A_Achievable Technical Potential | F6 | Commercial | Interruptible - Health | Existing | Space Heating | Natural Gas | Advanced Kitchen Ventilation Controls | A | Incremental Winter Peak Savings (MW) | Achievable Technical Potential | 0 | 0 | 0 | 0 | 0 | 0 | 0 | 0 | 0 | 0 | 0 | 0 | 0 | 0 | 0 | 0 | 0 | 0 | 0 | 0 | 0 | 0 | 0 | 0 | 0 | 0 | 0
F7_Commercial_Interruptible - Health_Existing_Space Heating_Natural Gas_Advanced Kitchen Ventilation Controls_A_Achievable Technical Potential | F7 | Commercial | Interruptible - Health | Existing | Space Heating | Natural Gas | Advanced Kitchen Ventilation Controls | A | Cumulative Energy Savings (MWh or mTherms) | Achievable Technical Potential | 0 | 0 | 0.1083 | 0.32887 | 0.5461 | 0.75946 | 0.96832 | 1.1719 | 1.3694 | 1.5599 | 1.7426 | 1.9171 | 2.0834 | 2.2419 | 2.394 | 2.5413 | 2.686 | 2.7419 | 2.7095 | 2.6811 | 2.6576 | 2.6356 | 2.6196 | 2.604 | 2.5888 | 2.5739 | 2.5593
F8_Commercial_Interruptible - Health_Existing_Space Heating_Natural Gas_Advanced Kitchen Ventilation Controls_A_Achievable Technical Potential | F8 | Commercial | Interruptible - Health | Existing | Space Heating | Natural Gas | Advanced Kitchen Ventilation Controls | A | Cumulative Summer Peak Savings (MW) | Achievable Technical Potential | 0 | 0 | 0 | 0 | 0 | 0 | 0 | 0 | 0 | 0 | 0 | 0 | 0 | 0 | 0 | 0 | 0 | 0 | 0 | 0 | 0 | 0 | 0 | 0 | 0 | 0 | 0
F9_Commercial_Interruptible - Health_Existing_Space Heating_Natural Gas_Advanced Kitchen Ventilation Controls_A_Achievable Technical Potential | F9 | Commercial | Interruptible - Health | Existing | Space Heating | Natural Gas | Advanced Kitchen Ventilation Controls | A | Cumulative Winter Peak Savings (MW) | Achievable Technical Potential | 0 | 0 | 0 | 0 | 0 | 0 | 0 | 0 | 0 | 0 | 0 | 0 | 0 | 0 | 0 | 0 | 0 | 0 | 0 | 0 | 0 | 0 | 0 | 0 | 0 | 0 | 0
F10_Commercial_Interruptible - Health_Existing_Space Heating_Natural Gas_Advanced Kitchen Ventilation Controls_A_Achievable Technical Potential | F10 | Commercial | Interruptible - Health | Existing | Space Heating | Natural Gas | Advanced Kitchen Ventilation Controls | A | Purchases (Incremental) | Achievable Technical Potential | 0 | 0 | 2650.0699 | 5439.6172 | 5439.6172 | 5439.6172 | 5439.6172 | 5439.6172 | 5439.6172 | 5439.6172 | 5439.6172 | 5439.6172 | 5439.6172 | 5439.6172 | 5439.6172 | 5439.6172 | 5439.6172 | 2789.5473 | 0 | 1.0914e-11 | 0 | 0 | 0 | 0 | 0 | 0 | 0
F11_Commercial_Interruptible - Health_Existing_Space Heating_Natural Gas_Advanced Kitchen Ventilation Controls_A_Achievable Technical Potential | F11 | Commercial | Interruptible - Health | Existing | Space Heating | Natural Gas | Advanced Kitchen Ventilation Controls | A | Purchases (Cumulative) | Achievable Technical Potential | 0 | 0 | 2650.0699 | 8089.6871 | 13529.3043 | 18968.9215 | 24408.5387 | 29848.1558 | 35287.773 | 40727.3902 | 46167.0074 | 51606.6246 | 57046.2418 | 62485.859 | 67925.4762 | 73365.0933 | 78804.7105 | 81594.2578 | 81594.2578 | 81594.2578 | 81594.2578 | 81594.2578 | 81594.2578 | 81594.2578 | 81594.2578 | 81594.2578 | 81594.2578
F1_Commercial_Interruptible - Health_Existing_Space Heating_Natural Gas_Infiltration Control - Loading Dock Sealing_A_Achievable Technical Potential | F1 | Commercial | Interruptible - Health | Existing | Space Heating | Natural Gas | Infiltration Control - Loading Dock Sealing | A | Integrated Unit Energy Savings (kWh or therms) | Achievable Technical Potential | 0 | 0 | 212.9322 | 210.4211 | 207.3532 | 203.9653 | 200.2271 | 196.0721 | 191.483 | 186.4723 | 181.0911 | 175.4385 | 169.7487 | 164.1501 | 158.7753 | 153.7577 | 149.251 | 145.556 | 142.6849 | 140.2635 | 138.4007 | 136.6683 | 135.8377 | 135.0285 | 134.2382 | 133.4648 | 132.7064
F2_Commercial_Interruptible - Health_Existing_Space Heating_Natural Gas_Infiltration Control - Loading Dock Sealing_A_Achievable Technical Potential | F2 | Commercial | Interruptible - Health | Existing | Space Heating | Natural Gas | Infiltration Control - Loading Dock Sealing | A | Integrated Unit Summer Peak Savings (kW) | Achievable Technical Potential | 0 | 0 | 0 | 0 | 0 | 0 | 0 | 0 | 0 | 0 | 0 | 0 | 0 | 0 | 0 | 0 | 0 | 0 | 0 | 0 | 0 | 0 | 0 | 0 | 0 | 0 | 0
F3_Commercial_Interruptible - Health_Existing_Space Heating_Natural Gas_Infiltration Control - Loading Dock Sealing_A_Achievable Technical Potential | F3 | Commercial | Interruptible - Health | Existing | Space Heating | Natural Gas | Infiltration Control - Loading Dock Sealing | A | Integrated Unit Winter Peak Savings (kW) | Achievable Technical Potential | 0 | 0 | 0 | 0 | 0 | 0 | 0 | 0 | 0 | 0 | 0 | 0 | 0 | 0 | 0 | 0 | 0 | 0 | 0 | 0 | 0 | 0 | 0 | 0 | 0 | 0 | 0
F4_Commercial_Interruptible - Health_Existing_Space Heating_Natural Gas_Infiltration Control - Loading Dock Sealing_A_Achievable Technical Potential | F4 | Commercial | Interruptible - Health | Existing | Space Heating | Natural Gas | Infiltration Control - Loading Dock Sealing | A | Incremental Energy Savings (MWh or mTherms) | Achievable Technical Potential | 0 | 0 | 0 | 0 | 0 | 0 | 0 | 0 | 0 | 0 | 0 | 0 | 0 | 0 | 0 | 0 | 0 | 0 | 0 | 0 | 0 | 0 | 0 | 0 | 0 | 0 | 0
F5_Commercial_Interruptible - Health_Existing_Space Heating_Natural Gas_Infiltration Control - Loading Dock Sealing_A_Achievable Technical Potential | F5 | Commercial | Interruptible - Health | Existing | Space Heating | Natural Gas | Infiltration Control - Loading Dock Sealing | A | Incremental Summer Peak Savings (MW) | Achievable Technical Potential | 0 | 0 | 0 | 0 | 0 | 0 | 0 | 0 | 0 | 0 | 0 | 0 | 0 | 0 | 0 | 0 | 0 | 0 | 0 | 0 | 0 | 0 | 0 | 0 | 0 | 0 | 0
F6_Commercial_Interruptible - Health_Existing_Space Heating_Natural Gas_Infiltration Control - Loading Dock Sealing_A_Achievable Technical Potential | F6 | Commercial | Interruptible - Health | Existing | Space Heating | Natural Gas | Infiltration Control - Loading Dock Sealing | A | Incremental Winter Peak Savings (MW) | Achievable Technical Potential | 0 | 0 | 0 | 0 | 0 | 0 | 0 | 0 | 0 | 0 | 0 | 0 | 0 | 0 | 0 | 0 | 0 | 0 | 0 | 0 | 0 | 0 | 0 | 0 | 0 | 0 | 0
F7_Commercial_Interruptible - Health_Existing_Space Heating_Natural Gas_Infiltration Control - Loading Dock Sealing_A_Achievable Technical Potential | F7 | Commercial | Interruptible - Health | Existing | Space Heating | Natural Gas | Infiltration Control - Loading Dock Sealing | A | Cumulative Energy Savings (MWh or mTherms) | Achievable Technical Potential | 0 | 0 | 0 | 0 | 0 | 0 | 0 | 0 | 0 | 0 | 0 | 0 | 0 | 0 | 0 | 0 | 0 | 0 | 0 | 0 | 0 | 0 | 0 | 0 | 0 | 0 | 0
F8_Commercial_Interruptible - Health_Existing_Space Heating_Natural Gas_Infiltration Control - Loading Dock Sealing_A_Achievable Technical Potential | F8 | Commercial | Interruptible - Health | Existing | Space Heating | Natural Gas | Infiltration Control - Loading Dock Sealing | A | Cumulative Summer Peak Savings (MW) | Achievable Technical Potential | 0 | 0 | 0 | 0 | 0 | 0 | 0 | 0 | 0 | 0 | 0 | 0 | 0 | 0 | 0 | 0 | 0 | 0 | 0 | 0 | 0 | 0 | 0 | 0 | 0 | 0 | 0
F9_Commercial_Interruptible - Health_Existing_Space Heating_Natural Gas_Infiltration Control - Loading Dock Sealing_A_Achievable Technical Potential | F9 | Commercial | Interruptible - Health | Existing | Space Heating | Natural Gas | Infiltration Control - Loading Dock Sealing | A | Cumulative Winter Peak Savings (MW) | Achievable Technical Potential | 0 | 0 | 0 | 0 | 0 | 0 | 0 | 0 | 0 | 0 | 0 | 0 | 0 | 0 | 0 | 0 | 0 | 0 | 0 | 0 | 0 | 0 | 0 | 0 | 0 | 0 | 0
F10_Commercial_Interruptible - Health_Existing_Space Heating_Natural Gas_Infiltration Control - Loading Dock Sealing_A_Achievable Technical Potential | F10 | Commercial | Interruptible - Health | Existing | Space Heating | Natural Gas | Infiltration Control - Loading Dock Sealing | A | Purchases (Incremental) | Achievable Technical Potential | 0 | 0 | 0 | 0 | 0 | 0 | 0 | 0 | 0 | 0 | 0 | 0 | 0 | 0 | 0 | 0 | 0 | 0 | 0 | 0 | 0 | 0 | 0 | 0 | 0 | 0 | 0
F11_Commercial_Interruptible - Health_Existing_Space Heating_Natural Gas_Infiltration Control - Loading Dock Sealing_A_Achievable Technical Potential | F11 | Commercial | Interruptible - Health | Existing | Space Heating | Natural Gas | Infiltration Control - Loading Dock Sealing | A | Purchases (Cumulative) | Achievable Technical Potential | 0 | 0 | 0 | 0 | 0 | 0 | 0 | 0 | 0 | 0 | 0 | 0 | 0 | 0 | 0 | 0 | 0 | 0 | 0 | 0 | 0 | 0 | 0 | 0 | 0 | 0 | 0
F1_Commercial_Interruptible - Health_Existing_Space Heating_Natural Gas_Greenhouse Heat Curtain_A_Achievable Technical Potential | F1 | Commercial | Interruptible - Health | Existing | Space Heating | Natural Gas | Greenhouse Heat Curtain | A | Integrated Unit Energy Savings (kWh or therms) | Achievable Technical Potential | 0 | 0 | 186.2723 | 184.6671 | 182.6063 | 180.2873 | 177.6809 | 174.737 | 171.4189 | 167.7087 | 163.6189 | 159.2096 | 154.59 | 149.9079 | 145.3414 | 141.0633 | 137.2156 | 134.0696 | 131.6404 | 129.609 | 128.0728 | 126.6517 | 125.8828 | 125.1337 | 124.4021 | 123.686 | 122.9838
F2_Commercial_Interruptible - Health_Existing_Space Heating_Natural Gas_Greenhouse Heat Curtain_A_Achievable Technical Potential | F2 | Commercial | Interruptible - Health | Existing | Space Heating | Natural Gas | Greenhouse Heat Curtain | A | Integrated Unit Summer Peak Savings (kW) | Achievable Technical Potential | 0 | 0 | 0 | 0 | 0 | 0 | 0 | 0 | 0 | 0 | 0 | 0 | 0 | 0 | 0 | 0 | 0 | 0 | 0 | 0 | 0 | 0 | 0 | 0 | 0 | 0 | 0
F3_Commercial_Interruptible - Health_Existing_Space Heating_Natural Gas_Greenhouse Heat Curtain_A_Achievable Technical Potential | F3 | Commercial | Interruptible - Health | Existing | Space Heating | Natural Gas | Greenhouse Heat Curtain | A | Integrated Unit Winter Peak Savings (kW) | Achievable Technical Potential | 0 | 0 | 0 | 0 | 0 | 0 | 0 | 0 | 0 | 0 | 0 | 0 | 0 | 0 | 0 | 0 | 0 | 0 | 0 | 0 | 0 | 0 | 0 | 0 | 0 | 0 | 0
F4_Commercial_Interruptible - Health_Existing_Space Heating_Natural Gas_Greenhouse Heat Curtain_A_Achievable Technical Potential | F4 | Commercial | Interruptible - Health | Existing | Space Heating | Natural Gas | Greenhouse Heat Curtain | A | Incremental Energy Savings (MWh or mTherms) | Achievable Technical Potential | 0 | 0 | 0 | 0 | 0 | 0 | 0 | 0 | 0 | 0 | 0 | 0 | 0 | 0 | 0 | 0 | 0 | 0 | 0 | 0 | 0 | 0 | 0 | 0 | 0 | 0 | 0
F5_Commercial_Interruptible - Health_Existing_Space Heating_Natural Gas_Greenhouse Heat Curtain_A_Achievable Technical Potential | F5 | Commercial | Interruptible - Health | Existing | Space Heating | Natural Gas | Greenhouse Heat Curtain | A | Incremental Summer Peak Savings (MW) | Achievable Technical Potential | 0 | 0 | 0 | 0 | 0 | 0 | 0 | 0 | 0 | 0 | 0 | 0 | 0 | 0 | 0 | 0 | 0 | 0 | 0 | 0 | 0 | 0 | 0 | 0 | 0 | 0 | 0
F6_Commercial_Interruptible - Health_Existing_Space Heating_Natural Gas_Greenhouse Heat Curtain_A_Achievable Technical Potential | F6 | Commercial | Interruptible - Health | Existing | Space Heating | Natural Gas | Greenhouse Heat Curtain | A | Incremental Winter Peak Savings (MW) | Achievable Technical Potential | 0 | 0 | 0 | 0 | 0 | 0 | 0 | 0 | 0 | 0 | 0 | 0 | 0 | 0 | 0 | 0 | 0 | 0 | 0 | 0 | 0 | 0 | 0 | 0 | 0 | 0 | 0
F7_Commercial_Interruptible - Health_Existing_Space Heating_Natural Gas_Greenhouse Heat Curtain_A_Achievable Technical Potential | F7 | Commercial | Interruptible - Health | Existing | Space Heating | Natural Gas | Greenhouse Heat Curtain | A | Cumulative Energy Savings (MWh or mTherms) | Achievable Technical Potential | 0 | 0 | 0 | 0 | 0 | 0 | 0 | 0 | 0 | 0 | 0 | 0 | 0 | 0 | 0 | 0 | 0 | 0 | 0 | 0 | 0 | 0 | 0 | 0 | 0 | 0 | 0
F8_Commercial_Interruptible - Health_Existing_Space Heating_Natural Gas_Greenhouse Heat Curtain_A_Achievable Technical Potential | F8 | Commercial | Interruptible - Health | Existing | Space Heating | Natural Gas | Greenhouse Heat Curtain | A | Cumulative Summer Peak Savings (MW) | Achievable Technical Potential | 0 | 0 | 0 | 0 | 0 | 0 | 0 | 0 | 0 | 0 | 0 | 0 | 0 | 0 | 0 | 0 | 0 | 0 | 0 | 0 | 0 | 0 | 0 | 0 | 0 | 0 | 0
F9_Commercial_Interruptible - Health_Existing_Space Heating_Natural Gas_Greenhouse Heat Curtain_A_Achievable Technical Potential | F9 | Commercial | Interruptible - Health | Existing | Space Heating | Natural Gas | Greenhouse Heat Curtain | A | Cumulative Winter Peak Savings (MW) | Achievable Technical Potential | 0 | 0 | 0 | 0 | 0 | 0 | 0 | 0 | 0 | 0 | 0 | 0 | 0 | 0 | 0 | 0 | 0 | 0 | 0 | 0 | 0 | 0 | 0 | 0 | 0 | 0 | 0
F10_Commercial_Interruptible - Health_Existing_Space Heating_Natural Gas_Greenhouse Heat Curtain_A_Achievable Technical Potential | F10 | Commercial | Interruptible - Health | Existing | Space Heating | Natural Gas | Greenhouse Heat Curtain | A | Purchases (Incremental) | Achievable Technical Potential | 0 | 0 | 0 | 0 | 0 | 0 | 0 | 0 | 0 | 0 | 0 | 0 | 0 | 0 | 0 | 0 | 0 | 0 | 0 | 0 | 0 | 0 | 0 | 0 | 0 | 0 | 0
F11_Commercial_Interruptible - Health_Existing_Space Heating_Natural Gas_Greenhouse Heat Curtain_A_Achievable Technical Potential | F11 | Commercial | Interruptible - Health | Existing | Space Heating | Natural Gas | Greenhouse Heat Curtain | A | Purchases (Cumulative) | Achievable Technical Potential | 0 | 0 | 0 | 0 | 0 | 0 | 0 | 0 | 0 | 0 | 0 | 0 | 0 | 0 | 0 | 0 | 0 | 0 | 0 | 0 | 0 | 0 | 0 | 0 | 0 | 0 | 0
F1_Commercial_Interruptible - Health_Existing_Space Heating_Natural Gas_Ventilation - Parking Garages, Demand Controlled_A_Achievable Technical Potential | F1 | Commercial | Interruptible - Health | Existing | Space Heating | Natural Gas | Ventilation - Parking Garages, Demand Controlled | A | Integrated Unit Energy Savings (kWh or therms) | Achievable Technical Potential | 0 | 0 | 0 | 0 | 0 | 0 | 0 | 0 | 0 | 0 | 0 | 0 | 0 | 0 | 0 | 0 | 0 | 0 | 0 | 0 | 0 | 0 | 0 | 0 | 0 | 0 | 0
F2_Commercial_Interruptible - Health_Existing_Space Heating_Natural Gas_Ventilation - Parking Garages, Demand Controlled_A_Achievable Technical Potential | F2 | Commercial | Interruptible - Health | Existing | Space Heating | Natural Gas | Ventilation - Parking Garages, Demand Controlled | A | Integrated Unit Summer Peak Savings (kW) | Achievable Technical Potential | 0 | 0 | 0 | 0 | 0 | 0 | 0 | 0 | 0 | 0 | 0 | 0 | 0 | 0 | 0 | 0 | 0 | 0 | 0 | 0 | 0 | 0 | 0 | 0 | 0 | 0 | 0
F3_Commercial_Interruptible - Health_Existing_Space Heating_Natural Gas_Ventilation - Parking Garages, Demand Controlled_A_Achievable Technical Potential | F3 | Commercial | Interruptible - Health | Existing | Space Heating | Natural Gas | Ventilation - Parking Garages, Demand Controlled | A | Integrated Unit Winter Peak Savings (kW) | Achievable Technical Potential | 0 | 0 | 0 | 0 | 0 | 0 | 0 | 0 | 0 | 0 | 0 | 0 | 0 | 0 | 0 | 0 | 0 | 0 | 0 | 0 | 0 | 0 | 0 | 0 | 0 | 0 | 0
F4_Commercial_Interruptible - Health_Existing_Space Heating_Natural Gas_Ventilation - Parking Garages, Demand Controlled_A_Achievable Technical Potential | F4 | Commercial | Interruptible - Health | Existing | Space Heating | Natural Gas | Ventilation - Parking Garages, Demand Controlled | A | Incremental Energy Savings (MWh or mTherms) | Achievable Technical Potential | 0 | 0 | 0 | 0 | 0 | 0 | 0 | 0 | 0 | 0 | 0 | 0 | 0 | 0 | 0 | 0 | 0 | 0 | 0 | 0 | 0 | 0 | 0 | 0 | 0 | 0 | 0
F5_Commercial_Interruptible - Health_Existing_Space Heating_Natural Gas_Ventilation - Parking Garages, Demand Controlled_A_Achievable Technical Potential | F5 | Commercial | Interruptible - Health | Existing | Space Heating | Natural Gas | Ventilation - Parking Garages, Demand Controlled | A | Incremental Summer Peak Savings (MW) | Achievable Technical Potential | 0 | 0 | 0 | 0 | 0 | 0 | 0 | 0 | 0 | 0 | 0 | 0 | 0 | 0 | 0 | 0 | 0 | 0 | 0 | 0 | 0 | 0 | 0 | 0 | 0 | 0 | 0
F6_Commercial_Interruptible - Health_Existing_Space Heating_Natural Gas_Ventilation - Parking Garages, Demand Controlled_A_Achievable Technical Potential | F6 | Commercial | Interruptible - Health | Existing | Space Heating | Natural Gas | Ventilation - Parking Garages, Demand Controlled | A | Incremental Winter Peak Savings (MW) | Achievable Technical Potential | 0 | 0 | 0 | 0 | 0 | 0 | 0 | 0 | 0 | 0 | 0 | 0 | 0 | 0 | 0 | 0 | 0 | 0 | 0 | 0 | 0 | 0 | 0 | 0 | 0 | 0 | 0
F7_Commercial_Interruptible - Health_Existing_Space Heating_Natural Gas_Ventilation - Parking Garages, Demand Controlled_A_Achievable Technical Potential | F7 | Commercial | Interruptible - Health | Existing | Space Heating | Natural Gas | Ventilation - Parking Garages, Demand Controlled | A | Cumulative Energy Savings (MWh or mTherms) | Achievable Technical Potential | 0 | 0 | 0 | 0 | 0 | 0 | 0 | 0 | 0 | 0 | 0 | 0 | 0 | 0 | 0 | 0 | 0 | 0 | 0 | 0 | 0 | 0 | 0 | 0 | 0 | 0 | 0
F8_Commercial_Interruptible - Health_Existing_Space Heating_Natural Gas_Ventilation - Parking Garages, Demand Controlled_A_Achievable Technical Potential | F8 | Commercial | Interruptible - Health | Existing | Space Heating | Natural Gas | Ventilation - Parking Garages, Demand Controlled | A | Cumulative Summer Peak Savings (MW) | Achievable Technical Potential | 0 | 0 | 0 | 0 | 0 | 0 | 0 | 0 | 0 | 0 | 0 | 0 | 0 | 0 | 0 | 0 | 0 | 0 | 0 | 0 | 0 | 0 | 0 | 0 | 0 | 0 | 0
F9_Commercial_Interruptible - Health_Existing_Space Heating_Natural Gas_Ventilation - Parking Garages, Demand Controlled_A_Achievable Technical Potential | F9 | Commercial | Interruptible - Health | Existing | Space Heating | Natural Gas | Ventilation - Parking Garages, Demand Controlled | A | Cumulative Winter Peak Savings (MW) | Achievable Technical Potential | 0 | 0 | 0 | 0 | 0 | 0 | 0 | 0 | 0 | 0 | 0 | 0 | 0 | 0 | 0 | 0 | 0 | 0 | 0 | 0 | 0 | 0 | 0 | 0 | 0 | 0 | 0
F10_Commercial_Interruptible - Health_Existing_Space Heating_Natural Gas_Ventilation - Parking Garages, Demand Controlled_A_Achievable Technical Potential | F10 | Commercial | Interruptible - Health | Existing | Space Heating | Natural Gas | Ventilation - Parking Garages, Demand Controlled | A | Purchases (Incremental) | Achievable Technical Potential | 0 | 0 | 0 | 0 | 0 | 0 | 0 | 0 | 0 | 0 | 0 | 0 | 0 | 0 | 0 | 0 | 0 | 0 | 0 | 0 | 0 | 0 | 0 | 0 | 0 | 0 | 0
F11_Commercial_Interruptible - Health_Existing_Space Heating_Natural Gas_Ventilation - Parking Garages, Demand Controlled_A_Achievable Technical Potential | F11 | Commercial | Interruptible - Health | Existing | Space Heating | Natural Gas | Ventilation - Parking Garages, Demand Controlled | A | Purchases (Cumulative) | Achievable Technical Potential | 0 | 0 | 0 | 0 | 0 | 0 | 0 | 0 | 0 | 0 | 0 | 0 | 0 | 0 | 0 | 0 | 0 | 0 | 0 | 0 | 0 | 0 | 0 | 0 | 0 | 0 | 0
F1_Commercial_Interruptible - Health_Existing_Miscellaneous_Natural Gas_Pool Heater - Night Covers_A_Achievable Technical Potential | F1 | Commercial | Interruptible - Health | Existing | Miscellaneous | Natural Gas | Pool Heater - Night Covers | A | Integrated Unit Energy Savings (kWh or therms) | Achievable Technical Potential | 0 | 0 | 0 | 0 | 0 | 0 | 0 | 0 | 0 | 0 | 0 | 0 | 0 | 0 | 0 | 0 | 0 | 0 | 0 | 0 | 0 | 0 | 0 | 0 | 0 | 0 | 0
F2_Commercial_Interruptible - Health_Existing_Miscellaneous_Natural Gas_Pool Heater - Night Covers_A_Achievable Technical Potential | F2 | Commercial | Interruptible - Health | Existing | Miscellaneous | Natural Gas | Pool Heater - Night Covers | A | Integrated Unit Summer Peak Savings (kW) | Achievable Technical Potential | 0 | 0 | 0 | 0 | 0 | 0 | 0 | 0 | 0 | 0 | 0 | 0 | 0 | 0 | 0 | 0 | 0 | 0 | 0 | 0 | 0 | 0 | 0 | 0 | 0 | 0 | 0
F3_Commercial_Interruptible - Health_Existing_Miscellaneous_Natural Gas_Pool Heater - Night Covers_A_Achievable Technical Potential | F3 | Commercial | Interruptible - Health | Existing | Miscellaneous | Natural Gas | Pool Heater - Night Covers | A | Integrated Unit Winter Peak Savings (kW) | Achievable Technical Potential | 0 | 0 | 0 | 0 | 0 | 0 | 0 | 0 | 0 | 0 | 0 | 0 | 0 | 0 | 0 | 0 | 0 | 0 | 0 | 0 | 0 | 0 | 0 | 0 | 0 | 0 | 0
F4_Commercial_Interruptible - Health_Existing_Miscellaneous_Natural Gas_Pool Heater - Night Covers_A_Achievable Technical Potential | F4 | Commercial | Interruptible - Health | Existing | Miscellaneous | Natural Gas | Pool Heater - Night Covers | A | Incremental Energy Savings (MWh or mTherms) | Achievable Technical Potential | 0 | 0 | 0 | 0 | 0 | 0 | 0 | 0 | 0 | 0 | 0 | 0 | 0 | 0 | 0 | 0 | 0 | 0 | 0 | 0 | 0 | 0 | 0 | 0 | 0 | 0 | 0
F5_Commercial_Interruptible - Health_Existing_Miscellaneous_Natural Gas_Pool Heater - Night Covers_A_Achievable Technical Potential | F5 | Commercial | Interruptible - Health | Existing | Miscellaneous | Natural Gas | Pool Heater - Night Covers | A | Incremental Summer Peak Savings (MW) | Achievable Technical Potential | 0 | 0 | 0 | 0 | 0 | 0 | 0 | 0 | 0 | 0 | 0 | 0 | 0 | 0 | 0 | 0 | 0 | 0 | 0 | 0 | 0 | 0 | 0 | 0 | 0 | 0 | 0
F6_Commercial_Interruptible - Health_Existing_Miscellaneous_Natural Gas_Pool Heater - Night Covers_A_Achievable Technical Potential | F6 | Commercial | Interruptible - Health | Existing | Miscellaneous | Natural Gas | Pool Heater - Night Covers | A | Incremental Winter Peak Savings (MW) | Achievable Technical Potential | 0 | 0 | 0 | 0 | 0 | 0 | 0 | 0 | 0 | 0 | 0 | 0 | 0 | 0 | 0 | 0 | 0 | 0 | 0 | 0 | 0 | 0 | 0 | 0 | 0 | 0 | 0
F7_Commercial_Interruptible - Health_Existing_Miscellaneous_Natural Gas_Pool Heater - Night Covers_A_Achievable Technical Potential | F7 | Commercial | Interruptible - Health | Existing | Miscellaneous | Natural Gas | Pool Heater - Night Covers | A | Cumulative Energy Savings (MWh or mTherms) | Achievable Technical Potential | 0 | 0 | 0 | 0 | 0 | 0 | 0 | 0 | 0 | 0 | 0 | 0 | 0 | 0 | 0 | 0 | 0 | 0 | 0 | 0 | 0 | 0 | 0 | 0 | 0 | 0 | 0
F8_Commercial_Interruptible - Health_Existing_Miscellaneous_Natural Gas_Pool Heater - Night Covers_A_Achievable Technical Potential | F8 | Commercial | Interruptible - Health | Existing | Miscellaneous | Natural Gas | Pool Heater - Night Covers | A | Cumulative Summer Peak Savings (MW) | Achievable Technical Potential | 0 | 0 | 0 | 0 | 0 | 0 | 0 | 0 | 0 | 0 | 0 | 0 | 0 | 0 | 0 | 0 | 0 | 0 | 0 | 0 | 0 | 0 | 0 | 0 | 0 | 0 | 0
F9_Commercial_Interruptible - Health_Existing_Miscellaneous_Natural Gas_Pool Heater - Night Covers_A_Achievable Technical Potential | F9 | Commercial | Interruptible - Health | Existing | Miscellaneous | Natural Gas | Pool Heater - Night Covers | A | Cumulative Winter Peak Savings (MW) | Achievable Technical Potential | 0 | 0 | 0 | 0 | 0 | 0 | 0 | 0 | 0 | 0 | 0 | 0 | 0 | 0 | 0 | 0 | 0 | 0 | 0 | 0 | 0 | 0 | 0 | 0 | 0 | 0 | 0
F10_Commercial_Interruptible - Health_Existing_Miscellaneous_Natural Gas_Pool Heater - Night Covers_A_Achievable Technical Potential | F10 | Commercial | Interruptible - Health | Existing | Miscellaneous | Natural Gas | Pool Heater - Night Covers | A | Purchases (Incremental) | Achievable Technical Potential | 0 | 0 | 0 | 0 | 0 | 0 | 0 | 0 | 0 | 0 | 0 | 0 | 0 | 0 | 0 | 0 | 0 | 0 | 0 | 0 | 0 | 0 | 0 | 0 | 0 | 0 | 0
F11_Commercial_Interruptible - Health_Existing_Miscellaneous_Natural Gas_Pool Heater - Night Covers_A_Achievable Technical Potential | F11 | Commercial | Interruptible - Health | Existing | Miscellaneous | Natural Gas | Pool Heater - Night Covers | A | Purchases (Cumulative) | Achievable Technical Potential | 0 | 0 | 0 | 0 | 0 | 0 | 0 | 0 | 0 | 0 | 0 | 0 | 0 | 0 | 0 | 0 | 0 | 0 | 0 | 0 | 0 | 0 | 0 | 0 | 0 | 0 | 0
F1_Commercial_Interruptible - Health_Existing_Space Heating_Natural Gas_Advanced New Construction Designs_A_Achievable Technical Potential | F1 | Commercial | Interruptible - Health | Existing | Space Heating | Natural Gas | Advanced New Construction Designs | A | Integrated Unit Energy Savings (kWh or therms) | Achievable Technical Potential | 0 | 0 | 0 | 0 | 0 | 0 | 0 | 0 | 0 | 0 | 0 | 0 | 0 | 0 | 0 | 0 | 0 | 0 | 0 | 0 | 0 | 0 | 0 | 0 | 0 | 0 | 0
F2_Commercial_Interruptible - Health_Existing_Space Heating_Natural Gas_Advanced New Construction Designs_A_Achievable Technical Potential | F2 | Commercial | Interruptible - Health | Existing | Space Heating | Natural Gas | Advanced New Construction Designs | A | Integrated Unit Summer Peak Savings (kW) | Achievable Technical Potential | 0 | 0 | 0 | 0 | 0 | 0 | 0 | 0 | 0 | 0 | 0 | 0 | 0 | 0 | 0 | 0 | 0 | 0 | 0 | 0 | 0 | 0 | 0 | 0 | 0 | 0 | 0
F3_Commercial_Interruptible - Health_Existing_Space Heating_Natural Gas_Advanced New Construction Designs_A_Achievable Technical Potential | F3 | Commercial | Interruptible - Health | Existing | Space Heating | Natural Gas | Advanced New Construction Designs | A | Integrated Unit Winter Peak Savings (kW) | Achievable Technical Potential | 0 | 0 | 0 | 0 | 0 | 0 | 0 | 0 | 0 | 0 | 0 | 0 | 0 | 0 | 0 | 0 | 0 | 0 | 0 | 0 | 0 | 0 | 0 | 0 | 0 | 0 | 0
F4_Commercial_Interruptible - Health_Existing_Space Heating_Natural Gas_Advanced New Construction Designs_A_Achievable Technical Potential | F4 | Commercial | Interruptible - Health | Existing | Space Heating | Natural Gas | Advanced New Construction Designs | A | Incremental Energy Savings (MWh or mTherms) | Achievable Technical Potential | 0 | 0 | 0 | 0 | 0 | 0 | 0 | 0 | 0 | 0 | 0 | 0 | 0 | 0 | 0 | 0 | 0 | 0 | 0 | 0 | 0 | 0 | 0 | 0 | 0 | 0 | 0
F5_Commercial_Interruptible - Health_Existing_Space Heating_Natural Gas_Advanced New Construction Designs_A_Achievable Technical Potential | F5 | Commercial | Interruptible - Health | Existing | Space Heating | Natural Gas | Advanced New Construction Designs | A | Incremental Summer Peak Savings (MW) | Achievable Technical Potential | 0 | 0 | 0 | 0 | 0 | 0 | 0 | 0 | 0 | 0 | 0 | 0 | 0 | 0 | 0 | 0 | 0 | 0 | 0 | 0 | 0 | 0 | 0 | 0 | 0 | 0 | 0
F6_Commercial_Interruptible - Health_Existing_Space Heating_Natural Gas_Advanced New Construction Designs_A_Achievable Technical Potential | F6 | Commercial | Interruptible - Health | Existing | Space Heating | Natural Gas | Advanced New Construction Designs | A | Incremental Winter Peak Savings (MW) | Achievable Technical Potential | 0 | 0 | 0 | 0 | 0 | 0 | 0 | 0 | 0 | 0 | 0 | 0 | 0 | 0 | 0 | 0 | 0 | 0 | 0 | 0 | 0 | 0 | 0 | 0 | 0 | 0 | 0
F7_Commercial_Interruptible - Health_Existing_Space Heating_Natural Gas_Advanced New Construction Designs_A_Achievable Technical Potential | F7 | Commercial | Interruptible - Health | Existing | Space Heating | Natural Gas | Advanced New Construction Designs | A | Cumulative Energy Savings (MWh or mTherms) | Achievable Technical Potential | 0 | 0 | 0 | 0 | 0 | 0 | 0 | 0 | 0 | 0 | 0 | 0 | 0 | 0 | 0 | 0 | 0 | 0 | 0 | 0 | 0 | 0 | 0 | 0 | 0 | 0 | 0
F8_Commercial_Interruptible - Health_Existing_Space Heating_Natural Gas_Advanced New Construction Designs_A_Achievable Technical Potential | F8 | Commercial | Interruptible - Health | Existing | Space Heating | Natural Gas | Advanced New Construction Designs | A | Cumulative Summer Peak Savings (MW) | Achievable Technical Potential | 0 | 0 | 0 | 0 | 0 | 0 | 0 | 0 | 0 | 0 | 0 | 0 | 0 | 0 | 0 | 0 | 0 | 0 | 0 | 0 | 0 | 0 | 0 | 0 | 0 | 0 | 0
F9_Commercial_Interruptible - Health_Existing_Space Heating_Natural Gas_Advanced New Construction Designs_A_Achievable Technical Potential | F9 | Commercial | Interruptible - Health | Existing | Space Heating | Natural Gas | Advanced New Construction Designs | A | Cumulative Winter Peak Savings (MW) | Achievable Technical Potential | 0 | 0 | 0 | 0 | 0 | 0 | 0 | 0 | 0 | 0 | 0 | 0 | 0 | 0 | 0 | 0 | 0 | 0 | 0 | 0 | 0 | 0 | 0 | 0 | 0 | 0 | 0
F10_Commercial_Interruptible - Health_Existing_Space Heating_Natural Gas_Advanced New Construction Designs_A_Achievable Technical Potential | F10 | Commercial | Interruptible - Health | Existing | Space Heating | Natural Gas | Advanced New Construction Designs | A | Purchases (Incremental) | Achievable Technical Potential | 0 | 0 | 0 | 0 | 0 | 0 | 0 | 0 | 0 | 0 | 0 | 0 | 0 | 0 | 0 | 0 | 0 | 0 | 0 | 0 | 0 | 0 | 0 | 0 | 0 | 0 | 0
F11_Commercial_Interruptible - Health_Existing_Space Heating_Natural Gas_Advanced New Construction Designs_A_Achievable Technical Potential | F11 | Commercial | Interruptible - Health | Existing | Space Heating | Natural Gas | Advanced New Construction Designs | A | Purchases (Cumulative) | Achievable Technical Potential | 0 | 0 | 0 | 0 | 0 | 0 | 0 | 0 | 0 | 0 | 0 | 0 | 0 | 0 | 0 | 0 | 0 | 0 | 0 | 0 | 0 | 0 | 0 | 0 | 0 | 0 | 0
F1_Commercial_Interruptible - Health_Existing_Water Heating_Natural Gas_Advanced New Construction Designs_A_Achievable Technical Potential | F1 | Commercial | Interruptible - Health | Existing | Water Heating | Natural Gas | Advanced New Construction Designs | A | Integrated Unit Energy Savings (kWh or therms) | Achievable Technical Potential | 0 | 0 | 0 | 0 | 0 | 0 | 0 | 0 | 0 | 0 | 0 | 0 | 0 | 0 | 0 | 0 | 0 | 0 | 0 | 0 | 0 | 0 | 0 | 0 | 0 | 0 | 0
F2_Commercial_Interruptible - Health_Existing_Water Heating_Natural Gas_Advanced New Construction Designs_A_Achievable Technical Potential | F2 | Commercial | Interruptible - Health | Existing | Water Heating | Natural Gas | Advanced New Construction Designs | A | Integrated Unit Summer Peak Savings (kW) | Achievable Technical Potential | 0 | 0 | 0 | 0 | 0 | 0 | 0 | 0 | 0 | 0 | 0 | 0 | 0 | 0 | 0 | 0 | 0 | 0 | 0 | 0 | 0 | 0 | 0 | 0 | 0 | 0 | 0
F3_Commercial_Interruptible - Health_Existing_Water Heating_Natural Gas_Advanced New Construction Designs_A_Achievable Technical Potential | F3 | Commercial | Interruptible - Health | Existing | Water Heating | Natural Gas | Advanced New Construction Designs | A | Integrated Unit Winter Peak Savings (kW) | Achievable Technical Potential | 0 | 0 | 0 | 0 | 0 | 0 | 0 | 0 | 0 | 0 | 0 | 0 | 0 | 0 | 0 | 0 | 0 | 0 | 0 | 0 | 0 | 0 | 0 | 0 | 0 | 0 | 0
F4_Commercial_Interruptible - Health_Existing_Water Heating_Natural Gas_Advanced New Construction Designs_A_Achievable Technical Potential | F4 | Commercial | Interruptible - Health | Existing | Water Heating | Natural Gas | Advanced New Construction Designs | A | Incremental Energy Savings (MWh or mTherms) | Achievable Technical Potential | 0 | 0 | 0 | 0 | 0 | 0 | 0 | 0 | 0 | 0 | 0 | 0 | 0 | 0 | 0 | 0 | 0 | 0 | 0 | 0 | 0 | 0 | 0 | 0 | 0 | 0 | 0
F5_Commercial_Interruptible - Health_Existing_Water Heating_Natural Gas_Advanced New Construction Designs_A_Achievable Technical Potential | F5 | Commercial | Interruptible - Health | Existing | Water Heating | Natural Gas | Advanced New Construction Designs | A | Incremental Summer Peak Savings (MW) | Achievable Technical Potential | 0 | 0 | 0 | 0 | 0 | 0 | 0 | 0 | 0 | 0 | 0 | 0 | 0 | 0 | 0 | 0 | 0 | 0 | 0 | 0 | 0 | 0 | 0 | 0 | 0 | 0 | 0
F6_Commercial_Interruptible - Health_Existing_Water Heating_Natural Gas_Advanced New Construction Designs_A_Achievable Technical Potential | F6 | Commercial | Interruptible - Health | Existing | Water Heating | Natural Gas | Advanced New Construction Designs | A | Incremental Winter Peak Savings (MW) | Achievable Technical Potential | 0 | 0 | 0 | 0 | 0 | 0 | 0 | 0 | 0 | 0 | 0 | 0 | 0 | 0 | 0 | 0 | 0 | 0 | 0 | 0 | 0 | 0 | 0 | 0 | 0 | 0 | 0
F7_Commercial_Interruptible - Health_Existing_Water Heating_Natural Gas_Advanced New Construction Designs_A_Achievable Technical Potential | F7 | Commercial | Interruptible - Health | Existing | Water Heating | Natural Gas | Advanced New Construction Designs | A | Cumulative Energy Savings (MWh or mTherms) | Achievable Technical Potential | 0 | 0 | 0 | 0 | 0 | 0 | 0 | 0 | 0 | 0 | 0 | 0 | 0 | 0 | 0 | 0 | 0 | 0 | 0 | 0 | 0 | 0 | 0 | 0 | 0 | 0 | 0
F8_Commercial_Interruptible - Health_Existing_Water Heating_Natural Gas_Advanced New Construction Designs_A_Achievable Technical Potential | F8 | Commercial | Interruptible - Health | Existing | Water Heating | Natural Gas | Advanced New Construction Designs | A | Cumulative Summer Peak Savings (MW) | Achievable Technical Potential | 0 | 0 | 0 | 0 | 0 | 0 | 0 | 0 | 0 | 0 | 0 | 0 | 0 | 0 | 0 | 0 | 0 | 0 | 0 | 0 | 0 | 0 | 0 | 0 | 0 | 0 | 0
F9_Commercial_Interruptible - Health_Existing_Water Heating_Natural Gas_Advanced New Construction Designs_A_Achievable Technical Potential | F9 | Commercial | Interruptible - Health | Existing | Water Heating | Natural Gas | Advanced New Construction Designs | A | Cumulative Winter Peak Savings (MW) | Achievable Technical Potential | 0 | 0 | 0 | 0 | 0 | 0 | 0 | 0 | 0 | 0 | 0 | 0 | 0 | 0 | 0 | 0 | 0 | 0 | 0 | 0 | 0 | 0 | 0 | 0 | 0 | 0 | 0
F10_Commercial_Interruptible - Health_Existing_Water Heating_Natural Gas_Advanced New Construction Designs_A_Achievable Technical Potential | F10 | Commercial | Interruptible - Health | Existing | Water Heating | Natural Gas | Advanced New Construction Designs | A | Purchases (Incremental) | Achievable Technical Potential | 0 | 0 | 0 | 0 | 0 | 0 | 0 | 0 | 0 | 0 | 0 | 0 | 0 | 0 | 0 | 0 | 0 | 0 | 0 | 0 | 0 | 0 | 0 | 0 | 0 | 0 | 0
F11_Commercial_Interruptible - Health_Existing_Water Heating_Natural Gas_Advanced New Construction Designs_A_Achievable Technical Potential | F11 | Commercial | Interruptible - Health | Existing | Water Heating | Natural Gas | Advanced New Construction Designs | A | Purchases (Cumulative) | Achievable Technical Potential | 0 | 0 | 0 | 0 | 0 | 0 | 0 | 0 | 0 | 0 | 0 | 0 | 0 | 0 | 0 | 0 | 0 | 0 | 0 | 0 | 0 | 0 | 0 | 0 | 0 | 0 | 0
F1_Commercial_Interruptible - Health_Existing_Space Heating_Natural Gas_Strategic Energy Management_A_Achievable Technical Potential | F1 | Commercial | Interruptible - Health | Existing | Space Heating | Natural Gas | Strategic Energy Management | A | Integrated Unit Energy Savings (kWh or therms) | Achievable Technical Potential | 0 | 0 | 0.024813 | 0.024445 | 0.024006 | 0.023543 | 0.023054 | 0.022523 | 0.021942 | 0.021317 | 0.020659 | 0.019984 | 0.019315 | 0.018664 | 0.018045 | 0.017471 | 0.016959 | 0.016539 | 0.016212 | 0.015937 | 0.015726 | 0.015529 | 0.015434 | 0.015342 | 0.015253 | 0.015165 | 0.015079
F2_Commercial_Interruptible - Health_Existing_Space Heating_Natural Gas_Strategic Energy Management_A_Achievable Technical Potential | F2 | Commercial | Interruptible - Health | Existing | Space Heating | Natural Gas | Strategic Energy Management | A | Integrated Unit Summer Peak Savings (kW) | Achievable Technical Potential | 0 | 0 | 0 | 0 | 0 | 0 | 0 | 0 | 0 | 0 | 0 | 0 | 0 | 0 | 0 | 0 | 0 | 0 | 0 | 0 | 0 | 0 | 0 | 0 | 0 | 0 | 0
F3_Commercial_Interruptible - Health_Existing_Space Heating_Natural Gas_Strategic Energy Management_A_Achievable Technical Potential | F3 | Commercial | Interruptible - Health | Existing | Space Heating | Natural Gas | Strategic Energy Management | A | Integrated Unit Winter Peak Savings (kW) | Achievable Technical Potential | 0 | 0 | 0 | 0 | 0 | 0 | 0 | 0 | 0 | 0 | 0 | 0 | 0 | 0 | 0 | 0 | 0 | 0 | 0 | 0 | 0 | 0 | 0 | 0 | 0 | 0 | 0
F4_Commercial_Interruptible - Health_Existing_Space Heating_Natural Gas_Strategic Energy Management_A_Achievable Technical Potential | F4 | Commercial | Interruptible - Health | Existing | Space Heating | Natural Gas | Strategic Energy Management | A | Incremental Energy Savings (MWh or mTherms) | Achievable Technical Potential | 0 | 0 | 0.20384 | 0.41221 | 0.40481 | 0.20359 | 0 | 0 | 0 | 7.755e-17 | 0 | 0 | 0 | 0 | 0 | 0 | 0 | 0 | 0 | 0 | 0 | 0 | 0 | 0 | 0 | 0 | 0
F5_Commercial_Interruptible - Health_Existing_Space Heating_Natural Gas_Strategic Energy Management_A_Achievable Technical Potential | F5 | Commercial | Interruptible - Health | Existing | Space Heating | Natural Gas | Strategic Energy Management | A | Incremental Summer Peak Savings (MW) | Achievable Technical Potential | 0 | 0 | 0 | 0 | 0 | 0 | 0 | 0 | 0 | 0 | 0 | 0 | 0 | 0 | 0 | 0 | 0 | 0 | 0 | 0 | 0 | 0 | 0 | 0 | 0 | 0 | 0
F6_Commercial_Interruptible - Health_Existing_Space Heating_Natural Gas_Strategic Energy Management_A_Achievable Technical Potential | F6 | Commercial | Interruptible - Health | Existing | Space Heating | Natural Gas | Strategic Energy Management | A | Incremental Winter Peak Savings (MW) | Achievable Technical Potential | 0 | 0 | 0 | 0 | 0 | 0 | 0 | 0 | 0 | 0 | 0 | 0 | 0 | 0 | 0 | 0 | 0 | 0 | 0 | 0 | 0 | 0 | 0 | 0 | 0 | 0 | 0
F7_Commercial_Interruptible - Health_Existing_Space Heating_Natural Gas_Strategic Energy Management_A_Achievable Technical Potential | F7 | Commercial | Interruptible - Health | Existing | Space Heating | Natural Gas | Strategic Energy Management | A | Cumulative Energy Savings (MWh or mTherms) | Achievable Technical Potential | 0 | 0 | 0.20384 | 0.61302 | 1.0068 | 1.191 | 1.1663 | 1.1394 | 1.11 | 1.0784 | 1.0451 | 1.011 | 0.97712 | 0.94418 | 0.91285 | 0.88381 | 0.85791 | 0.83667 | 0.82016 | 0.80624 | 0.79554 | 0.78558 | 0.7808 | 0.77615 | 0.77161 | 0.76716 | 0.7628
F8_Commercial_Interruptible - Health_Existing_Space Heating_Natural Gas_Strategic Energy Management_A_Achievable Technical Potential | F8 | Commercial | Interruptible - Health | Existing | Space Heating | Natural Gas | Strategic Energy Management | A | Cumulative Summer Peak Savings (MW) | Achievable Technical Potential | 0 | 0 | 0 | 0 | 0 | 0 | 0 | 0 | 0 | 0 | 0 | 0 | 0 | 0 | 0 | 0 | 0 | 0 | 0 | 0 | 0 | 0 | 0 | 0 | 0 | 0 | 0
F9_Commercial_Interruptible - Health_Existing_Space Heating_Natural Gas_Strategic Energy Management_A_Achievable Technical Potential | F9 | Commercial | Interruptible - Health | Existing | Space Heating | Natural Gas | Strategic Energy Management | A | Cumulative Winter Peak Savings (MW) | Achievable Technical Potential | 0 | 0 | 0 | 0 | 0 | 0 | 0 | 0 | 0 | 0 | 0 | 0 | 0 | 0 | 0 | 0 | 0 | 0 | 0 | 0 | 0 | 0 | 0 | 0 | 0 | 0 | 0
F10_Commercial_Interruptible - Health_Existing_Space Heating_Natural Gas_Strategic Energy Management_A_Achievable Technical Potential | F10 | Commercial | Interruptible - Health | Existing | Space Heating | Natural Gas | Strategic Energy Management | A | Purchases (Incremental) | Achievable Technical Potential | 0 | 0 | 8215.2167 | 16862.8133 | 16862.8133 | 8647.5966 | 0 | 0 | 0 | 3.638e-12 | 0 | 0 | 0 | 0 | 0 | 0 | 0 | 0 | 0 | 0 | 0 | 0 | 0 | 0 | 0 | 0 | 0
F11_Commercial_Interruptible - Health_Existing_Space Heating_Natural Gas_Strategic Energy Management_A_Achievable Technical Potential | F11 | Commercial | Interruptible - Health | Existing | Space Heating | Natural Gas | Strategic Energy Management | A | Purchases (Cumulative) | Achievable Technical Potential | 0 | 0 | 8215.2167 | 25078.03 | 41940.8433 | 50588.4398 | 50588.4398 | 50588.4398 | 50588.4398 | 50588.4398 | 50588.4398 | 50588.4398 | 50588.4398 | 50588.4398 | 50588.4398 | 50588.4398 | 50588.4398 | 50588.4398 | 50588.4398 | 50588.4398 | 50588.4398 | 50588.4398 | 50588.4398 | 50588.4398 | 50588.4398 | 50588.4398 | 50588.4398
F1_Commercial_Interruptible - Health_Existing_Water Heating_Natural Gas_Strategic Energy Management_A_Achievable Technical Potential | F1 | Commercial | Interruptible - Health | Existing | Water Heating | Natural Gas | Strategic Energy Management | A | Integrated Unit Energy Savings (kWh or therms) | Achievable Technical Potential | 0 | 0 | 0.022934 | 0.022365 | 0.021825 | 0.021317 | 0.020839 | 0.020361 | 0.019909 | 0.019486 | 0.019098 | 0.018759 | 0.018493 | 0.018293 | 0.01819 | 0.018085 | 0.018008 | 0.017947 | 0.017899 | 0.01786 | 0.017832 | 0.017813 | 0.017799 | 0.017789 | 0.017776 | 0.017773 | 0.01777
F2_Commercial_Interruptible - Health_Existing_Water Heating_Natural Gas_Strategic Energy Management_A_Achievable Technical Potential | F2 | Commercial | Interruptible - Health | Existing | Water Heating | Natural Gas | Strategic Energy Management | A | Integrated Unit Summer Peak Savings (kW) | Achievable Technical Potential | 0 | 0 | 0 | 0 | 0 | 0 | 0 | 0 | 0 | 0 | 0 | 0 | 0 | 0 | 0 | 0 | 0 | 0 | 0 | 0 | 0 | 0 | 0 | 0 | 0 | 0 | 0
F3_Commercial_Interruptible - Health_Existing_Water Heating_Natural Gas_Strategic Energy Management_A_Achievable Technical Potential | F3 | Commercial | Interruptible - Health | Existing | Water Heating | Natural Gas | Strategic Energy Management | A | Integrated Unit Winter Peak Savings (kW) | Achievable Technical Potential | 0 | 0 | 0 | 0 | 0 | 0 | 0 | 0 | 0 | 0 | 0 | 0 | 0 | 0 | 0 | 0 | 0 | 0 | 0 | 0 | 0 | 0 | 0 | 0 | 0 | 0 | 0
F4_Commercial_Interruptible - Health_Existing_Water Heating_Natural Gas_Strategic Energy Management_A_Achievable Technical Potential | F4 | Commercial | Interruptible - Health | Existing | Water Heating | Natural Gas | Strategic Energy Management | A | Incremental Energy Savings (MWh or mTherms) | Achievable Technical Potential | 0 | 0 | 0.17453 | 0.34935 | 0.34093 | 0.17076 | 0 | 0 | 0 | 0 | 0 | 0 | 0 | 0 | 0 | 0 | 0 | 0 | 0 | 0 | 0 | 0 | 0 | 0 | 0 | 0 | 0
F5_Commercial_Interruptible - Health_Existing_Water Heating_Natural Gas_Strategic Energy Management_A_Achievable Technical Potential | F5 | Commercial | Interruptible - Health | Existing | Water Heating | Natural Gas | Strategic Energy Management | A | Incremental Summer Peak Savings (MW) | Achievable Technical Potential | 0 | 0 | 0 | 0 | 0 | 0 | 0 | 0 | 0 | 0 | 0 | 0 | 0 | 0 | 0 | 0 | 0 | 0 | 0 | 0 | 0 | 0 | 0 | 0 | 0 | 0 | 0
F6_Commercial_Interruptible - Health_Existing_Water Heating_Natural Gas_Strategic Energy Management_A_Achievable Technical Potential | F6 | Commercial | Interruptible - Health | Existing | Water Heating | Natural Gas | Strategic Energy Management | A | Incremental Winter Peak Savings (MW) | Achievable Technical Potential | 0 | 0 | 0 | 0 | 0 | 0 | 0 | 0 | 0 | 0 | 0 | 0 | 0 | 0 | 0 | 0 | 0 | 0 | 0 | 0 | 0 | 0 | 0 | 0 | 0 | 0 | 0
F7_Commercial_Interruptible - Health_Existing_Water Heating_Natural Gas_Strategic Energy Management_A_Achievable Technical Potential | F7 | Commercial | Interruptible - Health | Existing | Water Heating | Natural Gas | Strategic Energy Management | A | Cumulative Energy Savings (MWh or mTherms) | Achievable Technical Potential | 0 | 0 | 0.17453 | 0.51955 | 0.84794 | 0.99896 | 0.97654 | 0.95417 | 0.93298 | 0.91316 | 0.89497 | 0.8791 | 0.8666 | 0.85724 | 0.8524 | 0.84749 | 0.84388 | 0.84101 | 0.83876 | 0.83695 | 0.83566 | 0.83475 | 0.8341 | 0.83364 | 0.83301 | 0.83286 | 0.83273
F8_Commercial_Interruptible - Health_Existing_Water Heating_Natural Gas_Strategic Energy Management_A_Achievable Technical Potential | F8 | Commercial | Interruptible - Health | Existing | Water Heating | Natural Gas | Strategic Energy Management | A | Cumulative Summer Peak Savings (MW) | Achievable Technical Potential | 0 | 0 | 0 | 0 | 0 | 0 | 0 | 0 | 0 | 0 | 0 | 0 | 0 | 0 | 0 | 0 | 0 | 0 | 0 | 0 | 0 | 0 | 0 | 0 | 0 | 0 | 0
F9_Commercial_Interruptible - Health_Existing_Water Heating_Natural Gas_Strategic Energy Management_A_Achievable Technical Potential | F9 | Commercial | Interruptible - Health | Existing | Water Heating | Natural Gas | Strategic Energy Management | A | Cumulative Winter Peak Savings (MW) | Achievable Technical Potential | 0 | 0 | 0 | 0 | 0 | 0 | 0 | 0 | 0 | 0 | 0 | 0 | 0 | 0 | 0 | 0 | 0 | 0 | 0 | 0 | 0 | 0 | 0 | 0 | 0 | 0 | 0
F10_Commercial_Interruptible - Health_Existing_Water Heating_Natural Gas_Strategic Energy Management_A_Achievable Technical Potential | F10 | Commercial | Interruptible - Health | Existing | Water Heating | Natural Gas | Strategic Energy Management | A | Purchases (Incremental) | Achievable Technical Potential | 0 | 0 | 7610.0309 | 15620.5898 | 15620.5898 | 8010.5589 | 0 | 0 | 0 | 0 | 0 | 0 | 0 | 0 | 0 | 0 | 0 | 0 | 0 | 0 | 0 | 0 | 0 | 0 | 0 | 0 | 0
F11_Commercial_Interruptible - Health_Existing_Water Heating_Natural Gas_Strategic Energy Management_A_Achievable Technical Potential | F11 | Commercial | Interruptible - Health | Existing | Water Heating | Natural Gas | Strategic Energy Management | A | Purchases (Cumulative) | Achievable Technical Potential | 0 | 0 | 7610.0309 | 23230.6208 | 38851.2106 | 46861.7695 | 46861.7695 | 46861.7695 | 46861.7695 | 46861.7695 | 46861.7695 | 46861.7695 | 46861.7695 | 46861.7695 | 46861.7695 | 46861.7695 | 46861.7695 | 46861.7695 | 46861.7695 | 46861.7695 | 46861.7695 | 46861.7695 | 46861.7695 | 46861.7695 | 46861.7695 | 46861.7695 | 46861.7695
F1_Commercial_Interruptible - Health_Existing_Space Heating_Natural Gas_Retrocommissioning_A_Achievable Technical Potential | F1 | Commercial | Interruptible - Health | Existing | Space Heating | Natural Gas | Retrocommissioning | A | Integrated Unit Energy Savings (kWh or therms) | Achievable Technical Potential | 0 | 0 | 0.03049 | 0.030084 | 0.029589 | 0.029042 | 0.028439 | 0.027784 | 0.027066 | 0.026296 | 0.025484 | 0.024652 | 0.023826 | 0.023023 | 0.022259 | 0.021551 | 0.020919 | 0.020401 | 0.019999 | 0.01966 | 0.019398 | 0.019156 | 0.019039 | 0.018926 | 0.018815 | 0.018707 | 0.0186
F2_Commercial_Interruptible - Health_Existing_Space Heating_Natural Gas_Retrocommissioning_A_Achievable Technical Potential | F2 | Commercial | Interruptible - Health | Existing | Space Heating | Natural Gas | Retrocommissioning | A | Integrated Unit Summer Peak Savings (kW) | Achievable Technical Potential | 0 | 0 | 0 | 0 | 0 | 0 | 0 | 0 | 0 | 0 | 0 | 0 | 0 | 0 | 0 | 0 | 0 | 0 | 0 | 0 | 0 | 0 | 0 | 0 | 0 | 0 | 0
F3_Commercial_Interruptible - Health_Existing_Space Heating_Natural Gas_Retrocommissioning_A_Achievable Technical Potential | F3 | Commercial | Interruptible - Health | Existing | Space Heating | Natural Gas | Retrocommissioning | A | Integrated Unit Winter Peak Savings (kW) | Achievable Technical Potential | 0 | 0 | 0 | 0 | 0 | 0 | 0 | 0 | 0 | 0 | 0 | 0 | 0 | 0 | 0 | 0 | 0 | 0 | 0 | 0 | 0 | 0 | 0 | 0 | 0 | 0 | 0
F4_Commercial_Interruptible - Health_Existing_Space Heating_Natural Gas_Retrocommissioning_A_Achievable Technical Potential | F4 | Commercial | Interruptible - Health | Existing | Space Heating | Natural Gas | Retrocommissioning | A | Incremental Energy Savings (MWh or mTherms) | Achievable Technical Potential | 0 | 0 | 0.47134 | 0.9546 | 0.9389 | 0.47258 | 0 | 0 | 0 | 1.9133e-16 | 0 | 0 | 0 | 0 | 0 | 0 | 0 | 0 | 0 | 0 | 0 | 0 | 0 | 0 | 0 | 0 | 0
F5_Commercial_Interruptible - Health_Existing_Space Heating_Natural Gas_Retrocommissioning_A_Achievable Technical Potential | F5 | Commercial | Interruptible - Health | Existing | Space Heating | Natural Gas | Retrocommissioning | A | Incremental Summer Peak Savings (MW) | Achievable Technical Potential | 0 | 0 | 0 | 0 | 0 | 0 | 0 | 0 | 0 | 0 | 0 | 0 | 0 | 0 | 0 | 0 | 0 | 0 | 0 | 0 | 0 | 0 | 0 | 0 | 0 | 0 | 0
F6_Commercial_Interruptible - Health_Existing_Space Heating_Natural Gas_Retrocommissioning_A_Achievable Technical Potential | F6 | Commercial | Interruptible - Health | Existing | Space Heating | Natural Gas | Retrocommissioning | A | Incremental Winter Peak Savings (MW) | Achievable Technical Potential | 0 | 0 | 0 | 0 | 0 | 0 | 0 | 0 | 0 | 0 | 0 | 0 | 0 | 0 | 0 | 0 | 0 | 0 | 0 | 0 | 0 | 0 | 0 | 0 | 0 | 0 | 0
F7_Commercial_Interruptible - Health_Existing_Space Heating_Natural Gas_Retrocommissioning_A_Achievable Technical Potential | F7 | Commercial | Interruptible - Health | Existing | Space Heating | Natural Gas | Retrocommissioning | A | Cumulative Energy Savings (MWh or mTherms) | Achievable Technical Potential | 0 | 0 | 0.47134 | 1.4197 | 2.3352 | 2.7646 | 2.7072 | 2.6448 | 2.5765 | 2.5032 | 2.4259 | 2.3467 | 2.2681 | 2.1916 | 2.1189 | 2.0515 | 1.9914 | 1.9421 | 1.9038 | 1.8715 | 1.8466 | 1.8235 | 1.8124 | 1.8016 | 1.7911 | 1.7807 | 1.7706
F8_Commercial_Interruptible - Health_Existing_Space Heating_Natural Gas_Retrocommissioning_A_Achievable Technical Potential | F8 | Commercial | Interruptible - Health | Existing | Space Heating | Natural Gas | Retrocommissioning | A | Cumulative Summer Peak Savings (MW) | Achievable Technical Potential | 0 | 0 | 0 | 0 | 0 | 0 | 0 | 0 | 0 | 0 | 0 | 0 | 0 | 0 | 0 | 0 | 0 | 0 | 0 | 0 | 0 | 0 | 0 | 0 | 0 | 0 | 0
F9_Commercial_Interruptible - Health_Existing_Space Heating_Natural Gas_Retrocommissioning_A_Achievable Technical Potential | F9 | Commercial | Interruptible - Health | Existing | Space Heating | Natural Gas | Retrocommissioning | A | Cumulative Winter Peak Savings (MW) | Achievable Technical Potential | 0 | 0 | 0 | 0 | 0 | 0 | 0 | 0 | 0 | 0 | 0 | 0 | 0 | 0 | 0 | 0 | 0 | 0 | 0 | 0 | 0 | 0 | 0 | 0 | 0 | 0 | 0
F10_Commercial_Interruptible - Health_Existing_Space Heating_Natural Gas_Retrocommissioning_A_Achievable Technical Potential | F10 | Commercial | Interruptible - Health | Existing | Space Heating | Natural Gas | Retrocommissioning | A | Purchases (Incremental) | Achievable Technical Potential | 0 | 0 | 15458.7412 | 31731.1003 | 31731.1003 | 16272.3591 | 0 | 0 | 0 | 7.276e-12 | 0 | 0 | 0 | 0 | 0 | 0 | 0 | 0 | 0 | 0 | 0 | 0 | 0 | 0 | 0 | 0 | 0
F11_Commercial_Interruptible - Health_Existing_Space Heating_Natural Gas_Retrocommissioning_A_Achievable Technical Potential | F11 | Commercial | Interruptible - Health | Existing | Space Heating | Natural Gas | Retrocommissioning | A | Purchases (Cumulative) | Achievable Technical Potential | 0 | 0 | 15458.7412 | 47189.8414 | 78920.9417 | 95193.3008 | 95193.3008 | 95193.3008 | 95193.3008 | 95193.3008 | 95193.3008 | 95193.3008 | 95193.3008 | 95193.3008 | 95193.3008 | 95193.3008 | 95193.3008 | 95193.3008 | 95193.3008 | 95193.3008 | 95193.3008 | 95193.3008 | 95193.3008 | 95193.3008 | 95193.3008 | 95193.3008 | 95193.3008
F1_Commercial_Interruptible - Health_Existing_Water Heating_Natural Gas_Retrocommissioning_A_Achievable Technical Potential | F1 | Commercial | Interruptible - Health | Existing | Water Heating | Natural Gas | Retrocommissioning | A | Integrated Unit Energy Savings (kWh or therms) | Achievable Technical Potential | 0 | 0 | 0.028182 | 0.027525 | 0.026902 | 0.026296 | 0.025706 | 0.025117 | 0.024559 | 0.024037 | 0.023559 | 0.023141 | 0.022812 | 0.022565 | 0.022438 | 0.022309 | 0.022214 | 0.022138 | 0.022079 | 0.022031 | 0.021997 | 0.021973 | 0.021956 | 0.021944 | 0.021928 | 0.021924 | 0.02192
F2_Commercial_Interruptible - Health_Existing_Water Heating_Natural Gas_Retrocommissioning_A_Achievable Technical Potential | F2 | Commercial | Interruptible - Health | Existing | Water Heating | Natural Gas | Retrocommissioning | A | Integrated Unit Summer Peak Savings (kW) | Achievable Technical Potential | 0 | 0 | 0 | 0 | 0 | 0 | 0 | 0 | 0 | 0 | 0 | 0 | 0 | 0 | 0 | 0 | 0 | 0 | 0 | 0 | 0 | 0 | 0 | 0 | 0 | 0 | 0
F3_Commercial_Interruptible - Health_Existing_Water Heating_Natural Gas_Retrocommissioning_A_Achievable Technical Potential | F3 | Commercial | Interruptible - Health | Existing | Water Heating | Natural Gas | Retrocommissioning | A | Integrated Unit Winter Peak Savings (kW) | Achievable Technical Potential | 0 | 0 | 0 | 0 | 0 | 0 | 0 | 0 | 0 | 0 | 0 | 0 | 0 | 0 | 0 | 0 | 0 | 0 | 0 | 0 | 0 | 0 | 0 | 0 | 0 | 0 | 0
F4_Commercial_Interruptible - Health_Existing_Water Heating_Natural Gas_Retrocommissioning_A_Achievable Technical Potential | F4 | Commercial | Interruptible - Health | Existing | Water Heating | Natural Gas | Retrocommissioning | A | Incremental Energy Savings (MWh or mTherms) | Achievable Technical Potential | 0 | 0 | 0.40356 | 0.80905 | 0.79074 | 0.39637 | 0 | 0 | 0 | 0 | 0 | 0 | 0 | 0 | 0 | 0 | 0 | 0 | 0 | 0 | 0 | 0 | 0 | 0 | 0 | 0 | 0
F5_Commercial_Interruptible - Health_Existing_Water Heating_Natural Gas_Retrocommissioning_A_Achievable Technical Potential | F5 | Commercial | Interruptible - Health | Existing | Water Heating | Natural Gas | Retrocommissioning | A | Incremental Summer Peak Savings (MW) | Achievable Technical Potential | 0 | 0 | 0 | 0 | 0 | 0 | 0 | 0 | 0 | 0 | 0 | 0 | 0 | 0 | 0 | 0 | 0 | 0 | 0 | 0 | 0 | 0 | 0 | 0 | 0 | 0 | 0
F6_Commercial_Interruptible - Health_Existing_Water Heating_Natural Gas_Retrocommissioning_A_Achievable Technical Potential | F6 | Commercial | Interruptible - Health | Existing | Water Heating | Natural Gas | Retrocommissioning | A | Incremental Winter Peak Savings (MW) | Achievable Technical Potential | 0 | 0 | 0 | 0 | 0 | 0 | 0 | 0 | 0 | 0 | 0 | 0 | 0 | 0 | 0 | 0 | 0 | 0 | 0 | 0 | 0 | 0 | 0 | 0 | 0 | 0 | 0
F7_Commercial_Interruptible - Health_Existing_Water Heating_Natural Gas_Retrocommissioning_A_Achievable Technical Potential | F7 | Commercial | Interruptible - Health | Existing | Water Heating | Natural Gas | Retrocommissioning | A | Cumulative Energy Savings (MWh or mTherms) | Achievable Technical Potential | 0 | 0 | 0.40356 | 1.2032 | 1.9667 | 2.3188 | 2.2667 | 2.2148 | 2.1656 | 2.1196 | 2.0774 | 2.0406 | 2.0116 | 1.9898 | 1.9786 | 1.9672 | 1.9588 | 1.9522 | 1.9469 | 1.9427 | 1.9397 | 1.9376 | 1.9361 | 1.935 | 1.9336 | 1.9332 | 1.9329
F8_Commercial_Interruptible - Health_Existing_Water Heating_Natural Gas_Retrocommissioning_A_Achievable Technical Potential | F8 | Commercial | Interruptible - Health | Existing | Water Heating | Natural Gas | Retrocommissioning | A | Cumulative Summer Peak Savings (MW) | Achievable Technical Potential | 0 | 0 | 0 | 0 | 0 | 0 | 0 | 0 | 0 | 0 | 0 | 0 | 0 | 0 | 0 | 0 | 0 | 0 | 0 | 0 | 0 | 0 | 0 | 0 | 0 | 0 | 0
F9_Commercial_Interruptible - Health_Existing_Water Heating_Natural Gas_Retrocommissioning_A_Achievable Technical Potential | F9 | Commercial | Interruptible - Health | Existing | Water Heating | Natural Gas | Retrocommissioning | A | Cumulative Winter Peak Savings (MW) | Achievable Technical Potential | 0 | 0 | 0 | 0 | 0 | 0 | 0 | 0 | 0 | 0 | 0 | 0 | 0 | 0 | 0 | 0 | 0 | 0 | 0 | 0 | 0 | 0 | 0 | 0 | 0 | 0 | 0
F10_Commercial_Interruptible - Health_Existing_Water Heating_Natural Gas_Retrocommissioning_A_Achievable Technical Potential | F10 | Commercial | Interruptible - Health | Existing | Water Heating | Natural Gas | Retrocommissioning | A | Purchases (Incremental) | Achievable Technical Potential | 0 | 0 | 14319.9507 | 29393.583 | 29393.583 | 15073.6323 | 0 | 0 | 0 | 0 | 0 | 0 | 0 | 0 | 0 | 0 | 0 | 0 | 0 | 0 | 0 | 0 | 0 | 0 | 0 | 0 | 0
F11_Commercial_Interruptible - Health_Existing_Water Heating_Natural Gas_Retrocommissioning_A_Achievable Technical Potential | F11 | Commercial | Interruptible - Health | Existing | Water Heating | Natural Gas | Retrocommissioning | A | Purchases (Cumulative) | Achievable Technical Potential | 0 | 0 | 14319.9507 | 43713.5337 | 73107.1167 | 88180.749 | 88180.749 | 88180.749 | 88180.749 | 88180.749 | 88180.749 | 88180.749 | 88180.749 | 88180.749 | 88180.749 | 88180.749 | 88180.749 | 88180.749 | 88180.749 | 88180.749 | 88180.749 | 88180.749 | 88180.749 | 88180.749 | 88180.749 | 88180.749 | 88180.749
F1_Commercial_Interruptible - Health_New_Space Heating_Natural Gas_Insulation - Ceiling_A_Achievable Technical Potential | F1 | Commercial | Interruptible - Health | New | Space Heating | Natural Gas | Insulation - Ceiling | A | Integrated Unit Energy Savings (kWh or therms) | Achievable Technical Potential | 0 | 0 | 0 | 0 | 0 | 0 | 0 | 0 | 0 | 0 | 0 | 0 | 0 | 0 | 0 | 0 | 0 | 0 | 0 | 0 | 0 | 0 | 0 | 0 | 0 | 0 | 0
F2_Commercial_Interruptible - Health_New_Space Heating_Natural Gas_Insulation - Ceiling_A_Achievable Technical Potential | F2 | Commercial | Interruptible - Health | New | Space Heating | Natural Gas | Insulation - Ceiling | A | Integrated Unit Summer Peak Savings (kW) | Achievable Technical Potential | 0 | 0 | 0 | 0 | 0 | 0 | 0 | 0 | 0 | 0 | 0 | 0 | 0 | 0 | 0 | 0 | 0 | 0 | 0 | 0 | 0 | 0 | 0 | 0 | 0 | 0 | 0
F3_Commercial_Interruptible - Health_New_Space Heating_Natural Gas_Insulation - Ceiling_A_Achievable Technical Potential | F3 | Commercial | Interruptible - Health | New | Space Heating | Natural Gas | Insulation - Ceiling | A | Integrated Unit Winter Peak Savings (kW) | Achievable Technical Potential | 0 | 0 | 0 | 0 | 0 | 0 | 0 | 0 | 0 | 0 | 0 | 0 | 0 | 0 | 0 | 0 | 0 | 0 | 0 | 0 | 0 | 0 | 0 | 0 | 0 | 0 | 0
F4_Commercial_Interruptible - Health_New_Space Heating_Natural Gas_Insulation - Ceiling_A_Achievable Technical Potential | F4 | Commercial | Interruptible - Health | New | Space Heating | Natural Gas | Insulation - Ceiling | A | Incremental Energy Savings (MWh or mTherms) | Achievable Technical Potential | 0 | 0 | 0 | 0 | 0 | 0 | 0 | 0 | 0 | 0 | 0 | 0 | 0 | 0 | 0 | 0 | 0 | 0 | 0 | 0 | 0 | 0 | 0 | 0 | 0 | 0 | 0
F5_Commercial_Interruptible - Health_New_Space Heating_Natural Gas_Insulation - Ceiling_A_Achievable Technical Potential | F5 | Commercial | Interruptible - Health | New | Space Heating | Natural Gas | Insulation - Ceiling | A | Incremental Summer Peak Savings (MW) | Achievable Technical Potential | 0 | 0 | 0 | 0 | 0 | 0 | 0 | 0 | 0 | 0 | 0 | 0 | 0 | 0 | 0 | 0 | 0 | 0 | 0 | 0 | 0 | 0 | 0 | 0 | 0 | 0 | 0
F6_Commercial_Interruptible - Health_New_Space Heating_Natural Gas_Insulation - Ceiling_A_Achievable Technical Potential | F6 | Commercial | Interruptible - Health | New | Space Heating | Natural Gas | Insulation - Ceiling | A | Incremental Winter Peak Savings (MW) | Achievable Technical Potential | 0 | 0 | 0 | 0 | 0 | 0 | 0 | 0 | 0 | 0 | 0 | 0 | 0 | 0 | 0 | 0 | 0 | 0 | 0 | 0 | 0 | 0 | 0 | 0 | 0 | 0 | 0
F7_Commercial_Interruptible - Health_New_Space Heating_Natural Gas_Insulation - Ceiling_A_Achievable Technical Potential | F7 | Commercial | Interruptible - Health | New | Space Heating | Natural Gas | Insulation - Ceiling | A | Cumulative Energy Savings (MWh or mTherms) | Achievable Technical Potential | 0 | 0 | 0 | 0 | 0 | 0 | 0 | 0 | 0 | 0 | 0 | 0 | 0 | 0 | 0 | 0 | 0 | 0 | 0 | 0 | 0 | 0 | 0 | 0 | 0 | 0 | 0
F8_Commercial_Interruptible - Health_New_Space Heating_Natural Gas_Insulation - Ceiling_A_Achievable Technical Potential | F8 | Commercial | Interruptible - Health | New | Space Heating | Natural Gas | Insulation - Ceiling | A | Cumulative Summer Peak Savings (MW) | Achievable Technical Potential | 0 | 0 | 0 | 0 | 0 | 0 | 0 | 0 | 0 | 0 | 0 | 0 | 0 | 0 | 0 | 0 | 0 | 0 | 0 | 0 | 0 | 0 | 0 | 0 | 0 | 0 | 0
F9_Commercial_Interruptible - Health_New_Space Heating_Natural Gas_Insulation - Ceiling_A_Achievable Technical Potential | F9 | Commercial | Interruptible - Health | New | Space Heating | Natural Gas | Insulation - Ceiling | A | Cumulative Winter Peak Savings (MW) | Achievable Technical Potential | 0 | 0 | 0 | 0 | 0 | 0 | 0 | 0 | 0 | 0 | 0 | 0 | 0 | 0 | 0 | 0 | 0 | 0 | 0 | 0 | 0 | 0 | 0 | 0 | 0 | 0 | 0
F10_Commercial_Interruptible - Health_New_Space Heating_Natural Gas_Insulation - Ceiling_A_Achievable Technical Potential | F10 | Commercial | Interruptible - Health | New | Space Heating | Natural Gas | Insulation - Ceiling | A | Purchases (Incremental) | Achievable Technical Potential | 0 | 0 | 0 | 0 | 0 | 0 | 0 | 0 | 0 | 0 | 0 | 0 | 0 | 0 | 0 | 0 | 0 | 0 | 0 | 0 | 0 | 0 | 0 | 0 | 0 | 0 | 0
F11_Commercial_Interruptible - Health_New_Space Heating_Natural Gas_Insulation - Ceiling_A_Achievable Technical Potential | F11 | Commercial | Interruptible - Health | New | Space Heating | Natural Gas | Insulation - Ceiling | A | Purchases (Cumulative) | Achievable Technical Potential | 0 | 0 | 0 | 0 | 0 | 0 | 0 | 0 | 0 | 0 | 0 | 0 | 0 | 0 | 0 | 0 | 0 | 0 | 0 | 0 | 0 | 0 | 0 | 0 | 0 | 0 | 0
F1_Commercial_Interruptible - Health_New_Space Heating_Natural Gas_Insulation - Ducting_A_Achievable Technical Potential | F1 | Commercial | Interruptible - Health | New | Space Heating | Natural Gas | Insulation - Ducting | A | Integrated Unit Energy Savings (kWh or therms) | Achievable Technical Potential | 0 | 0 | 0 | 0 | 0 | 0 | 0 | 0 | 0 | 0 | 0 | 0 | 0 | 0 | 0 | 0 | 0 | 0 | 0 | 0 | 0 | 0 | 0 | 0 | 0 | 0 | 0
F2_Commercial_Interruptible - Health_New_Space Heating_Natural Gas_Insulation - Ducting_A_Achievable Technical Potential | F2 | Commercial | Interruptible - Health | New | Space Heating | Natural Gas | Insulation - Ducting | A | Integrated Unit Summer Peak Savings (kW) | Achievable Technical Potential | 0 | 0 | 0 | 0 | 0 | 0 | 0 | 0 | 0 | 0 | 0 | 0 | 0 | 0 | 0 | 0 | 0 | 0 | 0 | 0 | 0 | 0 | 0 | 0 | 0 | 0 | 0
F3_Commercial_Interruptible - Health_New_Space Heating_Natural Gas_Insulation - Ducting_A_Achievable Technical Potential | F3 | Commercial | Interruptible - Health | New | Space Heating | Natural Gas | Insulation - Ducting | A | Integrated Unit Winter Peak Savings (kW) | Achievable Technical Potential | 0 | 0 | 0 | 0 | 0 | 0 | 0 | 0 | 0 | 0 | 0 | 0 | 0 | 0 | 0 | 0 | 0 | 0 | 0 | 0 | 0 | 0 | 0 | 0 | 0 | 0 | 0
F4_Commercial_Interruptible - Health_New_Space Heating_Natural Gas_Insulation - Ducting_A_Achievable Technical Potential | F4 | Commercial | Interruptible - Health | New | Space Heating | Natural Gas | Insulation - Ducting | A | Incremental Energy Savings (MWh or mTherms) | Achievable Technical Potential | 0 | 0 | 0 | 0 | 0 | 0 | 0 | 0 | 0 | 0 | 0 | 0 | 0 | 0 | 0 | 0 | 0 | 0 | 0 | 0 | 0 | 0 | 0 | 0 | 0 | 0 | 0
F5_Commercial_Interruptible - Health_New_Space Heating_Natural Gas_Insulation - Ducting_A_Achievable Technical Potential | F5 | Commercial | Interruptible - Health | New | Space Heating | Natural Gas | Insulation - Ducting | A | Incremental Summer Peak Savings (MW) | Achievable Technical Potential | 0 | 0 | 0 | 0 | 0 | 0 | 0 | 0 | 0 | 0 | 0 | 0 | 0 | 0 | 0 | 0 | 0 | 0 | 0 | 0 | 0 | 0 | 0 | 0 | 0 | 0 | 0
F6_Commercial_Interruptible - Health_New_Space Heating_Natural Gas_Insulation - Ducting_A_Achievable Technical Potential | F6 | Commercial | Interruptible - Health | New | Space Heating | Natural Gas | Insulation - Ducting | A | Incremental Winter Peak Savings (MW) | Achievable Technical Potential | 0 | 0 | 0 | 0 | 0 | 0 | 0 | 0 | 0 | 0 | 0 | 0 | 0 | 0 | 0 | 0 | 0 | 0 | 0 | 0 | 0 | 0 | 0 | 0 | 0 | 0 | 0
F7_Commercial_Interruptible - Health_New_Space Heating_Natural Gas_Insulation - Ducting_A_Achievable Technical Potential | F7 | Commercial | Interruptible - Health | New | Space Heating | Natural Gas | Insulation - Ducting | A | Cumulative Energy Savings (MWh or mTherms) | Achievable Technical Potential | 0 | 0 | 0 | 0 | 0 | 0 | 0 | 0 | 0 | 0 | 0 | 0 | 0 | 0 | 0 | 0 | 0 | 0 | 0 | 0 | 0 | 0 | 0 | 0 | 0 | 0 | 0
F8_Commercial_Interruptible - Health_New_Space Heating_Natural Gas_Insulation - Ducting_A_Achievable Technical Potential | F8 | Commercial | Interruptible - Health | New | Space Heating | Natural Gas | Insulation - Ducting | A | Cumulative Summer Peak Savings (MW) | Achievable Technical Potential | 0 | 0 | 0 | 0 | 0 | 0 | 0 | 0 | 0 | 0 | 0 | 0 | 0 | 0 | 0 | 0 | 0 | 0 | 0 | 0 | 0 | 0 | 0 | 0 | 0 | 0 | 0
F9_Commercial_Interruptible - Health_New_Space Heating_Natural Gas_Insulation - Ducting_A_Achievable Technical Potential | F9 | Commercial | Interruptible - Health | New | Space Heating | Natural Gas | Insulation - Ducting | A | Cumulative Winter Peak Savings (MW) | Achievable Technical Potential | 0 | 0 | 0 | 0 | 0 | 0 | 0 | 0 | 0 | 0 | 0 | 0 | 0 | 0 | 0 | 0 | 0 | 0 | 0 | 0 | 0 | 0 | 0 | 0 | 0 | 0 | 0
F10_Commercial_Interruptible - Health_New_Space Heating_Natural Gas_Insulation - Ducting_A_Achievable Technical Potential | F10 | Commercial | Interruptible - Health | New | Space Heating | Natural Gas | Insulation - Ducting | A | Purchases (Incremental) | Achievable Technical Potential | 0 | 0 | 0 | 0 | 0 | 0 | 0 | 0 | 0 | 0 | 0 | 0 | 0 | 0 | 0 | 0 | 0 | 0 | 0 | 0 | 0 | 0 | 0 | 0 | 0 | 0 | 0
F11_Commercial_Interruptible - Health_New_Space Heating_Natural Gas_Insulation - Ducting_A_Achievable Technical Potential | F11 | Commercial | Interruptible - Health | New | Space Heating | Natural Gas | Insulation - Ducting | A | Purchases (Cumulative) | Achievable Technical Potential | 0 | 0 | 0 | 0 | 0 | 0 | 0 | 0 | 0 | 0 | 0 | 0 | 0 | 0 | 0 | 0 | 0 | 0 | 0 | 0 | 0 | 0 | 0 | 0 | 0 | 0 | 0
F1_Commercial_Interruptible - Health_New_Space Heating_Natural Gas_Insulation - Wall Cavity_A_Achievable Technical Potential | F1 | Commercial | Interruptible - Health | New | Space Heating | Natural Gas | Insulation - Wall Cavity | A | Integrated Unit Energy Savings (kWh or therms) | Achievable Technical Potential | 0 | 0 | 0 | 0 | 0 | 0 | 0 | 0 | 0 | 0 | 0 | 0 | 0 | 0 | 0 | 0 | 0 | 0 | 0 | 0 | 0 | 0 | 0 | 0 | 0 | 0 | 0
F2_Commercial_Interruptible - Health_New_Space Heating_Natural Gas_Insulation - Wall Cavity_A_Achievable Technical Potential | F2 | Commercial | Interruptible - Health | New | Space Heating | Natural Gas | Insulation - Wall Cavity | A | Integrated Unit Summer Peak Savings (kW) | Achievable Technical Potential | 0 | 0 | 0 | 0 | 0 | 0 | 0 | 0 | 0 | 0 | 0 | 0 | 0 | 0 | 0 | 0 | 0 | 0 | 0 | 0 | 0 | 0 | 0 | 0 | 0 | 0 | 0
F3_Commercial_Interruptible - Health_New_Space Heating_Natural Gas_Insulation - Wall Cavity_A_Achievable Technical Potential | F3 | Commercial | Interruptible - Health | New | Space Heating | Natural Gas | Insulation - Wall Cavity | A | Integrated Unit Winter Peak Savings (kW) | Achievable Technical Potential | 0 | 0 | 0 | 0 | 0 | 0 | 0 | 0 | 0 | 0 | 0 | 0 | 0 | 0 | 0 | 0 | 0 | 0 | 0 | 0 | 0 | 0 | 0 | 0 | 0 | 0 | 0
F4_Commercial_Interruptible - Health_New_Space Heating_Natural Gas_Insulation - Wall Cavity_A_Achievable Technical Potential | F4 | Commercial | Interruptible - Health | New | Space Heating | Natural Gas | Insulation - Wall Cavity | A | Incremental Energy Savings (MWh or mTherms) | Achievable Technical Potential | 0 | 0 | 0 | 0 | 0 | 0 | 0 | 0 | 0 | 0 | 0 | 0 | 0 | 0 | 0 | 0 | 0 | 0 | 0 | 0 | 0 | 0 | 0 | 0 | 0 | 0 | 0
F5_Commercial_Interruptible - Health_New_Space Heating_Natural Gas_Insulation - Wall Cavity_A_Achievable Technical Potential | F5 | Commercial | Interruptible - Health | New | Space Heating | Natural Gas | Insulation - Wall Cavity | A | Incremental Summer Peak Savings (MW) | Achievable Technical Potential | 0 | 0 | 0 | 0 | 0 | 0 | 0 | 0 | 0 | 0 | 0 | 0 | 0 | 0 | 0 | 0 | 0 | 0 | 0 | 0 | 0 | 0 | 0 | 0 | 0 | 0 | 0
F6_Commercial_Interruptible - Health_New_Space Heating_Natural Gas_Insulation - Wall Cavity_A_Achievable Technical Potential | F6 | Commercial | Interruptible - Health | New | Space Heating | Natural Gas | Insulation - Wall Cavity | A | Incremental Winter Peak Savings (MW) | Achievable Technical Potential | 0 | 0 | 0 | 0 | 0 | 0 | 0 | 0 | 0 | 0 | 0 | 0 | 0 | 0 | 0 | 0 | 0 | 0 | 0 | 0 | 0 | 0 | 0 | 0 | 0 | 0 | 0
F7_Commercial_Interruptible - Health_New_Space Heating_Natural Gas_Insulation - Wall Cavity_A_Achievable Technical Potential | F7 | Commercial | Interruptible - Health | New | Space Heating | Natural Gas | Insulation - Wall Cavity | A | Cumulative Energy Savings (MWh or mTherms) | Achievable Technical Potential | 0 | 0 | 0 | 0 | 0 | 0 | 0 | 0 | 0 | 0 | 0 | 0 | 0 | 0 | 0 | 0 | 0 | 0 | 0 | 0 | 0 | 0 | 0 | 0 | 0 | 0 | 0
F8_Commercial_Interruptible - Health_New_Space Heating_Natural Gas_Insulation - Wall Cavity_A_Achievable Technical Potential | F8 | Commercial | Interruptible - Health | New | Space Heating | Natural Gas | Insulation - Wall Cavity | A | Cumulative Summer Peak Savings (MW) | Achievable Technical Potential | 0 | 0 | 0 | 0 | 0 | 0 | 0 | 0 | 0 | 0 | 0 | 0 | 0 | 0 | 0 | 0 | 0 | 0 | 0 | 0 | 0 | 0 | 0 | 0 | 0 | 0 | 0
F9_Commercial_Interruptible - Health_New_Space Heating_Natural Gas_Insulation - Wall Cavity_A_Achievable Technical Potential | F9 | Commercial | Interruptible - Health | New | Space Heating | Natural Gas | Insulation - Wall Cavity | A | Cumulative Winter Peak Savings (MW) | Achievable Technical Potential | 0 | 0 | 0 | 0 | 0 | 0 | 0 | 0 | 0 | 0 | 0 | 0 | 0 | 0 | 0 | 0 | 0 | 0 | 0 | 0 | 0 | 0 | 0 | 0 | 0 | 0 | 0
F10_Commercial_Interruptible - Health_New_Space Heating_Natural Gas_Insulation - Wall Cavity_A_Achievable Technical Potential | F10 | Commercial | Interruptible - Health | New | Space Heating | Natural Gas | Insulation - Wall Cavity | A | Purchases (Incremental) | Achievable Technical Potential | 0 | 0 | 0 | 0 | 0 | 0 | 0 | 0 | 0 | 0 | 0 | 0 | 0 | 0 | 0 | 0 | 0 | 0 | 0 | 0 | 0 | 0 | 0 | 0 | 0 | 0 | 0
F11_Commercial_Interruptible - Health_New_Space Heating_Natural Gas_Insulation - Wall Cavity_A_Achievable Technical Potential | F11 | Commercial | Interruptible - Health | New | Space Heating | Natural Gas | Insulation - Wall Cavity | A | Purchases (Cumulative) | Achievable Technical Potential | 0 | 0 | 0 | 0 | 0 | 0 | 0 | 0 | 0 | 0 | 0 | 0 | 0 | 0 | 0 | 0 | 0 | 0 | 0 | 0 | 0 | 0 | 0 | 0 | 0 | 0 | 0
F1_Commercial_Interruptible - Health_New_Space Heating_Natural Gas_Green Roof - Vegetated Rooftop_A_Achievable Technical Potential | F1 | Commercial | Interruptible - Health | New | Space Heating | Natural Gas | Green Roof - Vegetated Rooftop | A | Integrated Unit Energy Savings (kWh or therms) | Achievable Technical Potential | 0 | 0 | 0 | 0 | 0 | 0 | 0 | 0 | 0 | 0 | 0 | 0 | 0 | 0 | 0 | 0 | 0 | 0 | 0 | 0 | 0 | 0 | 0 | 0 | 0 | 0 | 0
F2_Commercial_Interruptible - Health_New_Space Heating_Natural Gas_Green Roof - Vegetated Rooftop_A_Achievable Technical Potential | F2 | Commercial | Interruptible - Health | New | Space Heating | Natural Gas | Green Roof - Vegetated Rooftop | A | Integrated Unit Summer Peak Savings (kW) | Achievable Technical Potential | 0 | 0 | 0 | 0 | 0 | 0 | 0 | 0 | 0 | 0 | 0 | 0 | 0 | 0 | 0 | 0 | 0 | 0 | 0 | 0 | 0 | 0 | 0 | 0 | 0 | 0 | 0
F3_Commercial_Interruptible - Health_New_Space Heating_Natural Gas_Green Roof - Vegetated Rooftop_A_Achievable Technical Potential | F3 | Commercial | Interruptible - Health | New | Space Heating | Natural Gas | Green Roof - Vegetated Rooftop | A | Integrated Unit Winter Peak Savings (kW) | Achievable Technical Potential | 0 | 0 | 0 | 0 | 0 | 0 | 0 | 0 | 0 | 0 | 0 | 0 | 0 | 0 | 0 | 0 | 0 | 0 | 0 | 0 | 0 | 0 | 0 | 0 | 0 | 0 | 0
F4_Commercial_Interruptible - Health_New_Space Heating_Natural Gas_Green Roof - Vegetated Rooftop_A_Achievable Technical Potential | F4 | Commercial | Interruptible - Health | New | Space Heating | Natural Gas | Green Roof - Vegetated Rooftop | A | Incremental Energy Savings (MWh or mTherms) | Achievable Technical Potential | 0 | 0 | 0 | 0 | 0 | 0 | 0 | 0 | 0 | 0 | 0 | 0 | 0 | 0 | 0 | 0 | 0 | 0 | 0 | 0 | 0 | 0 | 0 | 0 | 0 | 0 | 0
F5_Commercial_Interruptible - Health_New_Space Heating_Natural Gas_Green Roof - Vegetated Rooftop_A_Achievable Technical Potential | F5 | Commercial | Interruptible - Health | New | Space Heating | Natural Gas | Green Roof - Vegetated Rooftop | A | Incremental Summer Peak Savings (MW) | Achievable Technical Potential | 0 | 0 | 0 | 0 | 0 | 0 | 0 | 0 | 0 | 0 | 0 | 0 | 0 | 0 | 0 | 0 | 0 | 0 | 0 | 0 | 0 | 0 | 0 | 0 | 0 | 0 | 0
F6_Commercial_Interruptible - Health_New_Space Heating_Natural Gas_Green Roof - Vegetated Rooftop_A_Achievable Technical Potential | F6 | Commercial | Interruptible - Health | New | Space Heating | Natural Gas | Green Roof - Vegetated Rooftop | A | Incremental Winter Peak Savings (MW) | Achievable Technical Potential | 0 | 0 | 0 | 0 | 0 | 0 | 0 | 0 | 0 | 0 | 0 | 0 | 0 | 0 | 0 | 0 | 0 | 0 | 0 | 0 | 0 | 0 | 0 | 0 | 0 | 0 | 0
F7_Commercial_Interruptible - Health_New_Space Heating_Natural Gas_Green Roof - Vegetated Rooftop_A_Achievable Technical Potential | F7 | Commercial | Interruptible - Health | New | Space Heating | Natural Gas | Green Roof - Vegetated Rooftop | A | Cumulative Energy Savings (MWh or mTherms) | Achievable Technical Potential | 0 | 0 | 0 | 0 | 0 | 0 | 0 | 0 | 0 | 0 | 0 | 0 | 0 | 0 | 0 | 0 | 0 | 0 | 0 | 0 | 0 | 0 | 0 | 0 | 0 | 0 | 0
F8_Commercial_Interruptible - Health_New_Space Heating_Natural Gas_Green Roof - Vegetated Rooftop_A_Achievable Technical Potential | F8 | Commercial | Interruptible - Health | New | Space Heating | Natural Gas | Green Roof - Vegetated Rooftop | A | Cumulative Summer Peak Savings (MW) | Achievable Technical Potential | 0 | 0 | 0 | 0 | 0 | 0 | 0 | 0 | 0 | 0 | 0 | 0 | 0 | 0 | 0 | 0 | 0 | 0 | 0 | 0 | 0 | 0 | 0 | 0 | 0 | 0 | 0
F9_Commercial_Interruptible - Health_New_Space Heating_Natural Gas_Green Roof - Vegetated Rooftop_A_Achievable Technical Potential | F9 | Commercial | Interruptible - Health | New | Space Heating | Natural Gas | Green Roof - Vegetated Rooftop | A | Cumulative Winter Peak Savings (MW) | Achievable Technical Potential | 0 | 0 | 0 | 0 | 0 | 0 | 0 | 0 | 0 | 0 | 0 | 0 | 0 | 0 | 0 | 0 | 0 | 0 | 0 | 0 | 0 | 0 | 0 | 0 | 0 | 0 | 0
F10_Commercial_Interruptible - Health_New_Space Heating_Natural Gas_Green Roof - Vegetated Rooftop_A_Achievable Technical Potential | F10 | Commercial | Interruptible - Health | New | Space Heating | Natural Gas | Green Roof - Vegetated Rooftop | A | Purchases (Incremental) | Achievable Technical Potential | 0 | 0 | 0 | 0 | 0 | 0 | 0 | 0 | 0 | 0 | 0 | 0 | 0 | 0 | 0 | 0 | 0 | 0 | 0 | 0 | 0 | 0 | 0 | 0 | 0 | 0 | 0
F11_Commercial_Interruptible - Health_New_Space Heating_Natural Gas_Green Roof - Vegetated Rooftop_A_Achievable Technical Potential | F11 | Commercial | Interruptible - Health | New | Space Heating | Natural Gas | Green Roof - Vegetated Rooftop | A | Purchases (Cumulative) | Achievable Technical Potential | 0 | 0 | 0 | 0 | 0 | 0 | 0 | 0 | 0 | 0 | 0 | 0 | 0 | 0 | 0 | 0 | 0 | 0 | 0 | 0 | 0 | 0 | 0 | 0 | 0 | 0 | 0
F1_Commercial_Interruptible - Health_New_Space Heating_Natural Gas_Ducting - Repair and Sealing_A_Achievable Technical Potential | F1 | Commercial | Interruptible - Health | New | Space Heating | Natural Gas | Ducting - Repair and Sealing | A | Integrated Unit Energy Savings (kWh or therms) | Achievable Technical Potential | 0 | 0 | 0 | 0 | 0 | 0 | 0 | 0 | 0 | 0 | 0 | 0 | 0 | 0 | 0 | 0 | 0 | 0 | 0 | 0 | 0 | 0 | 0 | 0 | 0 | 0 | 0
F2_Commercial_Interruptible - Health_New_Space Heating_Natural Gas_Ducting - Repair and Sealing_A_Achievable Technical Potential | F2 | Commercial | Interruptible - Health | New | Space Heating | Natural Gas | Ducting - Repair and Sealing | A | Integrated Unit Summer Peak Savings (kW) | Achievable Technical Potential | 0 | 0 | 0 | 0 | 0 | 0 | 0 | 0 | 0 | 0 | 0 | 0 | 0 | 0 | 0 | 0 | 0 | 0 | 0 | 0 | 0 | 0 | 0 | 0 | 0 | 0 | 0
F3_Commercial_Interruptible - Health_New_Space Heating_Natural Gas_Ducting - Repair and Sealing_A_Achievable Technical Potential | F3 | Commercial | Interruptible - Health | New | Space Heating | Natural Gas | Ducting - Repair and Sealing | A | Integrated Unit Winter Peak Savings (kW) | Achievable Technical Potential | 0 | 0 | 0 | 0 | 0 | 0 | 0 | 0 | 0 | 0 | 0 | 0 | 0 | 0 | 0 | 0 | 0 | 0 | 0 | 0 | 0 | 0 | 0 | 0 | 0 | 0 | 0
F4_Commercial_Interruptible - Health_New_Space Heating_Natural Gas_Ducting - Repair and Sealing_A_Achievable Technical Potential | F4 | Commercial | Interruptible - Health | New | Space Heating | Natural Gas | Ducting - Repair and Sealing | A | Incremental Energy Savings (MWh or mTherms) | Achievable Technical Potential | 0 | 0 | 0 | 0 | 0 | 0 | 0 | 0 | 0 | 0 | 0 | 0 | 0 | 0 | 0 | 0 | 0 | 0 | 0 | 0 | 0 | 0 | 0 | 0 | 0 | 0 | 0
F5_Commercial_Interruptible - Health_New_Space Heating_Natural Gas_Ducting - Repair and Sealing_A_Achievable Technical Potential | F5 | Commercial | Interruptible - Health | New | Space Heating | Natural Gas | Ducting - Repair and Sealing | A | Incremental Summer Peak Savings (MW) | Achievable Technical Potential | 0 | 0 | 0 | 0 | 0 | 0 | 0 | 0 | 0 | 0 | 0 | 0 | 0 | 0 | 0 | 0 | 0 | 0 | 0 | 0 | 0 | 0 | 0 | 0 | 0 | 0 | 0
F6_Commercial_Interruptible - Health_New_Space Heating_Natural Gas_Ducting - Repair and Sealing_A_Achievable Technical Potential | F6 | Commercial | Interruptible - Health | New | Space Heating | Natural Gas | Ducting - Repair and Sealing | A | Incremental Winter Peak Savings (MW) | Achievable Technical Potential | 0 | 0 | 0 | 0 | 0 | 0 | 0 | 0 | 0 | 0 | 0 | 0 | 0 | 0 | 0 | 0 | 0 | 0 | 0 | 0 | 0 | 0 | 0 | 0 | 0 | 0 | 0
F7_Commercial_Interruptible - Health_New_Space Heating_Natural Gas_Ducting - Repair and Sealing_A_Achievable Technical Potential | F7 | Commercial | Interruptible - Health | New | Space Heating | Natural Gas | Ducting - Repair and Sealing | A | Cumulative Energy Savings (MWh or mTherms) | Achievable Technical Potential | 0 | 0 | 0 | 0 | 0 | 0 | 0 | 0 | 0 | 0 | 0 | 0 | 0 | 0 | 0 | 0 | 0 | 0 | 0 | 0 | 0 | 0 | 0 | 0 | 0 | 0 | 0
F8_Commercial_Interruptible - Health_New_Space Heating_Natural Gas_Ducting - Repair and Sealing_A_Achievable Technical Potential | F8 | Commercial | Interruptible - Health | New | Space Heating | Natural Gas | Ducting - Repair and Sealing | A | Cumulative Summer Peak Savings (MW) | Achievable Technical Potential | 0 | 0 | 0 | 0 | 0 | 0 | 0 | 0 | 0 | 0 | 0 | 0 | 0 | 0 | 0 | 0 | 0 | 0 | 0 | 0 | 0 | 0 | 0 | 0 | 0 | 0 | 0
F9_Commercial_Interruptible - Health_New_Space Heating_Natural Gas_Ducting - Repair and Sealing_A_Achievable Technical Potential | F9 | Commercial | Interruptible - Health | New | Space Heating | Natural Gas | Ducting - Repair and Sealing | A | Cumulative Winter Peak Savings (MW) | Achievable Technical Potential | 0 | 0 | 0 | 0 | 0 | 0 | 0 | 0 | 0 | 0 | 0 | 0 | 0 | 0 | 0 | 0 | 0 | 0 | 0 | 0 | 0 | 0 | 0 | 0 | 0 | 0 | 0
F10_Commercial_Interruptible - Health_New_Space Heating_Natural Gas_Ducting - Repair and Sealing_A_Achievable Technical Potential | F10 | Commercial | Interruptible - Health | New | Space Heating | Natural Gas | Ducting - Repair and Sealing | A | Purchases (Incremental) | Achievable Technical Potential | 0 | 0 | 0 | 0 | 0 | 0 | 0 | 0 | 0 | 0 | 0 | 0 | 0 | 0 | 0 | 0 | 0 | 0 | 0 | 0 | 0 | 0 | 0 | 0 | 0 | 0 | 0
F11_Commercial_Interruptible - Health_New_Space Heating_Natural Gas_Ducting - Repair and Sealing_A_Achievable Technical Potential | F11 | Commercial | Interruptible - Health | New | Space Heating | Natural Gas | Ducting - Repair and Sealing | A | Purchases (Cumulative) | Achievable Technical Potential | 0 | 0 | 0 | 0 | 0 | 0 | 0 | 0 | 0 | 0 | 0 | 0 | 0 | 0 | 0 | 0 | 0 | 0 | 0 | 0 | 0 | 0 | 0 | 0 | 0 | 0 | 0
F1_Commercial_Interruptible - Health_New_Space Heating_Natural Gas_Windows - High Efficiency Glazing_A_Achievable Technical Potential | F1 | Commercial | Interruptible - Health | New | Space Heating | Natural Gas | Windows - High Efficiency Glazing | A | Integrated Unit Energy Savings (kWh or therms) | Achievable Technical Potential | 0 | 0 | 0 | 0 | 0 | 0 | 0 | 0 | 0 | 0 | 0 | 0 | 0 | 0 | 0 | 0 | 0 | 0 | 0 | 0 | 0 | 0 | 0 | 0 | 0 | 0 | 0
F2_Commercial_Interruptible - Health_New_Space Heating_Natural Gas_Windows - High Efficiency Glazing_A_Achievable Technical Potential | F2 | Commercial | Interruptible - Health | New | Space Heating | Natural Gas | Windows - High Efficiency Glazing | A | Integrated Unit Summer Peak Savings (kW) | Achievable Technical Potential | 0 | 0 | 0 | 0 | 0 | 0 | 0 | 0 | 0 | 0 | 0 | 0 | 0 | 0 | 0 | 0 | 0 | 0 | 0 | 0 | 0 | 0 | 0 | 0 | 0 | 0 | 0
F3_Commercial_Interruptible - Health_New_Space Heating_Natural Gas_Windows - High Efficiency Glazing_A_Achievable Technical Potential | F3 | Commercial | Interruptible - Health | New | Space Heating | Natural Gas | Windows - High Efficiency Glazing | A | Integrated Unit Winter Peak Savings (kW) | Achievable Technical Potential | 0 | 0 | 0 | 0 | 0 | 0 | 0 | 0 | 0 | 0 | 0 | 0 | 0 | 0 | 0 | 0 | 0 | 0 | 0 | 0 | 0 | 0 | 0 | 0 | 0 | 0 | 0
F4_Commercial_Interruptible - Health_New_Space Heating_Natural Gas_Windows - High Efficiency Glazing_A_Achievable Technical Potential | F4 | Commercial | Interruptible - Health | New | Space Heating | Natural Gas | Windows - High Efficiency Glazing | A | Incremental Energy Savings (MWh or mTherms) | Achievable Technical Potential | 0 | 0 | 0 | 0 | 0 | 0 | 0 | 0 | 0 | 0 | 0 | 0 | 0 | 0 | 0 | 0 | 0 | 0 | 0 | 0 | 0 | 0 | 0 | 0 | 0 | 0 | 0
F5_Commercial_Interruptible - Health_New_Space Heating_Natural Gas_Windows - High Efficiency Glazing_A_Achievable Technical Potential | F5 | Commercial | Interruptible - Health | New | Space Heating | Natural Gas | Windows - High Efficiency Glazing | A | Incremental Summer Peak Savings (MW) | Achievable Technical Potential | 0 | 0 | 0 | 0 | 0 | 0 | 0 | 0 | 0 | 0 | 0 | 0 | 0 | 0 | 0 | 0 | 0 | 0 | 0 | 0 | 0 | 0 | 0 | 0 | 0 | 0 | 0
F6_Commercial_Interruptible - Health_New_Space Heating_Natural Gas_Windows - High Efficiency Glazing_A_Achievable Technical Potential | F6 | Commercial | Interruptible - Health | New | Space Heating | Natural Gas | Windows - High Efficiency Glazing | A | Incremental Winter Peak Savings (MW) | Achievable Technical Potential | 0 | 0 | 0 | 0 | 0 | 0 | 0 | 0 | 0 | 0 | 0 | 0 | 0 | 0 | 0 | 0 | 0 | 0 | 0 | 0 | 0 | 0 | 0 | 0 | 0 | 0 | 0
F7_Commercial_Interruptible - Health_New_Space Heating_Natural Gas_Windows - High Efficiency Glazing_A_Achievable Technical Potential | F7 | Commercial | Interruptible - Health | New | Space Heating | Natural Gas | Windows - High Efficiency Glazing | A | Cumulative Energy Savings (MWh or mTherms) | Achievable Technical Potential | 0 | 0 | 0 | 0 | 0 | 0 | 0 | 0 | 0 | 0 | 0 | 0 | 0 | 0 | 0 | 0 | 0 | 0 | 0 | 0 | 0 | 0 | 0 | 0 | 0 | 0 | 0
F8_Commercial_Interruptible - Health_New_Space Heating_Natural Gas_Windows - High Efficiency Glazing_A_Achievable Technical Potential | F8 | Commercial | Interruptible - Health | New | Space Heating | Natural Gas | Windows - High Efficiency Glazing | A | Cumulative Summer Peak Savings (MW) | Achievable Technical Potential | 0 | 0 | 0 | 0 | 0 | 0 | 0 | 0 | 0 | 0 | 0 | 0 | 0 | 0 | 0 | 0 | 0 | 0 | 0 | 0 | 0 | 0 | 0 | 0 | 0 | 0 | 0
F9_Commercial_Interruptible - Health_New_Space Heating_Natural Gas_Windows - High Efficiency Glazing_A_Achievable Technical Potential | F9 | Commercial | Interruptible - Health | New | Space Heating | Natural Gas | Windows - High Efficiency Glazing | A | Cumulative Winter Peak Savings (MW) | Achievable Technical Potential | 0 | 0 | 0 | 0 | 0 | 0 | 0 | 0 | 0 | 0 | 0 | 0 | 0 | 0 | 0 | 0 | 0 | 0 | 0 | 0 | 0 | 0 | 0 | 0 | 0 | 0 | 0
F10_Commercial_Interruptible - Health_New_Space Heating_Natural Gas_Windows - High Efficiency Glazing_A_Achievable Technical Potential | F10 | Commercial | Interruptible - Health | New | Space Heating | Natural Gas | Windows - High Efficiency Glazing | A | Purchases (Incremental) | Achievable Technical Potential | 0 | 0 | 0 | 0 | 0 | 0 | 0 | 0 | 0 | 0 | 0 | 0 | 0 | 0 | 0 | 0 | 0 | 0 | 0 | 0 | 0 | 0 | 0 | 0 | 0 | 0 | 0
F11_Commercial_Interruptible - Health_New_Space Heating_Natural Gas_Windows - High Efficiency Glazing_A_Achievable Technical Potential | F11 | Commercial | Interruptible - Health | New | Space Heating | Natural Gas | Windows - High Efficiency Glazing | A | Purchases (Cumulative) | Achievable Technical Potential | 0 | 0 | 0 | 0 | 0 | 0 | 0 | 0 | 0 | 0 | 0 | 0 | 0 | 0 | 0 | 0 | 0 | 0 | 0 | 0 | 0 | 0 | 0 | 0 | 0 | 0 | 0
F1_Commercial_Interruptible - Health_New_Space Heating_Natural Gas_Windows - Secondary Glazing Systems_A_Achievable Technical Potential | F1 | Commercial | Interruptible - Health | New | Space Heating | Natural Gas | Windows - Secondary Glazing Systems | A | Integrated Unit Energy Savings (kWh or therms) | Achievable Technical Potential | 0 | 0 | 0 | 0 | 0 | 0 | 0 | 0 | 0 | 0 | 0 | 0 | 0 | 0 | 0 | 0 | 0 | 0 | 0 | 0 | 0 | 0 | 0 | 0 | 0 | 0 | 0
F2_Commercial_Interruptible - Health_New_Space Heating_Natural Gas_Windows - Secondary Glazing Systems_A_Achievable Technical Potential | F2 | Commercial | Interruptible - Health | New | Space Heating | Natural Gas | Windows - Secondary Glazing Systems | A | Integrated Unit Summer Peak Savings (kW) | Achievable Technical Potential | 0 | 0 | 0 | 0 | 0 | 0 | 0 | 0 | 0 | 0 | 0 | 0 | 0 | 0 | 0 | 0 | 0 | 0 | 0 | 0 | 0 | 0 | 0 | 0 | 0 | 0 | 0
F3_Commercial_Interruptible - Health_New_Space Heating_Natural Gas_Windows - Secondary Glazing Systems_A_Achievable Technical Potential | F3 | Commercial | Interruptible - Health | New | Space Heating | Natural Gas | Windows - Secondary Glazing Systems | A | Integrated Unit Winter Peak Savings (kW) | Achievable Technical Potential | 0 | 0 | 0 | 0 | 0 | 0 | 0 | 0 | 0 | 0 | 0 | 0 | 0 | 0 | 0 | 0 | 0 | 0 | 0 | 0 | 0 | 0 | 0 | 0 | 0 | 0 | 0
F4_Commercial_Interruptible - Health_New_Space Heating_Natural Gas_Windows - Secondary Glazing Systems_A_Achievable Technical Potential | F4 | Commercial | Interruptible - Health | New | Space Heating | Natural Gas | Windows - Secondary Glazing Systems | A | Incremental Energy Savings (MWh or mTherms) | Achievable Technical Potential | 0 | 0 | 0 | 0 | 0 | 0 | 0 | 0 | 0 | 0 | 0 | 0 | 0 | 0 | 0 | 0 | 0 | 0 | 0 | 0 | 0 | 0 | 0 | 0 | 0 | 0 | 0
F5_Commercial_Interruptible - Health_New_Space Heating_Natural Gas_Windows - Secondary Glazing Systems_A_Achievable Technical Potential | F5 | Commercial | Interruptible - Health | New | Space Heating | Natural Gas | Windows - Secondary Glazing Systems | A | Incremental Summer Peak Savings (MW) | Achievable Technical Potential | 0 | 0 | 0 | 0 | 0 | 0 | 0 | 0 | 0 | 0 | 0 | 0 | 0 | 0 | 0 | 0 | 0 | 0 | 0 | 0 | 0 | 0 | 0 | 0 | 0 | 0 | 0
F6_Commercial_Interruptible - Health_New_Space Heating_Natural Gas_Windows - Secondary Glazing Systems_A_Achievable Technical Potential | F6 | Commercial | Interruptible - Health | New | Space Heating | Natural Gas | Windows - Secondary Glazing Systems | A | Incremental Winter Peak Savings (MW) | Achievable Technical Potential | 0 | 0 | 0 | 0 | 0 | 0 | 0 | 0 | 0 | 0 | 0 | 0 | 0 | 0 | 0 | 0 | 0 | 0 | 0 | 0 | 0 | 0 | 0 | 0 | 0 | 0 | 0
F7_Commercial_Interruptible - Health_New_Space Heating_Natural Gas_Windows - Secondary Glazing Systems_A_Achievable Technical Potential | F7 | Commercial | Interruptible - Health | New | Space Heating | Natural Gas | Windows - Secondary Glazing Systems | A | Cumulative Energy Savings (MWh or mTherms) | Achievable Technical Potential | 0 | 0 | 0 | 0 | 0 | 0 | 0 | 0 | 0 | 0 | 0 | 0 | 0 | 0 | 0 | 0 | 0 | 0 | 0 | 0 | 0 | 0 | 0 | 0 | 0 | 0 | 0
F8_Commercial_Interruptible - Health_New_Space Heating_Natural Gas_Windows - Secondary Glazing Systems_A_Achievable Technical Potential | F8 | Commercial | Interruptible - Health | New | Space Heating | Natural Gas | Windows - Secondary Glazing Systems | A | Cumulative Summer Peak Savings (MW) | Achievable Technical Potential | 0 | 0 | 0 | 0 | 0 | 0 | 0 | 0 | 0 | 0 | 0 | 0 | 0 | 0 | 0 | 0 | 0 | 0 | 0 | 0 | 0 | 0 | 0 | 0 | 0 | 0 | 0
F9_Commercial_Interruptible - Health_New_Space Heating_Natural Gas_Windows - Secondary Glazing Systems_A_Achievable Technical Potential | F9 | Commercial | Interruptible - Health | New | Space Heating | Natural Gas | Windows - Secondary Glazing Systems | A | Cumulative Winter Peak Savings (MW) | Achievable Technical Potential | 0 | 0 | 0 | 0 | 0 | 0 | 0 | 0 | 0 | 0 | 0 | 0 | 0 | 0 | 0 | 0 | 0 | 0 | 0 | 0 | 0 | 0 | 0 | 0 | 0 | 0 | 0
F10_Commercial_Interruptible - Health_New_Space Heating_Natural Gas_Windows - Secondary Glazing Systems_A_Achievable Technical Potential | F10 | Commercial | Interruptible - Health | New | Space Heating | Natural Gas | Windows - Secondary Glazing Systems | A | Purchases (Incremental) | Achievable Technical Potential | 0 | 0 | 0 | 0 | 0 | 0 | 0 | 0 | 0 | 0 | 0 | 0 | 0 | 0 | 0 | 0 | 0 | 0 | 0 | 0 | 0 | 0 | 0 | 0 | 0 | 0 | 0
F11_Commercial_Interruptible - Health_New_Space Heating_Natural Gas_Windows - Secondary Glazing Systems_A_Achievable Technical Potential | F11 | Commercial | Interruptible - Health | New | Space Heating | Natural Gas | Windows - Secondary Glazing Systems | A | Purchases (Cumulative) | Achievable Technical Potential | 0 | 0 | 0 | 0 | 0 | 0 | 0 | 0 | 0 | 0 | 0 | 0 | 0 | 0 | 0 | 0 | 0 | 0 | 0 | 0 | 0 | 0 | 0 | 0 | 0 | 0 | 0
F1_Commercial_Interruptible - Health_New_Space Heating_Natural Gas_HVAC - Energy Recovery Ventilator_A_Achievable Technical Potential | F1 | Commercial | Interruptible - Health | New | Space Heating | Natural Gas | HVAC - Energy Recovery Ventilator | A | Integrated Unit Energy Savings (kWh or therms) | Achievable Technical Potential | 0 | 0 | 0 | 0 | 0 | 0 | 0 | 0 | 0 | 0 | 0 | 0 | 0 | 0 | 0 | 0 | 0 | 0 | 0 | 0 | 0 | 0 | 0 | 0 | 0 | 0 | 0
F2_Commercial_Interruptible - Health_New_Space Heating_Natural Gas_HVAC - Energy Recovery Ventilator_A_Achievable Technical Potential | F2 | Commercial | Interruptible - Health | New | Space Heating | Natural Gas | HVAC - Energy Recovery Ventilator | A | Integrated Unit Summer Peak Savings (kW) | Achievable Technical Potential | 0 | 0 | 0 | 0 | 0 | 0 | 0 | 0 | 0 | 0 | 0 | 0 | 0 | 0 | 0 | 0 | 0 | 0 | 0 | 0 | 0 | 0 | 0 | 0 | 0 | 0 | 0
F3_Commercial_Interruptible - Health_New_Space Heating_Natural Gas_HVAC - Energy Recovery Ventilator_A_Achievable Technical Potential | F3 | Commercial | Interruptible - Health | New | Space Heating | Natural Gas | HVAC - Energy Recovery Ventilator | A | Integrated Unit Winter Peak Savings (kW) | Achievable Technical Potential | 0 | 0 | 0 | 0 | 0 | 0 | 0 | 0 | 0 | 0 | 0 | 0 | 0 | 0 | 0 | 0 | 0 | 0 | 0 | 0 | 0 | 0 | 0 | 0 | 0 | 0 | 0
F4_Commercial_Interruptible - Health_New_Space Heating_Natural Gas_HVAC - Energy Recovery Ventilator_A_Achievable Technical Potential | F4 | Commercial | Interruptible - Health | New | Space Heating | Natural Gas | HVAC - Energy Recovery Ventilator | A | Incremental Energy Savings (MWh or mTherms) | Achievable Technical Potential | 0 | 0 | 0 | 0 | 0 | 0 | 0 | 0 | 0 | 0 | 0 | 0 | 0 | 0 | 0 | 0 | 0 | 0 | 0 | 0 | 0 | 0 | 0 | 0 | 0 | 0 | 0
F5_Commercial_Interruptible - Health_New_Space Heating_Natural Gas_HVAC - Energy Recovery Ventilator_A_Achievable Technical Potential | F5 | Commercial | Interruptible - Health | New | Space Heating | Natural Gas | HVAC - Energy Recovery Ventilator | A | Incremental Summer Peak Savings (MW) | Achievable Technical Potential | 0 | 0 | 0 | 0 | 0 | 0 | 0 | 0 | 0 | 0 | 0 | 0 | 0 | 0 | 0 | 0 | 0 | 0 | 0 | 0 | 0 | 0 | 0 | 0 | 0 | 0 | 0
F6_Commercial_Interruptible - Health_New_Space Heating_Natural Gas_HVAC - Energy Recovery Ventilator_A_Achievable Technical Potential | F6 | Commercial | Interruptible - Health | New | Space Heating | Natural Gas | HVAC - Energy Recovery Ventilator | A | Incremental Winter Peak Savings (MW) | Achievable Technical Potential | 0 | 0 | 0 | 0 | 0 | 0 | 0 | 0 | 0 | 0 | 0 | 0 | 0 | 0 | 0 | 0 | 0 | 0 | 0 | 0 | 0 | 0 | 0 | 0 | 0 | 0 | 0
F7_Commercial_Interruptible - Health_New_Space Heating_Natural Gas_HVAC - Energy Recovery Ventilator_A_Achievable Technical Potential | F7 | Commercial | Interruptible - Health | New | Space Heating | Natural Gas | HVAC - Energy Recovery Ventilator | A | Cumulative Energy Savings (MWh or mTherms) | Achievable Technical Potential | 0 | 0 | 0 | 0 | 0 | 0 | 0 | 0 | 0 | 0 | 0 | 0 | 0 | 0 | 0 | 0 | 0 | 0 | 0 | 0 | 0 | 0 | 0 | 0 | 0 | 0 | 0
F8_Commercial_Interruptible - Health_New_Space Heating_Natural Gas_HVAC - Energy Recovery Ventilator_A_Achievable Technical Potential | F8 | Commercial | Interruptible - Health | New | Space Heating | Natural Gas | HVAC - Energy Recovery Ventilator | A | Cumulative Summer Peak Savings (MW) | Achievable Technical Potential | 0 | 0 | 0 | 0 | 0 | 0 | 0 | 0 | 0 | 0 | 0 | 0 | 0 | 0 | 0 | 0 | 0 | 0 | 0 | 0 | 0 | 0 | 0 | 0 | 0 | 0 | 0
F9_Commercial_Interruptible - Health_New_Space Heating_Natural Gas_HVAC - Energy Recovery Ventilator_A_Achievable Technical Potential | F9 | Commercial | Interruptible - Health | New | Space Heating | Natural Gas | HVAC - Energy Recovery Ventilator | A | Cumulative Winter Peak Savings (MW) | Achievable Technical Potential | 0 | 0 | 0 | 0 | 0 | 0 | 0 | 0 | 0 | 0 | 0 | 0 | 0 | 0 | 0 | 0 | 0 | 0 | 0 | 0 | 0 | 0 | 0 | 0 | 0 | 0 | 0
F10_Commercial_Interruptible - Health_New_Space Heating_Natural Gas_HVAC - Energy Recovery Ventilator_A_Achievable Technical Potential | F10 | Commercial | Interruptible - Health | New | Space Heating | Natural Gas | HVAC - Energy Recovery Ventilator | A | Purchases (Incremental) | Achievable Technical Potential | 0 | 0 | 0 | 0 | 0 | 0 | 0 | 0 | 0 | 0 | 0 | 0 | 0 | 0 | 0 | 0 | 0 | 0 | 0 | 0 | 0 | 0 | 0 | 0 | 0 | 0 | 0
F11_Commercial_Interruptible - Health_New_Space Heating_Natural Gas_HVAC - Energy Recovery Ventilator_A_Achievable Technical Potential | F11 | Commercial | Interruptible - Health | New | Space Heating | Natural Gas | HVAC - Energy Recovery Ventilator | A | Purchases (Cumulative) | Achievable Technical Potential | 0 | 0 | 0 | 0 | 0 | 0 | 0 | 0 | 0 | 0 | 0 | 0 | 0 | 0 | 0 | 0 | 0 | 0 | 0 | 0 | 0 | 0 | 0 | 0 | 0 | 0 | 0
F1_Commercial_Interruptible - Health_New_Space Heating_Natural Gas_Building Shell - Air Sealing (Infiltration Control)_A_Achievable Technical Potential | F1 | Commercial | Interruptible - Health | New | Space Heating | Natural Gas | Building Shell - Air Sealing (Infiltration Control) | A | Integrated Unit Energy Savings (kWh or therms) | Achievable Technical Potential | 0 | 0 | 0 | 0 | 0 | 0 | 0 | 0 | 0 | 0 | 0 | 0 | 0 | 0 | 0 | 0 | 0 | 0 | 0 | 0 | 0 | 0 | 0 | 0 | 0 | 0 | 0
F2_Commercial_Interruptible - Health_New_Space Heating_Natural Gas_Building Shell - Air Sealing (Infiltration Control)_A_Achievable Technical Potential | F2 | Commercial | Interruptible - Health | New | Space Heating | Natural Gas | Building Shell - Air Sealing (Infiltration Control) | A | Integrated Unit Summer Peak Savings (kW) | Achievable Technical Potential | 0 | 0 | 0 | 0 | 0 | 0 | 0 | 0 | 0 | 0 | 0 | 0 | 0 | 0 | 0 | 0 | 0 | 0 | 0 | 0 | 0 | 0 | 0 | 0 | 0 | 0 | 0
F3_Commercial_Interruptible - Health_New_Space Heating_Natural Gas_Building Shell - Air Sealing (Infiltration Control)_A_Achievable Technical Potential | F3 | Commercial | Interruptible - Health | New | Space Heating | Natural Gas | Building Shell - Air Sealing (Infiltration Control) | A | Integrated Unit Winter Peak Savings (kW) | Achievable Technical Potential | 0 | 0 | 0 | 0 | 0 | 0 | 0 | 0 | 0 | 0 | 0 | 0 | 0 | 0 | 0 | 0 | 0 | 0 | 0 | 0 | 0 | 0 | 0 | 0 | 0 | 0 | 0
F4_Commercial_Interruptible - Health_New_Space Heating_Natural Gas_Building Shell - Air Sealing (Infiltration Control)_A_Achievable Technical Potential | F4 | Commercial | Interruptible - Health | New | Space Heating | Natural Gas | Building Shell - Air Sealing (Infiltration Control) | A | Incremental Energy Savings (MWh or mTherms) | Achievable Technical Potential | 0 | 0 | 0 | 0 | 0 | 0 | 0 | 0 | 0 | 0 | 0 | 0 | 0 | 0 | 0 | 0 | 0 | 0 | 0 | 0 | 0 | 0 | 0 | 0 | 0 | 0 | 0
F5_Commercial_Interruptible - Health_New_Space Heating_Natural Gas_Building Shell - Air Sealing (Infiltration Control)_A_Achievable Technical Potential | F5 | Commercial | Interruptible - Health | New | Space Heating | Natural Gas | Building Shell - Air Sealing (Infiltration Control) | A | Incremental Summer Peak Savings (MW) | Achievable Technical Potential | 0 | 0 | 0 | 0 | 0 | 0 | 0 | 0 | 0 | 0 | 0 | 0 | 0 | 0 | 0 | 0 | 0 | 0 | 0 | 0 | 0 | 0 | 0 | 0 | 0 | 0 | 0
F6_Commercial_Interruptible - Health_New_Space Heating_Natural Gas_Building Shell - Air Sealing (Infiltration Control)_A_Achievable Technical Potential | F6 | Commercial | Interruptible - Health | New | Space Heating | Natural Gas | Building Shell - Air Sealing (Infiltration Control) | A | Incremental Winter Peak Savings (MW) | Achievable Technical Potential | 0 | 0 | 0 | 0 | 0 | 0 | 0 | 0 | 0 | 0 | 0 | 0 | 0 | 0 | 0 | 0 | 0 | 0 | 0 | 0 | 0 | 0 | 0 | 0 | 0 | 0 | 0
F7_Commercial_Interruptible - Health_New_Space Heating_Natural Gas_Building Shell - Air Sealing (Infiltration Control)_A_Achievable Technical Potential | F7 | Commercial | Interruptible - Health | New | Space Heating | Natural Gas | Building Shell - Air Sealing (Infiltration Control) | A | Cumulative Energy Savings (MWh or mTherms) | Achievable Technical Potential | 0 | 0 | 0 | 0 | 0 | 0 | 0 | 0 | 0 | 0 | 0 | 0 | 0 | 0 | 0 | 0 | 0 | 0 | 0 | 0 | 0 | 0 | 0 | 0 | 0 | 0 | 0
F8_Commercial_Interruptible - Health_New_Space Heating_Natural Gas_Building Shell - Air Sealing (Infiltration Control)_A_Achievable Technical Potential | F8 | Commercial | Interruptible - Health | New | Space Heating | Natural Gas | Building Shell - Air Sealing (Infiltration Control) | A | Cumulative Summer Peak Savings (MW) | Achievable Technical Potential | 0 | 0 | 0 | 0 | 0 | 0 | 0 | 0 | 0 | 0 | 0 | 0 | 0 | 0 | 0 | 0 | 0 | 0 | 0 | 0 | 0 | 0 | 0 | 0 | 0 | 0 | 0
F9_Commercial_Interruptible - Health_New_Space Heating_Natural Gas_Building Shell - Air Sealing (Infiltration Control)_A_Achievable Technical Potential | F9 | Commercial | Interruptible - Health | New | Space Heating | Natural Gas | Building Shell - Air Sealing (Infiltration Control) | A | Cumulative Winter Peak Savings (MW) | Achievable Technical Potential | 0 | 0 | 0 | 0 | 0 | 0 | 0 | 0 | 0 | 0 | 0 | 0 | 0 | 0 | 0 | 0 | 0 | 0 | 0 | 0 | 0 | 0 | 0 | 0 | 0 | 0 | 0
F10_Commercial_Interruptible - Health_New_Space Heating_Natural Gas_Building Shell - Air Sealing (Infiltration Control)_A_Achievable Technical Potential | F10 | Commercial | Interruptible - Health | New | Space Heating | Natural Gas | Building Shell - Air Sealing (Infiltration Control) | A | Purchases (Incremental) | Achievable Technical Potential | 0 | 0 | 0 | 0 | 0 | 0 | 0 | 0 | 0 | 0 | 0 | 0 | 0 | 0 | 0 | 0 | 0 | 0 | 0 | 0 | 0 | 0 | 0 | 0 | 0 | 0 | 0
F11_Commercial_Interruptible - Health_New_Space Heating_Natural Gas_Building Shell - Air Sealing (Infiltration Control)_A_Achievable Technical Potential | F11 | Commercial | Interruptible - Health | New | Space Heating | Natural Gas | Building Shell - Air Sealing (Infiltration Control) | A | Purchases (Cumulative) | Achievable Technical Potential | 0 | 0 | 0 | 0 | 0 | 0 | 0 | 0 | 0 | 0 | 0 | 0 | 0 | 0 | 0 | 0 | 0 | 0 | 0 | 0 | 0 | 0 | 0 | 0 | 0 | 0 | 0
F1_Commercial_Interruptible - Health_New_Space Heating_Natural Gas_Ventilation - Demand Controlled_A_Achievable Technical Potential | F1 | Commercial | Interruptible - Health | New | Space Heating | Natural Gas | Ventilation - Demand Controlled | A | Integrated Unit Energy Savings (kWh or therms) | Achievable Technical Potential | 0 | 0 | 0 | 0 | 0 | 0 | 0 | 0 | 0 | 0 | 0 | 0 | 0 | 0 | 0 | 0 | 0 | 0 | 0 | 0 | 0 | 0 | 0 | 0 | 0 | 0 | 0
F2_Commercial_Interruptible - Health_New_Space Heating_Natural Gas_Ventilation - Demand Controlled_A_Achievable Technical Potential | F2 | Commercial | Interruptible - Health | New | Space Heating | Natural Gas | Ventilation - Demand Controlled | A | Integrated Unit Summer Peak Savings (kW) | Achievable Technical Potential | 0 | 0 | 0 | 0 | 0 | 0 | 0 | 0 | 0 | 0 | 0 | 0 | 0 | 0 | 0 | 0 | 0 | 0 | 0 | 0 | 0 | 0 | 0 | 0 | 0 | 0 | 0
F3_Commercial_Interruptible - Health_New_Space Heating_Natural Gas_Ventilation - Demand Controlled_A_Achievable Technical Potential | F3 | Commercial | Interruptible - Health | New | Space Heating | Natural Gas | Ventilation - Demand Controlled | A | Integrated Unit Winter Peak Savings (kW) | Achievable Technical Potential | 0 | 0 | 0 | 0 | 0 | 0 | 0 | 0 | 0 | 0 | 0 | 0 | 0 | 0 | 0 | 0 | 0 | 0 | 0 | 0 | 0 | 0 | 0 | 0 | 0 | 0 | 0
F4_Commercial_Interruptible - Health_New_Space Heating_Natural Gas_Ventilation - Demand Controlled_A_Achievable Technical Potential | F4 | Commercial | Interruptible - Health | New | Space Heating | Natural Gas | Ventilation - Demand Controlled | A | Incremental Energy Savings (MWh or mTherms) | Achievable Technical Potential | 0 | 0 | 0 | 0 | 0 | 0 | 0 | 0 | 0 | 0 | 0 | 0 | 0 | 0 | 0 | 0 | 0 | 0 | 0 | 0 | 0 | 0 | 0 | 0 | 0 | 0 | 0
F5_Commercial_Interruptible - Health_New_Space Heating_Natural Gas_Ventilation - Demand Controlled_A_Achievable Technical Potential | F5 | Commercial | Interruptible - Health | New | Space Heating | Natural Gas | Ventilation - Demand Controlled | A | Incremental Summer Peak Savings (MW) | Achievable Technical Potential | 0 | 0 | 0 | 0 | 0 | 0 | 0 | 0 | 0 | 0 | 0 | 0 | 0 | 0 | 0 | 0 | 0 | 0 | 0 | 0 | 0 | 0 | 0 | 0 | 0 | 0 | 0
F6_Commercial_Interruptible - Health_New_Space Heating_Natural Gas_Ventilation - Demand Controlled_A_Achievable Technical Potential | F6 | Commercial | Interruptible - Health | New | Space Heating | Natural Gas | Ventilation - Demand Controlled | A | Incremental Winter Peak Savings (MW) | Achievable Technical Potential | 0 | 0 | 0 | 0 | 0 | 0 | 0 | 0 | 0 | 0 | 0 | 0 | 0 | 0 | 0 | 0 | 0 | 0 | 0 | 0 | 0 | 0 | 0 | 0 | 0 | 0 | 0
F7_Commercial_Interruptible - Health_New_Space Heating_Natural Gas_Ventilation - Demand Controlled_A_Achievable Technical Potential | F7 | Commercial | Interruptible - Health | New | Space Heating | Natural Gas | Ventilation - Demand Controlled | A | Cumulative Energy Savings (MWh or mTherms) | Achievable Technical Potential | 0 | 0 | 0 | 0 | 0 | 0 | 0 | 0 | 0 | 0 | 0 | 0 | 0 | 0 | 0 | 0 | 0 | 0 | 0 | 0 | 0 | 0 | 0 | 0 | 0 | 0 | 0
F8_Commercial_Interruptible - Health_New_Space Heating_Natural Gas_Ventilation - Demand Controlled_A_Achievable Technical Potential | F8 | Commercial | Interruptible - Health | New | Space Heating | Natural Gas | Ventilation - Demand Controlled | A | Cumulative Summer Peak Savings (MW) | Achievable Technical Potential | 0 | 0 | 0 | 0 | 0 | 0 | 0 | 0 | 0 | 0 | 0 | 0 | 0 | 0 | 0 | 0 | 0 | 0 | 0 | 0 | 0 | 0 | 0 | 0 | 0 | 0 | 0
F9_Commercial_Interruptible - Health_New_Space Heating_Natural Gas_Ventilation - Demand Controlled_A_Achievable Technical Potential | F9 | Commercial | Interruptible - Health | New | Space Heating | Natural Gas | Ventilation - Demand Controlled | A | Cumulative Winter Peak Savings (MW) | Achievable Technical Potential | 0 | 0 | 0 | 0 | 0 | 0 | 0 | 0 | 0 | 0 | 0 | 0 | 0 | 0 | 0 | 0 | 0 | 0 | 0 | 0 | 0 | 0 | 0 | 0 | 0 | 0 | 0
F10_Commercial_Interruptible - Health_New_Space Heating_Natural Gas_Ventilation - Demand Controlled_A_Achievable Technical Potential | F10 | Commercial | Interruptible - Health | New | Space Heating | Natural Gas | Ventilation - Demand Controlled | A | Purchases (Incremental) | Achievable Technical Potential | 0 | 0 | 0 | 0 | 0 | 0 | 0 | 0 | 0 | 0 | 0 | 0 | 0 | 0 | 0 | 0 | 0 | 0 | 0 | 0 | 0 | 0 | 0 | 0 | 0 | 0 | 0
F11_Commercial_Interruptible - Health_New_Space Heating_Natural Gas_Ventilation - Demand Controlled_A_Achievable Technical Potential | F11 | Commercial | Interruptible - Health | New | Space Heating | Natural Gas | Ventilation - Demand Controlled | A | Purchases (Cumulative) | Achievable Technical Potential | 0 | 0 | 0 | 0 | 0 | 0 | 0 | 0 | 0 | 0 | 0 | 0 | 0 | 0 | 0 | 0 | 0 | 0 | 0 | 0 | 0 | 0 | 0 | 0 | 0 | 0 | 0
F1_Commercial_Interruptible - Health_New_Space Heating_Natural Gas_HVAC - Dedicated Outdoor Air System (DOAS)_A_Achievable Technical Potential | F1 | Commercial | Interruptible - Health | New | Space Heating | Natural Gas | HVAC - Dedicated Outdoor Air System (DOAS) | A | Integrated Unit Energy Savings (kWh or therms) | Achievable Technical Potential | 0 | 0 | 0 | 0 | 0 | 0 | 0 | 0 | 0 | 0 | 0 | 0 | 0 | 0 | 0 | 0 | 0 | 0 | 0 | 0 | 0 | 0 | 0 | 0 | 0 | 0 | 0
F2_Commercial_Interruptible - Health_New_Space Heating_Natural Gas_HVAC - Dedicated Outdoor Air System (DOAS)_A_Achievable Technical Potential | F2 | Commercial | Interruptible - Health | New | Space Heating | Natural Gas | HVAC - Dedicated Outdoor Air System (DOAS) | A | Integrated Unit Summer Peak Savings (kW) | Achievable Technical Potential | 0 | 0 | 0 | 0 | 0 | 0 | 0 | 0 | 0 | 0 | 0 | 0 | 0 | 0 | 0 | 0 | 0 | 0 | 0 | 0 | 0 | 0 | 0 | 0 | 0 | 0 | 0
F3_Commercial_Interruptible - Health_New_Space Heating_Natural Gas_HVAC - Dedicated Outdoor Air System (DOAS)_A_Achievable Technical Potential | F3 | Commercial | Interruptible - Health | New | Space Heating | Natural Gas | HVAC - Dedicated Outdoor Air System (DOAS) | A | Integrated Unit Winter Peak Savings (kW) | Achievable Technical Potential | 0 | 0 | 0 | 0 | 0 | 0 | 0 | 0 | 0 | 0 | 0 | 0 | 0 | 0 | 0 | 0 | 0 | 0 | 0 | 0 | 0 | 0 | 0 | 0 | 0 | 0 | 0
F4_Commercial_Interruptible - Health_New_Space Heating_Natural Gas_HVAC - Dedicated Outdoor Air System (DOAS)_A_Achievable Technical Potential | F4 | Commercial | Interruptible - Health | New | Space Heating | Natural Gas | HVAC - Dedicated Outdoor Air System (DOAS) | A | Incremental Energy Savings (MWh or mTherms) | Achievable Technical Potential | 0 | 0 | 0 | 0 | 0 | 0 | 0 | 0 | 0 | 0 | 0 | 0 | 0 | 0 | 0 | 0 | 0 | 0 | 0 | 0 | 0 | 0 | 0 | 0 | 0 | 0 | 0
F5_Commercial_Interruptible - Health_New_Space Heating_Natural Gas_HVAC - Dedicated Outdoor Air System (DOAS)_A_Achievable Technical Potential | F5 | Commercial | Interruptible - Health | New | Space Heating | Natural Gas | HVAC - Dedicated Outdoor Air System (DOAS) | A | Incremental Summer Peak Savings (MW) | Achievable Technical Potential | 0 | 0 | 0 | 0 | 0 | 0 | 0 | 0 | 0 | 0 | 0 | 0 | 0 | 0 | 0 | 0 | 0 | 0 | 0 | 0 | 0 | 0 | 0 | 0 | 0 | 0 | 0
F6_Commercial_Interruptible - Health_New_Space Heating_Natural Gas_HVAC - Dedicated Outdoor Air System (DOAS)_A_Achievable Technical Potential | F6 | Commercial | Interruptible - Health | New | Space Heating | Natural Gas | HVAC - Dedicated Outdoor Air System (DOAS) | A | Incremental Winter Peak Savings (MW) | Achievable Technical Potential | 0 | 0 | 0 | 0 | 0 | 0 | 0 | 0 | 0 | 0 | 0 | 0 | 0 | 0 | 0 | 0 | 0 | 0 | 0 | 0 | 0 | 0 | 0 | 0 | 0 | 0 | 0
F7_Commercial_Interruptible - Health_New_Space Heating_Natural Gas_HVAC - Dedicated Outdoor Air System (DOAS)_A_Achievable Technical Potential | F7 | Commercial | Interruptible - Health | New | Space Heating | Natural Gas | HVAC - Dedicated Outdoor Air System (DOAS) | A | Cumulative Energy Savings (MWh or mTherms) | Achievable Technical Potential | 0 | 0 | 0 | 0 | 0 | 0 | 0 | 0 | 0 | 0 | 0 | 0 | 0 | 0 | 0 | 0 | 0 | 0 | 0 | 0 | 0 | 0 | 0 | 0 | 0 | 0 | 0
F8_Commercial_Interruptible - Health_New_Space Heating_Natural Gas_HVAC - Dedicated Outdoor Air System (DOAS)_A_Achievable Technical Potential | F8 | Commercial | Interruptible - Health | New | Space Heating | Natural Gas | HVAC - Dedicated Outdoor Air System (DOAS) | A | Cumulative Summer Peak Savings (MW) | Achievable Technical Potential | 0 | 0 | 0 | 0 | 0 | 0 | 0 | 0 | 0 | 0 | 0 | 0 | 0 | 0 | 0 | 0 | 0 | 0 | 0 | 0 | 0 | 0 | 0 | 0 | 0 | 0 | 0
F9_Commercial_Interruptible - Health_New_Space Heating_Natural Gas_HVAC - Dedicated Outdoor Air System (DOAS)_A_Achievable Technical Potential | F9 | Commercial | Interruptible - Health | New | Space Heating | Natural Gas | HVAC - Dedicated Outdoor Air System (DOAS) | A | Cumulative Winter Peak Savings (MW) | Achievable Technical Potential | 0 | 0 | 0 | 0 | 0 | 0 | 0 | 0 | 0 | 0 | 0 | 0 | 0 | 0 | 0 | 0 | 0 | 0 | 0 | 0 | 0 | 0 | 0 | 0 | 0 | 0 | 0
F10_Commercial_Interruptible - Health_New_Space Heating_Natural Gas_HVAC - Dedicated Outdoor Air System (DOAS)_A_Achievable Technical Potential | F10 | Commercial | Interruptible - Health | New | Space Heating | Natural Gas | HVAC - Dedicated Outdoor Air System (DOAS) | A | Purchases (Incremental) | Achievable Technical Potential | 0 | 0 | 0 | 0 | 0 | 0 | 0 | 0 | 0 | 0 | 0 | 0 | 0 | 0 | 0 | 0 | 0 | 0 | 0 | 0 | 0 | 0 | 0 | 0 | 0 | 0 | 0
F11_Commercial_Interruptible - Health_New_Space Heating_Natural Gas_HVAC - Dedicated Outdoor Air System (DOAS)_A_Achievable Technical Potential | F11 | Commercial | Interruptible - Health | New | Space Heating | Natural Gas | HVAC - Dedicated Outdoor Air System (DOAS) | A | Purchases (Cumulative) | Achievable Technical Potential | 0 | 0 | 0 | 0 | 0 | 0 | 0 | 0 | 0 | 0 | 0 | 0 | 0 | 0 | 0 | 0 | 0 | 0 | 0 | 0 | 0 | 0 | 0 | 0 | 0 | 0 | 0
F1_Commercial_Interruptible - Health_New_Space Heating_Natural Gas_Destratification Fans (HVLS)_A_Achievable Technical Potential | F1 | Commercial | Interruptible - Health | New | Space Heating | Natural Gas | Destratification Fans (HVLS) | A | Integrated Unit Energy Savings (kWh or therms) | Achievable Technical Potential | 0 | 0 | 0 | 0 | 0 | 0 | 0 | 0 | 0 | 0 | 0 | 0 | 0 | 0 | 0 | 0 | 0 | 0 | 0 | 0 | 0 | 0 | 0 | 0 | 0 | 0 | 0
F2_Commercial_Interruptible - Health_New_Space Heating_Natural Gas_Destratification Fans (HVLS)_A_Achievable Technical Potential | F2 | Commercial | Interruptible - Health | New | Space Heating | Natural Gas | Destratification Fans (HVLS) | A | Integrated Unit Summer Peak Savings (kW) | Achievable Technical Potential | 0 | 0 | 0 | 0 | 0 | 0 | 0 | 0 | 0 | 0 | 0 | 0 | 0 | 0 | 0 | 0 | 0 | 0 | 0 | 0 | 0 | 0 | 0 | 0 | 0 | 0 | 0
F3_Commercial_Interruptible - Health_New_Space Heating_Natural Gas_Destratification Fans (HVLS)_A_Achievable Technical Potential | F3 | Commercial | Interruptible - Health | New | Space Heating | Natural Gas | Destratification Fans (HVLS) | A | Integrated Unit Winter Peak Savings (kW) | Achievable Technical Potential | 0 | 0 | 0 | 0 | 0 | 0 | 0 | 0 | 0 | 0 | 0 | 0 | 0 | 0 | 0 | 0 | 0 | 0 | 0 | 0 | 0 | 0 | 0 | 0 | 0 | 0 | 0
F4_Commercial_Interruptible - Health_New_Space Heating_Natural Gas_Destratification Fans (HVLS)_A_Achievable Technical Potential | F4 | Commercial | Interruptible - Health | New | Space Heating | Natural Gas | Destratification Fans (HVLS) | A | Incremental Energy Savings (MWh or mTherms) | Achievable Technical Potential | 0 | 0 | 0 | 0 | 0 | 0 | 0 | 0 | 0 | 0 | 0 | 0 | 0 | 0 | 0 | 0 | 0 | 0 | 0 | 0 | 0 | 0 | 0 | 0 | 0 | 0 | 0
F5_Commercial_Interruptible - Health_New_Space Heating_Natural Gas_Destratification Fans (HVLS)_A_Achievable Technical Potential | F5 | Commercial | Interruptible - Health | New | Space Heating | Natural Gas | Destratification Fans (HVLS) | A | Incremental Summer Peak Savings (MW) | Achievable Technical Potential | 0 | 0 | 0 | 0 | 0 | 0 | 0 | 0 | 0 | 0 | 0 | 0 | 0 | 0 | 0 | 0 | 0 | 0 | 0 | 0 | 0 | 0 | 0 | 0 | 0 | 0 | 0
F6_Commercial_Interruptible - Health_New_Space Heating_Natural Gas_Destratification Fans (HVLS)_A_Achievable Technical Potential | F6 | Commercial | Interruptible - Health | New | Space Heating | Natural Gas | Destratification Fans (HVLS) | A | Incremental Winter Peak Savings (MW) | Achievable Technical Potential | 0 | 0 | 0 | 0 | 0 | 0 | 0 | 0 | 0 | 0 | 0 | 0 | 0 | 0 | 0 | 0 | 0 | 0 | 0 | 0 | 0 | 0 | 0 | 0 | 0 | 0 | 0
F7_Commercial_Interruptible - Health_New_Space Heating_Natural Gas_Destratification Fans (HVLS)_A_Achievable Technical Potential | F7 | Commercial | Interruptible - Health | New | Space Heating | Natural Gas | Destratification Fans (HVLS) | A | Cumulative Energy Savings (MWh or mTherms) | Achievable Technical Potential | 0 | 0 | 0 | 0 | 0 | 0 | 0 | 0 | 0 | 0 | 0 | 0 | 0 | 0 | 0 | 0 | 0 | 0 | 0 | 0 | 0 | 0 | 0 | 0 | 0 | 0 | 0
F8_Commercial_Interruptible - Health_New_Space Heating_Natural Gas_Destratification Fans (HVLS)_A_Achievable Technical Potential | F8 | Commercial | Interruptible - Health | New | Space Heating | Natural Gas | Destratification Fans (HVLS) | A | Cumulative Summer Peak Savings (MW) | Achievable Technical Potential | 0 | 0 | 0 | 0 | 0 | 0 | 0 | 0 | 0 | 0 | 0 | 0 | 0 | 0 | 0 | 0 | 0 | 0 | 0 | 0 | 0 | 0 | 0 | 0 | 0 | 0 | 0
F9_Commercial_Interruptible - Health_New_Space Heating_Natural Gas_Destratification Fans (HVLS)_A_Achievable Technical Potential | F9 | Commercial | Interruptible - Health | New | Space Heating | Natural Gas | Destratification Fans (HVLS) | A | Cumulative Winter Peak Savings (MW) | Achievable Technical Potential | 0 | 0 | 0 | 0 | 0 | 0 | 0 | 0 | 0 | 0 | 0 | 0 | 0 | 0 | 0 | 0 | 0 | 0 | 0 | 0 | 0 | 0 | 0 | 0 | 0 | 0 | 0
F10_Commercial_Interruptible - Health_New_Space Heating_Natural Gas_Destratification Fans (HVLS)_A_Achievable Technical Potential | F10 | Commercial | Interruptible - Health | New | Space Heating | Natural Gas | Destratification Fans (HVLS) | A | Purchases (Incremental) | Achievable Technical Potential | 0 | 0 | 0 | 0 | 0 | 0 | 0 | 0 | 0 | 0 | 0 | 0 | 0 | 0 | 0 | 0 | 0 | 0 | 0 | 0 | 0 | 0 | 0 | 0 | 0 | 0 | 0
F11_Commercial_Interruptible - Health_New_Space Heating_Natural Gas_Destratification Fans (HVLS)_A_Achievable Technical Potential | F11 | Commercial | Interruptible - Health | New | Space Heating | Natural Gas | Destratification Fans (HVLS) | A | Purchases (Cumulative) | Achievable Technical Potential | 0 | 0 | 0 | 0 | 0 | 0 | 0 | 0 | 0 | 0 | 0 | 0 | 0 | 0 | 0 | 0 | 0 | 0 | 0 | 0 | 0 | 0 | 0 | 0 | 0 | 0 | 0
F1_Commercial_Interruptible - Health_New_Space Heating_Natural Gas_Gas Boiler - Maintenance_A_Achievable Technical Potential | F1 | Commercial | Interruptible - Health | New | Space Heating | Natural Gas | Gas Boiler - Maintenance | A | Integrated Unit Energy Savings (kWh or therms) | Achievable Technical Potential | 0 | 0 | 0 | 0 | 0 | 0 | 0 | 0 | 0 | 0 | 0 | 0 | 0 | 0 | 0 | 0 | 0 | 0 | 0 | 0 | 0 | 0 | 0 | 0 | 0 | 0 | 0
F2_Commercial_Interruptible - Health_New_Space Heating_Natural Gas_Gas Boiler - Maintenance_A_Achievable Technical Potential | F2 | Commercial | Interruptible - Health | New | Space Heating | Natural Gas | Gas Boiler - Maintenance | A | Integrated Unit Summer Peak Savings (kW) | Achievable Technical Potential | 0 | 0 | 0 | 0 | 0 | 0 | 0 | 0 | 0 | 0 | 0 | 0 | 0 | 0 | 0 | 0 | 0 | 0 | 0 | 0 | 0 | 0 | 0 | 0 | 0 | 0 | 0
F3_Commercial_Interruptible - Health_New_Space Heating_Natural Gas_Gas Boiler - Maintenance_A_Achievable Technical Potential | F3 | Commercial | Interruptible - Health | New | Space Heating | Natural Gas | Gas Boiler - Maintenance | A | Integrated Unit Winter Peak Savings (kW) | Achievable Technical Potential | 0 | 0 | 0 | 0 | 0 | 0 | 0 | 0 | 0 | 0 | 0 | 0 | 0 | 0 | 0 | 0 | 0 | 0 | 0 | 0 | 0 | 0 | 0 | 0 | 0 | 0 | 0
F4_Commercial_Interruptible - Health_New_Space Heating_Natural Gas_Gas Boiler - Maintenance_A_Achievable Technical Potential | F4 | Commercial | Interruptible - Health | New | Space Heating | Natural Gas | Gas Boiler - Maintenance | A | Incremental Energy Savings (MWh or mTherms) | Achievable Technical Potential | 0 | 0 | 0 | 0 | 0 | 0 | 0 | 0 | 0 | 0 | 0 | 0 | 0 | 0 | 0 | 0 | 0 | 0 | 0 | 0 | 0 | 0 | 0 | 0 | 0 | 0 | 0
F5_Commercial_Interruptible - Health_New_Space Heating_Natural Gas_Gas Boiler - Maintenance_A_Achievable Technical Potential | F5 | Commercial | Interruptible - Health | New | Space Heating | Natural Gas | Gas Boiler - Maintenance | A | Incremental Summer Peak Savings (MW) | Achievable Technical Potential | 0 | 0 | 0 | 0 | 0 | 0 | 0 | 0 | 0 | 0 | 0 | 0 | 0 | 0 | 0 | 0 | 0 | 0 | 0 | 0 | 0 | 0 | 0 | 0 | 0 | 0 | 0
F6_Commercial_Interruptible - Health_New_Space Heating_Natural Gas_Gas Boiler - Maintenance_A_Achievable Technical Potential | F6 | Commercial | Interruptible - Health | New | Space Heating | Natural Gas | Gas Boiler - Maintenance | A | Incremental Winter Peak Savings (MW) | Achievable Technical Potential | 0 | 0 | 0 | 0 | 0 | 0 | 0 | 0 | 0 | 0 | 0 | 0 | 0 | 0 | 0 | 0 | 0 | 0 | 0 | 0 | 0 | 0 | 0 | 0 | 0 | 0 | 0
F7_Commercial_Interruptible - Health_New_Space Heating_Natural Gas_Gas Boiler - Maintenance_A_Achievable Technical Potential | F7 | Commercial | Interruptible - Health | New | Space Heating | Natural Gas | Gas Boiler - Maintenance | A | Cumulative Energy Savings (MWh or mTherms) | Achievable Technical Potential | 0 | 0 | 0 | 0 | 0 | 0 | 0 | 0 | 0 | 0 | 0 | 0 | 0 | 0 | 0 | 0 | 0 | 0 | 0 | 0 | 0 | 0 | 0 | 0 | 0 | 0 | 0
F8_Commercial_Interruptible - Health_New_Space Heating_Natural Gas_Gas Boiler - Maintenance_A_Achievable Technical Potential | F8 | Commercial | Interruptible - Health | New | Space Heating | Natural Gas | Gas Boiler - Maintenance | A | Cumulative Summer Peak Savings (MW) | Achievable Technical Potential | 0 | 0 | 0 | 0 | 0 | 0 | 0 | 0 | 0 | 0 | 0 | 0 | 0 | 0 | 0 | 0 | 0 | 0 | 0 | 0 | 0 | 0 | 0 | 0 | 0 | 0 | 0
F9_Commercial_Interruptible - Health_New_Space Heating_Natural Gas_Gas Boiler - Maintenance_A_Achievable Technical Potential | F9 | Commercial | Interruptible - Health | New | Space Heating | Natural Gas | Gas Boiler - Maintenance | A | Cumulative Winter Peak Savings (MW) | Achievable Technical Potential | 0 | 0 | 0 | 0 | 0 | 0 | 0 | 0 | 0 | 0 | 0 | 0 | 0 | 0 | 0 | 0 | 0 | 0 | 0 | 0 | 0 | 0 | 0 | 0 | 0 | 0 | 0
F10_Commercial_Interruptible - Health_New_Space Heating_Natural Gas_Gas Boiler - Maintenance_A_Achievable Technical Potential | F10 | Commercial | Interruptible - Health | New | Space Heating | Natural Gas | Gas Boiler - Maintenance | A | Purchases (Incremental) | Achievable Technical Potential | 0 | 0 | 0 | 0 | 0 | 0 | 0 | 0 | 0 | 0 | 0 | 0 | 0 | 0 | 0 | 0 | 0 | 0 | 0 | 0 | 0 | 0 | 0 | 0 | 0 | 0 | 0
F11_Commercial_Interruptible - Health_New_Space Heating_Natural Gas_Gas Boiler - Maintenance_A_Achievable Technical Potential | F11 | Commercial | Interruptible - Health | New | Space Heating | Natural Gas | Gas Boiler - Maintenance | A | Purchases (Cumulative) | Achievable Technical Potential | 0 | 0 | 0 | 0 | 0 | 0 | 0 | 0 | 0 | 0 | 0 | 0 | 0 | 0 | 0 | 0 | 0 | 0 | 0 | 0 | 0 | 0 | 0 | 0 | 0 | 0 | 0
F1_Commercial_Interruptible - Health_New_Space Heating_Natural Gas_Gas Furnace - Maintenance_A_Achievable Technical Potential | F1 | Commercial | Interruptible - Health | New | Space Heating | Natural Gas | Gas Furnace - Maintenance | A | Integrated Unit Energy Savings (kWh or therms) | Achievable Technical Potential | 0 | 0 | 0 | 0 | 0 | 0 | 0 | 0 | 0 | 0 | 0 | 0 | 0 | 0 | 0 | 0 | 0 | 0 | 0 | 0 | 0 | 0 | 0 | 0 | 0 | 0 | 0
F2_Commercial_Interruptible - Health_New_Space Heating_Natural Gas_Gas Furnace - Maintenance_A_Achievable Technical Potential | F2 | Commercial | Interruptible - Health | New | Space Heating | Natural Gas | Gas Furnace - Maintenance | A | Integrated Unit Summer Peak Savings (kW) | Achievable Technical Potential | 0 | 0 | 0 | 0 | 0 | 0 | 0 | 0 | 0 | 0 | 0 | 0 | 0 | 0 | 0 | 0 | 0 | 0 | 0 | 0 | 0 | 0 | 0 | 0 | 0 | 0 | 0
F3_Commercial_Interruptible - Health_New_Space Heating_Natural Gas_Gas Furnace - Maintenance_A_Achievable Technical Potential | F3 | Commercial | Interruptible - Health | New | Space Heating | Natural Gas | Gas Furnace - Maintenance | A | Integrated Unit Winter Peak Savings (kW) | Achievable Technical Potential | 0 | 0 | 0 | 0 | 0 | 0 | 0 | 0 | 0 | 0 | 0 | 0 | 0 | 0 | 0 | 0 | 0 | 0 | 0 | 0 | 0 | 0 | 0 | 0 | 0 | 0 | 0
F4_Commercial_Interruptible - Health_New_Space Heating_Natural Gas_Gas Furnace - Maintenance_A_Achievable Technical Potential | F4 | Commercial | Interruptible - Health | New | Space Heating | Natural Gas | Gas Furnace - Maintenance | A | Incremental Energy Savings (MWh or mTherms) | Achievable Technical Potential | 0 | 0 | 0 | 0 | 0 | 0 | 0 | 0 | 0 | 0 | 0 | 0 | 0 | 0 | 0 | 0 | 0 | 0 | 0 | 0 | 0 | 0 | 0 | 0 | 0 | 0 | 0
F5_Commercial_Interruptible - Health_New_Space Heating_Natural Gas_Gas Furnace - Maintenance_A_Achievable Technical Potential | F5 | Commercial | Interruptible - Health | New | Space Heating | Natural Gas | Gas Furnace - Maintenance | A | Incremental Summer Peak Savings (MW) | Achievable Technical Potential | 0 | 0 | 0 | 0 | 0 | 0 | 0 | 0 | 0 | 0 | 0 | 0 | 0 | 0 | 0 | 0 | 0 | 0 | 0 | 0 | 0 | 0 | 0 | 0 | 0 | 0 | 0
F6_Commercial_Interruptible - Health_New_Space Heating_Natural Gas_Gas Furnace - Maintenance_A_Achievable Technical Potential | F6 | Commercial | Interruptible - Health | New | Space Heating | Natural Gas | Gas Furnace - Maintenance | A | Incremental Winter Peak Savings (MW) | Achievable Technical Potential | 0 | 0 | 0 | 0 | 0 | 0 | 0 | 0 | 0 | 0 | 0 | 0 | 0 | 0 | 0 | 0 | 0 | 0 | 0 | 0 | 0 | 0 | 0 | 0 | 0 | 0 | 0
F7_Commercial_Interruptible - Health_New_Space Heating_Natural Gas_Gas Furnace - Maintenance_A_Achievable Technical Potential | F7 | Commercial | Interruptible - Health | New | Space Heating | Natural Gas | Gas Furnace - Maintenance | A | Cumulative Energy Savings (MWh or mTherms) | Achievable Technical Potential | 0 | 0 | 0 | 0 | 0 | 0 | 0 | 0 | 0 | 0 | 0 | 0 | 0 | 0 | 0 | 0 | 0 | 0 | 0 | 0 | 0 | 0 | 0 | 0 | 0 | 0 | 0
F8_Commercial_Interruptible - Health_New_Space Heating_Natural Gas_Gas Furnace - Maintenance_A_Achievable Technical Potential | F8 | Commercial | Interruptible - Health | New | Space Heating | Natural Gas | Gas Furnace - Maintenance | A | Cumulative Summer Peak Savings (MW) | Achievable Technical Potential | 0 | 0 | 0 | 0 | 0 | 0 | 0 | 0 | 0 | 0 | 0 | 0 | 0 | 0 | 0 | 0 | 0 | 0 | 0 | 0 | 0 | 0 | 0 | 0 | 0 | 0 | 0
F9_Commercial_Interruptible - Health_New_Space Heating_Natural Gas_Gas Furnace - Maintenance_A_Achievable Technical Potential | F9 | Commercial | Interruptible - Health | New | Space Heating | Natural Gas | Gas Furnace - Maintenance | A | Cumulative Winter Peak Savings (MW) | Achievable Technical Potential | 0 | 0 | 0 | 0 | 0 | 0 | 0 | 0 | 0 | 0 | 0 | 0 | 0 | 0 | 0 | 0 | 0 | 0 | 0 | 0 | 0 | 0 | 0 | 0 | 0 | 0 | 0
F10_Commercial_Interruptible - Health_New_Space Heating_Natural Gas_Gas Furnace - Maintenance_A_Achievable Technical Potential | F10 | Commercial | Interruptible - Health | New | Space Heating | Natural Gas | Gas Furnace - Maintenance | A | Purchases (Incremental) | Achievable Technical Potential | 0 | 0 | 0 | 0 | 0 | 0 | 0 | 0 | 0 | 0 | 0 | 0 | 0 | 0 | 0 | 0 | 0 | 0 | 0 | 0 | 0 | 0 | 0 | 0 | 0 | 0 | 0
F11_Commercial_Interruptible - Health_New_Space Heating_Natural Gas_Gas Furnace - Maintenance_A_Achievable Technical Potential | F11 | Commercial | Interruptible - Health | New | Space Heating | Natural Gas | Gas Furnace - Maintenance | A | Purchases (Cumulative) | Achievable Technical Potential | 0 | 0 | 0 | 0 | 0 | 0 | 0 | 0 | 0 | 0 | 0 | 0 | 0 | 0 | 0 | 0 | 0 | 0 | 0 | 0 | 0 | 0 | 0 | 0 | 0 | 0 | 0
F1_Commercial_Interruptible - Health_New_Space Heating_Natural Gas_Gas Boiler - Hot Water Reset_A_Achievable Technical Potential | F1 | Commercial | Interruptible - Health | New | Space Heating | Natural Gas | Gas Boiler - Hot Water Reset | A | Integrated Unit Energy Savings (kWh or therms) | Achievable Technical Potential | 0 | 0 | 0 | 0 | 0 | 0 | 0 | 0 | 0 | 0 | 0 | 0 | 0 | 0 | 0 | 0 | 0 | 0 | 0 | 0 | 0 | 0 | 0 | 0 | 0 | 0 | 0
F2_Commercial_Interruptible - Health_New_Space Heating_Natural Gas_Gas Boiler - Hot Water Reset_A_Achievable Technical Potential | F2 | Commercial | Interruptible - Health | New | Space Heating | Natural Gas | Gas Boiler - Hot Water Reset | A | Integrated Unit Summer Peak Savings (kW) | Achievable Technical Potential | 0 | 0 | 0 | 0 | 0 | 0 | 0 | 0 | 0 | 0 | 0 | 0 | 0 | 0 | 0 | 0 | 0 | 0 | 0 | 0 | 0 | 0 | 0 | 0 | 0 | 0 | 0
F3_Commercial_Interruptible - Health_New_Space Heating_Natural Gas_Gas Boiler - Hot Water Reset_A_Achievable Technical Potential | F3 | Commercial | Interruptible - Health | New | Space Heating | Natural Gas | Gas Boiler - Hot Water Reset | A | Integrated Unit Winter Peak Savings (kW) | Achievable Technical Potential | 0 | 0 | 0 | 0 | 0 | 0 | 0 | 0 | 0 | 0 | 0 | 0 | 0 | 0 | 0 | 0 | 0 | 0 | 0 | 0 | 0 | 0 | 0 | 0 | 0 | 0 | 0
F4_Commercial_Interruptible - Health_New_Space Heating_Natural Gas_Gas Boiler - Hot Water Reset_A_Achievable Technical Potential | F4 | Commercial | Interruptible - Health | New | Space Heating | Natural Gas | Gas Boiler - Hot Water Reset | A | Incremental Energy Savings (MWh or mTherms) | Achievable Technical Potential | 0 | 0 | 0 | 0 | 0 | 0 | 0 | 0 | 0 | 0 | 0 | 0 | 0 | 0 | 0 | 0 | 0 | 0 | 0 | 0 | 0 | 0 | 0 | 0 | 0 | 0 | 0
F5_Commercial_Interruptible - Health_New_Space Heating_Natural Gas_Gas Boiler - Hot Water Reset_A_Achievable Technical Potential | F5 | Commercial | Interruptible - Health | New | Space Heating | Natural Gas | Gas Boiler - Hot Water Reset | A | Incremental Summer Peak Savings (MW) | Achievable Technical Potential | 0 | 0 | 0 | 0 | 0 | 0 | 0 | 0 | 0 | 0 | 0 | 0 | 0 | 0 | 0 | 0 | 0 | 0 | 0 | 0 | 0 | 0 | 0 | 0 | 0 | 0 | 0
F6_Commercial_Interruptible - Health_New_Space Heating_Natural Gas_Gas Boiler - Hot Water Reset_A_Achievable Technical Potential | F6 | Commercial | Interruptible - Health | New | Space Heating | Natural Gas | Gas Boiler - Hot Water Reset | A | Incremental Winter Peak Savings (MW) | Achievable Technical Potential | 0 | 0 | 0 | 0 | 0 | 0 | 0 | 0 | 0 | 0 | 0 | 0 | 0 | 0 | 0 | 0 | 0 | 0 | 0 | 0 | 0 | 0 | 0 | 0 | 0 | 0 | 0
F7_Commercial_Interruptible - Health_New_Space Heating_Natural Gas_Gas Boiler - Hot Water Reset_A_Achievable Technical Potential | F7 | Commercial | Interruptible - Health | New | Space Heating | Natural Gas | Gas Boiler - Hot Water Reset | A | Cumulative Energy Savings (MWh or mTherms) | Achievable Technical Potential | 0 | 0 | 0 | 0 | 0 | 0 | 0 | 0 | 0 | 0 | 0 | 0 | 0 | 0 | 0 | 0 | 0 | 0 | 0 | 0 | 0 | 0 | 0 | 0 | 0 | 0 | 0
F8_Commercial_Interruptible - Health_New_Space Heating_Natural Gas_Gas Boiler - Hot Water Reset_A_Achievable Technical Potential | F8 | Commercial | Interruptible - Health | New | Space Heating | Natural Gas | Gas Boiler - Hot Water Reset | A | Cumulative Summer Peak Savings (MW) | Achievable Technical Potential | 0 | 0 | 0 | 0 | 0 | 0 | 0 | 0 | 0 | 0 | 0 | 0 | 0 | 0 | 0 | 0 | 0 | 0 | 0 | 0 | 0 | 0 | 0 | 0 | 0 | 0 | 0
F9_Commercial_Interruptible - Health_New_Space Heating_Natural Gas_Gas Boiler - Hot Water Reset_A_Achievable Technical Potential | F9 | Commercial | Interruptible - Health | New | Space Heating | Natural Gas | Gas Boiler - Hot Water Reset | A | Cumulative Winter Peak Savings (MW) | Achievable Technical Potential | 0 | 0 | 0 | 0 | 0 | 0 | 0 | 0 | 0 | 0 | 0 | 0 | 0 | 0 | 0 | 0 | 0 | 0 | 0 | 0 | 0 | 0 | 0 | 0 | 0 | 0 | 0
F10_Commercial_Interruptible - Health_New_Space Heating_Natural Gas_Gas Boiler - Hot Water Reset_A_Achievable Technical Potential | F10 | Commercial | Interruptible - Health | New | Space Heating | Natural Gas | Gas Boiler - Hot Water Reset | A | Purchases (Incremental) | Achievable Technical Potential | 0 | 0 | 0 | 0 | 0 | 0 | 0 | 0 | 0 | 0 | 0 | 0 | 0 | 0 | 0 | 0 | 0 | 0 | 0 | 0 | 0 | 0 | 0 | 0 | 0 | 0 | 0
F11_Commercial_Interruptible - Health_New_Space Heating_Natural Gas_Gas Boiler - Hot Water Reset_A_Achievable Technical Potential | F11 | Commercial | Interruptible - Health | New | Space Heating | Natural Gas | Gas Boiler - Hot Water Reset | A | Purchases (Cumulative) | Achievable Technical Potential | 0 | 0 | 0 | 0 | 0 | 0 | 0 | 0 | 0 | 0 | 0 | 0 | 0 | 0 | 0 | 0 | 0 | 0 | 0 | 0 | 0 | 0 | 0 | 0 | 0 | 0 | 0
F1_Commercial_Interruptible - Health_New_Space Heating_Natural Gas_Gas Boiler - Steam Trap Replacement_A_Achievable Technical Potential | F1 | Commercial | Interruptible - Health | New | Space Heating | Natural Gas | Gas Boiler - Steam Trap Replacement | A | Integrated Unit Energy Savings (kWh or therms) | Achievable Technical Potential | 0 | 0 | 0 | 0 | 0 | 0 | 0 | 0 | 0 | 0 | 0 | 0 | 0 | 0 | 0 | 0 | 0 | 0 | 0 | 0 | 0 | 0 | 0 | 0 | 0 | 0 | 0
F2_Commercial_Interruptible - Health_New_Space Heating_Natural Gas_Gas Boiler - Steam Trap Replacement_A_Achievable Technical Potential | F2 | Commercial | Interruptible - Health | New | Space Heating | Natural Gas | Gas Boiler - Steam Trap Replacement | A | Integrated Unit Summer Peak Savings (kW) | Achievable Technical Potential | 0 | 0 | 0 | 0 | 0 | 0 | 0 | 0 | 0 | 0 | 0 | 0 | 0 | 0 | 0 | 0 | 0 | 0 | 0 | 0 | 0 | 0 | 0 | 0 | 0 | 0 | 0
F3_Commercial_Interruptible - Health_New_Space Heating_Natural Gas_Gas Boiler - Steam Trap Replacement_A_Achievable Technical Potential | F3 | Commercial | Interruptible - Health | New | Space Heating | Natural Gas | Gas Boiler - Steam Trap Replacement | A | Integrated Unit Winter Peak Savings (kW) | Achievable Technical Potential | 0 | 0 | 0 | 0 | 0 | 0 | 0 | 0 | 0 | 0 | 0 | 0 | 0 | 0 | 0 | 0 | 0 | 0 | 0 | 0 | 0 | 0 | 0 | 0 | 0 | 0 | 0
F4_Commercial_Interruptible - Health_New_Space Heating_Natural Gas_Gas Boiler - Steam Trap Replacement_A_Achievable Technical Potential | F4 | Commercial | Interruptible - Health | New | Space Heating | Natural Gas | Gas Boiler - Steam Trap Replacement | A | Incremental Energy Savings (MWh or mTherms) | Achievable Technical Potential | 0 | 0 | 0 | 0 | 0 | 0 | 0 | 0 | 0 | 0 | 0 | 0 | 0 | 0 | 0 | 0 | 0 | 0 | 0 | 0 | 0 | 0 | 0 | 0 | 0 | 0 | 0
F5_Commercial_Interruptible - Health_New_Space Heating_Natural Gas_Gas Boiler - Steam Trap Replacement_A_Achievable Technical Potential | F5 | Commercial | Interruptible - Health | New | Space Heating | Natural Gas | Gas Boiler - Steam Trap Replacement | A | Incremental Summer Peak Savings (MW) | Achievable Technical Potential | 0 | 0 | 0 | 0 | 0 | 0 | 0 | 0 | 0 | 0 | 0 | 0 | 0 | 0 | 0 | 0 | 0 | 0 | 0 | 0 | 0 | 0 | 0 | 0 | 0 | 0 | 0
F6_Commercial_Interruptible - Health_New_Space Heating_Natural Gas_Gas Boiler - Steam Trap Replacement_A_Achievable Technical Potential | F6 | Commercial | Interruptible - Health | New | Space Heating | Natural Gas | Gas Boiler - Steam Trap Replacement | A | Incremental Winter Peak Savings (MW) | Achievable Technical Potential | 0 | 0 | 0 | 0 | 0 | 0 | 0 | 0 | 0 | 0 | 0 | 0 | 0 | 0 | 0 | 0 | 0 | 0 | 0 | 0 | 0 | 0 | 0 | 0 | 0 | 0 | 0
F7_Commercial_Interruptible - Health_New_Space Heating_Natural Gas_Gas Boiler - Steam Trap Replacement_A_Achievable Technical Potential | F7 | Commercial | Interruptible - Health | New | Space Heating | Natural Gas | Gas Boiler - Steam Trap Replacement | A | Cumulative Energy Savings (MWh or mTherms) | Achievable Technical Potential | 0 | 0 | 0 | 0 | 0 | 0 | 0 | 0 | 0 | 0 | 0 | 0 | 0 | 0 | 0 | 0 | 0 | 0 | 0 | 0 | 0 | 0 | 0 | 0 | 0 | 0 | 0
F8_Commercial_Interruptible - Health_New_Space Heating_Natural Gas_Gas Boiler - Steam Trap Replacement_A_Achievable Technical Potential | F8 | Commercial | Interruptible - Health | New | Space Heating | Natural Gas | Gas Boiler - Steam Trap Replacement | A | Cumulative Summer Peak Savings (MW) | Achievable Technical Potential | 0 | 0 | 0 | 0 | 0 | 0 | 0 | 0 | 0 | 0 | 0 | 0 | 0 | 0 | 0 | 0 | 0 | 0 | 0 | 0 | 0 | 0 | 0 | 0 | 0 | 0 | 0
F9_Commercial_Interruptible - Health_New_Space Heating_Natural Gas_Gas Boiler - Steam Trap Replacement_A_Achievable Technical Potential | F9 | Commercial | Interruptible - Health | New | Space Heating | Natural Gas | Gas Boiler - Steam Trap Replacement | A | Cumulative Winter Peak Savings (MW) | Achievable Technical Potential | 0 | 0 | 0 | 0 | 0 | 0 | 0 | 0 | 0 | 0 | 0 | 0 | 0 | 0 | 0 | 0 | 0 | 0 | 0 | 0 | 0 | 0 | 0 | 0 | 0 | 0 | 0
F10_Commercial_Interruptible - Health_New_Space Heating_Natural Gas_Gas Boiler - Steam Trap Replacement_A_Achievable Technical Potential | F10 | Commercial | Interruptible - Health | New | Space Heating | Natural Gas | Gas Boiler - Steam Trap Replacement | A | Purchases (Incremental) | Achievable Technical Potential | 0 | 0 | 0 | 0 | 0 | 0 | 0 | 0 | 0 | 0 | 0 | 0 | 0 | 0 | 0 | 0 | 0 | 0 | 0 | 0 | 0 | 0 | 0 | 0 | 0 | 0 | 0
F11_Commercial_Interruptible - Health_New_Space Heating_Natural Gas_Gas Boiler - Steam Trap Replacement_A_Achievable Technical Potential | F11 | Commercial | Interruptible - Health | New | Space Heating | Natural Gas | Gas Boiler - Steam Trap Replacement | A | Purchases (Cumulative) | Achievable Technical Potential | 0 | 0 | 0 | 0 | 0 | 0 | 0 | 0 | 0 | 0 | 0 | 0 | 0 | 0 | 0 | 0 | 0 | 0 | 0 | 0 | 0 | 0 | 0 | 0 | 0 | 0 | 0
F1_Commercial_Interruptible - Health_New_Space Heating_Natural Gas_Gas Boiler - High Turndown Burner_A_Achievable Technical Potential | F1 | Commercial | Interruptible - Health | New | Space Heating | Natural Gas | Gas Boiler - High Turndown Burner | A | Integrated Unit Energy Savings (kWh or therms) | Achievable Technical Potential | 0 | 0 | 0 | 0 | 0 | 0 | 0 | 0 | 0 | 0 | 0 | 0 | 0 | 0 | 0 | 0 | 0 | 0 | 0 | 0 | 0 | 0 | 0 | 0 | 0 | 0 | 0
F2_Commercial_Interruptible - Health_New_Space Heating_Natural Gas_Gas Boiler - High Turndown Burner_A_Achievable Technical Potential | F2 | Commercial | Interruptible - Health | New | Space Heating | Natural Gas | Gas Boiler - High Turndown Burner | A | Integrated Unit Summer Peak Savings (kW) | Achievable Technical Potential | 0 | 0 | 0 | 0 | 0 | 0 | 0 | 0 | 0 | 0 | 0 | 0 | 0 | 0 | 0 | 0 | 0 | 0 | 0 | 0 | 0 | 0 | 0 | 0 | 0 | 0 | 0
F3_Commercial_Interruptible - Health_New_Space Heating_Natural Gas_Gas Boiler - High Turndown Burner_A_Achievable Technical Potential | F3 | Commercial | Interruptible - Health | New | Space Heating | Natural Gas | Gas Boiler - High Turndown Burner | A | Integrated Unit Winter Peak Savings (kW) | Achievable Technical Potential | 0 | 0 | 0 | 0 | 0 | 0 | 0 | 0 | 0 | 0 | 0 | 0 | 0 | 0 | 0 | 0 | 0 | 0 | 0 | 0 | 0 | 0 | 0 | 0 | 0 | 0 | 0
F4_Commercial_Interruptible - Health_New_Space Heating_Natural Gas_Gas Boiler - High Turndown Burner_A_Achievable Technical Potential | F4 | Commercial | Interruptible - Health | New | Space Heating | Natural Gas | Gas Boiler - High Turndown Burner | A | Incremental Energy Savings (MWh or mTherms) | Achievable Technical Potential | 0 | 0 | 0 | 0 | 0 | 0 | 0 | 0 | 0 | 0 | 0 | 0 | 0 | 0 | 0 | 0 | 0 | 0 | 0 | 0 | 0 | 0 | 0 | 0 | 0 | 0 | 0
F5_Commercial_Interruptible - Health_New_Space Heating_Natural Gas_Gas Boiler - High Turndown Burner_A_Achievable Technical Potential | F5 | Commercial | Interruptible - Health | New | Space Heating | Natural Gas | Gas Boiler - High Turndown Burner | A | Incremental Summer Peak Savings (MW) | Achievable Technical Potential | 0 | 0 | 0 | 0 | 0 | 0 | 0 | 0 | 0 | 0 | 0 | 0 | 0 | 0 | 0 | 0 | 0 | 0 | 0 | 0 | 0 | 0 | 0 | 0 | 0 | 0 | 0
F6_Commercial_Interruptible - Health_New_Space Heating_Natural Gas_Gas Boiler - High Turndown Burner_A_Achievable Technical Potential | F6 | Commercial | Interruptible - Health | New | Space Heating | Natural Gas | Gas Boiler - High Turndown Burner | A | Incremental Winter Peak Savings (MW) | Achievable Technical Potential | 0 | 0 | 0 | 0 | 0 | 0 | 0 | 0 | 0 | 0 | 0 | 0 | 0 | 0 | 0 | 0 | 0 | 0 | 0 | 0 | 0 | 0 | 0 | 0 | 0 | 0 | 0
F7_Commercial_Interruptible - Health_New_Space Heating_Natural Gas_Gas Boiler - High Turndown Burner_A_Achievable Technical Potential | F7 | Commercial | Interruptible - Health | New | Space Heating | Natural Gas | Gas Boiler - High Turndown Burner | A | Cumulative Energy Savings (MWh or mTherms) | Achievable Technical Potential | 0 | 0 | 0 | 0 | 0 | 0 | 0 | 0 | 0 | 0 | 0 | 0 | 0 | 0 | 0 | 0 | 0 | 0 | 0 | 0 | 0 | 0 | 0 | 0 | 0 | 0 | 0
F8_Commercial_Interruptible - Health_New_Space Heating_Natural Gas_Gas Boiler - High Turndown Burner_A_Achievable Technical Potential | F8 | Commercial | Interruptible - Health | New | Space Heating | Natural Gas | Gas Boiler - High Turndown Burner | A | Cumulative Summer Peak Savings (MW) | Achievable Technical Potential | 0 | 0 | 0 | 0 | 0 | 0 | 0 | 0 | 0 | 0 | 0 | 0 | 0 | 0 | 0 | 0 | 0 | 0 | 0 | 0 | 0 | 0 | 0 | 0 | 0 | 0 | 0
F9_Commercial_Interruptible - Health_New_Space Heating_Natural Gas_Gas Boiler - High Turndown Burner_A_Achievable Technical Potential | F9 | Commercial | Interruptible - Health | New | Space Heating | Natural Gas | Gas Boiler - High Turndown Burner | A | Cumulative Winter Peak Savings (MW) | Achievable Technical Potential | 0 | 0 | 0 | 0 | 0 | 0 | 0 | 0 | 0 | 0 | 0 | 0 | 0 | 0 | 0 | 0 | 0 | 0 | 0 | 0 | 0 | 0 | 0 | 0 | 0 | 0 | 0
F10_Commercial_Interruptible - Health_New_Space Heating_Natural Gas_Gas Boiler - High Turndown Burner_A_Achievable Technical Potential | F10 | Commercial | Interruptible - Health | New | Space Heating | Natural Gas | Gas Boiler - High Turndown Burner | A | Purchases (Incremental) | Achievable Technical Potential | 0 | 0 | 0 | 0 | 0 | 0 | 0 | 0 | 0 | 0 | 0 | 0 | 0 | 0 | 0 | 0 | 0 | 0 | 0 | 0 | 0 | 0 | 0 | 0 | 0 | 0 | 0
F11_Commercial_Interruptible - Health_New_Space Heating_Natural Gas_Gas Boiler - High Turndown Burner_A_Achievable Technical Potential | F11 | Commercial | Interruptible - Health | New | Space Heating | Natural Gas | Gas Boiler - High Turndown Burner | A | Purchases (Cumulative) | Achievable Technical Potential | 0 | 0 | 0 | 0 | 0 | 0 | 0 | 0 | 0 | 0 | 0 | 0 | 0 | 0 | 0 | 0 | 0 | 0 | 0 | 0 | 0 | 0 | 0 | 0 | 0 | 0 | 0
F1_Commercial_Interruptible - Health_New_Space Heating_Natural Gas_Gas Boiler - Burner Control Optimization_A_Achievable Technical Potential | F1 | Commercial | Interruptible - Health | New | Space Heating | Natural Gas | Gas Boiler - Burner Control Optimization | A | Integrated Unit Energy Savings (kWh or therms) | Achievable Technical Potential | 0 | 0 | 0 | 0 | 0 | 0 | 0 | 0 | 0 | 0 | 0 | 0 | 0 | 0 | 0 | 0 | 0 | 0 | 0 | 0 | 0 | 0 | 0 | 0 | 0 | 0 | 0
F2_Commercial_Interruptible - Health_New_Space Heating_Natural Gas_Gas Boiler - Burner Control Optimization_A_Achievable Technical Potential | F2 | Commercial | Interruptible - Health | New | Space Heating | Natural Gas | Gas Boiler - Burner Control Optimization | A | Integrated Unit Summer Peak Savings (kW) | Achievable Technical Potential | 0 | 0 | 0 | 0 | 0 | 0 | 0 | 0 | 0 | 0 | 0 | 0 | 0 | 0 | 0 | 0 | 0 | 0 | 0 | 0 | 0 | 0 | 0 | 0 | 0 | 0 | 0
F3_Commercial_Interruptible - Health_New_Space Heating_Natural Gas_Gas Boiler - Burner Control Optimization_A_Achievable Technical Potential | F3 | Commercial | Interruptible - Health | New | Space Heating | Natural Gas | Gas Boiler - Burner Control Optimization | A | Integrated Unit Winter Peak Savings (kW) | Achievable Technical Potential | 0 | 0 | 0 | 0 | 0 | 0 | 0 | 0 | 0 | 0 | 0 | 0 | 0 | 0 | 0 | 0 | 0 | 0 | 0 | 0 | 0 | 0 | 0 | 0 | 0 | 0 | 0
F4_Commercial_Interruptible - Health_New_Space Heating_Natural Gas_Gas Boiler - Burner Control Optimization_A_Achievable Technical Potential | F4 | Commercial | Interruptible - Health | New | Space Heating | Natural Gas | Gas Boiler - Burner Control Optimization | A | Incremental Energy Savings (MWh or mTherms) | Achievable Technical Potential | 0 | 0 | 0 | 0 | 0 | 0 | 0 | 0 | 0 | 0 | 0 | 0 | 0 | 0 | 0 | 0 | 0 | 0 | 0 | 0 | 0 | 0 | 0 | 0 | 0 | 0 | 0
F5_Commercial_Interruptible - Health_New_Space Heating_Natural Gas_Gas Boiler - Burner Control Optimization_A_Achievable Technical Potential | F5 | Commercial | Interruptible - Health | New | Space Heating | Natural Gas | Gas Boiler - Burner Control Optimization | A | Incremental Summer Peak Savings (MW) | Achievable Technical Potential | 0 | 0 | 0 | 0 | 0 | 0 | 0 | 0 | 0 | 0 | 0 | 0 | 0 | 0 | 0 | 0 | 0 | 0 | 0 | 0 | 0 | 0 | 0 | 0 | 0 | 0 | 0
F6_Commercial_Interruptible - Health_New_Space Heating_Natural Gas_Gas Boiler - Burner Control Optimization_A_Achievable Technical Potential | F6 | Commercial | Interruptible - Health | New | Space Heating | Natural Gas | Gas Boiler - Burner Control Optimization | A | Incremental Winter Peak Savings (MW) | Achievable Technical Potential | 0 | 0 | 0 | 0 | 0 | 0 | 0 | 0 | 0 | 0 | 0 | 0 | 0 | 0 | 0 | 0 | 0 | 0 | 0 | 0 | 0 | 0 | 0 | 0 | 0 | 0 | 0
F7_Commercial_Interruptible - Health_New_Space Heating_Natural Gas_Gas Boiler - Burner Control Optimization_A_Achievable Technical Potential | F7 | Commercial | Interruptible - Health | New | Space Heating | Natural Gas | Gas Boiler - Burner Control Optimization | A | Cumulative Energy Savings (MWh or mTherms) | Achievable Technical Potential | 0 | 0 | 0 | 0 | 0 | 0 | 0 | 0 | 0 | 0 | 0 | 0 | 0 | 0 | 0 | 0 | 0 | 0 | 0 | 0 | 0 | 0 | 0 | 0 | 0 | 0 | 0
F8_Commercial_Interruptible - Health_New_Space Heating_Natural Gas_Gas Boiler - Burner Control Optimization_A_Achievable Technical Potential | F8 | Commercial | Interruptible - Health | New | Space Heating | Natural Gas | Gas Boiler - Burner Control Optimization | A | Cumulative Summer Peak Savings (MW) | Achievable Technical Potential | 0 | 0 | 0 | 0 | 0 | 0 | 0 | 0 | 0 | 0 | 0 | 0 | 0 | 0 | 0 | 0 | 0 | 0 | 0 | 0 | 0 | 0 | 0 | 0 | 0 | 0 | 0
F9_Commercial_Interruptible - Health_New_Space Heating_Natural Gas_Gas Boiler - Burner Control Optimization_A_Achievable Technical Potential | F9 | Commercial | Interruptible - Health | New | Space Heating | Natural Gas | Gas Boiler - Burner Control Optimization | A | Cumulative Winter Peak Savings (MW) | Achievable Technical Potential | 0 | 0 | 0 | 0 | 0 | 0 | 0 | 0 | 0 | 0 | 0 | 0 | 0 | 0 | 0 | 0 | 0 | 0 | 0 | 0 | 0 | 0 | 0 | 0 | 0 | 0 | 0
F10_Commercial_Interruptible - Health_New_Space Heating_Natural Gas_Gas Boiler - Burner Control Optimization_A_Achievable Technical Potential | F10 | Commercial | Interruptible - Health | New | Space Heating | Natural Gas | Gas Boiler - Burner Control Optimization | A | Purchases (Incremental) | Achievable Technical Potential | 0 | 0 | 0 | 0 | 0 | 0 | 0 | 0 | 0 | 0 | 0 | 0 | 0 | 0 | 0 | 0 | 0 | 0 | 0 | 0 | 0 | 0 | 0 | 0 | 0 | 0 | 0
F11_Commercial_Interruptible - Health_New_Space Heating_Natural Gas_Gas Boiler - Burner Control Optimization_A_Achievable Technical Potential | F11 | Commercial | Interruptible - Health | New | Space Heating | Natural Gas | Gas Boiler - Burner Control Optimization | A | Purchases (Cumulative) | Achievable Technical Potential | 0 | 0 | 0 | 0 | 0 | 0 | 0 | 0 | 0 | 0 | 0 | 0 | 0 | 0 | 0 | 0 | 0 | 0 | 0 | 0 | 0 | 0 | 0 | 0 | 0 | 0 | 0
F1_Commercial_Interruptible - Health_New_Space Heating_Natural Gas_Gas Boiler - Stack Economizer_A_Achievable Technical Potential | F1 | Commercial | Interruptible - Health | New | Space Heating | Natural Gas | Gas Boiler - Stack Economizer | A | Integrated Unit Energy Savings (kWh or therms) | Achievable Technical Potential | 0 | 0 | 0 | 0 | 0 | 0 | 0 | 0 | 0 | 0 | 0 | 0 | 0 | 0 | 0 | 0 | 0 | 0 | 0 | 0 | 0 | 0 | 0 | 0 | 0 | 0 | 0
F2_Commercial_Interruptible - Health_New_Space Heating_Natural Gas_Gas Boiler - Stack Economizer_A_Achievable Technical Potential | F2 | Commercial | Interruptible - Health | New | Space Heating | Natural Gas | Gas Boiler - Stack Economizer | A | Integrated Unit Summer Peak Savings (kW) | Achievable Technical Potential | 0 | 0 | 0 | 0 | 0 | 0 | 0 | 0 | 0 | 0 | 0 | 0 | 0 | 0 | 0 | 0 | 0 | 0 | 0 | 0 | 0 | 0 | 0 | 0 | 0 | 0 | 0
F3_Commercial_Interruptible - Health_New_Space Heating_Natural Gas_Gas Boiler - Stack Economizer_A_Achievable Technical Potential | F3 | Commercial | Interruptible - Health | New | Space Heating | Natural Gas | Gas Boiler - Stack Economizer | A | Integrated Unit Winter Peak Savings (kW) | Achievable Technical Potential | 0 | 0 | 0 | 0 | 0 | 0 | 0 | 0 | 0 | 0 | 0 | 0 | 0 | 0 | 0 | 0 | 0 | 0 | 0 | 0 | 0 | 0 | 0 | 0 | 0 | 0 | 0
F4_Commercial_Interruptible - Health_New_Space Heating_Natural Gas_Gas Boiler - Stack Economizer_A_Achievable Technical Potential | F4 | Commercial | Interruptible - Health | New | Space Heating | Natural Gas | Gas Boiler - Stack Economizer | A | Incremental Energy Savings (MWh or mTherms) | Achievable Technical Potential | 0 | 0 | 0 | 0 | 0 | 0 | 0 | 0 | 0 | 0 | 0 | 0 | 0 | 0 | 0 | 0 | 0 | 0 | 0 | 0 | 0 | 0 | 0 | 0 | 0 | 0 | 0
F5_Commercial_Interruptible - Health_New_Space Heating_Natural Gas_Gas Boiler - Stack Economizer_A_Achievable Technical Potential | F5 | Commercial | Interruptible - Health | New | Space Heating | Natural Gas | Gas Boiler - Stack Economizer | A | Incremental Summer Peak Savings (MW) | Achievable Technical Potential | 0 | 0 | 0 | 0 | 0 | 0 | 0 | 0 | 0 | 0 | 0 | 0 | 0 | 0 | 0 | 0 | 0 | 0 | 0 | 0 | 0 | 0 | 0 | 0 | 0 | 0 | 0
F6_Commercial_Interruptible - Health_New_Space Heating_Natural Gas_Gas Boiler - Stack Economizer_A_Achievable Technical Potential | F6 | Commercial | Interruptible - Health | New | Space Heating | Natural Gas | Gas Boiler - Stack Economizer | A | Incremental Winter Peak Savings (MW) | Achievable Technical Potential | 0 | 0 | 0 | 0 | 0 | 0 | 0 | 0 | 0 | 0 | 0 | 0 | 0 | 0 | 0 | 0 | 0 | 0 | 0 | 0 | 0 | 0 | 0 | 0 | 0 | 0 | 0
F7_Commercial_Interruptible - Health_New_Space Heating_Natural Gas_Gas Boiler - Stack Economizer_A_Achievable Technical Potential | F7 | Commercial | Interruptible - Health | New | Space Heating | Natural Gas | Gas Boiler - Stack Economizer | A | Cumulative Energy Savings (MWh or mTherms) | Achievable Technical Potential | 0 | 0 | 0 | 0 | 0 | 0 | 0 | 0 | 0 | 0 | 0 | 0 | 0 | 0 | 0 | 0 | 0 | 0 | 0 | 0 | 0 | 0 | 0 | 0 | 0 | 0 | 0
F8_Commercial_Interruptible - Health_New_Space Heating_Natural Gas_Gas Boiler - Stack Economizer_A_Achievable Technical Potential | F8 | Commercial | Interruptible - Health | New | Space Heating | Natural Gas | Gas Boiler - Stack Economizer | A | Cumulative Summer Peak Savings (MW) | Achievable Technical Potential | 0 | 0 | 0 | 0 | 0 | 0 | 0 | 0 | 0 | 0 | 0 | 0 | 0 | 0 | 0 | 0 | 0 | 0 | 0 | 0 | 0 | 0 | 0 | 0 | 0 | 0 | 0
F9_Commercial_Interruptible - Health_New_Space Heating_Natural Gas_Gas Boiler - Stack Economizer_A_Achievable Technical Potential | F9 | Commercial | Interruptible - Health | New | Space Heating | Natural Gas | Gas Boiler - Stack Economizer | A | Cumulative Winter Peak Savings (MW) | Achievable Technical Potential | 0 | 0 | 0 | 0 | 0 | 0 | 0 | 0 | 0 | 0 | 0 | 0 | 0 | 0 | 0 | 0 | 0 | 0 | 0 | 0 | 0 | 0 | 0 | 0 | 0 | 0 | 0
F10_Commercial_Interruptible - Health_New_Space Heating_Natural Gas_Gas Boiler - Stack Economizer_A_Achievable Technical Potential | F10 | Commercial | Interruptible - Health | New | Space Heating | Natural Gas | Gas Boiler - Stack Economizer | A | Purchases (Incremental) | Achievable Technical Potential | 0 | 0 | 0 | 0 | 0 | 0 | 0 | 0 | 0 | 0 | 0 | 0 | 0 | 0 | 0 | 0 | 0 | 0 | 0 | 0 | 0 | 0 | 0 | 0 | 0 | 0 | 0
F11_Commercial_Interruptible - Health_New_Space Heating_Natural Gas_Gas Boiler - Stack Economizer_A_Achievable Technical Potential | F11 | Commercial | Interruptible - Health | New | Space Heating | Natural Gas | Gas Boiler - Stack Economizer | A | Purchases (Cumulative) | Achievable Technical Potential | 0 | 0 | 0 | 0 | 0 | 0 | 0 | 0 | 0 | 0 | 0 | 0 | 0 | 0 | 0 | 0 | 0 | 0 | 0 | 0 | 0 | 0 | 0 | 0 | 0 | 0 | 0
F1_Commercial_Interruptible - Health_New_Space Heating_Natural Gas_Gas Boiler - Thermostatic Radiator Valves_A_Achievable Technical Potential | F1 | Commercial | Interruptible - Health | New | Space Heating | Natural Gas | Gas Boiler - Thermostatic Radiator Valves | A | Integrated Unit Energy Savings (kWh or therms) | Achievable Technical Potential | 0 | 0 | 0 | 0 | 0 | 0 | 0 | 0 | 0 | 0 | 0 | 0 | 0 | 0 | 0 | 0 | 0 | 0 | 0 | 0 | 0 | 0 | 0 | 0 | 0 | 0 | 0
F2_Commercial_Interruptible - Health_New_Space Heating_Natural Gas_Gas Boiler - Thermostatic Radiator Valves_A_Achievable Technical Potential | F2 | Commercial | Interruptible - Health | New | Space Heating | Natural Gas | Gas Boiler - Thermostatic Radiator Valves | A | Integrated Unit Summer Peak Savings (kW) | Achievable Technical Potential | 0 | 0 | 0 | 0 | 0 | 0 | 0 | 0 | 0 | 0 | 0 | 0 | 0 | 0 | 0 | 0 | 0 | 0 | 0 | 0 | 0 | 0 | 0 | 0 | 0 | 0 | 0
F3_Commercial_Interruptible - Health_New_Space Heating_Natural Gas_Gas Boiler - Thermostatic Radiator Valves_A_Achievable Technical Potential | F3 | Commercial | Interruptible - Health | New | Space Heating | Natural Gas | Gas Boiler - Thermostatic Radiator Valves | A | Integrated Unit Winter Peak Savings (kW) | Achievable Technical Potential | 0 | 0 | 0 | 0 | 0 | 0 | 0 | 0 | 0 | 0 | 0 | 0 | 0 | 0 | 0 | 0 | 0 | 0 | 0 | 0 | 0 | 0 | 0 | 0 | 0 | 0 | 0
F4_Commercial_Interruptible - Health_New_Space Heating_Natural Gas_Gas Boiler - Thermostatic Radiator Valves_A_Achievable Technical Potential | F4 | Commercial | Interruptible - Health | New | Space Heating | Natural Gas | Gas Boiler - Thermostatic Radiator Valves | A | Incremental Energy Savings (MWh or mTherms) | Achievable Technical Potential | 0 | 0 | 0 | 0 | 0 | 0 | 0 | 0 | 0 | 0 | 0 | 0 | 0 | 0 | 0 | 0 | 0 | 0 | 0 | 0 | 0 | 0 | 0 | 0 | 0 | 0 | 0
F5_Commercial_Interruptible - Health_New_Space Heating_Natural Gas_Gas Boiler - Thermostatic Radiator Valves_A_Achievable Technical Potential | F5 | Commercial | Interruptible - Health | New | Space Heating | Natural Gas | Gas Boiler - Thermostatic Radiator Valves | A | Incremental Summer Peak Savings (MW) | Achievable Technical Potential | 0 | 0 | 0 | 0 | 0 | 0 | 0 | 0 | 0 | 0 | 0 | 0 | 0 | 0 | 0 | 0 | 0 | 0 | 0 | 0 | 0 | 0 | 0 | 0 | 0 | 0 | 0
F6_Commercial_Interruptible - Health_New_Space Heating_Natural Gas_Gas Boiler - Thermostatic Radiator Valves_A_Achievable Technical Potential | F6 | Commercial | Interruptible - Health | New | Space Heating | Natural Gas | Gas Boiler - Thermostatic Radiator Valves | A | Incremental Winter Peak Savings (MW) | Achievable Technical Potential | 0 | 0 | 0 | 0 | 0 | 0 | 0 | 0 | 0 | 0 | 0 | 0 | 0 | 0 | 0 | 0 | 0 | 0 | 0 | 0 | 0 | 0 | 0 | 0 | 0 | 0 | 0
F7_Commercial_Interruptible - Health_New_Space Heating_Natural Gas_Gas Boiler - Thermostatic Radiator Valves_A_Achievable Technical Potential | F7 | Commercial | Interruptible - Health | New | Space Heating | Natural Gas | Gas Boiler - Thermostatic Radiator Valves | A | Cumulative Energy Savings (MWh or mTherms) | Achievable Technical Potential | 0 | 0 | 0 | 0 | 0 | 0 | 0 | 0 | 0 | 0 | 0 | 0 | 0 | 0 | 0 | 0 | 0 | 0 | 0 | 0 | 0 | 0 | 0 | 0 | 0 | 0 | 0
F8_Commercial_Interruptible - Health_New_Space Heating_Natural Gas_Gas Boiler - Thermostatic Radiator Valves_A_Achievable Technical Potential | F8 | Commercial | Interruptible - Health | New | Space Heating | Natural Gas | Gas Boiler - Thermostatic Radiator Valves | A | Cumulative Summer Peak Savings (MW) | Achievable Technical Potential | 0 | 0 | 0 | 0 | 0 | 0 | 0 | 0 | 0 | 0 | 0 | 0 | 0 | 0 | 0 | 0 | 0 | 0 | 0 | 0 | 0 | 0 | 0 | 0 | 0 | 0 | 0
F9_Commercial_Interruptible - Health_New_Space Heating_Natural Gas_Gas Boiler - Thermostatic Radiator Valves_A_Achievable Technical Potential | F9 | Commercial | Interruptible - Health | New | Space Heating | Natural Gas | Gas Boiler - Thermostatic Radiator Valves | A | Cumulative Winter Peak Savings (MW) | Achievable Technical Potential | 0 | 0 | 0 | 0 | 0 | 0 | 0 | 0 | 0 | 0 | 0 | 0 | 0 | 0 | 0 | 0 | 0 | 0 | 0 | 0 | 0 | 0 | 0 | 0 | 0 | 0 | 0
F10_Commercial_Interruptible - Health_New_Space Heating_Natural Gas_Gas Boiler - Thermostatic Radiator Valves_A_Achievable Technical Potential | F10 | Commercial | Interruptible - Health | New | Space Heating | Natural Gas | Gas Boiler - Thermostatic Radiator Valves | A | Purchases (Incremental) | Achievable Technical Potential | 0 | 0 | 0 | 0 | 0 | 0 | 0 | 0 | 0 | 0 | 0 | 0 | 0 | 0 | 0 | 0 | 0 | 0 | 0 | 0 | 0 | 0 | 0 | 0 | 0 | 0 | 0
F11_Commercial_Interruptible - Health_New_Space Heating_Natural Gas_Gas Boiler - Thermostatic Radiator Valves_A_Achievable Technical Potential | F11 | Commercial | Interruptible - Health | New | Space Heating | Natural Gas | Gas Boiler - Thermostatic Radiator Valves | A | Purchases (Cumulative) | Achievable Technical Potential | 0 | 0 | 0 | 0 | 0 | 0 | 0 | 0 | 0 | 0 | 0 | 0 | 0 | 0 | 0 | 0 | 0 | 0 | 0 | 0 | 0 | 0 | 0 | 0 | 0 | 0 | 0
F1_Commercial_Interruptible - Health_New_Space Heating_Natural Gas_HVAC - Shut Off Damper_A_Achievable Technical Potential | F1 | Commercial | Interruptible - Health | New | Space Heating | Natural Gas | HVAC - Shut Off Damper | A | Integrated Unit Energy Savings (kWh or therms) | Achievable Technical Potential | 0 | 0 | 0 | 0 | 0 | 0 | 0 | 0 | 0 | 0 | 0 | 0 | 0 | 0 | 0 | 0 | 0 | 0 | 0 | 0 | 0 | 0 | 0 | 0 | 0 | 0 | 0
F2_Commercial_Interruptible - Health_New_Space Heating_Natural Gas_HVAC - Shut Off Damper_A_Achievable Technical Potential | F2 | Commercial | Interruptible - Health | New | Space Heating | Natural Gas | HVAC - Shut Off Damper | A | Integrated Unit Summer Peak Savings (kW) | Achievable Technical Potential | 0 | 0 | 0 | 0 | 0 | 0 | 0 | 0 | 0 | 0 | 0 | 0 | 0 | 0 | 0 | 0 | 0 | 0 | 0 | 0 | 0 | 0 | 0 | 0 | 0 | 0 | 0
F3_Commercial_Interruptible - Health_New_Space Heating_Natural Gas_HVAC - Shut Off Damper_A_Achievable Technical Potential | F3 | Commercial | Interruptible - Health | New | Space Heating | Natural Gas | HVAC - Shut Off Damper | A | Integrated Unit Winter Peak Savings (kW) | Achievable Technical Potential | 0 | 0 | 0 | 0 | 0 | 0 | 0 | 0 | 0 | 0 | 0 | 0 | 0 | 0 | 0 | 0 | 0 | 0 | 0 | 0 | 0 | 0 | 0 | 0 | 0 | 0 | 0
F4_Commercial_Interruptible - Health_New_Space Heating_Natural Gas_HVAC - Shut Off Damper_A_Achievable Technical Potential | F4 | Commercial | Interruptible - Health | New | Space Heating | Natural Gas | HVAC - Shut Off Damper | A | Incremental Energy Savings (MWh or mTherms) | Achievable Technical Potential | 0 | 0 | 0 | 0 | 0 | 0 | 0 | 0 | 0 | 0 | 0 | 0 | 0 | 0 | 0 | 0 | 0 | 0 | 0 | 0 | 0 | 0 | 0 | 0 | 0 | 0 | 0
F5_Commercial_Interruptible - Health_New_Space Heating_Natural Gas_HVAC - Shut Off Damper_A_Achievable Technical Potential | F5 | Commercial | Interruptible - Health | New | Space Heating | Natural Gas | HVAC - Shut Off Damper | A | Incremental Summer Peak Savings (MW) | Achievable Technical Potential | 0 | 0 | 0 | 0 | 0 | 0 | 0 | 0 | 0 | 0 | 0 | 0 | 0 | 0 | 0 | 0 | 0 | 0 | 0 | 0 | 0 | 0 | 0 | 0 | 0 | 0 | 0
F6_Commercial_Interruptible - Health_New_Space Heating_Natural Gas_HVAC - Shut Off Damper_A_Achievable Technical Potential | F6 | Commercial | Interruptible - Health | New | Space Heating | Natural Gas | HVAC - Shut Off Damper | A | Incremental Winter Peak Savings (MW) | Achievable Technical Potential | 0 | 0 | 0 | 0 | 0 | 0 | 0 | 0 | 0 | 0 | 0 | 0 | 0 | 0 | 0 | 0 | 0 | 0 | 0 | 0 | 0 | 0 | 0 | 0 | 0 | 0 | 0
F7_Commercial_Interruptible - Health_New_Space Heating_Natural Gas_HVAC - Shut Off Damper_A_Achievable Technical Potential | F7 | Commercial | Interruptible - Health | New | Space Heating | Natural Gas | HVAC - Shut Off Damper | A | Cumulative Energy Savings (MWh or mTherms) | Achievable Technical Potential | 0 | 0 | 0 | 0 | 0 | 0 | 0 | 0 | 0 | 0 | 0 | 0 | 0 | 0 | 0 | 0 | 0 | 0 | 0 | 0 | 0 | 0 | 0 | 0 | 0 | 0 | 0
F8_Commercial_Interruptible - Health_New_Space Heating_Natural Gas_HVAC - Shut Off Damper_A_Achievable Technical Potential | F8 | Commercial | Interruptible - Health | New | Space Heating | Natural Gas | HVAC - Shut Off Damper | A | Cumulative Summer Peak Savings (MW) | Achievable Technical Potential | 0 | 0 | 0 | 0 | 0 | 0 | 0 | 0 | 0 | 0 | 0 | 0 | 0 | 0 | 0 | 0 | 0 | 0 | 0 | 0 | 0 | 0 | 0 | 0 | 0 | 0 | 0
F9_Commercial_Interruptible - Health_New_Space Heating_Natural Gas_HVAC - Shut Off Damper_A_Achievable Technical Potential | F9 | Commercial | Interruptible - Health | New | Space Heating | Natural Gas | HVAC - Shut Off Damper | A | Cumulative Winter Peak Savings (MW) | Achievable Technical Potential | 0 | 0 | 0 | 0 | 0 | 0 | 0 | 0 | 0 | 0 | 0 | 0 | 0 | 0 | 0 | 0 | 0 | 0 | 0 | 0 | 0 | 0 | 0 | 0 | 0 | 0 | 0
F10_Commercial_Interruptible - Health_New_Space Heating_Natural Gas_HVAC - Shut Off Damper_A_Achievable Technical Potential | F10 | Commercial | Interruptible - Health | New | Space Heating | Natural Gas | HVAC - Shut Off Damper | A | Purchases (Incremental) | Achievable Technical Potential | 0 | 0 | 0 | 0 | 0 | 0 | 0 | 0 | 0 | 0 | 0 | 0 | 0 | 0 | 0 | 0 | 0 | 0 | 0 | 0 | 0 | 0 | 0 | 0 | 0 | 0 | 0
F11_Commercial_Interruptible - Health_New_Space Heating_Natural Gas_HVAC - Shut Off Damper_A_Achievable Technical Potential | F11 | Commercial | Interruptible - Health | New | Space Heating | Natural Gas | HVAC - Shut Off Damper | A | Purchases (Cumulative) | Achievable Technical Potential | 0 | 0 | 0 | 0 | 0 | 0 | 0 | 0 | 0 | 0 | 0 | 0 | 0 | 0 | 0 | 0 | 0 | 0 | 0 | 0 | 0 | 0 | 0 | 0 | 0 | 0 | 0
F1_Commercial_Interruptible - Health_New_Space Heating_Natural Gas_Gas Furnace - Tube Inserts_A_Achievable Technical Potential | F1 | Commercial | Interruptible - Health | New | Space Heating | Natural Gas | Gas Furnace - Tube Inserts | A | Integrated Unit Energy Savings (kWh or therms) | Achievable Technical Potential | 0 | 0 | 0 | 0 | 0 | 0 | 0 | 0 | 0 | 0 | 0 | 0 | 0 | 0 | 0 | 0 | 0 | 0 | 0 | 0 | 0 | 0 | 0 | 0 | 0 | 0 | 0
F2_Commercial_Interruptible - Health_New_Space Heating_Natural Gas_Gas Furnace - Tube Inserts_A_Achievable Technical Potential | F2 | Commercial | Interruptible - Health | New | Space Heating | Natural Gas | Gas Furnace - Tube Inserts | A | Integrated Unit Summer Peak Savings (kW) | Achievable Technical Potential | 0 | 0 | 0 | 0 | 0 | 0 | 0 | 0 | 0 | 0 | 0 | 0 | 0 | 0 | 0 | 0 | 0 | 0 | 0 | 0 | 0 | 0 | 0 | 0 | 0 | 0 | 0
F3_Commercial_Interruptible - Health_New_Space Heating_Natural Gas_Gas Furnace - Tube Inserts_A_Achievable Technical Potential | F3 | Commercial | Interruptible - Health | New | Space Heating | Natural Gas | Gas Furnace - Tube Inserts | A | Integrated Unit Winter Peak Savings (kW) | Achievable Technical Potential | 0 | 0 | 0 | 0 | 0 | 0 | 0 | 0 | 0 | 0 | 0 | 0 | 0 | 0 | 0 | 0 | 0 | 0 | 0 | 0 | 0 | 0 | 0 | 0 | 0 | 0 | 0
F4_Commercial_Interruptible - Health_New_Space Heating_Natural Gas_Gas Furnace - Tube Inserts_A_Achievable Technical Potential | F4 | Commercial | Interruptible - Health | New | Space Heating | Natural Gas | Gas Furnace - Tube Inserts | A | Incremental Energy Savings (MWh or mTherms) | Achievable Technical Potential | 0 | 0 | 0 | 0 | 0 | 0 | 0 | 0 | 0 | 0 | 0 | 0 | 0 | 0 | 0 | 0 | 0 | 0 | 0 | 0 | 0 | 0 | 0 | 0 | 0 | 0 | 0
F5_Commercial_Interruptible - Health_New_Space Heating_Natural Gas_Gas Furnace - Tube Inserts_A_Achievable Technical Potential | F5 | Commercial | Interruptible - Health | New | Space Heating | Natural Gas | Gas Furnace - Tube Inserts | A | Incremental Summer Peak Savings (MW) | Achievable Technical Potential | 0 | 0 | 0 | 0 | 0 | 0 | 0 | 0 | 0 | 0 | 0 | 0 | 0 | 0 | 0 | 0 | 0 | 0 | 0 | 0 | 0 | 0 | 0 | 0 | 0 | 0 | 0
F6_Commercial_Interruptible - Health_New_Space Heating_Natural Gas_Gas Furnace - Tube Inserts_A_Achievable Technical Potential | F6 | Commercial | Interruptible - Health | New | Space Heating | Natural Gas | Gas Furnace - Tube Inserts | A | Incremental Winter Peak Savings (MW) | Achievable Technical Potential | 0 | 0 | 0 | 0 | 0 | 0 | 0 | 0 | 0 | 0 | 0 | 0 | 0 | 0 | 0 | 0 | 0 | 0 | 0 | 0 | 0 | 0 | 0 | 0 | 0 | 0 | 0
F7_Commercial_Interruptible - Health_New_Space Heating_Natural Gas_Gas Furnace - Tube Inserts_A_Achievable Technical Potential | F7 | Commercial | Interruptible - Health | New | Space Heating | Natural Gas | Gas Furnace - Tube Inserts | A | Cumulative Energy Savings (MWh or mTherms) | Achievable Technical Potential | 0 | 0 | 0 | 0 | 0 | 0 | 0 | 0 | 0 | 0 | 0 | 0 | 0 | 0 | 0 | 0 | 0 | 0 | 0 | 0 | 0 | 0 | 0 | 0 | 0 | 0 | 0
F8_Commercial_Interruptible - Health_New_Space Heating_Natural Gas_Gas Furnace - Tube Inserts_A_Achievable Technical Potential | F8 | Commercial | Interruptible - Health | New | Space Heating | Natural Gas | Gas Furnace - Tube Inserts | A | Cumulative Summer Peak Savings (MW) | Achievable Technical Potential | 0 | 0 | 0 | 0 | 0 | 0 | 0 | 0 | 0 | 0 | 0 | 0 | 0 | 0 | 0 | 0 | 0 | 0 | 0 | 0 | 0 | 0 | 0 | 0 | 0 | 0 | 0
F9_Commercial_Interruptible - Health_New_Space Heating_Natural Gas_Gas Furnace - Tube Inserts_A_Achievable Technical Potential | F9 | Commercial | Interruptible - Health | New | Space Heating | Natural Gas | Gas Furnace - Tube Inserts | A | Cumulative Winter Peak Savings (MW) | Achievable Technical Potential | 0 | 0 | 0 | 0 | 0 | 0 | 0 | 0 | 0 | 0 | 0 | 0 | 0 | 0 | 0 | 0 | 0 | 0 | 0 | 0 | 0 | 0 | 0 | 0 | 0 | 0 | 0
F10_Commercial_Interruptible - Health_New_Space Heating_Natural Gas_Gas Furnace - Tube Inserts_A_Achievable Technical Potential | F10 | Commercial | Interruptible - Health | New | Space Heating | Natural Gas | Gas Furnace - Tube Inserts | A | Purchases (Incremental) | Achievable Technical Potential | 0 | 0 | 0 | 0 | 0 | 0 | 0 | 0 | 0 | 0 | 0 | 0 | 0 | 0 | 0 | 0 | 0 | 0 | 0 | 0 | 0 | 0 | 0 | 0 | 0 | 0 | 0
F11_Commercial_Interruptible - Health_New_Space Heating_Natural Gas_Gas Furnace - Tube Inserts_A_Achievable Technical Potential | F11 | Commercial | Interruptible - Health | New | Space Heating | Natural Gas | Gas Furnace - Tube Inserts | A | Purchases (Cumulative) | Achievable Technical Potential | 0 | 0 | 0 | 0 | 0 | 0 | 0 | 0 | 0 | 0 | 0 | 0 | 0 | 0 | 0 | 0 | 0 | 0 | 0 | 0 | 0 | 0 | 0 | 0 | 0 | 0 | 0
F1_Commercial_Interruptible - Health_New_Space Heating_Natural Gas_Gas Boiler - Insulate Steam Lines/Condensate Tank_A_Achievable Technical Potential | F1 | Commercial | Interruptible - Health | New | Space Heating | Natural Gas | Gas Boiler - Insulate Steam Lines/Condensate Tank | A | Integrated Unit Energy Savings (kWh or therms) | Achievable Technical Potential | 0 | 0 | 0 | 0 | 0 | 0 | 0 | 0 | 0 | 0 | 0 | 0 | 0 | 0 | 0 | 0 | 0 | 0 | 0 | 0 | 0 | 0 | 0 | 0 | 0 | 0 | 0
F2_Commercial_Interruptible - Health_New_Space Heating_Natural Gas_Gas Boiler - Insulate Steam Lines/Condensate Tank_A_Achievable Technical Potential | F2 | Commercial | Interruptible - Health | New | Space Heating | Natural Gas | Gas Boiler - Insulate Steam Lines/Condensate Tank | A | Integrated Unit Summer Peak Savings (kW) | Achievable Technical Potential | 0 | 0 | 0 | 0 | 0 | 0 | 0 | 0 | 0 | 0 | 0 | 0 | 0 | 0 | 0 | 0 | 0 | 0 | 0 | 0 | 0 | 0 | 0 | 0 | 0 | 0 | 0
F3_Commercial_Interruptible - Health_New_Space Heating_Natural Gas_Gas Boiler - Insulate Steam Lines/Condensate Tank_A_Achievable Technical Potential | F3 | Commercial | Interruptible - Health | New | Space Heating | Natural Gas | Gas Boiler - Insulate Steam Lines/Condensate Tank | A | Integrated Unit Winter Peak Savings (kW) | Achievable Technical Potential | 0 | 0 | 0 | 0 | 0 | 0 | 0 | 0 | 0 | 0 | 0 | 0 | 0 | 0 | 0 | 0 | 0 | 0 | 0 | 0 | 0 | 0 | 0 | 0 | 0 | 0 | 0
F4_Commercial_Interruptible - Health_New_Space Heating_Natural Gas_Gas Boiler - Insulate Steam Lines/Condensate Tank_A_Achievable Technical Potential | F4 | Commercial | Interruptible - Health | New | Space Heating | Natural Gas | Gas Boiler - Insulate Steam Lines/Condensate Tank | A | Incremental Energy Savings (MWh or mTherms) | Achievable Technical Potential | 0 | 0 | 0 | 0 | 0 | 0 | 0 | 0 | 0 | 0 | 0 | 0 | 0 | 0 | 0 | 0 | 0 | 0 | 0 | 0 | 0 | 0 | 0 | 0 | 0 | 0 | 0
F5_Commercial_Interruptible - Health_New_Space Heating_Natural Gas_Gas Boiler - Insulate Steam Lines/Condensate Tank_A_Achievable Technical Potential | F5 | Commercial | Interruptible - Health | New | Space Heating | Natural Gas | Gas Boiler - Insulate Steam Lines/Condensate Tank | A | Incremental Summer Peak Savings (MW) | Achievable Technical Potential | 0 | 0 | 0 | 0 | 0 | 0 | 0 | 0 | 0 | 0 | 0 | 0 | 0 | 0 | 0 | 0 | 0 | 0 | 0 | 0 | 0 | 0 | 0 | 0 | 0 | 0 | 0
F6_Commercial_Interruptible - Health_New_Space Heating_Natural Gas_Gas Boiler - Insulate Steam Lines/Condensate Tank_A_Achievable Technical Potential | F6 | Commercial | Interruptible - Health | New | Space Heating | Natural Gas | Gas Boiler - Insulate Steam Lines/Condensate Tank | A | Incremental Winter Peak Savings (MW) | Achievable Technical Potential | 0 | 0 | 0 | 0 | 0 | 0 | 0 | 0 | 0 | 0 | 0 | 0 | 0 | 0 | 0 | 0 | 0 | 0 | 0 | 0 | 0 | 0 | 0 | 0 | 0 | 0 | 0
F7_Commercial_Interruptible - Health_New_Space Heating_Natural Gas_Gas Boiler - Insulate Steam Lines/Condensate Tank_A_Achievable Technical Potential | F7 | Commercial | Interruptible - Health | New | Space Heating | Natural Gas | Gas Boiler - Insulate Steam Lines/Condensate Tank | A | Cumulative Energy Savings (MWh or mTherms) | Achievable Technical Potential | 0 | 0 | 0 | 0 | 0 | 0 | 0 | 0 | 0 | 0 | 0 | 0 | 0 | 0 | 0 | 0 | 0 | 0 | 0 | 0 | 0 | 0 | 0 | 0 | 0 | 0 | 0
F8_Commercial_Interruptible - Health_New_Space Heating_Natural Gas_Gas Boiler - Insulate Steam Lines/Condensate Tank_A_Achievable Technical Potential | F8 | Commercial | Interruptible - Health | New | Space Heating | Natural Gas | Gas Boiler - Insulate Steam Lines/Condensate Tank | A | Cumulative Summer Peak Savings (MW) | Achievable Technical Potential | 0 | 0 | 0 | 0 | 0 | 0 | 0 | 0 | 0 | 0 | 0 | 0 | 0 | 0 | 0 | 0 | 0 | 0 | 0 | 0 | 0 | 0 | 0 | 0 | 0 | 0 | 0
F9_Commercial_Interruptible - Health_New_Space Heating_Natural Gas_Gas Boiler - Insulate Steam Lines/Condensate Tank_A_Achievable Technical Potential | F9 | Commercial | Interruptible - Health | New | Space Heating | Natural Gas | Gas Boiler - Insulate Steam Lines/Condensate Tank | A | Cumulative Winter Peak Savings (MW) | Achievable Technical Potential | 0 | 0 | 0 | 0 | 0 | 0 | 0 | 0 | 0 | 0 | 0 | 0 | 0 | 0 | 0 | 0 | 0 | 0 | 0 | 0 | 0 | 0 | 0 | 0 | 0 | 0 | 0
F10_Commercial_Interruptible - Health_New_Space Heating_Natural Gas_Gas Boiler - Insulate Steam Lines/Condensate Tank_A_Achievable Technical Potential | F10 | Commercial | Interruptible - Health | New | Space Heating | Natural Gas | Gas Boiler - Insulate Steam Lines/Condensate Tank | A | Purchases (Incremental) | Achievable Technical Potential | 0 | 0 | 0 | 0 | 0 | 0 | 0 | 0 | 0 | 0 | 0 | 0 | 0 | 0 | 0 | 0 | 0 | 0 | 0 | 0 | 0 | 0 | 0 | 0 | 0 | 0 | 0
F11_Commercial_Interruptible - Health_New_Space Heating_Natural Gas_Gas Boiler - Insulate Steam Lines/Condensate Tank_A_Achievable Technical Potential | F11 | Commercial | Interruptible - Health | New | Space Heating | Natural Gas | Gas Boiler - Insulate Steam Lines/Condensate Tank | A | Purchases (Cumulative) | Achievable Technical Potential | 0 | 0 | 0 | 0 | 0 | 0 | 0 | 0 | 0 | 0 | 0 | 0 | 0 | 0 | 0 | 0 | 0 | 0 | 0 | 0 | 0 | 0 | 0 | 0 | 0 | 0 | 0
F1_Commercial_Interruptible - Health_New_Space Heating_Natural Gas_Gas Boiler - Insulate Hot Water Lines_A_Achievable Technical Potential | F1 | Commercial | Interruptible - Health | New | Space Heating | Natural Gas | Gas Boiler - Insulate Hot Water Lines | A | Integrated Unit Energy Savings (kWh or therms) | Achievable Technical Potential | 0 | 0 | 0 | 0 | 0 | 0 | 0 | 0 | 0 | 0 | 0 | 0 | 0 | 0 | 0 | 0 | 0 | 0 | 0 | 0 | 0 | 0 | 0 | 0 | 0 | 0 | 0
F2_Commercial_Interruptible - Health_New_Space Heating_Natural Gas_Gas Boiler - Insulate Hot Water Lines_A_Achievable Technical Potential | F2 | Commercial | Interruptible - Health | New | Space Heating | Natural Gas | Gas Boiler - Insulate Hot Water Lines | A | Integrated Unit Summer Peak Savings (kW) | Achievable Technical Potential | 0 | 0 | 0 | 0 | 0 | 0 | 0 | 0 | 0 | 0 | 0 | 0 | 0 | 0 | 0 | 0 | 0 | 0 | 0 | 0 | 0 | 0 | 0 | 0 | 0 | 0 | 0
F3_Commercial_Interruptible - Health_New_Space Heating_Natural Gas_Gas Boiler - Insulate Hot Water Lines_A_Achievable Technical Potential | F3 | Commercial | Interruptible - Health | New | Space Heating | Natural Gas | Gas Boiler - Insulate Hot Water Lines | A | Integrated Unit Winter Peak Savings (kW) | Achievable Technical Potential | 0 | 0 | 0 | 0 | 0 | 0 | 0 | 0 | 0 | 0 | 0 | 0 | 0 | 0 | 0 | 0 | 0 | 0 | 0 | 0 | 0 | 0 | 0 | 0 | 0 | 0 | 0
F4_Commercial_Interruptible - Health_New_Space Heating_Natural Gas_Gas Boiler - Insulate Hot Water Lines_A_Achievable Technical Potential | F4 | Commercial | Interruptible - Health | New | Space Heating | Natural Gas | Gas Boiler - Insulate Hot Water Lines | A | Incremental Energy Savings (MWh or mTherms) | Achievable Technical Potential | 0 | 0 | 0 | 0 | 0 | 0 | 0 | 0 | 0 | 0 | 0 | 0 | 0 | 0 | 0 | 0 | 0 | 0 | 0 | 0 | 0 | 0 | 0 | 0 | 0 | 0 | 0
F5_Commercial_Interruptible - Health_New_Space Heating_Natural Gas_Gas Boiler - Insulate Hot Water Lines_A_Achievable Technical Potential | F5 | Commercial | Interruptible - Health | New | Space Heating | Natural Gas | Gas Boiler - Insulate Hot Water Lines | A | Incremental Summer Peak Savings (MW) | Achievable Technical Potential | 0 | 0 | 0 | 0 | 0 | 0 | 0 | 0 | 0 | 0 | 0 | 0 | 0 | 0 | 0 | 0 | 0 | 0 | 0 | 0 | 0 | 0 | 0 | 0 | 0 | 0 | 0
F6_Commercial_Interruptible - Health_New_Space Heating_Natural Gas_Gas Boiler - Insulate Hot Water Lines_A_Achievable Technical Potential | F6 | Commercial | Interruptible - Health | New | Space Heating | Natural Gas | Gas Boiler - Insulate Hot Water Lines | A | Incremental Winter Peak Savings (MW) | Achievable Technical Potential | 0 | 0 | 0 | 0 | 0 | 0 | 0 | 0 | 0 | 0 | 0 | 0 | 0 | 0 | 0 | 0 | 0 | 0 | 0 | 0 | 0 | 0 | 0 | 0 | 0 | 0 | 0
F7_Commercial_Interruptible - Health_New_Space Heating_Natural Gas_Gas Boiler - Insulate Hot Water Lines_A_Achievable Technical Potential | F7 | Commercial | Interruptible - Health | New | Space Heating | Natural Gas | Gas Boiler - Insulate Hot Water Lines | A | Cumulative Energy Savings (MWh or mTherms) | Achievable Technical Potential | 0 | 0 | 0 | 0 | 0 | 0 | 0 | 0 | 0 | 0 | 0 | 0 | 0 | 0 | 0 | 0 | 0 | 0 | 0 | 0 | 0 | 0 | 0 | 0 | 0 | 0 | 0
F8_Commercial_Interruptible - Health_New_Space Heating_Natural Gas_Gas Boiler - Insulate Hot Water Lines_A_Achievable Technical Potential | F8 | Commercial | Interruptible - Health | New | Space Heating | Natural Gas | Gas Boiler - Insulate Hot Water Lines | A | Cumulative Summer Peak Savings (MW) | Achievable Technical Potential | 0 | 0 | 0 | 0 | 0 | 0 | 0 | 0 | 0 | 0 | 0 | 0 | 0 | 0 | 0 | 0 | 0 | 0 | 0 | 0 | 0 | 0 | 0 | 0 | 0 | 0 | 0
F9_Commercial_Interruptible - Health_New_Space Heating_Natural Gas_Gas Boiler - Insulate Hot Water Lines_A_Achievable Technical Potential | F9 | Commercial | Interruptible - Health | New | Space Heating | Natural Gas | Gas Boiler - Insulate Hot Water Lines | A | Cumulative Winter Peak Savings (MW) | Achievable Technical Potential | 0 | 0 | 0 | 0 | 0 | 0 | 0 | 0 | 0 | 0 | 0 | 0 | 0 | 0 | 0 | 0 | 0 | 0 | 0 | 0 | 0 | 0 | 0 | 0 | 0 | 0 | 0
F10_Commercial_Interruptible - Health_New_Space Heating_Natural Gas_Gas Boiler - Insulate Hot Water Lines_A_Achievable Technical Potential | F10 | Commercial | Interruptible - Health | New | Space Heating | Natural Gas | Gas Boiler - Insulate Hot Water Lines | A | Purchases (Incremental) | Achievable Technical Potential | 0 | 0 | 0 | 0 | 0 | 0 | 0 | 0 | 0 | 0 | 0 | 0 | 0 | 0 | 0 | 0 | 0 | 0 | 0 | 0 | 0 | 0 | 0 | 0 | 0 | 0 | 0
F11_Commercial_Interruptible - Health_New_Space Heating_Natural Gas_Gas Boiler - Insulate Hot Water Lines_A_Achievable Technical Potential | F11 | Commercial | Interruptible - Health | New | Space Heating | Natural Gas | Gas Boiler - Insulate Hot Water Lines | A | Purchases (Cumulative) | Achievable Technical Potential | 0 | 0 | 0 | 0 | 0 | 0 | 0 | 0 | 0 | 0 | 0 | 0 | 0 | 0 | 0 | 0 | 0 | 0 | 0 | 0 | 0 | 0 | 0 | 0 | 0 | 0 | 0
F1_Commercial_Interruptible - Health_New_Space Heating_Natural Gas_Condensing RTU_A_Achievable Technical Potential | F1 | Commercial | Interruptible - Health | New | Space Heating | Natural Gas | Condensing RTU | A | Integrated Unit Energy Savings (kWh or therms) | Achievable Technical Potential | 0 | 0 | 0 | 0 | 0 | 0 | 0 | 0 | 0 | 0 | 0 | 0 | 0 | 0 | 0 | 0 | 0 | 0 | 0 | 0 | 0 | 0 | 0 | 0 | 0 | 0 | 0
F2_Commercial_Interruptible - Health_New_Space Heating_Natural Gas_Condensing RTU_A_Achievable Technical Potential | F2 | Commercial | Interruptible - Health | New | Space Heating | Natural Gas | Condensing RTU | A | Integrated Unit Summer Peak Savings (kW) | Achievable Technical Potential | 0 | 0 | 0 | 0 | 0 | 0 | 0 | 0 | 0 | 0 | 0 | 0 | 0 | 0 | 0 | 0 | 0 | 0 | 0 | 0 | 0 | 0 | 0 | 0 | 0 | 0 | 0
F3_Commercial_Interruptible - Health_New_Space Heating_Natural Gas_Condensing RTU_A_Achievable Technical Potential | F3 | Commercial | Interruptible - Health | New | Space Heating | Natural Gas | Condensing RTU | A | Integrated Unit Winter Peak Savings (kW) | Achievable Technical Potential | 0 | 0 | 0 | 0 | 0 | 0 | 0 | 0 | 0 | 0 | 0 | 0 | 0 | 0 | 0 | 0 | 0 | 0 | 0 | 0 | 0 | 0 | 0 | 0 | 0 | 0 | 0
F4_Commercial_Interruptible - Health_New_Space Heating_Natural Gas_Condensing RTU_A_Achievable Technical Potential | F4 | Commercial | Interruptible - Health | New | Space Heating | Natural Gas | Condensing RTU | A | Incremental Energy Savings (MWh or mTherms) | Achievable Technical Potential | 0 | 0 | 0 | 0 | 0 | 0 | 0 | 0 | 0 | 0 | 0 | 0 | 0 | 0 | 0 | 0 | 0 | 0 | 0 | 0 | 0 | 0 | 0 | 0 | 0 | 0 | 0
F5_Commercial_Interruptible - Health_New_Space Heating_Natural Gas_Condensing RTU_A_Achievable Technical Potential | F5 | Commercial | Interruptible - Health | New | Space Heating | Natural Gas | Condensing RTU | A | Incremental Summer Peak Savings (MW) | Achievable Technical Potential | 0 | 0 | 0 | 0 | 0 | 0 | 0 | 0 | 0 | 0 | 0 | 0 | 0 | 0 | 0 | 0 | 0 | 0 | 0 | 0 | 0 | 0 | 0 | 0 | 0 | 0 | 0
F6_Commercial_Interruptible - Health_New_Space Heating_Natural Gas_Condensing RTU_A_Achievable Technical Potential | F6 | Commercial | Interruptible - Health | New | Space Heating | Natural Gas | Condensing RTU | A | Incremental Winter Peak Savings (MW) | Achievable Technical Potential | 0 | 0 | 0 | 0 | 0 | 0 | 0 | 0 | 0 | 0 | 0 | 0 | 0 | 0 | 0 | 0 | 0 | 0 | 0 | 0 | 0 | 0 | 0 | 0 | 0 | 0 | 0
F7_Commercial_Interruptible - Health_New_Space Heating_Natural Gas_Condensing RTU_A_Achievable Technical Potential | F7 | Commercial | Interruptible - Health | New | Space Heating | Natural Gas | Condensing RTU | A | Cumulative Energy Savings (MWh or mTherms) | Achievable Technical Potential | 0 | 0 | 0 | 0 | 0 | 0 | 0 | 0 | 0 | 0 | 0 | 0 | 0 | 0 | 0 | 0 | 0 | 0 | 0 | 0 | 0 | 0 | 0 | 0 | 0 | 0 | 0
F8_Commercial_Interruptible - Health_New_Space Heating_Natural Gas_Condensing RTU_A_Achievable Technical Potential | F8 | Commercial | Interruptible - Health | New | Space Heating | Natural Gas | Condensing RTU | A | Cumulative Summer Peak Savings (MW) | Achievable Technical Potential | 0 | 0 | 0 | 0 | 0 | 0 | 0 | 0 | 0 | 0 | 0 | 0 | 0 | 0 | 0 | 0 | 0 | 0 | 0 | 0 | 0 | 0 | 0 | 0 | 0 | 0 | 0
F9_Commercial_Interruptible - Health_New_Space Heating_Natural Gas_Condensing RTU_A_Achievable Technical Potential | F9 | Commercial | Interruptible - Health | New | Space Heating | Natural Gas | Condensing RTU | A | Cumulative Winter Peak Savings (MW) | Achievable Technical Potential | 0 | 0 | 0 | 0 | 0 | 0 | 0 | 0 | 0 | 0 | 0 | 0 | 0 | 0 | 0 | 0 | 0 | 0 | 0 | 0 | 0 | 0 | 0 | 0 | 0 | 0 | 0
F10_Commercial_Interruptible - Health_New_Space Heating_Natural Gas_Condensing RTU_A_Achievable Technical Potential | F10 | Commercial | Interruptible - Health | New | Space Heating | Natural Gas | Condensing RTU | A | Purchases (Incremental) | Achievable Technical Potential | 0 | 0 | 0 | 0 | 0 | 0 | 0 | 0 | 0 | 0 | 0 | 0 | 0 | 0 | 0 | 0 | 0 | 0 | 0 | 0 | 0 | 0 | 0 | 0 | 0 | 0 | 0
F11_Commercial_Interruptible - Health_New_Space Heating_Natural Gas_Condensing RTU_A_Achievable Technical Potential | F11 | Commercial | Interruptible - Health | New | Space Heating | Natural Gas | Condensing RTU | A | Purchases (Cumulative) | Achievable Technical Potential | 0 | 0 | 0 | 0 | 0 | 0 | 0 | 0 | 0 | 0 | 0 | 0 | 0 | 0 | 0 | 0 | 0 | 0 | 0 | 0 | 0 | 0 | 0 | 0 | 0 | 0 | 0
F1_Commercial_Interruptible - Health_New_Space Heating_Natural Gas_Hydronic Heating Radiator Replacement_A_Achievable Technical Potential | F1 | Commercial | Interruptible - Health | New | Space Heating | Natural Gas | Hydronic Heating Radiator Replacement | A | Integrated Unit Energy Savings (kWh or therms) | Achievable Technical Potential | 0 | 0 | 0 | 0 | 0 | 0 | 0 | 0 | 0 | 0 | 0 | 0 | 0 | 0 | 0 | 0 | 0 | 0 | 0 | 0 | 0 | 0 | 0 | 0 | 0 | 0 | 0
F2_Commercial_Interruptible - Health_New_Space Heating_Natural Gas_Hydronic Heating Radiator Replacement_A_Achievable Technical Potential | F2 | Commercial | Interruptible - Health | New | Space Heating | Natural Gas | Hydronic Heating Radiator Replacement | A | Integrated Unit Summer Peak Savings (kW) | Achievable Technical Potential | 0 | 0 | 0 | 0 | 0 | 0 | 0 | 0 | 0 | 0 | 0 | 0 | 0 | 0 | 0 | 0 | 0 | 0 | 0 | 0 | 0 | 0 | 0 | 0 | 0 | 0 | 0
F3_Commercial_Interruptible - Health_New_Space Heating_Natural Gas_Hydronic Heating Radiator Replacement_A_Achievable Technical Potential | F3 | Commercial | Interruptible - Health | New | Space Heating | Natural Gas | Hydronic Heating Radiator Replacement | A | Integrated Unit Winter Peak Savings (kW) | Achievable Technical Potential | 0 | 0 | 0 | 0 | 0 | 0 | 0 | 0 | 0 | 0 | 0 | 0 | 0 | 0 | 0 | 0 | 0 | 0 | 0 | 0 | 0 | 0 | 0 | 0 | 0 | 0 | 0
F4_Commercial_Interruptible - Health_New_Space Heating_Natural Gas_Hydronic Heating Radiator Replacement_A_Achievable Technical Potential | F4 | Commercial | Interruptible - Health | New | Space Heating | Natural Gas | Hydronic Heating Radiator Replacement | A | Incremental Energy Savings (MWh or mTherms) | Achievable Technical Potential | 0 | 0 | 0 | 0 | 0 | 0 | 0 | 0 | 0 | 0 | 0 | 0 | 0 | 0 | 0 | 0 | 0 | 0 | 0 | 0 | 0 | 0 | 0 | 0 | 0 | 0 | 0
F5_Commercial_Interruptible - Health_New_Space Heating_Natural Gas_Hydronic Heating Radiator Replacement_A_Achievable Technical Potential | F5 | Commercial | Interruptible - Health | New | Space Heating | Natural Gas | Hydronic Heating Radiator Replacement | A | Incremental Summer Peak Savings (MW) | Achievable Technical Potential | 0 | 0 | 0 | 0 | 0 | 0 | 0 | 0 | 0 | 0 | 0 | 0 | 0 | 0 | 0 | 0 | 0 | 0 | 0 | 0 | 0 | 0 | 0 | 0 | 0 | 0 | 0
F6_Commercial_Interruptible - Health_New_Space Heating_Natural Gas_Hydronic Heating Radiator Replacement_A_Achievable Technical Potential | F6 | Commercial | Interruptible - Health | New | Space Heating | Natural Gas | Hydronic Heating Radiator Replacement | A | Incremental Winter Peak Savings (MW) | Achievable Technical Potential | 0 | 0 | 0 | 0 | 0 | 0 | 0 | 0 | 0 | 0 | 0 | 0 | 0 | 0 | 0 | 0 | 0 | 0 | 0 | 0 | 0 | 0 | 0 | 0 | 0 | 0 | 0
F7_Commercial_Interruptible - Health_New_Space Heating_Natural Gas_Hydronic Heating Radiator Replacement_A_Achievable Technical Potential | F7 | Commercial | Interruptible - Health | New | Space Heating | Natural Gas | Hydronic Heating Radiator Replacement | A | Cumulative Energy Savings (MWh or mTherms) | Achievable Technical Potential | 0 | 0 | 0 | 0 | 0 | 0 | 0 | 0 | 0 | 0 | 0 | 0 | 0 | 0 | 0 | 0 | 0 | 0 | 0 | 0 | 0 | 0 | 0 | 0 | 0 | 0 | 0
F8_Commercial_Interruptible - Health_New_Space Heating_Natural Gas_Hydronic Heating Radiator Replacement_A_Achievable Technical Potential | F8 | Commercial | Interruptible - Health | New | Space Heating | Natural Gas | Hydronic Heating Radiator Replacement | A | Cumulative Summer Peak Savings (MW) | Achievable Technical Potential | 0 | 0 | 0 | 0 | 0 | 0 | 0 | 0 | 0 | 0 | 0 | 0 | 0 | 0 | 0 | 0 | 0 | 0 | 0 | 0 | 0 | 0 | 0 | 0 | 0 | 0 | 0
F9_Commercial_Interruptible - Health_New_Space Heating_Natural Gas_Hydronic Heating Radiator Replacement_A_Achievable Technical Potential | F9 | Commercial | Interruptible - Health | New | Space Heating | Natural Gas | Hydronic Heating Radiator Replacement | A | Cumulative Winter Peak Savings (MW) | Achievable Technical Potential | 0 | 0 | 0 | 0 | 0 | 0 | 0 | 0 | 0 | 0 | 0 | 0 | 0 | 0 | 0 | 0 | 0 | 0 | 0 | 0 | 0 | 0 | 0 | 0 | 0 | 0 | 0
F10_Commercial_Interruptible - Health_New_Space Heating_Natural Gas_Hydronic Heating Radiator Replacement_A_Achievable Technical Potential | F10 | Commercial | Interruptible - Health | New | Space Heating | Natural Gas | Hydronic Heating Radiator Replacement | A | Purchases (Incremental) | Achievable Technical Potential | 0 | 0 | 0 | 0 | 0 | 0 | 0 | 0 | 0 | 0 | 0 | 0 | 0 | 0 | 0 | 0 | 0 | 0 | 0 | 0 | 0 | 0 | 0 | 0 | 0 | 0 | 0
F11_Commercial_Interruptible - Health_New_Space Heating_Natural Gas_Hydronic Heating Radiator Replacement_A_Achievable Technical Potential | F11 | Commercial | Interruptible - Health | New | Space Heating | Natural Gas | Hydronic Heating Radiator Replacement | A | Purchases (Cumulative) | Achievable Technical Potential | 0 | 0 | 0 | 0 | 0 | 0 | 0 | 0 | 0 | 0 | 0 | 0 | 0 | 0 | 0 | 0 | 0 | 0 | 0 | 0 | 0 | 0 | 0 | 0 | 0 | 0 | 0
F1_Commercial_Interruptible - Health_New_Space Heating_Natural Gas_Thermostat - Connected_A_Achievable Technical Potential | F1 | Commercial | Interruptible - Health | New | Space Heating | Natural Gas | Thermostat - Connected | A | Integrated Unit Energy Savings (kWh or therms) | Achievable Technical Potential | 0 | 0 | 0 | 0 | 0 | 0 | 0 | 0 | 0 | 0 | 0 | 0 | 0 | 0 | 0 | 0 | 0 | 0 | 0 | 0 | 0 | 0 | 0 | 0 | 0 | 0 | 0
F2_Commercial_Interruptible - Health_New_Space Heating_Natural Gas_Thermostat - Connected_A_Achievable Technical Potential | F2 | Commercial | Interruptible - Health | New | Space Heating | Natural Gas | Thermostat - Connected | A | Integrated Unit Summer Peak Savings (kW) | Achievable Technical Potential | 0 | 0 | 0 | 0 | 0 | 0 | 0 | 0 | 0 | 0 | 0 | 0 | 0 | 0 | 0 | 0 | 0 | 0 | 0 | 0 | 0 | 0 | 0 | 0 | 0 | 0 | 0
F3_Commercial_Interruptible - Health_New_Space Heating_Natural Gas_Thermostat - Connected_A_Achievable Technical Potential | F3 | Commercial | Interruptible - Health | New | Space Heating | Natural Gas | Thermostat - Connected | A | Integrated Unit Winter Peak Savings (kW) | Achievable Technical Potential | 0 | 0 | 0 | 0 | 0 | 0 | 0 | 0 | 0 | 0 | 0 | 0 | 0 | 0 | 0 | 0 | 0 | 0 | 0 | 0 | 0 | 0 | 0 | 0 | 0 | 0 | 0
F4_Commercial_Interruptible - Health_New_Space Heating_Natural Gas_Thermostat - Connected_A_Achievable Technical Potential | F4 | Commercial | Interruptible - Health | New | Space Heating | Natural Gas | Thermostat - Connected | A | Incremental Energy Savings (MWh or mTherms) | Achievable Technical Potential | 0 | 0 | 0 | 0 | 0 | 0 | 0 | 0 | 0 | 0 | 0 | 0 | 0 | 0 | 0 | 0 | 0 | 0 | 0 | 0 | 0 | 0 | 0 | 0 | 0 | 0 | 0
F5_Commercial_Interruptible - Health_New_Space Heating_Natural Gas_Thermostat - Connected_A_Achievable Technical Potential | F5 | Commercial | Interruptible - Health | New | Space Heating | Natural Gas | Thermostat - Connected | A | Incremental Summer Peak Savings (MW) | Achievable Technical Potential | 0 | 0 | 0 | 0 | 0 | 0 | 0 | 0 | 0 | 0 | 0 | 0 | 0 | 0 | 0 | 0 | 0 | 0 | 0 | 0 | 0 | 0 | 0 | 0 | 0 | 0 | 0
F6_Commercial_Interruptible - Health_New_Space Heating_Natural Gas_Thermostat - Connected_A_Achievable Technical Potential | F6 | Commercial | Interruptible - Health | New | Space Heating | Natural Gas | Thermostat - Connected | A | Incremental Winter Peak Savings (MW) | Achievable Technical Potential | 0 | 0 | 0 | 0 | 0 | 0 | 0 | 0 | 0 | 0 | 0 | 0 | 0 | 0 | 0 | 0 | 0 | 0 | 0 | 0 | 0 | 0 | 0 | 0 | 0 | 0 | 0
F7_Commercial_Interruptible - Health_New_Space Heating_Natural Gas_Thermostat - Connected_A_Achievable Technical Potential | F7 | Commercial | Interruptible - Health | New | Space Heating | Natural Gas | Thermostat - Connected | A | Cumulative Energy Savings (MWh or mTherms) | Achievable Technical Potential | 0 | 0 | 0 | 0 | 0 | 0 | 0 | 0 | 0 | 0 | 0 | 0 | 0 | 0 | 0 | 0 | 0 | 0 | 0 | 0 | 0 | 0 | 0 | 0 | 0 | 0 | 0
F8_Commercial_Interruptible - Health_New_Space Heating_Natural Gas_Thermostat - Connected_A_Achievable Technical Potential | F8 | Commercial | Interruptible - Health | New | Space Heating | Natural Gas | Thermostat - Connected | A | Cumulative Summer Peak Savings (MW) | Achievable Technical Potential | 0 | 0 | 0 | 0 | 0 | 0 | 0 | 0 | 0 | 0 | 0 | 0 | 0 | 0 | 0 | 0 | 0 | 0 | 0 | 0 | 0 | 0 | 0 | 0 | 0 | 0 | 0
F9_Commercial_Interruptible - Health_New_Space Heating_Natural Gas_Thermostat - Connected_A_Achievable Technical Potential | F9 | Commercial | Interruptible - Health | New | Space Heating | Natural Gas | Thermostat - Connected | A | Cumulative Winter Peak Savings (MW) | Achievable Technical Potential | 0 | 0 | 0 | 0 | 0 | 0 | 0 | 0 | 0 | 0 | 0 | 0 | 0 | 0 | 0 | 0 | 0 | 0 | 0 | 0 | 0 | 0 | 0 | 0 | 0 | 0 | 0
F10_Commercial_Interruptible - Health_New_Space Heating_Natural Gas_Thermostat - Connected_A_Achievable Technical Potential | F10 | Commercial | Interruptible - Health | New | Space Heating | Natural Gas | Thermostat - Connected | A | Purchases (Incremental) | Achievable Technical Potential | 0 | 0 | 0 | 0 | 0 | 0 | 0 | 0 | 0 | 0 | 0 | 0 | 0 | 0 | 0 | 0 | 0 | 0 | 0 | 0 | 0 | 0 | 0 | 0 | 0 | 0 | 0
F11_Commercial_Interruptible - Health_New_Space Heating_Natural Gas_Thermostat - Connected_A_Achievable Technical Potential | F11 | Commercial | Interruptible - Health | New | Space Heating | Natural Gas | Thermostat - Connected | A | Purchases (Cumulative) | Achievable Technical Potential | 0 | 0 | 0 | 0 | 0 | 0 | 0 | 0 | 0 | 0 | 0 | 0 | 0 | 0 | 0 | 0 | 0 | 0 | 0 | 0 | 0 | 0 | 0 | 0 | 0 | 0 | 0
F1_Commercial_Interruptible - Health_New_Water Heating_Natural Gas_Water Heater - Thermostatic Shower Restriction Valve_A_Achievable Technical Potential | F1 | Commercial | Interruptible - Health | New | Water Heating | Natural Gas | Water Heater - Thermostatic Shower Restriction Valve | A | Integrated Unit Energy Savings (kWh or therms) | Achievable Technical Potential | 0 | 0 | 0 | 0 | 0 | 0 | 0 | 0 | 0 | 0 | 0 | 0 | 0 | 0 | 0 | 0 | 0 | 0 | 0 | 0 | 0 | 0 | 0 | 0 | 0 | 0 | 0
F2_Commercial_Interruptible - Health_New_Water Heating_Natural Gas_Water Heater - Thermostatic Shower Restriction Valve_A_Achievable Technical Potential | F2 | Commercial | Interruptible - Health | New | Water Heating | Natural Gas | Water Heater - Thermostatic Shower Restriction Valve | A | Integrated Unit Summer Peak Savings (kW) | Achievable Technical Potential | 0 | 0 | 0 | 0 | 0 | 0 | 0 | 0 | 0 | 0 | 0 | 0 | 0 | 0 | 0 | 0 | 0 | 0 | 0 | 0 | 0 | 0 | 0 | 0 | 0 | 0 | 0
F3_Commercial_Interruptible - Health_New_Water Heating_Natural Gas_Water Heater - Thermostatic Shower Restriction Valve_A_Achievable Technical Potential | F3 | Commercial | Interruptible - Health | New | Water Heating | Natural Gas | Water Heater - Thermostatic Shower Restriction Valve | A | Integrated Unit Winter Peak Savings (kW) | Achievable Technical Potential | 0 | 0 | 0 | 0 | 0 | 0 | 0 | 0 | 0 | 0 | 0 | 0 | 0 | 0 | 0 | 0 | 0 | 0 | 0 | 0 | 0 | 0 | 0 | 0 | 0 | 0 | 0
F4_Commercial_Interruptible - Health_New_Water Heating_Natural Gas_Water Heater - Thermostatic Shower Restriction Valve_A_Achievable Technical Potential | F4 | Commercial | Interruptible - Health | New | Water Heating | Natural Gas | Water Heater - Thermostatic Shower Restriction Valve | A | Incremental Energy Savings (MWh or mTherms) | Achievable Technical Potential | 0 | 0 | 0 | 0 | 0 | 0 | 0 | 0 | 0 | 0 | 0 | 0 | 0 | 0 | 0 | 0 | 0 | 0 | 0 | 0 | 0 | 0 | 0 | 0 | 0 | 0 | 0
F5_Commercial_Interruptible - Health_New_Water Heating_Natural Gas_Water Heater - Thermostatic Shower Restriction Valve_A_Achievable Technical Potential | F5 | Commercial | Interruptible - Health | New | Water Heating | Natural Gas | Water Heater - Thermostatic Shower Restriction Valve | A | Incremental Summer Peak Savings (MW) | Achievable Technical Potential | 0 | 0 | 0 | 0 | 0 | 0 | 0 | 0 | 0 | 0 | 0 | 0 | 0 | 0 | 0 | 0 | 0 | 0 | 0 | 0 | 0 | 0 | 0 | 0 | 0 | 0 | 0
F6_Commercial_Interruptible - Health_New_Water Heating_Natural Gas_Water Heater - Thermostatic Shower Restriction Valve_A_Achievable Technical Potential | F6 | Commercial | Interruptible - Health | New | Water Heating | Natural Gas | Water Heater - Thermostatic Shower Restriction Valve | A | Incremental Winter Peak Savings (MW) | Achievable Technical Potential | 0 | 0 | 0 | 0 | 0 | 0 | 0 | 0 | 0 | 0 | 0 | 0 | 0 | 0 | 0 | 0 | 0 | 0 | 0 | 0 | 0 | 0 | 0 | 0 | 0 | 0 | 0
F7_Commercial_Interruptible - Health_New_Water Heating_Natural Gas_Water Heater - Thermostatic Shower Restriction Valve_A_Achievable Technical Potential | F7 | Commercial | Interruptible - Health | New | Water Heating | Natural Gas | Water Heater - Thermostatic Shower Restriction Valve | A | Cumulative Energy Savings (MWh or mTherms) | Achievable Technical Potential | 0 | 0 | 0 | 0 | 0 | 0 | 0 | 0 | 0 | 0 | 0 | 0 | 0 | 0 | 0 | 0 | 0 | 0 | 0 | 0 | 0 | 0 | 0 | 0 | 0 | 0 | 0
F8_Commercial_Interruptible - Health_New_Water Heating_Natural Gas_Water Heater - Thermostatic Shower Restriction Valve_A_Achievable Technical Potential | F8 | Commercial | Interruptible - Health | New | Water Heating | Natural Gas | Water Heater - Thermostatic Shower Restriction Valve | A | Cumulative Summer Peak Savings (MW) | Achievable Technical Potential | 0 | 0 | 0 | 0 | 0 | 0 | 0 | 0 | 0 | 0 | 0 | 0 | 0 | 0 | 0 | 0 | 0 | 0 | 0 | 0 | 0 | 0 | 0 | 0 | 0 | 0 | 0
F9_Commercial_Interruptible - Health_New_Water Heating_Natural Gas_Water Heater - Thermostatic Shower Restriction Valve_A_Achievable Technical Potential | F9 | Commercial | Interruptible - Health | New | Water Heating | Natural Gas | Water Heater - Thermostatic Shower Restriction Valve | A | Cumulative Winter Peak Savings (MW) | Achievable Technical Potential | 0 | 0 | 0 | 0 | 0 | 0 | 0 | 0 | 0 | 0 | 0 | 0 | 0 | 0 | 0 | 0 | 0 | 0 | 0 | 0 | 0 | 0 | 0 | 0 | 0 | 0 | 0
F10_Commercial_Interruptible - Health_New_Water Heating_Natural Gas_Water Heater - Thermostatic Shower Restriction Valve_A_Achievable Technical Potential | F10 | Commercial | Interruptible - Health | New | Water Heating | Natural Gas | Water Heater - Thermostatic Shower Restriction Valve | A | Purchases (Incremental) | Achievable Technical Potential | 0 | 0 | 0 | 0 | 0 | 0 | 0 | 0 | 0 | 0 | 0 | 0 | 0 | 0 | 0 | 0 | 0 | 0 | 0 | 0 | 0 | 0 | 0 | 0 | 0 | 0 | 0
F11_Commercial_Interruptible - Health_New_Water Heating_Natural Gas_Water Heater - Thermostatic Shower Restriction Valve_A_Achievable Technical Potential | F11 | Commercial | Interruptible - Health | New | Water Heating | Natural Gas | Water Heater - Thermostatic Shower Restriction Valve | A | Purchases (Cumulative) | Achievable Technical Potential | 0 | 0 | 0 | 0 | 0 | 0 | 0 | 0 | 0 | 0 | 0 | 0 | 0 | 0 | 0 | 0 | 0 | 0 | 0 | 0 | 0 | 0 | 0 | 0 | 0 | 0 | 0
F1_Commercial_Interruptible - Health_New_Water Heating_Natural Gas_Water Heater - Pre-Rinse Spray Valve_A_Achievable Technical Potential | F1 | Commercial | Interruptible - Health | New | Water Heating | Natural Gas | Water Heater - Pre-Rinse Spray Valve | A | Integrated Unit Energy Savings (kWh or therms) | Achievable Technical Potential | 0 | 0 | 0 | 0 | 0 | 0 | 0 | 0 | 0 | 0 | 0 | 0 | 0 | 0 | 0 | 0 | 0 | 0 | 0 | 0 | 0 | 0 | 0 | 0 | 0 | 0 | 0
F2_Commercial_Interruptible - Health_New_Water Heating_Natural Gas_Water Heater - Pre-Rinse Spray Valve_A_Achievable Technical Potential | F2 | Commercial | Interruptible - Health | New | Water Heating | Natural Gas | Water Heater - Pre-Rinse Spray Valve | A | Integrated Unit Summer Peak Savings (kW) | Achievable Technical Potential | 0 | 0 | 0 | 0 | 0 | 0 | 0 | 0 | 0 | 0 | 0 | 0 | 0 | 0 | 0 | 0 | 0 | 0 | 0 | 0 | 0 | 0 | 0 | 0 | 0 | 0 | 0
F3_Commercial_Interruptible - Health_New_Water Heating_Natural Gas_Water Heater - Pre-Rinse Spray Valve_A_Achievable Technical Potential | F3 | Commercial | Interruptible - Health | New | Water Heating | Natural Gas | Water Heater - Pre-Rinse Spray Valve | A | Integrated Unit Winter Peak Savings (kW) | Achievable Technical Potential | 0 | 0 | 0 | 0 | 0 | 0 | 0 | 0 | 0 | 0 | 0 | 0 | 0 | 0 | 0 | 0 | 0 | 0 | 0 | 0 | 0 | 0 | 0 | 0 | 0 | 0 | 0
F4_Commercial_Interruptible - Health_New_Water Heating_Natural Gas_Water Heater - Pre-Rinse Spray Valve_A_Achievable Technical Potential | F4 | Commercial | Interruptible - Health | New | Water Heating | Natural Gas | Water Heater - Pre-Rinse Spray Valve | A | Incremental Energy Savings (MWh or mTherms) | Achievable Technical Potential | 0 | 0 | 0 | 0 | 0 | 0 | 0 | 0 | 0 | 0 | 0 | 0 | 0 | 0 | 0 | 0 | 0 | 0 | 0 | 0 | 0 | 0 | 0 | 0 | 0 | 0 | 0
F5_Commercial_Interruptible - Health_New_Water Heating_Natural Gas_Water Heater - Pre-Rinse Spray Valve_A_Achievable Technical Potential | F5 | Commercial | Interruptible - Health | New | Water Heating | Natural Gas | Water Heater - Pre-Rinse Spray Valve | A | Incremental Summer Peak Savings (MW) | Achievable Technical Potential | 0 | 0 | 0 | 0 | 0 | 0 | 0 | 0 | 0 | 0 | 0 | 0 | 0 | 0 | 0 | 0 | 0 | 0 | 0 | 0 | 0 | 0 | 0 | 0 | 0 | 0 | 0
F6_Commercial_Interruptible - Health_New_Water Heating_Natural Gas_Water Heater - Pre-Rinse Spray Valve_A_Achievable Technical Potential | F6 | Commercial | Interruptible - Health | New | Water Heating | Natural Gas | Water Heater - Pre-Rinse Spray Valve | A | Incremental Winter Peak Savings (MW) | Achievable Technical Potential | 0 | 0 | 0 | 0 | 0 | 0 | 0 | 0 | 0 | 0 | 0 | 0 | 0 | 0 | 0 | 0 | 0 | 0 | 0 | 0 | 0 | 0 | 0 | 0 | 0 | 0 | 0
F7_Commercial_Interruptible - Health_New_Water Heating_Natural Gas_Water Heater - Pre-Rinse Spray Valve_A_Achievable Technical Potential | F7 | Commercial | Interruptible - Health | New | Water Heating | Natural Gas | Water Heater - Pre-Rinse Spray Valve | A | Cumulative Energy Savings (MWh or mTherms) | Achievable Technical Potential | 0 | 0 | 0 | 0 | 0 | 0 | 0 | 0 | 0 | 0 | 0 | 0 | 0 | 0 | 0 | 0 | 0 | 0 | 0 | 0 | 0 | 0 | 0 | 0 | 0 | 0 | 0
F8_Commercial_Interruptible - Health_New_Water Heating_Natural Gas_Water Heater - Pre-Rinse Spray Valve_A_Achievable Technical Potential | F8 | Commercial | Interruptible - Health | New | Water Heating | Natural Gas | Water Heater - Pre-Rinse Spray Valve | A | Cumulative Summer Peak Savings (MW) | Achievable Technical Potential | 0 | 0 | 0 | 0 | 0 | 0 | 0 | 0 | 0 | 0 | 0 | 0 | 0 | 0 | 0 | 0 | 0 | 0 | 0 | 0 | 0 | 0 | 0 | 0 | 0 | 0 | 0
F9_Commercial_Interruptible - Health_New_Water Heating_Natural Gas_Water Heater - Pre-Rinse Spray Valve_A_Achievable Technical Potential | F9 | Commercial | Interruptible - Health | New | Water Heating | Natural Gas | Water Heater - Pre-Rinse Spray Valve | A | Cumulative Winter Peak Savings (MW) | Achievable Technical Potential | 0 | 0 | 0 | 0 | 0 | 0 | 0 | 0 | 0 | 0 | 0 | 0 | 0 | 0 | 0 | 0 | 0 | 0 | 0 | 0 | 0 | 0 | 0 | 0 | 0 | 0 | 0
F10_Commercial_Interruptible - Health_New_Water Heating_Natural Gas_Water Heater - Pre-Rinse Spray Valve_A_Achievable Technical Potential | F10 | Commercial | Interruptible - Health | New | Water Heating | Natural Gas | Water Heater - Pre-Rinse Spray Valve | A | Purchases (Incremental) | Achievable Technical Potential | 0 | 0 | 0 | 0 | 0 | 0 | 0 | 0 | 0 | 0 | 0 | 0 | 0 | 0 | 0 | 0 | 0 | 0 | 0 | 0 | 0 | 0 | 0 | 0 | 0 | 0 | 0
F11_Commercial_Interruptible - Health_New_Water Heating_Natural Gas_Water Heater - Pre-Rinse Spray Valve_A_Achievable Technical Potential | F11 | Commercial | Interruptible - Health | New | Water Heating | Natural Gas | Water Heater - Pre-Rinse Spray Valve | A | Purchases (Cumulative) | Achievable Technical Potential | 0 | 0 | 0 | 0 | 0 | 0 | 0 | 0 | 0 | 0 | 0 | 0 | 0 | 0 | 0 | 0 | 0 | 0 | 0 | 0 | 0 | 0 | 0 | 0 | 0 | 0 | 0
F1_Commercial_Interruptible - Health_New_Water Heating_Natural Gas_Water Heater - Temperature Setback_A_Achievable Technical Potential | F1 | Commercial | Interruptible - Health | New | Water Heating | Natural Gas | Water Heater - Temperature Setback | A | Integrated Unit Energy Savings (kWh or therms) | Achievable Technical Potential | 0 | 0 | 0 | 0 | 0 | 0 | 0 | 0 | 0 | 0 | 0 | 0 | 0 | 0 | 0 | 0 | 0 | 0 | 0 | 0 | 0 | 0 | 0 | 0 | 0 | 0 | 0
F2_Commercial_Interruptible - Health_New_Water Heating_Natural Gas_Water Heater - Temperature Setback_A_Achievable Technical Potential | F2 | Commercial | Interruptible - Health | New | Water Heating | Natural Gas | Water Heater - Temperature Setback | A | Integrated Unit Summer Peak Savings (kW) | Achievable Technical Potential | 0 | 0 | 0 | 0 | 0 | 0 | 0 | 0 | 0 | 0 | 0 | 0 | 0 | 0 | 0 | 0 | 0 | 0 | 0 | 0 | 0 | 0 | 0 | 0 | 0 | 0 | 0
F3_Commercial_Interruptible - Health_New_Water Heating_Natural Gas_Water Heater - Temperature Setback_A_Achievable Technical Potential | F3 | Commercial | Interruptible - Health | New | Water Heating | Natural Gas | Water Heater - Temperature Setback | A | Integrated Unit Winter Peak Savings (kW) | Achievable Technical Potential | 0 | 0 | 0 | 0 | 0 | 0 | 0 | 0 | 0 | 0 | 0 | 0 | 0 | 0 | 0 | 0 | 0 | 0 | 0 | 0 | 0 | 0 | 0 | 0 | 0 | 0 | 0
F4_Commercial_Interruptible - Health_New_Water Heating_Natural Gas_Water Heater - Temperature Setback_A_Achievable Technical Potential | F4 | Commercial | Interruptible - Health | New | Water Heating | Natural Gas | Water Heater - Temperature Setback | A | Incremental Energy Savings (MWh or mTherms) | Achievable Technical Potential | 0 | 0 | 0 | 0 | 0 | 0 | 0 | 0 | 0 | 0 | 0 | 0 | 0 | 0 | 0 | 0 | 0 | 0 | 0 | 0 | 0 | 0 | 0 | 0 | 0 | 0 | 0
F5_Commercial_Interruptible - Health_New_Water Heating_Natural Gas_Water Heater - Temperature Setback_A_Achievable Technical Potential | F5 | Commercial | Interruptible - Health | New | Water Heating | Natural Gas | Water Heater - Temperature Setback | A | Incremental Summer Peak Savings (MW) | Achievable Technical Potential | 0 | 0 | 0 | 0 | 0 | 0 | 0 | 0 | 0 | 0 | 0 | 0 | 0 | 0 | 0 | 0 | 0 | 0 | 0 | 0 | 0 | 0 | 0 | 0 | 0 | 0 | 0
F6_Commercial_Interruptible - Health_New_Water Heating_Natural Gas_Water Heater - Temperature Setback_A_Achievable Technical Potential | F6 | Commercial | Interruptible - Health | New | Water Heating | Natural Gas | Water Heater - Temperature Setback | A | Incremental Winter Peak Savings (MW) | Achievable Technical Potential | 0 | 0 | 0 | 0 | 0 | 0 | 0 | 0 | 0 | 0 | 0 | 0 | 0 | 0 | 0 | 0 | 0 | 0 | 0 | 0 | 0 | 0 | 0 | 0 | 0 | 0 | 0
F7_Commercial_Interruptible - Health_New_Water Heating_Natural Gas_Water Heater - Temperature Setback_A_Achievable Technical Potential | F7 | Commercial | Interruptible - Health | New | Water Heating | Natural Gas | Water Heater - Temperature Setback | A | Cumulative Energy Savings (MWh or mTherms) | Achievable Technical Potential | 0 | 0 | 0 | 0 | 0 | 0 | 0 | 0 | 0 | 0 | 0 | 0 | 0 | 0 | 0 | 0 | 0 | 0 | 0 | 0 | 0 | 0 | 0 | 0 | 0 | 0 | 0
F8_Commercial_Interruptible - Health_New_Water Heating_Natural Gas_Water Heater - Temperature Setback_A_Achievable Technical Potential | F8 | Commercial | Interruptible - Health | New | Water Heating | Natural Gas | Water Heater - Temperature Setback | A | Cumulative Summer Peak Savings (MW) | Achievable Technical Potential | 0 | 0 | 0 | 0 | 0 | 0 | 0 | 0 | 0 | 0 | 0 | 0 | 0 | 0 | 0 | 0 | 0 | 0 | 0 | 0 | 0 | 0 | 0 | 0 | 0 | 0 | 0
F9_Commercial_Interruptible - Health_New_Water Heating_Natural Gas_Water Heater - Temperature Setback_A_Achievable Technical Potential | F9 | Commercial | Interruptible - Health | New | Water Heating | Natural Gas | Water Heater - Temperature Setback | A | Cumulative Winter Peak Savings (MW) | Achievable Technical Potential | 0 | 0 | 0 | 0 | 0 | 0 | 0 | 0 | 0 | 0 | 0 | 0 | 0 | 0 | 0 | 0 | 0 | 0 | 0 | 0 | 0 | 0 | 0 | 0 | 0 | 0 | 0
F10_Commercial_Interruptible - Health_New_Water Heating_Natural Gas_Water Heater - Temperature Setback_A_Achievable Technical Potential | F10 | Commercial | Interruptible - Health | New | Water Heating | Natural Gas | Water Heater - Temperature Setback | A | Purchases (Incremental) | Achievable Technical Potential | 0 | 0 | 0 | 0 | 0 | 0 | 0 | 0 | 0 | 0 | 0 | 0 | 0 | 0 | 0 | 0 | 0 | 0 | 0 | 0 | 0 | 0 | 0 | 0 | 0 | 0 | 0
F11_Commercial_Interruptible - Health_New_Water Heating_Natural Gas_Water Heater - Temperature Setback_A_Achievable Technical Potential | F11 | Commercial | Interruptible - Health | New | Water Heating | Natural Gas | Water Heater - Temperature Setback | A | Purchases (Cumulative) | Achievable Technical Potential | 0 | 0 | 0 | 0 | 0 | 0 | 0 | 0 | 0 | 0 | 0 | 0 | 0 | 0 | 0 | 0 | 0 | 0 | 0 | 0 | 0 | 0 | 0 | 0 | 0 | 0 | 0
F1_Commercial_Interruptible - Health_New_Water Heating_Natural Gas_Water Heater - Faucet Aerators_A_Achievable Technical Potential | F1 | Commercial | Interruptible - Health | New | Water Heating | Natural Gas | Water Heater - Faucet Aerators | A | Integrated Unit Energy Savings (kWh or therms) | Achievable Technical Potential | 0 | 0 | 0 | 0 | 0 | 0 | 0 | 0 | 0 | 0 | 0 | 0 | 0 | 0 | 0 | 0 | 0 | 0 | 0 | 0 | 0 | 0 | 0 | 0 | 0 | 0 | 0
F2_Commercial_Interruptible - Health_New_Water Heating_Natural Gas_Water Heater - Faucet Aerators_A_Achievable Technical Potential | F2 | Commercial | Interruptible - Health | New | Water Heating | Natural Gas | Water Heater - Faucet Aerators | A | Integrated Unit Summer Peak Savings (kW) | Achievable Technical Potential | 0 | 0 | 0 | 0 | 0 | 0 | 0 | 0 | 0 | 0 | 0 | 0 | 0 | 0 | 0 | 0 | 0 | 0 | 0 | 0 | 0 | 0 | 0 | 0 | 0 | 0 | 0
F3_Commercial_Interruptible - Health_New_Water Heating_Natural Gas_Water Heater - Faucet Aerators_A_Achievable Technical Potential | F3 | Commercial | Interruptible - Health | New | Water Heating | Natural Gas | Water Heater - Faucet Aerators | A | Integrated Unit Winter Peak Savings (kW) | Achievable Technical Potential | 0 | 0 | 0 | 0 | 0 | 0 | 0 | 0 | 0 | 0 | 0 | 0 | 0 | 0 | 0 | 0 | 0 | 0 | 0 | 0 | 0 | 0 | 0 | 0 | 0 | 0 | 0
F4_Commercial_Interruptible - Health_New_Water Heating_Natural Gas_Water Heater - Faucet Aerators_A_Achievable Technical Potential | F4 | Commercial | Interruptible - Health | New | Water Heating | Natural Gas | Water Heater - Faucet Aerators | A | Incremental Energy Savings (MWh or mTherms) | Achievable Technical Potential | 0 | 0 | 0 | 0 | 0 | 0 | 0 | 0 | 0 | 0 | 0 | 0 | 0 | 0 | 0 | 0 | 0 | 0 | 0 | 0 | 0 | 0 | 0 | 0 | 0 | 0 | 0
F5_Commercial_Interruptible - Health_New_Water Heating_Natural Gas_Water Heater - Faucet Aerators_A_Achievable Technical Potential | F5 | Commercial | Interruptible - Health | New | Water Heating | Natural Gas | Water Heater - Faucet Aerators | A | Incremental Summer Peak Savings (MW) | Achievable Technical Potential | 0 | 0 | 0 | 0 | 0 | 0 | 0 | 0 | 0 | 0 | 0 | 0 | 0 | 0 | 0 | 0 | 0 | 0 | 0 | 0 | 0 | 0 | 0 | 0 | 0 | 0 | 0
F6_Commercial_Interruptible - Health_New_Water Heating_Natural Gas_Water Heater - Faucet Aerators_A_Achievable Technical Potential | F6 | Commercial | Interruptible - Health | New | Water Heating | Natural Gas | Water Heater - Faucet Aerators | A | Incremental Winter Peak Savings (MW) | Achievable Technical Potential | 0 | 0 | 0 | 0 | 0 | 0 | 0 | 0 | 0 | 0 | 0 | 0 | 0 | 0 | 0 | 0 | 0 | 0 | 0 | 0 | 0 | 0 | 0 | 0 | 0 | 0 | 0
F7_Commercial_Interruptible - Health_New_Water Heating_Natural Gas_Water Heater - Faucet Aerators_A_Achievable Technical Potential | F7 | Commercial | Interruptible - Health | New | Water Heating | Natural Gas | Water Heater - Faucet Aerators | A | Cumulative Energy Savings (MWh or mTherms) | Achievable Technical Potential | 0 | 0 | 0 | 0 | 0 | 0 | 0 | 0 | 0 | 0 | 0 | 0 | 0 | 0 | 0 | 0 | 0 | 0 | 0 | 0 | 0 | 0 | 0 | 0 | 0 | 0 | 0
F8_Commercial_Interruptible - Health_New_Water Heating_Natural Gas_Water Heater - Faucet Aerators_A_Achievable Technical Potential | F8 | Commercial | Interruptible - Health | New | Water Heating | Natural Gas | Water Heater - Faucet Aerators | A | Cumulative Summer Peak Savings (MW) | Achievable Technical Potential | 0 | 0 | 0 | 0 | 0 | 0 | 0 | 0 | 0 | 0 | 0 | 0 | 0 | 0 | 0 | 0 | 0 | 0 | 0 | 0 | 0 | 0 | 0 | 0 | 0 | 0 | 0
F9_Commercial_Interruptible - Health_New_Water Heating_Natural Gas_Water Heater - Faucet Aerators_A_Achievable Technical Potential | F9 | Commercial | Interruptible - Health | New | Water Heating | Natural Gas | Water Heater - Faucet Aerators | A | Cumulative Winter Peak Savings (MW) | Achievable Technical Potential | 0 | 0 | 0 | 0 | 0 | 0 | 0 | 0 | 0 | 0 | 0 | 0 | 0 | 0 | 0 | 0 | 0 | 0 | 0 | 0 | 0 | 0 | 0 | 0 | 0 | 0 | 0
F10_Commercial_Interruptible - Health_New_Water Heating_Natural Gas_Water Heater - Faucet Aerators_A_Achievable Technical Potential | F10 | Commercial | Interruptible - Health | New | Water Heating | Natural Gas | Water Heater - Faucet Aerators | A | Purchases (Incremental) | Achievable Technical Potential | 0 | 0 | 0 | 0 | 0 | 0 | 0 | 0 | 0 | 0 | 0 | 0 | 0 | 0 | 0 | 0 | 0 | 0 | 0 | 0 | 0 | 0 | 0 | 0 | 0 | 0 | 0
F11_Commercial_Interruptible - Health_New_Water Heating_Natural Gas_Water Heater - Faucet Aerators_A_Achievable Technical Potential | F11 | Commercial | Interruptible - Health | New | Water Heating | Natural Gas | Water Heater - Faucet Aerators | A | Purchases (Cumulative) | Achievable Technical Potential | 0 | 0 | 0 | 0 | 0 | 0 | 0 | 0 | 0 | 0 | 0 | 0 | 0 | 0 | 0 | 0 | 0 | 0 | 0 | 0 | 0 | 0 | 0 | 0 | 0 | 0 | 0
F1_Commercial_Interruptible - Health_New_Water Heating_Natural Gas_Water Heater - Low-Flow Showerheads_A_Achievable Technical Potential | F1 | Commercial | Interruptible - Health | New | Water Heating | Natural Gas | Water Heater - Low-Flow Showerheads | A | Integrated Unit Energy Savings (kWh or therms) | Achievable Technical Potential | 0 | 0 | 0 | 0 | 0 | 0 | 0 | 0 | 0 | 0 | 0 | 0 | 0 | 0 | 0 | 0 | 0 | 0 | 0 | 0 | 0 | 0 | 0 | 0 | 0 | 0 | 0
F2_Commercial_Interruptible - Health_New_Water Heating_Natural Gas_Water Heater - Low-Flow Showerheads_A_Achievable Technical Potential | F2 | Commercial | Interruptible - Health | New | Water Heating | Natural Gas | Water Heater - Low-Flow Showerheads | A | Integrated Unit Summer Peak Savings (kW) | Achievable Technical Potential | 0 | 0 | 0 | 0 | 0 | 0 | 0 | 0 | 0 | 0 | 0 | 0 | 0 | 0 | 0 | 0 | 0 | 0 | 0 | 0 | 0 | 0 | 0 | 0 | 0 | 0 | 0
F3_Commercial_Interruptible - Health_New_Water Heating_Natural Gas_Water Heater - Low-Flow Showerheads_A_Achievable Technical Potential | F3 | Commercial | Interruptible - Health | New | Water Heating | Natural Gas | Water Heater - Low-Flow Showerheads | A | Integrated Unit Winter Peak Savings (kW) | Achievable Technical Potential | 0 | 0 | 0 | 0 | 0 | 0 | 0 | 0 | 0 | 0 | 0 | 0 | 0 | 0 | 0 | 0 | 0 | 0 | 0 | 0 | 0 | 0 | 0 | 0 | 0 | 0 | 0
F4_Commercial_Interruptible - Health_New_Water Heating_Natural Gas_Water Heater - Low-Flow Showerheads_A_Achievable Technical Potential | F4 | Commercial | Interruptible - Health | New | Water Heating | Natural Gas | Water Heater - Low-Flow Showerheads | A | Incremental Energy Savings (MWh or mTherms) | Achievable Technical Potential | 0 | 0 | 0 | 0 | 0 | 0 | 0 | 0 | 0 | 0 | 0 | 0 | 0 | 0 | 0 | 0 | 0 | 0 | 0 | 0 | 0 | 0 | 0 | 0 | 0 | 0 | 0
F5_Commercial_Interruptible - Health_New_Water Heating_Natural Gas_Water Heater - Low-Flow Showerheads_A_Achievable Technical Potential | F5 | Commercial | Interruptible - Health | New | Water Heating | Natural Gas | Water Heater - Low-Flow Showerheads | A | Incremental Summer Peak Savings (MW) | Achievable Technical Potential | 0 | 0 | 0 | 0 | 0 | 0 | 0 | 0 | 0 | 0 | 0 | 0 | 0 | 0 | 0 | 0 | 0 | 0 | 0 | 0 | 0 | 0 | 0 | 0 | 0 | 0 | 0
F6_Commercial_Interruptible - Health_New_Water Heating_Natural Gas_Water Heater - Low-Flow Showerheads_A_Achievable Technical Potential | F6 | Commercial | Interruptible - Health | New | Water Heating | Natural Gas | Water Heater - Low-Flow Showerheads | A | Incremental Winter Peak Savings (MW) | Achievable Technical Potential | 0 | 0 | 0 | 0 | 0 | 0 | 0 | 0 | 0 | 0 | 0 | 0 | 0 | 0 | 0 | 0 | 0 | 0 | 0 | 0 | 0 | 0 | 0 | 0 | 0 | 0 | 0
F7_Commercial_Interruptible - Health_New_Water Heating_Natural Gas_Water Heater - Low-Flow Showerheads_A_Achievable Technical Potential | F7 | Commercial | Interruptible - Health | New | Water Heating | Natural Gas | Water Heater - Low-Flow Showerheads | A | Cumulative Energy Savings (MWh or mTherms) | Achievable Technical Potential | 0 | 0 | 0 | 0 | 0 | 0 | 0 | 0 | 0 | 0 | 0 | 0 | 0 | 0 | 0 | 0 | 0 | 0 | 0 | 0 | 0 | 0 | 0 | 0 | 0 | 0 | 0
F8_Commercial_Interruptible - Health_New_Water Heating_Natural Gas_Water Heater - Low-Flow Showerheads_A_Achievable Technical Potential | F8 | Commercial | Interruptible - Health | New | Water Heating | Natural Gas | Water Heater - Low-Flow Showerheads | A | Cumulative Summer Peak Savings (MW) | Achievable Technical Potential | 0 | 0 | 0 | 0 | 0 | 0 | 0 | 0 | 0 | 0 | 0 | 0 | 0 | 0 | 0 | 0 | 0 | 0 | 0 | 0 | 0 | 0 | 0 | 0 | 0 | 0 | 0
F9_Commercial_Interruptible - Health_New_Water Heating_Natural Gas_Water Heater - Low-Flow Showerheads_A_Achievable Technical Potential | F9 | Commercial | Interruptible - Health | New | Water Heating | Natural Gas | Water Heater - Low-Flow Showerheads | A | Cumulative Winter Peak Savings (MW) | Achievable Technical Potential | 0 | 0 | 0 | 0 | 0 | 0 | 0 | 0 | 0 | 0 | 0 | 0 | 0 | 0 | 0 | 0 | 0 | 0 | 0 | 0 | 0 | 0 | 0 | 0 | 0 | 0 | 0
F10_Commercial_Interruptible - Health_New_Water Heating_Natural Gas_Water Heater - Low-Flow Showerheads_A_Achievable Technical Potential | F10 | Commercial | Interruptible - Health | New | Water Heating | Natural Gas | Water Heater - Low-Flow Showerheads | A | Purchases (Incremental) | Achievable Technical Potential | 0 | 0 | 0 | 0 | 0 | 0 | 0 | 0 | 0 | 0 | 0 | 0 | 0 | 0 | 0 | 0 | 0 | 0 | 0 | 0 | 0 | 0 | 0 | 0 | 0 | 0 | 0
F11_Commercial_Interruptible - Health_New_Water Heating_Natural Gas_Water Heater - Low-Flow Showerheads_A_Achievable Technical Potential | F11 | Commercial | Interruptible - Health | New | Water Heating | Natural Gas | Water Heater - Low-Flow Showerheads | A | Purchases (Cumulative) | Achievable Technical Potential | 0 | 0 | 0 | 0 | 0 | 0 | 0 | 0 | 0 | 0 | 0 | 0 | 0 | 0 | 0 | 0 | 0 | 0 | 0 | 0 | 0 | 0 | 0 | 0 | 0 | 0 | 0
F1_Commercial_Interruptible - Health_New_Water Heating_Natural Gas_Water Heater - Tank Blanket/Insulation_A_Achievable Technical Potential | F1 | Commercial | Interruptible - Health | New | Water Heating | Natural Gas | Water Heater - Tank Blanket/Insulation | A | Integrated Unit Energy Savings (kWh or therms) | Achievable Technical Potential | 0 | 0 | 0 | 0 | 0 | 0 | 0 | 0 | 0 | 0 | 0 | 0 | 0 | 0 | 0 | 0 | 0 | 0 | 0 | 0 | 0 | 0 | 0 | 0 | 0 | 0 | 0
F2_Commercial_Interruptible - Health_New_Water Heating_Natural Gas_Water Heater - Tank Blanket/Insulation_A_Achievable Technical Potential | F2 | Commercial | Interruptible - Health | New | Water Heating | Natural Gas | Water Heater - Tank Blanket/Insulation | A | Integrated Unit Summer Peak Savings (kW) | Achievable Technical Potential | 0 | 0 | 0 | 0 | 0 | 0 | 0 | 0 | 0 | 0 | 0 | 0 | 0 | 0 | 0 | 0 | 0 | 0 | 0 | 0 | 0 | 0 | 0 | 0 | 0 | 0 | 0
F3_Commercial_Interruptible - Health_New_Water Heating_Natural Gas_Water Heater - Tank Blanket/Insulation_A_Achievable Technical Potential | F3 | Commercial | Interruptible - Health | New | Water Heating | Natural Gas | Water Heater - Tank Blanket/Insulation | A | Integrated Unit Winter Peak Savings (kW) | Achievable Technical Potential | 0 | 0 | 0 | 0 | 0 | 0 | 0 | 0 | 0 | 0 | 0 | 0 | 0 | 0 | 0 | 0 | 0 | 0 | 0 | 0 | 0 | 0 | 0 | 0 | 0 | 0 | 0
F4_Commercial_Interruptible - Health_New_Water Heating_Natural Gas_Water Heater - Tank Blanket/Insulation_A_Achievable Technical Potential | F4 | Commercial | Interruptible - Health | New | Water Heating | Natural Gas | Water Heater - Tank Blanket/Insulation | A | Incremental Energy Savings (MWh or mTherms) | Achievable Technical Potential | 0 | 0 | 0 | 0 | 0 | 0 | 0 | 0 | 0 | 0 | 0 | 0 | 0 | 0 | 0 | 0 | 0 | 0 | 0 | 0 | 0 | 0 | 0 | 0 | 0 | 0 | 0
F5_Commercial_Interruptible - Health_New_Water Heating_Natural Gas_Water Heater - Tank Blanket/Insulation_A_Achievable Technical Potential | F5 | Commercial | Interruptible - Health | New | Water Heating | Natural Gas | Water Heater - Tank Blanket/Insulation | A | Incremental Summer Peak Savings (MW) | Achievable Technical Potential | 0 | 0 | 0 | 0 | 0 | 0 | 0 | 0 | 0 | 0 | 0 | 0 | 0 | 0 | 0 | 0 | 0 | 0 | 0 | 0 | 0 | 0 | 0 | 0 | 0 | 0 | 0
F6_Commercial_Interruptible - Health_New_Water Heating_Natural Gas_Water Heater - Tank Blanket/Insulation_A_Achievable Technical Potential | F6 | Commercial | Interruptible - Health | New | Water Heating | Natural Gas | Water Heater - Tank Blanket/Insulation | A | Incremental Winter Peak Savings (MW) | Achievable Technical Potential | 0 | 0 | 0 | 0 | 0 | 0 | 0 | 0 | 0 | 0 | 0 | 0 | 0 | 0 | 0 | 0 | 0 | 0 | 0 | 0 | 0 | 0 | 0 | 0 | 0 | 0 | 0
F7_Commercial_Interruptible - Health_New_Water Heating_Natural Gas_Water Heater - Tank Blanket/Insulation_A_Achievable Technical Potential | F7 | Commercial | Interruptible - Health | New | Water Heating | Natural Gas | Water Heater - Tank Blanket/Insulation | A | Cumulative Energy Savings (MWh or mTherms) | Achievable Technical Potential | 0 | 0 | 0 | 0 | 0 | 0 | 0 | 0 | 0 | 0 | 0 | 0 | 0 | 0 | 0 | 0 | 0 | 0 | 0 | 0 | 0 | 0 | 0 | 0 | 0 | 0 | 0
F8_Commercial_Interruptible - Health_New_Water Heating_Natural Gas_Water Heater - Tank Blanket/Insulation_A_Achievable Technical Potential | F8 | Commercial | Interruptible - Health | New | Water Heating | Natural Gas | Water Heater - Tank Blanket/Insulation | A | Cumulative Summer Peak Savings (MW) | Achievable Technical Potential | 0 | 0 | 0 | 0 | 0 | 0 | 0 | 0 | 0 | 0 | 0 | 0 | 0 | 0 | 0 | 0 | 0 | 0 | 0 | 0 | 0 | 0 | 0 | 0 | 0 | 0 | 0
F9_Commercial_Interruptible - Health_New_Water Heating_Natural Gas_Water Heater - Tank Blanket/Insulation_A_Achievable Technical Potential | F9 | Commercial | Interruptible - Health | New | Water Heating | Natural Gas | Water Heater - Tank Blanket/Insulation | A | Cumulative Winter Peak Savings (MW) | Achievable Technical Potential | 0 | 0 | 0 | 0 | 0 | 0 | 0 | 0 | 0 | 0 | 0 | 0 | 0 | 0 | 0 | 0 | 0 | 0 | 0 | 0 | 0 | 0 | 0 | 0 | 0 | 0 | 0
F10_Commercial_Interruptible - Health_New_Water Heating_Natural Gas_Water Heater - Tank Blanket/Insulation_A_Achievable Technical Potential | F10 | Commercial | Interruptible - Health | New | Water Heating | Natural Gas | Water Heater - Tank Blanket/Insulation | A | Purchases (Incremental) | Achievable Technical Potential | 0 | 0 | 0 | 0 | 0 | 0 | 0 | 0 | 0 | 0 | 0 | 0 | 0 | 0 | 0 | 0 | 0 | 0 | 0 | 0 | 0 | 0 | 0 | 0 | 0 | 0 | 0
F11_Commercial_Interruptible - Health_New_Water Heating_Natural Gas_Water Heater - Tank Blanket/Insulation_A_Achievable Technical Potential | F11 | Commercial | Interruptible - Health | New | Water Heating | Natural Gas | Water Heater - Tank Blanket/Insulation | A | Purchases (Cumulative) | Achievable Technical Potential | 0 | 0 | 0 | 0 | 0 | 0 | 0 | 0 | 0 | 0 | 0 | 0 | 0 | 0 | 0 | 0 | 0 | 0 | 0 | 0 | 0 | 0 | 0 | 0 | 0 | 0 | 0
F1_Commercial_Interruptible - Health_New_Water Heating_Natural Gas_Water Heater - Drainwater Heat Recovery_A_Achievable Technical Potential | F1 | Commercial | Interruptible - Health | New | Water Heating | Natural Gas | Water Heater - Drainwater Heat Recovery | A | Integrated Unit Energy Savings (kWh or therms) | Achievable Technical Potential | 0 | 0 | 0 | 0 | 0 | 0 | 0 | 0 | 0 | 0 | 0 | 0 | 0 | 0 | 0 | 0 | 0 | 0 | 0 | 0 | 0 | 0 | 0 | 0 | 0 | 0 | 0
F2_Commercial_Interruptible - Health_New_Water Heating_Natural Gas_Water Heater - Drainwater Heat Recovery_A_Achievable Technical Potential | F2 | Commercial | Interruptible - Health | New | Water Heating | Natural Gas | Water Heater - Drainwater Heat Recovery | A | Integrated Unit Summer Peak Savings (kW) | Achievable Technical Potential | 0 | 0 | 0 | 0 | 0 | 0 | 0 | 0 | 0 | 0 | 0 | 0 | 0 | 0 | 0 | 0 | 0 | 0 | 0 | 0 | 0 | 0 | 0 | 0 | 0 | 0 | 0
F3_Commercial_Interruptible - Health_New_Water Heating_Natural Gas_Water Heater - Drainwater Heat Recovery_A_Achievable Technical Potential | F3 | Commercial | Interruptible - Health | New | Water Heating | Natural Gas | Water Heater - Drainwater Heat Recovery | A | Integrated Unit Winter Peak Savings (kW) | Achievable Technical Potential | 0 | 0 | 0 | 0 | 0 | 0 | 0 | 0 | 0 | 0 | 0 | 0 | 0 | 0 | 0 | 0 | 0 | 0 | 0 | 0 | 0 | 0 | 0 | 0 | 0 | 0 | 0
F4_Commercial_Interruptible - Health_New_Water Heating_Natural Gas_Water Heater - Drainwater Heat Recovery_A_Achievable Technical Potential | F4 | Commercial | Interruptible - Health | New | Water Heating | Natural Gas | Water Heater - Drainwater Heat Recovery | A | Incremental Energy Savings (MWh or mTherms) | Achievable Technical Potential | 0 | 0 | 0 | 0 | 0 | 0 | 0 | 0 | 0 | 0 | 0 | 0 | 0 | 0 | 0 | 0 | 0 | 0 | 0 | 0 | 0 | 0 | 0 | 0 | 0 | 0 | 0
F5_Commercial_Interruptible - Health_New_Water Heating_Natural Gas_Water Heater - Drainwater Heat Recovery_A_Achievable Technical Potential | F5 | Commercial | Interruptible - Health | New | Water Heating | Natural Gas | Water Heater - Drainwater Heat Recovery | A | Incremental Summer Peak Savings (MW) | Achievable Technical Potential | 0 | 0 | 0 | 0 | 0 | 0 | 0 | 0 | 0 | 0 | 0 | 0 | 0 | 0 | 0 | 0 | 0 | 0 | 0 | 0 | 0 | 0 | 0 | 0 | 0 | 0 | 0
F6_Commercial_Interruptible - Health_New_Water Heating_Natural Gas_Water Heater - Drainwater Heat Recovery_A_Achievable Technical Potential | F6 | Commercial | Interruptible - Health | New | Water Heating | Natural Gas | Water Heater - Drainwater Heat Recovery | A | Incremental Winter Peak Savings (MW) | Achievable Technical Potential | 0 | 0 | 0 | 0 | 0 | 0 | 0 | 0 | 0 | 0 | 0 | 0 | 0 | 0 | 0 | 0 | 0 | 0 | 0 | 0 | 0 | 0 | 0 | 0 | 0 | 0 | 0
F7_Commercial_Interruptible - Health_New_Water Heating_Natural Gas_Water Heater - Drainwater Heat Recovery_A_Achievable Technical Potential | F7 | Commercial | Interruptible - Health | New | Water Heating | Natural Gas | Water Heater - Drainwater Heat Recovery | A | Cumulative Energy Savings (MWh or mTherms) | Achievable Technical Potential | 0 | 0 | 0 | 0 | 0 | 0 | 0 | 0 | 0 | 0 | 0 | 0 | 0 | 0 | 0 | 0 | 0 | 0 | 0 | 0 | 0 | 0 | 0 | 0 | 0 | 0 | 0
F8_Commercial_Interruptible - Health_New_Water Heating_Natural Gas_Water Heater - Drainwater Heat Recovery_A_Achievable Technical Potential | F8 | Commercial | Interruptible - Health | New | Water Heating | Natural Gas | Water Heater - Drainwater Heat Recovery | A | Cumulative Summer Peak Savings (MW) | Achievable Technical Potential | 0 | 0 | 0 | 0 | 0 | 0 | 0 | 0 | 0 | 0 | 0 | 0 | 0 | 0 | 0 | 0 | 0 | 0 | 0 | 0 | 0 | 0 | 0 | 0 | 0 | 0 | 0
F9_Commercial_Interruptible - Health_New_Water Heating_Natural Gas_Water Heater - Drainwater Heat Recovery_A_Achievable Technical Potential | F9 | Commercial | Interruptible - Health | New | Water Heating | Natural Gas | Water Heater - Drainwater Heat Recovery | A | Cumulative Winter Peak Savings (MW) | Achievable Technical Potential | 0 | 0 | 0 | 0 | 0 | 0 | 0 | 0 | 0 | 0 | 0 | 0 | 0 | 0 | 0 | 0 | 0 | 0 | 0 | 0 | 0 | 0 | 0 | 0 | 0 | 0 | 0
F10_Commercial_Interruptible - Health_New_Water Heating_Natural Gas_Water Heater - Drainwater Heat Recovery_A_Achievable Technical Potential | F10 | Commercial | Interruptible - Health | New | Water Heating | Natural Gas | Water Heater - Drainwater Heat Recovery | A | Purchases (Incremental) | Achievable Technical Potential | 0 | 0 | 0 | 0 | 0 | 0 | 0 | 0 | 0 | 0 | 0 | 0 | 0 | 0 | 0 | 0 | 0 | 0 | 0 | 0 | 0 | 0 | 0 | 0 | 0 | 0 | 0
F11_Commercial_Interruptible - Health_New_Water Heating_Natural Gas_Water Heater - Drainwater Heat Recovery_A_Achievable Technical Potential | F11 | Commercial | Interruptible - Health | New | Water Heating | Natural Gas | Water Heater - Drainwater Heat Recovery | A | Purchases (Cumulative) | Achievable Technical Potential | 0 | 0 | 0 | 0 | 0 | 0 | 0 | 0 | 0 | 0 | 0 | 0 | 0 | 0 | 0 | 0 | 0 | 0 | 0 | 0 | 0 | 0 | 0 | 0 | 0 | 0 | 0
F1_Commercial_Interruptible - Health_New_Water Heating_Natural Gas_Water Heater - Circulation Pump Controls_A_Achievable Technical Potential | F1 | Commercial | Interruptible - Health | New | Water Heating | Natural Gas | Water Heater - Circulation Pump Controls | A | Integrated Unit Energy Savings (kWh or therms) | Achievable Technical Potential | 0 | 0 | 0 | 0 | 0 | 0 | 0 | 0 | 0 | 0 | 0 | 0 | 0 | 0 | 0 | 0 | 0 | 0 | 0 | 0 | 0 | 0 | 0 | 0 | 0 | 0 | 0
F2_Commercial_Interruptible - Health_New_Water Heating_Natural Gas_Water Heater - Circulation Pump Controls_A_Achievable Technical Potential | F2 | Commercial | Interruptible - Health | New | Water Heating | Natural Gas | Water Heater - Circulation Pump Controls | A | Integrated Unit Summer Peak Savings (kW) | Achievable Technical Potential | 0 | 0 | 0 | 0 | 0 | 0 | 0 | 0 | 0 | 0 | 0 | 0 | 0 | 0 | 0 | 0 | 0 | 0 | 0 | 0 | 0 | 0 | 0 | 0 | 0 | 0 | 0
F3_Commercial_Interruptible - Health_New_Water Heating_Natural Gas_Water Heater - Circulation Pump Controls_A_Achievable Technical Potential | F3 | Commercial | Interruptible - Health | New | Water Heating | Natural Gas | Water Heater - Circulation Pump Controls | A | Integrated Unit Winter Peak Savings (kW) | Achievable Technical Potential | 0 | 0 | 0 | 0 | 0 | 0 | 0 | 0 | 0 | 0 | 0 | 0 | 0 | 0 | 0 | 0 | 0 | 0 | 0 | 0 | 0 | 0 | 0 | 0 | 0 | 0 | 0
F4_Commercial_Interruptible - Health_New_Water Heating_Natural Gas_Water Heater - Circulation Pump Controls_A_Achievable Technical Potential | F4 | Commercial | Interruptible - Health | New | Water Heating | Natural Gas | Water Heater - Circulation Pump Controls | A | Incremental Energy Savings (MWh or mTherms) | Achievable Technical Potential | 0 | 0 | 0 | 0 | 0 | 0 | 0 | 0 | 0 | 0 | 0 | 0 | 0 | 0 | 0 | 0 | 0 | 0 | 0 | 0 | 0 | 0 | 0 | 0 | 0 | 0 | 0
F5_Commercial_Interruptible - Health_New_Water Heating_Natural Gas_Water Heater - Circulation Pump Controls_A_Achievable Technical Potential | F5 | Commercial | Interruptible - Health | New | Water Heating | Natural Gas | Water Heater - Circulation Pump Controls | A | Incremental Summer Peak Savings (MW) | Achievable Technical Potential | 0 | 0 | 0 | 0 | 0 | 0 | 0 | 0 | 0 | 0 | 0 | 0 | 0 | 0 | 0 | 0 | 0 | 0 | 0 | 0 | 0 | 0 | 0 | 0 | 0 | 0 | 0
F6_Commercial_Interruptible - Health_New_Water Heating_Natural Gas_Water Heater - Circulation Pump Controls_A_Achievable Technical Potential | F6 | Commercial | Interruptible - Health | New | Water Heating | Natural Gas | Water Heater - Circulation Pump Controls | A | Incremental Winter Peak Savings (MW) | Achievable Technical Potential | 0 | 0 | 0 | 0 | 0 | 0 | 0 | 0 | 0 | 0 | 0 | 0 | 0 | 0 | 0 | 0 | 0 | 0 | 0 | 0 | 0 | 0 | 0 | 0 | 0 | 0 | 0
F7_Commercial_Interruptible - Health_New_Water Heating_Natural Gas_Water Heater - Circulation Pump Controls_A_Achievable Technical Potential | F7 | Commercial | Interruptible - Health | New | Water Heating | Natural Gas | Water Heater - Circulation Pump Controls | A | Cumulative Energy Savings (MWh or mTherms) | Achievable Technical Potential | 0 | 0 | 0 | 0 | 0 | 0 | 0 | 0 | 0 | 0 | 0 | 0 | 0 | 0 | 0 | 0 | 0 | 0 | 0 | 0 | 0 | 0 | 0 | 0 | 0 | 0 | 0
F8_Commercial_Interruptible - Health_New_Water Heating_Natural Gas_Water Heater - Circulation Pump Controls_A_Achievable Technical Potential | F8 | Commercial | Interruptible - Health | New | Water Heating | Natural Gas | Water Heater - Circulation Pump Controls | A | Cumulative Summer Peak Savings (MW) | Achievable Technical Potential | 0 | 0 | 0 | 0 | 0 | 0 | 0 | 0 | 0 | 0 | 0 | 0 | 0 | 0 | 0 | 0 | 0 | 0 | 0 | 0 | 0 | 0 | 0 | 0 | 0 | 0 | 0
F9_Commercial_Interruptible - Health_New_Water Heating_Natural Gas_Water Heater - Circulation Pump Controls_A_Achievable Technical Potential | F9 | Commercial | Interruptible - Health | New | Water Heating | Natural Gas | Water Heater - Circulation Pump Controls | A | Cumulative Winter Peak Savings (MW) | Achievable Technical Potential | 0 | 0 | 0 | 0 | 0 | 0 | 0 | 0 | 0 | 0 | 0 | 0 | 0 | 0 | 0 | 0 | 0 | 0 | 0 | 0 | 0 | 0 | 0 | 0 | 0 | 0 | 0
F10_Commercial_Interruptible - Health_New_Water Heating_Natural Gas_Water Heater - Circulation Pump Controls_A_Achievable Technical Potential | F10 | Commercial | Interruptible - Health | New | Water Heating | Natural Gas | Water Heater - Circulation Pump Controls | A | Purchases (Incremental) | Achievable Technical Potential | 0 | 0 | 0 | 0 | 0 | 0 | 0 | 0 | 0 | 0 | 0 | 0 | 0 | 0 | 0 | 0 | 0 | 0 | 0 | 0 | 0 | 0 | 0 | 0 | 0 | 0 | 0
F11_Commercial_Interruptible - Health_New_Water Heating_Natural Gas_Water Heater - Circulation Pump Controls_A_Achievable Technical Potential | F11 | Commercial | Interruptible - Health | New | Water Heating | Natural Gas | Water Heater - Circulation Pump Controls | A | Purchases (Cumulative) | Achievable Technical Potential | 0 | 0 | 0 | 0 | 0 | 0 | 0 | 0 | 0 | 0 | 0 | 0 | 0 | 0 | 0 | 0 | 0 | 0 | 0 | 0 | 0 | 0 | 0 | 0 | 0 | 0 | 0
F1_Commercial_Interruptible - Health_New_Water Heating_Natural Gas_Water Heater - Pipe Insulation_A_Achievable Technical Potential | F1 | Commercial | Interruptible - Health | New | Water Heating | Natural Gas | Water Heater - Pipe Insulation | A | Integrated Unit Energy Savings (kWh or therms) | Achievable Technical Potential | 0 | 0 | 0 | 0 | 0 | 0 | 0 | 0 | 0 | 0 | 0 | 0 | 0 | 0 | 0 | 0 | 0 | 0 | 0 | 0 | 0 | 0 | 0 | 0 | 0 | 0 | 0
F2_Commercial_Interruptible - Health_New_Water Heating_Natural Gas_Water Heater - Pipe Insulation_A_Achievable Technical Potential | F2 | Commercial | Interruptible - Health | New | Water Heating | Natural Gas | Water Heater - Pipe Insulation | A | Integrated Unit Summer Peak Savings (kW) | Achievable Technical Potential | 0 | 0 | 0 | 0 | 0 | 0 | 0 | 0 | 0 | 0 | 0 | 0 | 0 | 0 | 0 | 0 | 0 | 0 | 0 | 0 | 0 | 0 | 0 | 0 | 0 | 0 | 0
F3_Commercial_Interruptible - Health_New_Water Heating_Natural Gas_Water Heater - Pipe Insulation_A_Achievable Technical Potential | F3 | Commercial | Interruptible - Health | New | Water Heating | Natural Gas | Water Heater - Pipe Insulation | A | Integrated Unit Winter Peak Savings (kW) | Achievable Technical Potential | 0 | 0 | 0 | 0 | 0 | 0 | 0 | 0 | 0 | 0 | 0 | 0 | 0 | 0 | 0 | 0 | 0 | 0 | 0 | 0 | 0 | 0 | 0 | 0 | 0 | 0 | 0
F4_Commercial_Interruptible - Health_New_Water Heating_Natural Gas_Water Heater - Pipe Insulation_A_Achievable Technical Potential | F4 | Commercial | Interruptible - Health | New | Water Heating | Natural Gas | Water Heater - Pipe Insulation | A | Incremental Energy Savings (MWh or mTherms) | Achievable Technical Potential | 0 | 0 | 0 | 0 | 0 | 0 | 0 | 0 | 0 | 0 | 0 | 0 | 0 | 0 | 0 | 0 | 0 | 0 | 0 | 0 | 0 | 0 | 0 | 0 | 0 | 0 | 0
F5_Commercial_Interruptible - Health_New_Water Heating_Natural Gas_Water Heater - Pipe Insulation_A_Achievable Technical Potential | F5 | Commercial | Interruptible - Health | New | Water Heating | Natural Gas | Water Heater - Pipe Insulation | A | Incremental Summer Peak Savings (MW) | Achievable Technical Potential | 0 | 0 | 0 | 0 | 0 | 0 | 0 | 0 | 0 | 0 | 0 | 0 | 0 | 0 | 0 | 0 | 0 | 0 | 0 | 0 | 0 | 0 | 0 | 0 | 0 | 0 | 0
F6_Commercial_Interruptible - Health_New_Water Heating_Natural Gas_Water Heater - Pipe Insulation_A_Achievable Technical Potential | F6 | Commercial | Interruptible - Health | New | Water Heating | Natural Gas | Water Heater - Pipe Insulation | A | Incremental Winter Peak Savings (MW) | Achievable Technical Potential | 0 | 0 | 0 | 0 | 0 | 0 | 0 | 0 | 0 | 0 | 0 | 0 | 0 | 0 | 0 | 0 | 0 | 0 | 0 | 0 | 0 | 0 | 0 | 0 | 0 | 0 | 0
F7_Commercial_Interruptible - Health_New_Water Heating_Natural Gas_Water Heater - Pipe Insulation_A_Achievable Technical Potential | F7 | Commercial | Interruptible - Health | New | Water Heating | Natural Gas | Water Heater - Pipe Insulation | A | Cumulative Energy Savings (MWh or mTherms) | Achievable Technical Potential | 0 | 0 | 0 | 0 | 0 | 0 | 0 | 0 | 0 | 0 | 0 | 0 | 0 | 0 | 0 | 0 | 0 | 0 | 0 | 0 | 0 | 0 | 0 | 0 | 0 | 0 | 0
F8_Commercial_Interruptible - Health_New_Water Heating_Natural Gas_Water Heater - Pipe Insulation_A_Achievable Technical Potential | F8 | Commercial | Interruptible - Health | New | Water Heating | Natural Gas | Water Heater - Pipe Insulation | A | Cumulative Summer Peak Savings (MW) | Achievable Technical Potential | 0 | 0 | 0 | 0 | 0 | 0 | 0 | 0 | 0 | 0 | 0 | 0 | 0 | 0 | 0 | 0 | 0 | 0 | 0 | 0 | 0 | 0 | 0 | 0 | 0 | 0 | 0
F9_Commercial_Interruptible - Health_New_Water Heating_Natural Gas_Water Heater - Pipe Insulation_A_Achievable Technical Potential | F9 | Commercial | Interruptible - Health | New | Water Heating | Natural Gas | Water Heater - Pipe Insulation | A | Cumulative Winter Peak Savings (MW) | Achievable Technical Potential | 0 | 0 | 0 | 0 | 0 | 0 | 0 | 0 | 0 | 0 | 0 | 0 | 0 | 0 | 0 | 0 | 0 | 0 | 0 | 0 | 0 | 0 | 0 | 0 | 0 | 0 | 0
F10_Commercial_Interruptible - Health_New_Water Heating_Natural Gas_Water Heater - Pipe Insulation_A_Achievable Technical Potential | F10 | Commercial | Interruptible - Health | New | Water Heating | Natural Gas | Water Heater - Pipe Insulation | A | Purchases (Incremental) | Achievable Technical Potential | 0 | 0 | 0 | 0 | 0 | 0 | 0 | 0 | 0 | 0 | 0 | 0 | 0 | 0 | 0 | 0 | 0 | 0 | 0 | 0 | 0 | 0 | 0 | 0 | 0 | 0 | 0
F11_Commercial_Interruptible - Health_New_Water Heating_Natural Gas_Water Heater - Pipe Insulation_A_Achievable Technical Potential | F11 | Commercial | Interruptible - Health | New | Water Heating | Natural Gas | Water Heater - Pipe Insulation | A | Purchases (Cumulative) | Achievable Technical Potential | 0 | 0 | 0 | 0 | 0 | 0 | 0 | 0 | 0 | 0 | 0 | 0 | 0 | 0 | 0 | 0 | 0 | 0 | 0 | 0 | 0 | 0 | 0 | 0 | 0 | 0 | 0
F1_Commercial_Interruptible - Health_New_Water Heating_Natural Gas_Water Heater - Motion Control Faucet_A_Achievable Technical Potential | F1 | Commercial | Interruptible - Health | New | Water Heating | Natural Gas | Water Heater - Motion Control Faucet | A | Integrated Unit Energy Savings (kWh or therms) | Achievable Technical Potential | 0 | 0 | 0 | 0 | 0 | 0 | 0 | 0 | 0 | 0 | 0 | 0 | 0 | 0 | 0 | 0 | 0 | 0 | 0 | 0 | 0 | 0 | 0 | 0 | 0 | 0 | 0
F2_Commercial_Interruptible - Health_New_Water Heating_Natural Gas_Water Heater - Motion Control Faucet_A_Achievable Technical Potential | F2 | Commercial | Interruptible - Health | New | Water Heating | Natural Gas | Water Heater - Motion Control Faucet | A | Integrated Unit Summer Peak Savings (kW) | Achievable Technical Potential | 0 | 0 | 0 | 0 | 0 | 0 | 0 | 0 | 0 | 0 | 0 | 0 | 0 | 0 | 0 | 0 | 0 | 0 | 0 | 0 | 0 | 0 | 0 | 0 | 0 | 0 | 0
F3_Commercial_Interruptible - Health_New_Water Heating_Natural Gas_Water Heater - Motion Control Faucet_A_Achievable Technical Potential | F3 | Commercial | Interruptible - Health | New | Water Heating | Natural Gas | Water Heater - Motion Control Faucet | A | Integrated Unit Winter Peak Savings (kW) | Achievable Technical Potential | 0 | 0 | 0 | 0 | 0 | 0 | 0 | 0 | 0 | 0 | 0 | 0 | 0 | 0 | 0 | 0 | 0 | 0 | 0 | 0 | 0 | 0 | 0 | 0 | 0 | 0 | 0
F4_Commercial_Interruptible - Health_New_Water Heating_Natural Gas_Water Heater - Motion Control Faucet_A_Achievable Technical Potential | F4 | Commercial | Interruptible - Health | New | Water Heating | Natural Gas | Water Heater - Motion Control Faucet | A | Incremental Energy Savings (MWh or mTherms) | Achievable Technical Potential | 0 | 0 | 0 | 0 | 0 | 0 | 0 | 0 | 0 | 0 | 0 | 0 | 0 | 0 | 0 | 0 | 0 | 0 | 0 | 0 | 0 | 0 | 0 | 0 | 0 | 0 | 0
F5_Commercial_Interruptible - Health_New_Water Heating_Natural Gas_Water Heater - Motion Control Faucet_A_Achievable Technical Potential | F5 | Commercial | Interruptible - Health | New | Water Heating | Natural Gas | Water Heater - Motion Control Faucet | A | Incremental Summer Peak Savings (MW) | Achievable Technical Potential | 0 | 0 | 0 | 0 | 0 | 0 | 0 | 0 | 0 | 0 | 0 | 0 | 0 | 0 | 0 | 0 | 0 | 0 | 0 | 0 | 0 | 0 | 0 | 0 | 0 | 0 | 0
F6_Commercial_Interruptible - Health_New_Water Heating_Natural Gas_Water Heater - Motion Control Faucet_A_Achievable Technical Potential | F6 | Commercial | Interruptible - Health | New | Water Heating | Natural Gas | Water Heater - Motion Control Faucet | A | Incremental Winter Peak Savings (MW) | Achievable Technical Potential | 0 | 0 | 0 | 0 | 0 | 0 | 0 | 0 | 0 | 0 | 0 | 0 | 0 | 0 | 0 | 0 | 0 | 0 | 0 | 0 | 0 | 0 | 0 | 0 | 0 | 0 | 0
F7_Commercial_Interruptible - Health_New_Water Heating_Natural Gas_Water Heater - Motion Control Faucet_A_Achievable Technical Potential | F7 | Commercial | Interruptible - Health | New | Water Heating | Natural Gas | Water Heater - Motion Control Faucet | A | Cumulative Energy Savings (MWh or mTherms) | Achievable Technical Potential | 0 | 0 | 0 | 0 | 0 | 0 | 0 | 0 | 0 | 0 | 0 | 0 | 0 | 0 | 0 | 0 | 0 | 0 | 0 | 0 | 0 | 0 | 0 | 0 | 0 | 0 | 0
F8_Commercial_Interruptible - Health_New_Water Heating_Natural Gas_Water Heater - Motion Control Faucet_A_Achievable Technical Potential | F8 | Commercial | Interruptible - Health | New | Water Heating | Natural Gas | Water Heater - Motion Control Faucet | A | Cumulative Summer Peak Savings (MW) | Achievable Technical Potential | 0 | 0 | 0 | 0 | 0 | 0 | 0 | 0 | 0 | 0 | 0 | 0 | 0 | 0 | 0 | 0 | 0 | 0 | 0 | 0 | 0 | 0 | 0 | 0 | 0 | 0 | 0
F9_Commercial_Interruptible - Health_New_Water Heating_Natural Gas_Water Heater - Motion Control Faucet_A_Achievable Technical Potential | F9 | Commercial | Interruptible - Health | New | Water Heating | Natural Gas | Water Heater - Motion Control Faucet | A | Cumulative Winter Peak Savings (MW) | Achievable Technical Potential | 0 | 0 | 0 | 0 | 0 | 0 | 0 | 0 | 0 | 0 | 0 | 0 | 0 | 0 | 0 | 0 | 0 | 0 | 0 | 0 | 0 | 0 | 0 | 0 | 0 | 0 | 0
F10_Commercial_Interruptible - Health_New_Water Heating_Natural Gas_Water Heater - Motion Control Faucet_A_Achievable Technical Potential | F10 | Commercial | Interruptible - Health | New | Water Heating | Natural Gas | Water Heater - Motion Control Faucet | A | Purchases (Incremental) | Achievable Technical Potential | 0 | 0 | 0 | 0 | 0 | 0 | 0 | 0 | 0 | 0 | 0 | 0 | 0 | 0 | 0 | 0 | 0 | 0 | 0 | 0 | 0 | 0 | 0 | 0 | 0 | 0 | 0
F11_Commercial_Interruptible - Health_New_Water Heating_Natural Gas_Water Heater - Motion Control Faucet_A_Achievable Technical Potential | F11 | Commercial | Interruptible - Health | New | Water Heating | Natural Gas | Water Heater - Motion Control Faucet | A | Purchases (Cumulative) | Achievable Technical Potential | 0 | 0 | 0 | 0 | 0 | 0 | 0 | 0 | 0 | 0 | 0 | 0 | 0 | 0 | 0 | 0 | 0 | 0 | 0 | 0 | 0 | 0 | 0 | 0 | 0 | 0 | 0
F1_Commercial_Interruptible - Health_New_Water Heating_Natural Gas_Water Heater - Solar System_A_Achievable Technical Potential | F1 | Commercial | Interruptible - Health | New | Water Heating | Natural Gas | Water Heater - Solar System | A | Integrated Unit Energy Savings (kWh or therms) | Achievable Technical Potential | 0 | 0 | 0 | 0 | 0 | 0 | 0 | 0 | 0 | 0 | 0 | 0 | 0 | 0 | 0 | 0 | 0 | 0 | 0 | 0 | 0 | 0 | 0 | 0 | 0 | 0 | 0
F2_Commercial_Interruptible - Health_New_Water Heating_Natural Gas_Water Heater - Solar System_A_Achievable Technical Potential | F2 | Commercial | Interruptible - Health | New | Water Heating | Natural Gas | Water Heater - Solar System | A | Integrated Unit Summer Peak Savings (kW) | Achievable Technical Potential | 0 | 0 | 0 | 0 | 0 | 0 | 0 | 0 | 0 | 0 | 0 | 0 | 0 | 0 | 0 | 0 | 0 | 0 | 0 | 0 | 0 | 0 | 0 | 0 | 0 | 0 | 0
F3_Commercial_Interruptible - Health_New_Water Heating_Natural Gas_Water Heater - Solar System_A_Achievable Technical Potential | F3 | Commercial | Interruptible - Health | New | Water Heating | Natural Gas | Water Heater - Solar System | A | Integrated Unit Winter Peak Savings (kW) | Achievable Technical Potential | 0 | 0 | 0 | 0 | 0 | 0 | 0 | 0 | 0 | 0 | 0 | 0 | 0 | 0 | 0 | 0 | 0 | 0 | 0 | 0 | 0 | 0 | 0 | 0 | 0 | 0 | 0
F4_Commercial_Interruptible - Health_New_Water Heating_Natural Gas_Water Heater - Solar System_A_Achievable Technical Potential | F4 | Commercial | Interruptible - Health | New | Water Heating | Natural Gas | Water Heater - Solar System | A | Incremental Energy Savings (MWh or mTherms) | Achievable Technical Potential | 0 | 0 | 0 | 0 | 0 | 0 | 0 | 0 | 0 | 0 | 0 | 0 | 0 | 0 | 0 | 0 | 0 | 0 | 0 | 0 | 0 | 0 | 0 | 0 | 0 | 0 | 0
F5_Commercial_Interruptible - Health_New_Water Heating_Natural Gas_Water Heater - Solar System_A_Achievable Technical Potential | F5 | Commercial | Interruptible - Health | New | Water Heating | Natural Gas | Water Heater - Solar System | A | Incremental Summer Peak Savings (MW) | Achievable Technical Potential | 0 | 0 | 0 | 0 | 0 | 0 | 0 | 0 | 0 | 0 | 0 | 0 | 0 | 0 | 0 | 0 | 0 | 0 | 0 | 0 | 0 | 0 | 0 | 0 | 0 | 0 | 0
F6_Commercial_Interruptible - Health_New_Water Heating_Natural Gas_Water Heater - Solar System_A_Achievable Technical Potential | F6 | Commercial | Interruptible - Health | New | Water Heating | Natural Gas | Water Heater - Solar System | A | Incremental Winter Peak Savings (MW) | Achievable Technical Potential | 0 | 0 | 0 | 0 | 0 | 0 | 0 | 0 | 0 | 0 | 0 | 0 | 0 | 0 | 0 | 0 | 0 | 0 | 0 | 0 | 0 | 0 | 0 | 0 | 0 | 0 | 0
F7_Commercial_Interruptible - Health_New_Water Heating_Natural Gas_Water Heater - Solar System_A_Achievable Technical Potential | F7 | Commercial | Interruptible - Health | New | Water Heating | Natural Gas | Water Heater - Solar System | A | Cumulative Energy Savings (MWh or mTherms) | Achievable Technical Potential | 0 | 0 | 0 | 0 | 0 | 0 | 0 | 0 | 0 | 0 | 0 | 0 | 0 | 0 | 0 | 0 | 0 | 0 | 0 | 0 | 0 | 0 | 0 | 0 | 0 | 0 | 0
F8_Commercial_Interruptible - Health_New_Water Heating_Natural Gas_Water Heater - Solar System_A_Achievable Technical Potential | F8 | Commercial | Interruptible - Health | New | Water Heating | Natural Gas | Water Heater - Solar System | A | Cumulative Summer Peak Savings (MW) | Achievable Technical Potential | 0 | 0 | 0 | 0 | 0 | 0 | 0 | 0 | 0 | 0 | 0 | 0 | 0 | 0 | 0 | 0 | 0 | 0 | 0 | 0 | 0 | 0 | 0 | 0 | 0 | 0 | 0
F9_Commercial_Interruptible - Health_New_Water Heating_Natural Gas_Water Heater - Solar System_A_Achievable Technical Potential | F9 | Commercial | Interruptible - Health | New | Water Heating | Natural Gas | Water Heater - Solar System | A | Cumulative Winter Peak Savings (MW) | Achievable Technical Potential | 0 | 0 | 0 | 0 | 0 | 0 | 0 | 0 | 0 | 0 | 0 | 0 | 0 | 0 | 0 | 0 | 0 | 0 | 0 | 0 | 0 | 0 | 0 | 0 | 0 | 0 | 0
F10_Commercial_Interruptible - Health_New_Water Heating_Natural Gas_Water Heater - Solar System_A_Achievable Technical Potential | F10 | Commercial | Interruptible - Health | New | Water Heating | Natural Gas | Water Heater - Solar System | A | Purchases (Incremental) | Achievable Technical Potential | 0 | 0 | 0 | 0 | 0 | 0 | 0 | 0 | 0 | 0 | 0 | 0 | 0 | 0 | 0 | 0 | 0 | 0 | 0 | 0 | 0 | 0 | 0 | 0 | 0 | 0 | 0
F11_Commercial_Interruptible - Health_New_Water Heating_Natural Gas_Water Heater - Solar System_A_Achievable Technical Potential | F11 | Commercial | Interruptible - Health | New | Water Heating | Natural Gas | Water Heater - Solar System | A | Purchases (Cumulative) | Achievable Technical Potential | 0 | 0 | 0 | 0 | 0 | 0 | 0 | 0 | 0 | 0 | 0 | 0 | 0 | 0 | 0 | 0 | 0 | 0 | 0 | 0 | 0 | 0 | 0 | 0 | 0 | 0 | 0
F1_Commercial_Interruptible - Health_New_Water Heating_Natural Gas_Commercial Laundry - Ozone Treatment_A_Achievable Technical Potential | F1 | Commercial | Interruptible - Health | New | Water Heating | Natural Gas | Commercial Laundry - Ozone Treatment | A | Integrated Unit Energy Savings (kWh or therms) | Achievable Technical Potential | 0 | 0 | 0 | 0 | 0 | 0 | 0 | 0 | 0 | 0 | 0 | 0 | 0 | 0 | 0 | 0 | 0 | 0 | 0 | 0 | 0 | 0 | 0 | 0 | 0 | 0 | 0
F2_Commercial_Interruptible - Health_New_Water Heating_Natural Gas_Commercial Laundry - Ozone Treatment_A_Achievable Technical Potential | F2 | Commercial | Interruptible - Health | New | Water Heating | Natural Gas | Commercial Laundry - Ozone Treatment | A | Integrated Unit Summer Peak Savings (kW) | Achievable Technical Potential | 0 | 0 | 0 | 0 | 0 | 0 | 0 | 0 | 0 | 0 | 0 | 0 | 0 | 0 | 0 | 0 | 0 | 0 | 0 | 0 | 0 | 0 | 0 | 0 | 0 | 0 | 0
F3_Commercial_Interruptible - Health_New_Water Heating_Natural Gas_Commercial Laundry - Ozone Treatment_A_Achievable Technical Potential | F3 | Commercial | Interruptible - Health | New | Water Heating | Natural Gas | Commercial Laundry - Ozone Treatment | A | Integrated Unit Winter Peak Savings (kW) | Achievable Technical Potential | 0 | 0 | 0 | 0 | 0 | 0 | 0 | 0 | 0 | 0 | 0 | 0 | 0 | 0 | 0 | 0 | 0 | 0 | 0 | 0 | 0 | 0 | 0 | 0 | 0 | 0 | 0
F4_Commercial_Interruptible - Health_New_Water Heating_Natural Gas_Commercial Laundry - Ozone Treatment_A_Achievable Technical Potential | F4 | Commercial | Interruptible - Health | New | Water Heating | Natural Gas | Commercial Laundry - Ozone Treatment | A | Incremental Energy Savings (MWh or mTherms) | Achievable Technical Potential | 0 | 0 | 0 | 0 | 0 | 0 | 0 | 0 | 0 | 0 | 0 | 0 | 0 | 0 | 0 | 0 | 0 | 0 | 0 | 0 | 0 | 0 | 0 | 0 | 0 | 0 | 0
F5_Commercial_Interruptible - Health_New_Water Heating_Natural Gas_Commercial Laundry - Ozone Treatment_A_Achievable Technical Potential | F5 | Commercial | Interruptible - Health | New | Water Heating | Natural Gas | Commercial Laundry - Ozone Treatment | A | Incremental Summer Peak Savings (MW) | Achievable Technical Potential | 0 | 0 | 0 | 0 | 0 | 0 | 0 | 0 | 0 | 0 | 0 | 0 | 0 | 0 | 0 | 0 | 0 | 0 | 0 | 0 | 0 | 0 | 0 | 0 | 0 | 0 | 0
F6_Commercial_Interruptible - Health_New_Water Heating_Natural Gas_Commercial Laundry - Ozone Treatment_A_Achievable Technical Potential | F6 | Commercial | Interruptible - Health | New | Water Heating | Natural Gas | Commercial Laundry - Ozone Treatment | A | Incremental Winter Peak Savings (MW) | Achievable Technical Potential | 0 | 0 | 0 | 0 | 0 | 0 | 0 | 0 | 0 | 0 | 0 | 0 | 0 | 0 | 0 | 0 | 0 | 0 | 0 | 0 | 0 | 0 | 0 | 0 | 0 | 0 | 0
F7_Commercial_Interruptible - Health_New_Water Heating_Natural Gas_Commercial Laundry - Ozone Treatment_A_Achievable Technical Potential | F7 | Commercial | Interruptible - Health | New | Water Heating | Natural Gas | Commercial Laundry - Ozone Treatment | A | Cumulative Energy Savings (MWh or mTherms) | Achievable Technical Potential | 0 | 0 | 0 | 0 | 0 | 0 | 0 | 0 | 0 | 0 | 0 | 0 | 0 | 0 | 0 | 0 | 0 | 0 | 0 | 0 | 0 | 0 | 0 | 0 | 0 | 0 | 0
F8_Commercial_Interruptible - Health_New_Water Heating_Natural Gas_Commercial Laundry - Ozone Treatment_A_Achievable Technical Potential | F8 | Commercial | Interruptible - Health | New | Water Heating | Natural Gas | Commercial Laundry - Ozone Treatment | A | Cumulative Summer Peak Savings (MW) | Achievable Technical Potential | 0 | 0 | 0 | 0 | 0 | 0 | 0 | 0 | 0 | 0 | 0 | 0 | 0 | 0 | 0 | 0 | 0 | 0 | 0 | 0 | 0 | 0 | 0 | 0 | 0 | 0 | 0
F9_Commercial_Interruptible - Health_New_Water Heating_Natural Gas_Commercial Laundry - Ozone Treatment_A_Achievable Technical Potential | F9 | Commercial | Interruptible - Health | New | Water Heating | Natural Gas | Commercial Laundry - Ozone Treatment | A | Cumulative Winter Peak Savings (MW) | Achievable Technical Potential | 0 | 0 | 0 | 0 | 0 | 0 | 0 | 0 | 0 | 0 | 0 | 0 | 0 | 0 | 0 | 0 | 0 | 0 | 0 | 0 | 0 | 0 | 0 | 0 | 0 | 0 | 0
F10_Commercial_Interruptible - Health_New_Water Heating_Natural Gas_Commercial Laundry - Ozone Treatment_A_Achievable Technical Potential | F10 | Commercial | Interruptible - Health | New | Water Heating | Natural Gas | Commercial Laundry - Ozone Treatment | A | Purchases (Incremental) | Achievable Technical Potential | 0 | 0 | 0 | 0 | 0 | 0 | 0 | 0 | 0 | 0 | 0 | 0 | 0 | 0 | 0 | 0 | 0 | 0 | 0 | 0 | 0 | 0 | 0 | 0 | 0 | 0 | 0
F11_Commercial_Interruptible - Health_New_Water Heating_Natural Gas_Commercial Laundry - Ozone Treatment_A_Achievable Technical Potential | F11 | Commercial | Interruptible - Health | New | Water Heating | Natural Gas | Commercial Laundry - Ozone Treatment | A | Purchases (Cumulative) | Achievable Technical Potential | 0 | 0 | 0 | 0 | 0 | 0 | 0 | 0 | 0 | 0 | 0 | 0 | 0 | 0 | 0 | 0 | 0 | 0 | 0 | 0 | 0 | 0 | 0 | 0 | 0 | 0 | 0
F1_Commercial_Interruptible - Health_New_Water Heating_Natural Gas_Commercial Laundry - ENERGY STAR Washer_A_Achievable Technical Potential | F1 | Commercial | Interruptible - Health | New | Water Heating | Natural Gas | Commercial Laundry - ENERGY STAR Washer | A | Integrated Unit Energy Savings (kWh or therms) | Achievable Technical Potential | 0 | 0 | 0 | 0 | 0 | 0 | 0 | 0 | 0 | 0 | 0 | 0 | 0 | 0 | 0 | 0 | 0 | 0 | 0 | 0 | 0 | 0 | 0 | 0 | 0 | 0 | 0
F2_Commercial_Interruptible - Health_New_Water Heating_Natural Gas_Commercial Laundry - ENERGY STAR Washer_A_Achievable Technical Potential | F2 | Commercial | Interruptible - Health | New | Water Heating | Natural Gas | Commercial Laundry - ENERGY STAR Washer | A | Integrated Unit Summer Peak Savings (kW) | Achievable Technical Potential | 0 | 0 | 0 | 0 | 0 | 0 | 0 | 0 | 0 | 0 | 0 | 0 | 0 | 0 | 0 | 0 | 0 | 0 | 0 | 0 | 0 | 0 | 0 | 0 | 0 | 0 | 0
F3_Commercial_Interruptible - Health_New_Water Heating_Natural Gas_Commercial Laundry - ENERGY STAR Washer_A_Achievable Technical Potential | F3 | Commercial | Interruptible - Health | New | Water Heating | Natural Gas | Commercial Laundry - ENERGY STAR Washer | A | Integrated Unit Winter Peak Savings (kW) | Achievable Technical Potential | 0 | 0 | 0 | 0 | 0 | 0 | 0 | 0 | 0 | 0 | 0 | 0 | 0 | 0 | 0 | 0 | 0 | 0 | 0 | 0 | 0 | 0 | 0 | 0 | 0 | 0 | 0
F4_Commercial_Interruptible - Health_New_Water Heating_Natural Gas_Commercial Laundry - ENERGY STAR Washer_A_Achievable Technical Potential | F4 | Commercial | Interruptible - Health | New | Water Heating | Natural Gas | Commercial Laundry - ENERGY STAR Washer | A | Incremental Energy Savings (MWh or mTherms) | Achievable Technical Potential | 0 | 0 | 0 | 0 | 0 | 0 | 0 | 0 | 0 | 0 | 0 | 0 | 0 | 0 | 0 | 0 | 0 | 0 | 0 | 0 | 0 | 0 | 0 | 0 | 0 | 0 | 0
F5_Commercial_Interruptible - Health_New_Water Heating_Natural Gas_Commercial Laundry - ENERGY STAR Washer_A_Achievable Technical Potential | F5 | Commercial | Interruptible - Health | New | Water Heating | Natural Gas | Commercial Laundry - ENERGY STAR Washer | A | Incremental Summer Peak Savings (MW) | Achievable Technical Potential | 0 | 0 | 0 | 0 | 0 | 0 | 0 | 0 | 0 | 0 | 0 | 0 | 0 | 0 | 0 | 0 | 0 | 0 | 0 | 0 | 0 | 0 | 0 | 0 | 0 | 0 | 0
F6_Commercial_Interruptible - Health_New_Water Heating_Natural Gas_Commercial Laundry - ENERGY STAR Washer_A_Achievable Technical Potential | F6 | Commercial | Interruptible - Health | New | Water Heating | Natural Gas | Commercial Laundry - ENERGY STAR Washer | A | Incremental Winter Peak Savings (MW) | Achievable Technical Potential | 0 | 0 | 0 | 0 | 0 | 0 | 0 | 0 | 0 | 0 | 0 | 0 | 0 | 0 | 0 | 0 | 0 | 0 | 0 | 0 | 0 | 0 | 0 | 0 | 0 | 0 | 0
F7_Commercial_Interruptible - Health_New_Water Heating_Natural Gas_Commercial Laundry - ENERGY STAR Washer_A_Achievable Technical Potential | F7 | Commercial | Interruptible - Health | New | Water Heating | Natural Gas | Commercial Laundry - ENERGY STAR Washer | A | Cumulative Energy Savings (MWh or mTherms) | Achievable Technical Potential | 0 | 0 | 0 | 0 | 0 | 0 | 0 | 0 | 0 | 0 | 0 | 0 | 0 | 0 | 0 | 0 | 0 | 0 | 0 | 0 | 0 | 0 | 0 | 0 | 0 | 0 | 0
F8_Commercial_Interruptible - Health_New_Water Heating_Natural Gas_Commercial Laundry - ENERGY STAR Washer_A_Achievable Technical Potential | F8 | Commercial | Interruptible - Health | New | Water Heating | Natural Gas | Commercial Laundry - ENERGY STAR Washer | A | Cumulative Summer Peak Savings (MW) | Achievable Technical Potential | 0 | 0 | 0 | 0 | 0 | 0 | 0 | 0 | 0 | 0 | 0 | 0 | 0 | 0 | 0 | 0 | 0 | 0 | 0 | 0 | 0 | 0 | 0 | 0 | 0 | 0 | 0
F9_Commercial_Interruptible - Health_New_Water Heating_Natural Gas_Commercial Laundry - ENERGY STAR Washer_A_Achievable Technical Potential | F9 | Commercial | Interruptible - Health | New | Water Heating | Natural Gas | Commercial Laundry - ENERGY STAR Washer | A | Cumulative Winter Peak Savings (MW) | Achievable Technical Potential | 0 | 0 | 0 | 0 | 0 | 0 | 0 | 0 | 0 | 0 | 0 | 0 | 0 | 0 | 0 | 0 | 0 | 0 | 0 | 0 | 0 | 0 | 0 | 0 | 0 | 0 | 0
F10_Commercial_Interruptible - Health_New_Water Heating_Natural Gas_Commercial Laundry - ENERGY STAR Washer_A_Achievable Technical Potential | F10 | Commercial | Interruptible - Health | New | Water Heating | Natural Gas | Commercial Laundry - ENERGY STAR Washer | A | Purchases (Incremental) | Achievable Technical Potential | 0 | 0 | 0 | 0 | 0 | 0 | 0 | 0 | 0 | 0 | 0 | 0 | 0 | 0 | 0 | 0 | 0 | 0 | 0 | 0 | 0 | 0 | 0 | 0 | 0 | 0 | 0
F11_Commercial_Interruptible - Health_New_Water Heating_Natural Gas_Commercial Laundry - ENERGY STAR Washer_A_Achievable Technical Potential | F11 | Commercial | Interruptible - Health | New | Water Heating | Natural Gas | Commercial Laundry - ENERGY STAR Washer | A | Purchases (Cumulative) | Achievable Technical Potential | 0 | 0 | 0 | 0 | 0 | 0 | 0 | 0 | 0 | 0 | 0 | 0 | 0 | 0 | 0 | 0 | 0 | 0 | 0 | 0 | 0 | 0 | 0 | 0 | 0 | 0 | 0
F1_Commercial_Interruptible - Health_New_Water Heating_Natural Gas_Water Heater - Efficient Dishwasher_A_Achievable Technical Potential | F1 | Commercial | Interruptible - Health | New | Water Heating | Natural Gas | Water Heater - Efficient Dishwasher | A | Integrated Unit Energy Savings (kWh or therms) | Achievable Technical Potential | 0 | 0 | 0 | 0 | 0 | 0 | 0 | 0 | 0 | 0 | 0 | 0 | 0 | 0 | 0 | 0 | 0 | 0 | 0 | 0 | 0 | 0 | 0 | 0 | 0 | 0 | 0
F2_Commercial_Interruptible - Health_New_Water Heating_Natural Gas_Water Heater - Efficient Dishwasher_A_Achievable Technical Potential | F2 | Commercial | Interruptible - Health | New | Water Heating | Natural Gas | Water Heater - Efficient Dishwasher | A | Integrated Unit Summer Peak Savings (kW) | Achievable Technical Potential | 0 | 0 | 0 | 0 | 0 | 0 | 0 | 0 | 0 | 0 | 0 | 0 | 0 | 0 | 0 | 0 | 0 | 0 | 0 | 0 | 0 | 0 | 0 | 0 | 0 | 0 | 0
F3_Commercial_Interruptible - Health_New_Water Heating_Natural Gas_Water Heater - Efficient Dishwasher_A_Achievable Technical Potential | F3 | Commercial | Interruptible - Health | New | Water Heating | Natural Gas | Water Heater - Efficient Dishwasher | A | Integrated Unit Winter Peak Savings (kW) | Achievable Technical Potential | 0 | 0 | 0 | 0 | 0 | 0 | 0 | 0 | 0 | 0 | 0 | 0 | 0 | 0 | 0 | 0 | 0 | 0 | 0 | 0 | 0 | 0 | 0 | 0 | 0 | 0 | 0
F4_Commercial_Interruptible - Health_New_Water Heating_Natural Gas_Water Heater - Efficient Dishwasher_A_Achievable Technical Potential | F4 | Commercial | Interruptible - Health | New | Water Heating | Natural Gas | Water Heater - Efficient Dishwasher | A | Incremental Energy Savings (MWh or mTherms) | Achievable Technical Potential | 0 | 0 | 0 | 0 | 0 | 0 | 0 | 0 | 0 | 0 | 0 | 0 | 0 | 0 | 0 | 0 | 0 | 0 | 0 | 0 | 0 | 0 | 0 | 0 | 0 | 0 | 0
F5_Commercial_Interruptible - Health_New_Water Heating_Natural Gas_Water Heater - Efficient Dishwasher_A_Achievable Technical Potential | F5 | Commercial | Interruptible - Health | New | Water Heating | Natural Gas | Water Heater - Efficient Dishwasher | A | Incremental Summer Peak Savings (MW) | Achievable Technical Potential | 0 | 0 | 0 | 0 | 0 | 0 | 0 | 0 | 0 | 0 | 0 | 0 | 0 | 0 | 0 | 0 | 0 | 0 | 0 | 0 | 0 | 0 | 0 | 0 | 0 | 0 | 0
F6_Commercial_Interruptible - Health_New_Water Heating_Natural Gas_Water Heater - Efficient Dishwasher_A_Achievable Technical Potential | F6 | Commercial | Interruptible - Health | New | Water Heating | Natural Gas | Water Heater - Efficient Dishwasher | A | Incremental Winter Peak Savings (MW) | Achievable Technical Potential | 0 | 0 | 0 | 0 | 0 | 0 | 0 | 0 | 0 | 0 | 0 | 0 | 0 | 0 | 0 | 0 | 0 | 0 | 0 | 0 | 0 | 0 | 0 | 0 | 0 | 0 | 0
F7_Commercial_Interruptible - Health_New_Water Heating_Natural Gas_Water Heater - Efficient Dishwasher_A_Achievable Technical Potential | F7 | Commercial | Interruptible - Health | New | Water Heating | Natural Gas | Water Heater - Efficient Dishwasher | A | Cumulative Energy Savings (MWh or mTherms) | Achievable Technical Potential | 0 | 0 | 0 | 0 | 0 | 0 | 0 | 0 | 0 | 0 | 0 | 0 | 0 | 0 | 0 | 0 | 0 | 0 | 0 | 0 | 0 | 0 | 0 | 0 | 0 | 0 | 0
F8_Commercial_Interruptible - Health_New_Water Heating_Natural Gas_Water Heater - Efficient Dishwasher_A_Achievable Technical Potential | F8 | Commercial | Interruptible - Health | New | Water Heating | Natural Gas | Water Heater - Efficient Dishwasher | A | Cumulative Summer Peak Savings (MW) | Achievable Technical Potential | 0 | 0 | 0 | 0 | 0 | 0 | 0 | 0 | 0 | 0 | 0 | 0 | 0 | 0 | 0 | 0 | 0 | 0 | 0 | 0 | 0 | 0 | 0 | 0 | 0 | 0 | 0
F9_Commercial_Interruptible - Health_New_Water Heating_Natural Gas_Water Heater - Efficient Dishwasher_A_Achievable Technical Potential | F9 | Commercial | Interruptible - Health | New | Water Heating | Natural Gas | Water Heater - Efficient Dishwasher | A | Cumulative Winter Peak Savings (MW) | Achievable Technical Potential | 0 | 0 | 0 | 0 | 0 | 0 | 0 | 0 | 0 | 0 | 0 | 0 | 0 | 0 | 0 | 0 | 0 | 0 | 0 | 0 | 0 | 0 | 0 | 0 | 0 | 0 | 0
F10_Commercial_Interruptible - Health_New_Water Heating_Natural Gas_Water Heater - Efficient Dishwasher_A_Achievable Technical Potential | F10 | Commercial | Interruptible - Health | New | Water Heating | Natural Gas | Water Heater - Efficient Dishwasher | A | Purchases (Incremental) | Achievable Technical Potential | 0 | 0 | 0 | 0 | 0 | 0 | 0 | 0 | 0 | 0 | 0 | 0 | 0 | 0 | 0 | 0 | 0 | 0 | 0 | 0 | 0 | 0 | 0 | 0 | 0 | 0 | 0
F11_Commercial_Interruptible - Health_New_Water Heating_Natural Gas_Water Heater - Efficient Dishwasher_A_Achievable Technical Potential | F11 | Commercial | Interruptible - Health | New | Water Heating | Natural Gas | Water Heater - Efficient Dishwasher | A | Purchases (Cumulative) | Achievable Technical Potential | 0 | 0 | 0 | 0 | 0 | 0 | 0 | 0 | 0 | 0 | 0 | 0 | 0 | 0 | 0 | 0 | 0 | 0 | 0 | 0 | 0 | 0 | 0 | 0 | 0 | 0 | 0
F1_Commercial_Interruptible - Health_New_Water Heating_Natural Gas_Commercial Laundry - Alternative Dry-Cleaning Methods_A_Achievable Technical Potential | F1 | Commercial | Interruptible - Health | New | Water Heating | Natural Gas | Commercial Laundry - Alternative Dry-Cleaning Methods | A | Integrated Unit Energy Savings (kWh or therms) | Achievable Technical Potential | 0 | 0 | 0 | 0 | 0 | 0 | 0 | 0 | 0 | 0 | 0 | 0 | 0 | 0 | 0 | 0 | 0 | 0 | 0 | 0 | 0 | 0 | 0 | 0 | 0 | 0 | 0
F2_Commercial_Interruptible - Health_New_Water Heating_Natural Gas_Commercial Laundry - Alternative Dry-Cleaning Methods_A_Achievable Technical Potential | F2 | Commercial | Interruptible - Health | New | Water Heating | Natural Gas | Commercial Laundry - Alternative Dry-Cleaning Methods | A | Integrated Unit Summer Peak Savings (kW) | Achievable Technical Potential | 0 | 0 | 0 | 0 | 0 | 0 | 0 | 0 | 0 | 0 | 0 | 0 | 0 | 0 | 0 | 0 | 0 | 0 | 0 | 0 | 0 | 0 | 0 | 0 | 0 | 0 | 0
F3_Commercial_Interruptible - Health_New_Water Heating_Natural Gas_Commercial Laundry - Alternative Dry-Cleaning Methods_A_Achievable Technical Potential | F3 | Commercial | Interruptible - Health | New | Water Heating | Natural Gas | Commercial Laundry - Alternative Dry-Cleaning Methods | A | Integrated Unit Winter Peak Savings (kW) | Achievable Technical Potential | 0 | 0 | 0 | 0 | 0 | 0 | 0 | 0 | 0 | 0 | 0 | 0 | 0 | 0 | 0 | 0 | 0 | 0 | 0 | 0 | 0 | 0 | 0 | 0 | 0 | 0 | 0
F4_Commercial_Interruptible - Health_New_Water Heating_Natural Gas_Commercial Laundry - Alternative Dry-Cleaning Methods_A_Achievable Technical Potential | F4 | Commercial | Interruptible - Health | New | Water Heating | Natural Gas | Commercial Laundry - Alternative Dry-Cleaning Methods | A | Incremental Energy Savings (MWh or mTherms) | Achievable Technical Potential | 0 | 0 | 0 | 0 | 0 | 0 | 0 | 0 | 0 | 0 | 0 | 0 | 0 | 0 | 0 | 0 | 0 | 0 | 0 | 0 | 0 | 0 | 0 | 0 | 0 | 0 | 0
F5_Commercial_Interruptible - Health_New_Water Heating_Natural Gas_Commercial Laundry - Alternative Dry-Cleaning Methods_A_Achievable Technical Potential | F5 | Commercial | Interruptible - Health | New | Water Heating | Natural Gas | Commercial Laundry - Alternative Dry-Cleaning Methods | A | Incremental Summer Peak Savings (MW) | Achievable Technical Potential | 0 | 0 | 0 | 0 | 0 | 0 | 0 | 0 | 0 | 0 | 0 | 0 | 0 | 0 | 0 | 0 | 0 | 0 | 0 | 0 | 0 | 0 | 0 | 0 | 0 | 0 | 0
F6_Commercial_Interruptible - Health_New_Water Heating_Natural Gas_Commercial Laundry - Alternative Dry-Cleaning Methods_A_Achievable Technical Potential | F6 | Commercial | Interruptible - Health | New | Water Heating | Natural Gas | Commercial Laundry - Alternative Dry-Cleaning Methods | A | Incremental Winter Peak Savings (MW) | Achievable Technical Potential | 0 | 0 | 0 | 0 | 0 | 0 | 0 | 0 | 0 | 0 | 0 | 0 | 0 | 0 | 0 | 0 | 0 | 0 | 0 | 0 | 0 | 0 | 0 | 0 | 0 | 0 | 0
F7_Commercial_Interruptible - Health_New_Water Heating_Natural Gas_Commercial Laundry - Alternative Dry-Cleaning Methods_A_Achievable Technical Potential | F7 | Commercial | Interruptible - Health | New | Water Heating | Natural Gas | Commercial Laundry - Alternative Dry-Cleaning Methods | A | Cumulative Energy Savings (MWh or mTherms) | Achievable Technical Potential | 0 | 0 | 0 | 0 | 0 | 0 | 0 | 0 | 0 | 0 | 0 | 0 | 0 | 0 | 0 | 0 | 0 | 0 | 0 | 0 | 0 | 0 | 0 | 0 | 0 | 0 | 0
F8_Commercial_Interruptible - Health_New_Water Heating_Natural Gas_Commercial Laundry - Alternative Dry-Cleaning Methods_A_Achievable Technical Potential | F8 | Commercial | Interruptible - Health | New | Water Heating | Natural Gas | Commercial Laundry - Alternative Dry-Cleaning Methods | A | Cumulative Summer Peak Savings (MW) | Achievable Technical Potential | 0 | 0 | 0 | 0 | 0 | 0 | 0 | 0 | 0 | 0 | 0 | 0 | 0 | 0 | 0 | 0 | 0 | 0 | 0 | 0 | 0 | 0 | 0 | 0 | 0 | 0 | 0
F9_Commercial_Interruptible - Health_New_Water Heating_Natural Gas_Commercial Laundry - Alternative Dry-Cleaning Methods_A_Achievable Technical Potential | F9 | Commercial | Interruptible - Health | New | Water Heating | Natural Gas | Commercial Laundry - Alternative Dry-Cleaning Methods | A | Cumulative Winter Peak Savings (MW) | Achievable Technical Potential | 0 | 0 | 0 | 0 | 0 | 0 | 0 | 0 | 0 | 0 | 0 | 0 | 0 | 0 | 0 | 0 | 0 | 0 | 0 | 0 | 0 | 0 | 0 | 0 | 0 | 0 | 0
F10_Commercial_Interruptible - Health_New_Water Heating_Natural Gas_Commercial Laundry - Alternative Dry-Cleaning Methods_A_Achievable Technical Potential | F10 | Commercial | Interruptible - Health | New | Water Heating | Natural Gas | Commercial Laundry - Alternative Dry-Cleaning Methods | A | Purchases (Incremental) | Achievable Technical Potential | 0 | 0 | 0 | 0 | 0 | 0 | 0 | 0 | 0 | 0 | 0 | 0 | 0 | 0 | 0 | 0 | 0 | 0 | 0 | 0 | 0 | 0 | 0 | 0 | 0 | 0 | 0
F11_Commercial_Interruptible - Health_New_Water Heating_Natural Gas_Commercial Laundry - Alternative Dry-Cleaning Methods_A_Achievable Technical Potential | F11 | Commercial | Interruptible - Health | New | Water Heating | Natural Gas | Commercial Laundry - Alternative Dry-Cleaning Methods | A | Purchases (Cumulative) | Achievable Technical Potential | 0 | 0 | 0 | 0 | 0 | 0 | 0 | 0 | 0 | 0 | 0 | 0 | 0 | 0 | 0 | 0 | 0 | 0 | 0 | 0 | 0 | 0 | 0 | 0 | 0 | 0 | 0
F1_Commercial_Interruptible - Health_New_Space Heating_Natural Gas_Advanced Kitchen Ventilation Controls_A_Achievable Technical Potential | F1 | Commercial | Interruptible - Health | New | Space Heating | Natural Gas | Advanced Kitchen Ventilation Controls | A | Integrated Unit Energy Savings (kWh or therms) | Achievable Technical Potential | 0 | 0 | 0 | 0 | 0 | 0 | 0 | 0 | 0 | 0 | 0 | 0 | 0 | 0 | 0 | 0 | 0 | 0 | 0 | 0 | 0 | 0 | 0 | 0 | 0 | 0 | 0
F2_Commercial_Interruptible - Health_New_Space Heating_Natural Gas_Advanced Kitchen Ventilation Controls_A_Achievable Technical Potential | F2 | Commercial | Interruptible - Health | New | Space Heating | Natural Gas | Advanced Kitchen Ventilation Controls | A | Integrated Unit Summer Peak Savings (kW) | Achievable Technical Potential | 0 | 0 | 0 | 0 | 0 | 0 | 0 | 0 | 0 | 0 | 0 | 0 | 0 | 0 | 0 | 0 | 0 | 0 | 0 | 0 | 0 | 0 | 0 | 0 | 0 | 0 | 0
F3_Commercial_Interruptible - Health_New_Space Heating_Natural Gas_Advanced Kitchen Ventilation Controls_A_Achievable Technical Potential | F3 | Commercial | Interruptible - Health | New | Space Heating | Natural Gas | Advanced Kitchen Ventilation Controls | A | Integrated Unit Winter Peak Savings (kW) | Achievable Technical Potential | 0 | 0 | 0 | 0 | 0 | 0 | 0 | 0 | 0 | 0 | 0 | 0 | 0 | 0 | 0 | 0 | 0 | 0 | 0 | 0 | 0 | 0 | 0 | 0 | 0 | 0 | 0
F4_Commercial_Interruptible - Health_New_Space Heating_Natural Gas_Advanced Kitchen Ventilation Controls_A_Achievable Technical Potential | F4 | Commercial | Interruptible - Health | New | Space Heating | Natural Gas | Advanced Kitchen Ventilation Controls | A | Incremental Energy Savings (MWh or mTherms) | Achievable Technical Potential | 0 | 0 | 0 | 0 | 0 | 0 | 0 | 0 | 0 | 0 | 0 | 0 | 0 | 0 | 0 | 0 | 0 | 0 | 0 | 0 | 0 | 0 | 0 | 0 | 0 | 0 | 0
F5_Commercial_Interruptible - Health_New_Space Heating_Natural Gas_Advanced Kitchen Ventilation Controls_A_Achievable Technical Potential | F5 | Commercial | Interruptible - Health | New | Space Heating | Natural Gas | Advanced Kitchen Ventilation Controls | A | Incremental Summer Peak Savings (MW) | Achievable Technical Potential | 0 | 0 | 0 | 0 | 0 | 0 | 0 | 0 | 0 | 0 | 0 | 0 | 0 | 0 | 0 | 0 | 0 | 0 | 0 | 0 | 0 | 0 | 0 | 0 | 0 | 0 | 0
F6_Commercial_Interruptible - Health_New_Space Heating_Natural Gas_Advanced Kitchen Ventilation Controls_A_Achievable Technical Potential | F6 | Commercial | Interruptible - Health | New | Space Heating | Natural Gas | Advanced Kitchen Ventilation Controls | A | Incremental Winter Peak Savings (MW) | Achievable Technical Potential | 0 | 0 | 0 | 0 | 0 | 0 | 0 | 0 | 0 | 0 | 0 | 0 | 0 | 0 | 0 | 0 | 0 | 0 | 0 | 0 | 0 | 0 | 0 | 0 | 0 | 0 | 0
F7_Commercial_Interruptible - Health_New_Space Heating_Natural Gas_Advanced Kitchen Ventilation Controls_A_Achievable Technical Potential | F7 | Commercial | Interruptible - Health | New | Space Heating | Natural Gas | Advanced Kitchen Ventilation Controls | A | Cumulative Energy Savings (MWh or mTherms) | Achievable Technical Potential | 0 | 0 | 0 | 0 | 0 | 0 | 0 | 0 | 0 | 0 | 0 | 0 | 0 | 0 | 0 | 0 | 0 | 0 | 0 | 0 | 0 | 0 | 0 | 0 | 0 | 0 | 0
F8_Commercial_Interruptible - Health_New_Space Heating_Natural Gas_Advanced Kitchen Ventilation Controls_A_Achievable Technical Potential | F8 | Commercial | Interruptible - Health | New | Space Heating | Natural Gas | Advanced Kitchen Ventilation Controls | A | Cumulative Summer Peak Savings (MW) | Achievable Technical Potential | 0 | 0 | 0 | 0 | 0 | 0 | 0 | 0 | 0 | 0 | 0 | 0 | 0 | 0 | 0 | 0 | 0 | 0 | 0 | 0 | 0 | 0 | 0 | 0 | 0 | 0 | 0
F9_Commercial_Interruptible - Health_New_Space Heating_Natural Gas_Advanced Kitchen Ventilation Controls_A_Achievable Technical Potential | F9 | Commercial | Interruptible - Health | New | Space Heating | Natural Gas | Advanced Kitchen Ventilation Controls | A | Cumulative Winter Peak Savings (MW) | Achievable Technical Potential | 0 | 0 | 0 | 0 | 0 | 0 | 0 | 0 | 0 | 0 | 0 | 0 | 0 | 0 | 0 | 0 | 0 | 0 | 0 | 0 | 0 | 0 | 0 | 0 | 0 | 0 | 0
F10_Commercial_Interruptible - Health_New_Space Heating_Natural Gas_Advanced Kitchen Ventilation Controls_A_Achievable Technical Potential | F10 | Commercial | Interruptible - Health | New | Space Heating | Natural Gas | Advanced Kitchen Ventilation Controls | A | Purchases (Incremental) | Achievable Technical Potential | 0 | 0 | 0 | 0 | 0 | 0 | 0 | 0 | 0 | 0 | 0 | 0 | 0 | 0 | 0 | 0 | 0 | 0 | 0 | 0 | 0 | 0 | 0 | 0 | 0 | 0 | 0
F11_Commercial_Interruptible - Health_New_Space Heating_Natural Gas_Advanced Kitchen Ventilation Controls_A_Achievable Technical Potential | F11 | Commercial | Interruptible - Health | New | Space Heating | Natural Gas | Advanced Kitchen Ventilation Controls | A | Purchases (Cumulative) | Achievable Technical Potential | 0 | 0 | 0 | 0 | 0 | 0 | 0 | 0 | 0 | 0 | 0 | 0 | 0 | 0 | 0 | 0 | 0 | 0 | 0 | 0 | 0 | 0 | 0 | 0 | 0 | 0 | 0
F1_Commercial_Interruptible - Health_New_Space Heating_Natural Gas_Infiltration Control - Loading Dock Sealing_A_Achievable Technical Potential | F1 | Commercial | Interruptible - Health | New | Space Heating | Natural Gas | Infiltration Control - Loading Dock Sealing | A | Integrated Unit Energy Savings (kWh or therms) | Achievable Technical Potential | 0 | 0 | 0 | 0 | 0 | 0 | 0 | 0 | 0 | 0 | 0 | 0 | 0 | 0 | 0 | 0 | 0 | 0 | 0 | 0 | 0 | 0 | 0 | 0 | 0 | 0 | 0
F2_Commercial_Interruptible - Health_New_Space Heating_Natural Gas_Infiltration Control - Loading Dock Sealing_A_Achievable Technical Potential | F2 | Commercial | Interruptible - Health | New | Space Heating | Natural Gas | Infiltration Control - Loading Dock Sealing | A | Integrated Unit Summer Peak Savings (kW) | Achievable Technical Potential | 0 | 0 | 0 | 0 | 0 | 0 | 0 | 0 | 0 | 0 | 0 | 0 | 0 | 0 | 0 | 0 | 0 | 0 | 0 | 0 | 0 | 0 | 0 | 0 | 0 | 0 | 0
F3_Commercial_Interruptible - Health_New_Space Heating_Natural Gas_Infiltration Control - Loading Dock Sealing_A_Achievable Technical Potential | F3 | Commercial | Interruptible - Health | New | Space Heating | Natural Gas | Infiltration Control - Loading Dock Sealing | A | Integrated Unit Winter Peak Savings (kW) | Achievable Technical Potential | 0 | 0 | 0 | 0 | 0 | 0 | 0 | 0 | 0 | 0 | 0 | 0 | 0 | 0 | 0 | 0 | 0 | 0 | 0 | 0 | 0 | 0 | 0 | 0 | 0 | 0 | 0
F4_Commercial_Interruptible - Health_New_Space Heating_Natural Gas_Infiltration Control - Loading Dock Sealing_A_Achievable Technical Potential | F4 | Commercial | Interruptible - Health | New | Space Heating | Natural Gas | Infiltration Control - Loading Dock Sealing | A | Incremental Energy Savings (MWh or mTherms) | Achievable Technical Potential | 0 | 0 | 0 | 0 | 0 | 0 | 0 | 0 | 0 | 0 | 0 | 0 | 0 | 0 | 0 | 0 | 0 | 0 | 0 | 0 | 0 | 0 | 0 | 0 | 0 | 0 | 0
F5_Commercial_Interruptible - Health_New_Space Heating_Natural Gas_Infiltration Control - Loading Dock Sealing_A_Achievable Technical Potential | F5 | Commercial | Interruptible - Health | New | Space Heating | Natural Gas | Infiltration Control - Loading Dock Sealing | A | Incremental Summer Peak Savings (MW) | Achievable Technical Potential | 0 | 0 | 0 | 0 | 0 | 0 | 0 | 0 | 0 | 0 | 0 | 0 | 0 | 0 | 0 | 0 | 0 | 0 | 0 | 0 | 0 | 0 | 0 | 0 | 0 | 0 | 0
F6_Commercial_Interruptible - Health_New_Space Heating_Natural Gas_Infiltration Control - Loading Dock Sealing_A_Achievable Technical Potential | F6 | Commercial | Interruptible - Health | New | Space Heating | Natural Gas | Infiltration Control - Loading Dock Sealing | A | Incremental Winter Peak Savings (MW) | Achievable Technical Potential | 0 | 0 | 0 | 0 | 0 | 0 | 0 | 0 | 0 | 0 | 0 | 0 | 0 | 0 | 0 | 0 | 0 | 0 | 0 | 0 | 0 | 0 | 0 | 0 | 0 | 0 | 0
F7_Commercial_Interruptible - Health_New_Space Heating_Natural Gas_Infiltration Control - Loading Dock Sealing_A_Achievable Technical Potential | F7 | Commercial | Interruptible - Health | New | Space Heating | Natural Gas | Infiltration Control - Loading Dock Sealing | A | Cumulative Energy Savings (MWh or mTherms) | Achievable Technical Potential | 0 | 0 | 0 | 0 | 0 | 0 | 0 | 0 | 0 | 0 | 0 | 0 | 0 | 0 | 0 | 0 | 0 | 0 | 0 | 0 | 0 | 0 | 0 | 0 | 0 | 0 | 0
F8_Commercial_Interruptible - Health_New_Space Heating_Natural Gas_Infiltration Control - Loading Dock Sealing_A_Achievable Technical Potential | F8 | Commercial | Interruptible - Health | New | Space Heating | Natural Gas | Infiltration Control - Loading Dock Sealing | A | Cumulative Summer Peak Savings (MW) | Achievable Technical Potential | 0 | 0 | 0 | 0 | 0 | 0 | 0 | 0 | 0 | 0 | 0 | 0 | 0 | 0 | 0 | 0 | 0 | 0 | 0 | 0 | 0 | 0 | 0 | 0 | 0 | 0 | 0
F9_Commercial_Interruptible - Health_New_Space Heating_Natural Gas_Infiltration Control - Loading Dock Sealing_A_Achievable Technical Potential | F9 | Commercial | Interruptible - Health | New | Space Heating | Natural Gas | Infiltration Control - Loading Dock Sealing | A | Cumulative Winter Peak Savings (MW) | Achievable Technical Potential | 0 | 0 | 0 | 0 | 0 | 0 | 0 | 0 | 0 | 0 | 0 | 0 | 0 | 0 | 0 | 0 | 0 | 0 | 0 | 0 | 0 | 0 | 0 | 0 | 0 | 0 | 0
F10_Commercial_Interruptible - Health_New_Space Heating_Natural Gas_Infiltration Control - Loading Dock Sealing_A_Achievable Technical Potential | F10 | Commercial | Interruptible - Health | New | Space Heating | Natural Gas | Infiltration Control - Loading Dock Sealing | A | Purchases (Incremental) | Achievable Technical Potential | 0 | 0 | 0 | 0 | 0 | 0 | 0 | 0 | 0 | 0 | 0 | 0 | 0 | 0 | 0 | 0 | 0 | 0 | 0 | 0 | 0 | 0 | 0 | 0 | 0 | 0 | 0
F11_Commercial_Interruptible - Health_New_Space Heating_Natural Gas_Infiltration Control - Loading Dock Sealing_A_Achievable Technical Potential | F11 | Commercial | Interruptible - Health | New | Space Heating | Natural Gas | Infiltration Control - Loading Dock Sealing | A | Purchases (Cumulative) | Achievable Technical Potential | 0 | 0 | 0 | 0 | 0 | 0 | 0 | 0 | 0 | 0 | 0 | 0 | 0 | 0 | 0 | 0 | 0 | 0 | 0 | 0 | 0 | 0 | 0 | 0 | 0 | 0 | 0
F1_Commercial_Interruptible - Health_New_Space Heating_Natural Gas_Greenhouse Heat Curtain_A_Achievable Technical Potential | F1 | Commercial | Interruptible - Health | New | Space Heating | Natural Gas | Greenhouse Heat Curtain | A | Integrated Unit Energy Savings (kWh or therms) | Achievable Technical Potential | 0 | 0 | 0 | 0 | 0 | 0 | 0 | 0 | 0 | 0 | 0 | 0 | 0 | 0 | 0 | 0 | 0 | 0 | 0 | 0 | 0 | 0 | 0 | 0 | 0 | 0 | 0
F2_Commercial_Interruptible - Health_New_Space Heating_Natural Gas_Greenhouse Heat Curtain_A_Achievable Technical Potential | F2 | Commercial | Interruptible - Health | New | Space Heating | Natural Gas | Greenhouse Heat Curtain | A | Integrated Unit Summer Peak Savings (kW) | Achievable Technical Potential | 0 | 0 | 0 | 0 | 0 | 0 | 0 | 0 | 0 | 0 | 0 | 0 | 0 | 0 | 0 | 0 | 0 | 0 | 0 | 0 | 0 | 0 | 0 | 0 | 0 | 0 | 0
F3_Commercial_Interruptible - Health_New_Space Heating_Natural Gas_Greenhouse Heat Curtain_A_Achievable Technical Potential | F3 | Commercial | Interruptible - Health | New | Space Heating | Natural Gas | Greenhouse Heat Curtain | A | Integrated Unit Winter Peak Savings (kW) | Achievable Technical Potential | 0 | 0 | 0 | 0 | 0 | 0 | 0 | 0 | 0 | 0 | 0 | 0 | 0 | 0 | 0 | 0 | 0 | 0 | 0 | 0 | 0 | 0 | 0 | 0 | 0 | 0 | 0
F4_Commercial_Interruptible - Health_New_Space Heating_Natural Gas_Greenhouse Heat Curtain_A_Achievable Technical Potential | F4 | Commercial | Interruptible - Health | New | Space Heating | Natural Gas | Greenhouse Heat Curtain | A | Incremental Energy Savings (MWh or mTherms) | Achievable Technical Potential | 0 | 0 | 0 | 0 | 0 | 0 | 0 | 0 | 0 | 0 | 0 | 0 | 0 | 0 | 0 | 0 | 0 | 0 | 0 | 0 | 0 | 0 | 0 | 0 | 0 | 0 | 0
F5_Commercial_Interruptible - Health_New_Space Heating_Natural Gas_Greenhouse Heat Curtain_A_Achievable Technical Potential | F5 | Commercial | Interruptible - Health | New | Space Heating | Natural Gas | Greenhouse Heat Curtain | A | Incremental Summer Peak Savings (MW) | Achievable Technical Potential | 0 | 0 | 0 | 0 | 0 | 0 | 0 | 0 | 0 | 0 | 0 | 0 | 0 | 0 | 0 | 0 | 0 | 0 | 0 | 0 | 0 | 0 | 0 | 0 | 0 | 0 | 0
F6_Commercial_Interruptible - Health_New_Space Heating_Natural Gas_Greenhouse Heat Curtain_A_Achievable Technical Potential | F6 | Commercial | Interruptible - Health | New | Space Heating | Natural Gas | Greenhouse Heat Curtain | A | Incremental Winter Peak Savings (MW) | Achievable Technical Potential | 0 | 0 | 0 | 0 | 0 | 0 | 0 | 0 | 0 | 0 | 0 | 0 | 0 | 0 | 0 | 0 | 0 | 0 | 0 | 0 | 0 | 0 | 0 | 0 | 0 | 0 | 0
F7_Commercial_Interruptible - Health_New_Space Heating_Natural Gas_Greenhouse Heat Curtain_A_Achievable Technical Potential | F7 | Commercial | Interruptible - Health | New | Space Heating | Natural Gas | Greenhouse Heat Curtain | A | Cumulative Energy Savings (MWh or mTherms) | Achievable Technical Potential | 0 | 0 | 0 | 0 | 0 | 0 | 0 | 0 | 0 | 0 | 0 | 0 | 0 | 0 | 0 | 0 | 0 | 0 | 0 | 0 | 0 | 0 | 0 | 0 | 0 | 0 | 0
F8_Commercial_Interruptible - Health_New_Space Heating_Natural Gas_Greenhouse Heat Curtain_A_Achievable Technical Potential | F8 | Commercial | Interruptible - Health | New | Space Heating | Natural Gas | Greenhouse Heat Curtain | A | Cumulative Summer Peak Savings (MW) | Achievable Technical Potential | 0 | 0 | 0 | 0 | 0 | 0 | 0 | 0 | 0 | 0 | 0 | 0 | 0 | 0 | 0 | 0 | 0 | 0 | 0 | 0 | 0 | 0 | 0 | 0 | 0 | 0 | 0
F9_Commercial_Interruptible - Health_New_Space Heating_Natural Gas_Greenhouse Heat Curtain_A_Achievable Technical Potential | F9 | Commercial | Interruptible - Health | New | Space Heating | Natural Gas | Greenhouse Heat Curtain | A | Cumulative Winter Peak Savings (MW) | Achievable Technical Potential | 0 | 0 | 0 | 0 | 0 | 0 | 0 | 0 | 0 | 0 | 0 | 0 | 0 | 0 | 0 | 0 | 0 | 0 | 0 | 0 | 0 | 0 | 0 | 0 | 0 | 0 | 0
F10_Commercial_Interruptible - Health_New_Space Heating_Natural Gas_Greenhouse Heat Curtain_A_Achievable Technical Potential | F10 | Commercial | Interruptible - Health | New | Space Heating | Natural Gas | Greenhouse Heat Curtain | A | Purchases (Incremental) | Achievable Technical Potential | 0 | 0 | 0 | 0 | 0 | 0 | 0 | 0 | 0 | 0 | 0 | 0 | 0 | 0 | 0 | 0 | 0 | 0 | 0 | 0 | 0 | 0 | 0 | 0 | 0 | 0 | 0
F11_Commercial_Interruptible - Health_New_Space Heating_Natural Gas_Greenhouse Heat Curtain_A_Achievable Technical Potential | F11 | Commercial | Interruptible - Health | New | Space Heating | Natural Gas | Greenhouse Heat Curtain | A | Purchases (Cumulative) | Achievable Technical Potential | 0 | 0 | 0 | 0 | 0 | 0 | 0 | 0 | 0 | 0 | 0 | 0 | 0 | 0 | 0 | 0 | 0 | 0 | 0 | 0 | 0 | 0 | 0 | 0 | 0 | 0 | 0
F1_Commercial_Interruptible - Health_New_Space Heating_Natural Gas_Ventilation - Parking Garages, Demand Controlled_A_Achievable Technical Potential | F1 | Commercial | Interruptible - Health | New | Space Heating | Natural Gas | Ventilation - Parking Garages, Demand Controlled | A | Integrated Unit Energy Savings (kWh or therms) | Achievable Technical Potential | 0 | 0 | 0 | 0 | 0 | 0 | 0 | 0 | 0 | 0 | 0 | 0 | 0 | 0 | 0 | 0 | 0 | 0 | 0 | 0 | 0 | 0 | 0 | 0 | 0 | 0 | 0
F2_Commercial_Interruptible - Health_New_Space Heating_Natural Gas_Ventilation - Parking Garages, Demand Controlled_A_Achievable Technical Potential | F2 | Commercial | Interruptible - Health | New | Space Heating | Natural Gas | Ventilation - Parking Garages, Demand Controlled | A | Integrated Unit Summer Peak Savings (kW) | Achievable Technical Potential | 0 | 0 | 0 | 0 | 0 | 0 | 0 | 0 | 0 | 0 | 0 | 0 | 0 | 0 | 0 | 0 | 0 | 0 | 0 | 0 | 0 | 0 | 0 | 0 | 0 | 0 | 0
F3_Commercial_Interruptible - Health_New_Space Heating_Natural Gas_Ventilation - Parking Garages, Demand Controlled_A_Achievable Technical Potential | F3 | Commercial | Interruptible - Health | New | Space Heating | Natural Gas | Ventilation - Parking Garages, Demand Controlled | A | Integrated Unit Winter Peak Savings (kW) | Achievable Technical Potential | 0 | 0 | 0 | 0 | 0 | 0 | 0 | 0 | 0 | 0 | 0 | 0 | 0 | 0 | 0 | 0 | 0 | 0 | 0 | 0 | 0 | 0 | 0 | 0 | 0 | 0 | 0
F4_Commercial_Interruptible - Health_New_Space Heating_Natural Gas_Ventilation - Parking Garages, Demand Controlled_A_Achievable Technical Potential | F4 | Commercial | Interruptible - Health | New | Space Heating | Natural Gas | Ventilation - Parking Garages, Demand Controlled | A | Incremental Energy Savings (MWh or mTherms) | Achievable Technical Potential | 0 | 0 | 0 | 0 | 0 | 0 | 0 | 0 | 0 | 0 | 0 | 0 | 0 | 0 | 0 | 0 | 0 | 0 | 0 | 0 | 0 | 0 | 0 | 0 | 0 | 0 | 0
F5_Commercial_Interruptible - Health_New_Space Heating_Natural Gas_Ventilation - Parking Garages, Demand Controlled_A_Achievable Technical Potential | F5 | Commercial | Interruptible - Health | New | Space Heating | Natural Gas | Ventilation - Parking Garages, Demand Controlled | A | Incremental Summer Peak Savings (MW) | Achievable Technical Potential | 0 | 0 | 0 | 0 | 0 | 0 | 0 | 0 | 0 | 0 | 0 | 0 | 0 | 0 | 0 | 0 | 0 | 0 | 0 | 0 | 0 | 0 | 0 | 0 | 0 | 0 | 0
F6_Commercial_Interruptible - Health_New_Space Heating_Natural Gas_Ventilation - Parking Garages, Demand Controlled_A_Achievable Technical Potential | F6 | Commercial | Interruptible - Health | New | Space Heating | Natural Gas | Ventilation - Parking Garages, Demand Controlled | A | Incremental Winter Peak Savings (MW) | Achievable Technical Potential | 0 | 0 | 0 | 0 | 0 | 0 | 0 | 0 | 0 | 0 | 0 | 0 | 0 | 0 | 0 | 0 | 0 | 0 | 0 | 0 | 0 | 0 | 0 | 0 | 0 | 0 | 0
F7_Commercial_Interruptible - Health_New_Space Heating_Natural Gas_Ventilation - Parking Garages, Demand Controlled_A_Achievable Technical Potential | F7 | Commercial | Interruptible - Health | New | Space Heating | Natural Gas | Ventilation - Parking Garages, Demand Controlled | A | Cumulative Energy Savings (MWh or mTherms) | Achievable Technical Potential | 0 | 0 | 0 | 0 | 0 | 0 | 0 | 0 | 0 | 0 | 0 | 0 | 0 | 0 | 0 | 0 | 0 | 0 | 0 | 0 | 0 | 0 | 0 | 0 | 0 | 0 | 0
F8_Commercial_Interruptible - Health_New_Space Heating_Natural Gas_Ventilation - Parking Garages, Demand Controlled_A_Achievable Technical Potential | F8 | Commercial | Interruptible - Health | New | Space Heating | Natural Gas | Ventilation - Parking Garages, Demand Controlled | A | Cumulative Summer Peak Savings (MW) | Achievable Technical Potential | 0 | 0 | 0 | 0 | 0 | 0 | 0 | 0 | 0 | 0 | 0 | 0 | 0 | 0 | 0 | 0 | 0 | 0 | 0 | 0 | 0 | 0 | 0 | 0 | 0 | 0 | 0
F9_Commercial_Interruptible - Health_New_Space Heating_Natural Gas_Ventilation - Parking Garages, Demand Controlled_A_Achievable Technical Potential | F9 | Commercial | Interruptible - Health | New | Space Heating | Natural Gas | Ventilation - Parking Garages, Demand Controlled | A | Cumulative Winter Peak Savings (MW) | Achievable Technical Potential | 0 | 0 | 0 | 0 | 0 | 0 | 0 | 0 | 0 | 0 | 0 | 0 | 0 | 0 | 0 | 0 | 0 | 0 | 0 | 0 | 0 | 0 | 0 | 0 | 0 | 0 | 0
F10_Commercial_Interruptible - Health_New_Space Heating_Natural Gas_Ventilation - Parking Garages, Demand Controlled_A_Achievable Technical Potential | F10 | Commercial | Interruptible - Health | New | Space Heating | Natural Gas | Ventilation - Parking Garages, Demand Controlled | A | Purchases (Incremental) | Achievable Technical Potential | 0 | 0 | 0 | 0 | 0 | 0 | 0 | 0 | 0 | 0 | 0 | 0 | 0 | 0 | 0 | 0 | 0 | 0 | 0 | 0 | 0 | 0 | 0 | 0 | 0 | 0 | 0
F11_Commercial_Interruptible - Health_New_Space Heating_Natural Gas_Ventilation - Parking Garages, Demand Controlled_A_Achievable Technical Potential | F11 | Commercial | Interruptible - Health | New | Space Heating | Natural Gas | Ventilation - Parking Garages, Demand Controlled | A | Purchases (Cumulative) | Achievable Technical Potential | 0 | 0 | 0 | 0 | 0 | 0 | 0 | 0 | 0 | 0 | 0 | 0 | 0 | 0 | 0 | 0 | 0 | 0 | 0 | 0 | 0 | 0 | 0 | 0 | 0 | 0 | 0
F1_Commercial_Interruptible - Health_New_Miscellaneous_Natural Gas_Pool Heater - Night Covers_A_Achievable Technical Potential | F1 | Commercial | Interruptible - Health | New | Miscellaneous | Natural Gas | Pool Heater - Night Covers | A | Integrated Unit Energy Savings (kWh or therms) | Achievable Technical Potential | 0 | 0 | 0 | 0 | 0 | 0 | 0 | 0 | 0 | 0 | 0 | 0 | 0 | 0 | 0 | 0 | 0 | 0 | 0 | 0 | 0 | 0 | 0 | 0 | 0 | 0 | 0
F2_Commercial_Interruptible - Health_New_Miscellaneous_Natural Gas_Pool Heater - Night Covers_A_Achievable Technical Potential | F2 | Commercial | Interruptible - Health | New | Miscellaneous | Natural Gas | Pool Heater - Night Covers | A | Integrated Unit Summer Peak Savings (kW) | Achievable Technical Potential | 0 | 0 | 0 | 0 | 0 | 0 | 0 | 0 | 0 | 0 | 0 | 0 | 0 | 0 | 0 | 0 | 0 | 0 | 0 | 0 | 0 | 0 | 0 | 0 | 0 | 0 | 0
F3_Commercial_Interruptible - Health_New_Miscellaneous_Natural Gas_Pool Heater - Night Covers_A_Achievable Technical Potential | F3 | Commercial | Interruptible - Health | New | Miscellaneous | Natural Gas | Pool Heater - Night Covers | A | Integrated Unit Winter Peak Savings (kW) | Achievable Technical Potential | 0 | 0 | 0 | 0 | 0 | 0 | 0 | 0 | 0 | 0 | 0 | 0 | 0 | 0 | 0 | 0 | 0 | 0 | 0 | 0 | 0 | 0 | 0 | 0 | 0 | 0 | 0
F4_Commercial_Interruptible - Health_New_Miscellaneous_Natural Gas_Pool Heater - Night Covers_A_Achievable Technical Potential | F4 | Commercial | Interruptible - Health | New | Miscellaneous | Natural Gas | Pool Heater - Night Covers | A | Incremental Energy Savings (MWh or mTherms) | Achievable Technical Potential | 0 | 0 | 0 | 0 | 0 | 0 | 0 | 0 | 0 | 0 | 0 | 0 | 0 | 0 | 0 | 0 | 0 | 0 | 0 | 0 | 0 | 0 | 0 | 0 | 0 | 0 | 0
F5_Commercial_Interruptible - Health_New_Miscellaneous_Natural Gas_Pool Heater - Night Covers_A_Achievable Technical Potential | F5 | Commercial | Interruptible - Health | New | Miscellaneous | Natural Gas | Pool Heater - Night Covers | A | Incremental Summer Peak Savings (MW) | Achievable Technical Potential | 0 | 0 | 0 | 0 | 0 | 0 | 0 | 0 | 0 | 0 | 0 | 0 | 0 | 0 | 0 | 0 | 0 | 0 | 0 | 0 | 0 | 0 | 0 | 0 | 0 | 0 | 0
F6_Commercial_Interruptible - Health_New_Miscellaneous_Natural Gas_Pool Heater - Night Covers_A_Achievable Technical Potential | F6 | Commercial | Interruptible - Health | New | Miscellaneous | Natural Gas | Pool Heater - Night Covers | A | Incremental Winter Peak Savings (MW) | Achievable Technical Potential | 0 | 0 | 0 | 0 | 0 | 0 | 0 | 0 | 0 | 0 | 0 | 0 | 0 | 0 | 0 | 0 | 0 | 0 | 0 | 0 | 0 | 0 | 0 | 0 | 0 | 0 | 0
F7_Commercial_Interruptible - Health_New_Miscellaneous_Natural Gas_Pool Heater - Night Covers_A_Achievable Technical Potential | F7 | Commercial | Interruptible - Health | New | Miscellaneous | Natural Gas | Pool Heater - Night Covers | A | Cumulative Energy Savings (MWh or mTherms) | Achievable Technical Potential | 0 | 0 | 0 | 0 | 0 | 0 | 0 | 0 | 0 | 0 | 0 | 0 | 0 | 0 | 0 | 0 | 0 | 0 | 0 | 0 | 0 | 0 | 0 | 0 | 0 | 0 | 0
F8_Commercial_Interruptible - Health_New_Miscellaneous_Natural Gas_Pool Heater - Night Covers_A_Achievable Technical Potential | F8 | Commercial | Interruptible - Health | New | Miscellaneous | Natural Gas | Pool Heater - Night Covers | A | Cumulative Summer Peak Savings (MW) | Achievable Technical Potential | 0 | 0 | 0 | 0 | 0 | 0 | 0 | 0 | 0 | 0 | 0 | 0 | 0 | 0 | 0 | 0 | 0 | 0 | 0 | 0 | 0 | 0 | 0 | 0 | 0 | 0 | 0
F9_Commercial_Interruptible - Health_New_Miscellaneous_Natural Gas_Pool Heater - Night Covers_A_Achievable Technical Potential | F9 | Commercial | Interruptible - Health | New | Miscellaneous | Natural Gas | Pool Heater - Night Covers | A | Cumulative Winter Peak Savings (MW) | Achievable Technical Potential | 0 | 0 | 0 | 0 | 0 | 0 | 0 | 0 | 0 | 0 | 0 | 0 | 0 | 0 | 0 | 0 | 0 | 0 | 0 | 0 | 0 | 0 | 0 | 0 | 0 | 0 | 0
F10_Commercial_Interruptible - Health_New_Miscellaneous_Natural Gas_Pool Heater - Night Covers_A_Achievable Technical Potential | F10 | Commercial | Interruptible - Health | New | Miscellaneous | Natural Gas | Pool Heater - Night Covers | A | Purchases (Incremental) | Achievable Technical Potential | 0 | 0 | 0 | 0 | 0 | 0 | 0 | 0 | 0 | 0 | 0 | 0 | 0 | 0 | 0 | 0 | 0 | 0 | 0 | 0 | 0 | 0 | 0 | 0 | 0 | 0 | 0
F11_Commercial_Interruptible - Health_New_Miscellaneous_Natural Gas_Pool Heater - Night Covers_A_Achievable Technical Potential | F11 | Commercial | Interruptible - Health | New | Miscellaneous | Natural Gas | Pool Heater - Night Covers | A | Purchases (Cumulative) | Achievable Technical Potential | 0 | 0 | 0 | 0 | 0 | 0 | 0 | 0 | 0 | 0 | 0 | 0 | 0 | 0 | 0 | 0 | 0 | 0 | 0 | 0 | 0 | 0 | 0 | 0 | 0 | 0 | 0
F1_Commercial_Interruptible - Health_New_Space Heating_Natural Gas_Advanced New Construction Designs_A_Achievable Technical Potential | F1 | Commercial | Interruptible - Health | New | Space Heating | Natural Gas | Advanced New Construction Designs | A | Integrated Unit Energy Savings (kWh or therms) | Achievable Technical Potential | 0 | 0 | 0 | 0 | 0 | 0 | 0 | 0 | 0 | 0 | 0 | 0 | 0 | 0 | 0 | 0 | 0 | 0 | 0 | 0 | 0 | 0 | 0 | 0 | 0 | 0 | 0
F2_Commercial_Interruptible - Health_New_Space Heating_Natural Gas_Advanced New Construction Designs_A_Achievable Technical Potential | F2 | Commercial | Interruptible - Health | New | Space Heating | Natural Gas | Advanced New Construction Designs | A | Integrated Unit Summer Peak Savings (kW) | Achievable Technical Potential | 0 | 0 | 0 | 0 | 0 | 0 | 0 | 0 | 0 | 0 | 0 | 0 | 0 | 0 | 0 | 0 | 0 | 0 | 0 | 0 | 0 | 0 | 0 | 0 | 0 | 0 | 0
F3_Commercial_Interruptible - Health_New_Space Heating_Natural Gas_Advanced New Construction Designs_A_Achievable Technical Potential | F3 | Commercial | Interruptible - Health | New | Space Heating | Natural Gas | Advanced New Construction Designs | A | Integrated Unit Winter Peak Savings (kW) | Achievable Technical Potential | 0 | 0 | 0 | 0 | 0 | 0 | 0 | 0 | 0 | 0 | 0 | 0 | 0 | 0 | 0 | 0 | 0 | 0 | 0 | 0 | 0 | 0 | 0 | 0 | 0 | 0 | 0
F4_Commercial_Interruptible - Health_New_Space Heating_Natural Gas_Advanced New Construction Designs_A_Achievable Technical Potential | F4 | Commercial | Interruptible - Health | New | Space Heating | Natural Gas | Advanced New Construction Designs | A | Incremental Energy Savings (MWh or mTherms) | Achievable Technical Potential | 0 | 0 | 0 | 0 | 0 | 0 | 0 | 0 | 0 | 0 | 0 | 0 | 0 | 0 | 0 | 0 | 0 | 0 | 0 | 0 | 0 | 0 | 0 | 0 | 0 | 0 | 0
F5_Commercial_Interruptible - Health_New_Space Heating_Natural Gas_Advanced New Construction Designs_A_Achievable Technical Potential | F5 | Commercial | Interruptible - Health | New | Space Heating | Natural Gas | Advanced New Construction Designs | A | Incremental Summer Peak Savings (MW) | Achievable Technical Potential | 0 | 0 | 0 | 0 | 0 | 0 | 0 | 0 | 0 | 0 | 0 | 0 | 0 | 0 | 0 | 0 | 0 | 0 | 0 | 0 | 0 | 0 | 0 | 0 | 0 | 0 | 0
F6_Commercial_Interruptible - Health_New_Space Heating_Natural Gas_Advanced New Construction Designs_A_Achievable Technical Potential | F6 | Commercial | Interruptible - Health | New | Space Heating | Natural Gas | Advanced New Construction Designs | A | Incremental Winter Peak Savings (MW) | Achievable Technical Potential | 0 | 0 | 0 | 0 | 0 | 0 | 0 | 0 | 0 | 0 | 0 | 0 | 0 | 0 | 0 | 0 | 0 | 0 | 0 | 0 | 0 | 0 | 0 | 0 | 0 | 0 | 0
F7_Commercial_Interruptible - Health_New_Space Heating_Natural Gas_Advanced New Construction Designs_A_Achievable Technical Potential | F7 | Commercial | Interruptible - Health | New | Space Heating | Natural Gas | Advanced New Construction Designs | A | Cumulative Energy Savings (MWh or mTherms) | Achievable Technical Potential | 0 | 0 | 0 | 0 | 0 | 0 | 0 | 0 | 0 | 0 | 0 | 0 | 0 | 0 | 0 | 0 | 0 | 0 | 0 | 0 | 0 | 0 | 0 | 0 | 0 | 0 | 0
F8_Commercial_Interruptible - Health_New_Space Heating_Natural Gas_Advanced New Construction Designs_A_Achievable Technical Potential | F8 | Commercial | Interruptible - Health | New | Space Heating | Natural Gas | Advanced New Construction Designs | A | Cumulative Summer Peak Savings (MW) | Achievable Technical Potential | 0 | 0 | 0 | 0 | 0 | 0 | 0 | 0 | 0 | 0 | 0 | 0 | 0 | 0 | 0 | 0 | 0 | 0 | 0 | 0 | 0 | 0 | 0 | 0 | 0 | 0 | 0
F9_Commercial_Interruptible - Health_New_Space Heating_Natural Gas_Advanced New Construction Designs_A_Achievable Technical Potential | F9 | Commercial | Interruptible - Health | New | Space Heating | Natural Gas | Advanced New Construction Designs | A | Cumulative Winter Peak Savings (MW) | Achievable Technical Potential | 0 | 0 | 0 | 0 | 0 | 0 | 0 | 0 | 0 | 0 | 0 | 0 | 0 | 0 | 0 | 0 | 0 | 0 | 0 | 0 | 0 | 0 | 0 | 0 | 0 | 0 | 0
F10_Commercial_Interruptible - Health_New_Space Heating_Natural Gas_Advanced New Construction Designs_A_Achievable Technical Potential | F10 | Commercial | Interruptible - Health | New | Space Heating | Natural Gas | Advanced New Construction Designs | A | Purchases (Incremental) | Achievable Technical Potential | 0 | 0 | 0 | 0 | 0 | 0 | 0 | 0 | 0 | 0 | 0 | 0 | 0 | 0 | 0 | 0 | 0 | 0 | 0 | 0 | 0 | 0 | 0 | 0 | 0 | 0 | 0
F11_Commercial_Interruptible - Health_New_Space Heating_Natural Gas_Advanced New Construction Designs_A_Achievable Technical Potential | F11 | Commercial | Interruptible - Health | New | Space Heating | Natural Gas | Advanced New Construction Designs | A | Purchases (Cumulative) | Achievable Technical Potential | 0 | 0 | 0 | 0 | 0 | 0 | 0 | 0 | 0 | 0 | 0 | 0 | 0 | 0 | 0 | 0 | 0 | 0 | 0 | 0 | 0 | 0 | 0 | 0 | 0 | 0 | 0
F1_Commercial_Interruptible - Health_New_Water Heating_Natural Gas_Advanced New Construction Designs_A_Achievable Technical Potential | F1 | Commercial | Interruptible - Health | New | Water Heating | Natural Gas | Advanced New Construction Designs | A | Integrated Unit Energy Savings (kWh or therms) | Achievable Technical Potential | 0 | 0 | 0 | 0 | 0 | 0 | 0 | 0 | 0 | 0 | 0 | 0 | 0 | 0 | 0 | 0 | 0 | 0 | 0 | 0 | 0 | 0 | 0 | 0 | 0 | 0 | 0
F2_Commercial_Interruptible - Health_New_Water Heating_Natural Gas_Advanced New Construction Designs_A_Achievable Technical Potential | F2 | Commercial | Interruptible - Health | New | Water Heating | Natural Gas | Advanced New Construction Designs | A | Integrated Unit Summer Peak Savings (kW) | Achievable Technical Potential | 0 | 0 | 0 | 0 | 0 | 0 | 0 | 0 | 0 | 0 | 0 | 0 | 0 | 0 | 0 | 0 | 0 | 0 | 0 | 0 | 0 | 0 | 0 | 0 | 0 | 0 | 0
F3_Commercial_Interruptible - Health_New_Water Heating_Natural Gas_Advanced New Construction Designs_A_Achievable Technical Potential | F3 | Commercial | Interruptible - Health | New | Water Heating | Natural Gas | Advanced New Construction Designs | A | Integrated Unit Winter Peak Savings (kW) | Achievable Technical Potential | 0 | 0 | 0 | 0 | 0 | 0 | 0 | 0 | 0 | 0 | 0 | 0 | 0 | 0 | 0 | 0 | 0 | 0 | 0 | 0 | 0 | 0 | 0 | 0 | 0 | 0 | 0
F4_Commercial_Interruptible - Health_New_Water Heating_Natural Gas_Advanced New Construction Designs_A_Achievable Technical Potential | F4 | Commercial | Interruptible - Health | New | Water Heating | Natural Gas | Advanced New Construction Designs | A | Incremental Energy Savings (MWh or mTherms) | Achievable Technical Potential | 0 | 0 | 0 | 0 | 0 | 0 | 0 | 0 | 0 | 0 | 0 | 0 | 0 | 0 | 0 | 0 | 0 | 0 | 0 | 0 | 0 | 0 | 0 | 0 | 0 | 0 | 0
F5_Commercial_Interruptible - Health_New_Water Heating_Natural Gas_Advanced New Construction Designs_A_Achievable Technical Potential | F5 | Commercial | Interruptible - Health | New | Water Heating | Natural Gas | Advanced New Construction Designs | A | Incremental Summer Peak Savings (MW) | Achievable Technical Potential | 0 | 0 | 0 | 0 | 0 | 0 | 0 | 0 | 0 | 0 | 0 | 0 | 0 | 0 | 0 | 0 | 0 | 0 | 0 | 0 | 0 | 0 | 0 | 0 | 0 | 0 | 0
F6_Commercial_Interruptible - Health_New_Water Heating_Natural Gas_Advanced New Construction Designs_A_Achievable Technical Potential | F6 | Commercial | Interruptible - Health | New | Water Heating | Natural Gas | Advanced New Construction Designs | A | Incremental Winter Peak Savings (MW) | Achievable Technical Potential | 0 | 0 | 0 | 0 | 0 | 0 | 0 | 0 | 0 | 0 | 0 | 0 | 0 | 0 | 0 | 0 | 0 | 0 | 0 | 0 | 0 | 0 | 0 | 0 | 0 | 0 | 0
F7_Commercial_Interruptible - Health_New_Water Heating_Natural Gas_Advanced New Construction Designs_A_Achievable Technical Potential | F7 | Commercial | Interruptible - Health | New | Water Heating | Natural Gas | Advanced New Construction Designs | A | Cumulative Energy Savings (MWh or mTherms) | Achievable Technical Potential | 0 | 0 | 0 | 0 | 0 | 0 | 0 | 0 | 0 | 0 | 0 | 0 | 0 | 0 | 0 | 0 | 0 | 0 | 0 | 0 | 0 | 0 | 0 | 0 | 0 | 0 | 0
F8_Commercial_Interruptible - Health_New_Water Heating_Natural Gas_Advanced New Construction Designs_A_Achievable Technical Potential | F8 | Commercial | Interruptible - Health | New | Water Heating | Natural Gas | Advanced New Construction Designs | A | Cumulative Summer Peak Savings (MW) | Achievable Technical Potential | 0 | 0 | 0 | 0 | 0 | 0 | 0 | 0 | 0 | 0 | 0 | 0 | 0 | 0 | 0 | 0 | 0 | 0 | 0 | 0 | 0 | 0 | 0 | 0 | 0 | 0 | 0
F9_Commercial_Interruptible - Health_New_Water Heating_Natural Gas_Advanced New Construction Designs_A_Achievable Technical Potential | F9 | Commercial | Interruptible - Health | New | Water Heating | Natural Gas | Advanced New Construction Designs | A | Cumulative Winter Peak Savings (MW) | Achievable Technical Potential | 0 | 0 | 0 | 0 | 0 | 0 | 0 | 0 | 0 | 0 | 0 | 0 | 0 | 0 | 0 | 0 | 0 | 0 | 0 | 0 | 0 | 0 | 0 | 0 | 0 | 0 | 0
F10_Commercial_Interruptible - Health_New_Water Heating_Natural Gas_Advanced New Construction Designs_A_Achievable Technical Potential | F10 | Commercial | Interruptible - Health | New | Water Heating | Natural Gas | Advanced New Construction Designs | A | Purchases (Incremental) | Achievable Technical Potential | 0 | 0 | 0 | 0 | 0 | 0 | 0 | 0 | 0 | 0 | 0 | 0 | 0 | 0 | 0 | 0 | 0 | 0 | 0 | 0 | 0 | 0 | 0 | 0 | 0 | 0 | 0
F11_Commercial_Interruptible - Health_New_Water Heating_Natural Gas_Advanced New Construction Designs_A_Achievable Technical Potential | F11 | Commercial | Interruptible - Health | New | Water Heating | Natural Gas | Advanced New Construction Designs | A | Purchases (Cumulative) | Achievable Technical Potential | 0 | 0 | 0 | 0 | 0 | 0 | 0 | 0 | 0 | 0 | 0 | 0 | 0 | 0 | 0 | 0 | 0 | 0 | 0 | 0 | 0 | 0 | 0 | 0 | 0 | 0 | 0
F1_Commercial_Interruptible - Health_New_Space Heating_Natural Gas_Strategic Energy Management_A_Achievable Technical Potential | F1 | Commercial | Interruptible - Health | New | Space Heating | Natural Gas | Strategic Energy Management | A | Integrated Unit Energy Savings (kWh or therms) | Achievable Technical Potential | 0 | 0 | 0 | 0 | 0 | 0 | 0 | 0 | 0 | 0 | 0 | 0 | 0 | 0 | 0 | 0 | 0 | 0 | 0 | 0 | 0 | 0 | 0 | 0 | 0 | 0 | 0
F2_Commercial_Interruptible - Health_New_Space Heating_Natural Gas_Strategic Energy Management_A_Achievable Technical Potential | F2 | Commercial | Interruptible - Health | New | Space Heating | Natural Gas | Strategic Energy Management | A | Integrated Unit Summer Peak Savings (kW) | Achievable Technical Potential | 0 | 0 | 0 | 0 | 0 | 0 | 0 | 0 | 0 | 0 | 0 | 0 | 0 | 0 | 0 | 0 | 0 | 0 | 0 | 0 | 0 | 0 | 0 | 0 | 0 | 0 | 0
F3_Commercial_Interruptible - Health_New_Space Heating_Natural Gas_Strategic Energy Management_A_Achievable Technical Potential | F3 | Commercial | Interruptible - Health | New | Space Heating | Natural Gas | Strategic Energy Management | A | Integrated Unit Winter Peak Savings (kW) | Achievable Technical Potential | 0 | 0 | 0 | 0 | 0 | 0 | 0 | 0 | 0 | 0 | 0 | 0 | 0 | 0 | 0 | 0 | 0 | 0 | 0 | 0 | 0 | 0 | 0 | 0 | 0 | 0 | 0
F4_Commercial_Interruptible - Health_New_Space Heating_Natural Gas_Strategic Energy Management_A_Achievable Technical Potential | F4 | Commercial | Interruptible - Health | New | Space Heating | Natural Gas | Strategic Energy Management | A | Incremental Energy Savings (MWh or mTherms) | Achievable Technical Potential | 0 | 0 | 0 | 0 | 0 | 0 | 0 | 0 | 0 | 0 | 0 | 0 | 0 | 0 | 0 | 0 | 0 | 0 | 0 | 0 | 0 | 0 | 0 | 0 | 0 | 0 | 0
F5_Commercial_Interruptible - Health_New_Space Heating_Natural Gas_Strategic Energy Management_A_Achievable Technical Potential | F5 | Commercial | Interruptible - Health | New | Space Heating | Natural Gas | Strategic Energy Management | A | Incremental Summer Peak Savings (MW) | Achievable Technical Potential | 0 | 0 | 0 | 0 | 0 | 0 | 0 | 0 | 0 | 0 | 0 | 0 | 0 | 0 | 0 | 0 | 0 | 0 | 0 | 0 | 0 | 0 | 0 | 0 | 0 | 0 | 0
F6_Commercial_Interruptible - Health_New_Space Heating_Natural Gas_Strategic Energy Management_A_Achievable Technical Potential | F6 | Commercial | Interruptible - Health | New | Space Heating | Natural Gas | Strategic Energy Management | A | Incremental Winter Peak Savings (MW) | Achievable Technical Potential | 0 | 0 | 0 | 0 | 0 | 0 | 0 | 0 | 0 | 0 | 0 | 0 | 0 | 0 | 0 | 0 | 0 | 0 | 0 | 0 | 0 | 0 | 0 | 0 | 0 | 0 | 0
F7_Commercial_Interruptible - Health_New_Space Heating_Natural Gas_Strategic Energy Management_A_Achievable Technical Potential | F7 | Commercial | Interruptible - Health | New | Space Heating | Natural Gas | Strategic Energy Management | A | Cumulative Energy Savings (MWh or mTherms) | Achievable Technical Potential | 0 | 0 | 0 | 0 | 0 | 0 | 0 | 0 | 0 | 0 | 0 | 0 | 0 | 0 | 0 | 0 | 0 | 0 | 0 | 0 | 0 | 0 | 0 | 0 | 0 | 0 | 0
F8_Commercial_Interruptible - Health_New_Space Heating_Natural Gas_Strategic Energy Management_A_Achievable Technical Potential | F8 | Commercial | Interruptible - Health | New | Space Heating | Natural Gas | Strategic Energy Management | A | Cumulative Summer Peak Savings (MW) | Achievable Technical Potential | 0 | 0 | 0 | 0 | 0 | 0 | 0 | 0 | 0 | 0 | 0 | 0 | 0 | 0 | 0 | 0 | 0 | 0 | 0 | 0 | 0 | 0 | 0 | 0 | 0 | 0 | 0
F9_Commercial_Interruptible - Health_New_Space Heating_Natural Gas_Strategic Energy Management_A_Achievable Technical Potential | F9 | Commercial | Interruptible - Health | New | Space Heating | Natural Gas | Strategic Energy Management | A | Cumulative Winter Peak Savings (MW) | Achievable Technical Potential | 0 | 0 | 0 | 0 | 0 | 0 | 0 | 0 | 0 | 0 | 0 | 0 | 0 | 0 | 0 | 0 | 0 | 0 | 0 | 0 | 0 | 0 | 0 | 0 | 0 | 0 | 0
F10_Commercial_Interruptible - Health_New_Space Heating_Natural Gas_Strategic Energy Management_A_Achievable Technical Potential | F10 | Commercial | Interruptible - Health | New | Space Heating | Natural Gas | Strategic Energy Management | A | Purchases (Incremental) | Achievable Technical Potential | 0 | 0 | 0 | 0 | 0 | 0 | 0 | 0 | 0 | 0 | 0 | 0 | 0 | 0 | 0 | 0 | 0 | 0 | 0 | 0 | 0 | 0 | 0 | 0 | 0 | 0 | 0
F11_Commercial_Interruptible - Health_New_Space Heating_Natural Gas_Strategic Energy Management_A_Achievable Technical Potential | F11 | Commercial | Interruptible - Health | New | Space Heating | Natural Gas | Strategic Energy Management | A | Purchases (Cumulative) | Achievable Technical Potential | 0 | 0 | 0 | 0 | 0 | 0 | 0 | 0 | 0 | 0 | 0 | 0 | 0 | 0 | 0 | 0 | 0 | 0 | 0 | 0 | 0 | 0 | 0 | 0 | 0 | 0 | 0
F1_Commercial_Interruptible - Health_New_Water Heating_Natural Gas_Strategic Energy Management_A_Achievable Technical Potential | F1 | Commercial | Interruptible - Health | New | Water Heating | Natural Gas | Strategic Energy Management | A | Integrated Unit Energy Savings (kWh or therms) | Achievable Technical Potential | 0 | 0 | 0 | 0 | 0 | 0 | 0 | 0 | 0 | 0 | 0 | 0 | 0 | 0 | 0 | 0 | 0 | 0 | 0 | 0 | 0 | 0 | 0 | 0 | 0 | 0 | 0
F2_Commercial_Interruptible - Health_New_Water Heating_Natural Gas_Strategic Energy Management_A_Achievable Technical Potential | F2 | Commercial | Interruptible - Health | New | Water Heating | Natural Gas | Strategic Energy Management | A | Integrated Unit Summer Peak Savings (kW) | Achievable Technical Potential | 0 | 0 | 0 | 0 | 0 | 0 | 0 | 0 | 0 | 0 | 0 | 0 | 0 | 0 | 0 | 0 | 0 | 0 | 0 | 0 | 0 | 0 | 0 | 0 | 0 | 0 | 0
F3_Commercial_Interruptible - Health_New_Water Heating_Natural Gas_Strategic Energy Management_A_Achievable Technical Potential | F3 | Commercial | Interruptible - Health | New | Water Heating | Natural Gas | Strategic Energy Management | A | Integrated Unit Winter Peak Savings (kW) | Achievable Technical Potential | 0 | 0 | 0 | 0 | 0 | 0 | 0 | 0 | 0 | 0 | 0 | 0 | 0 | 0 | 0 | 0 | 0 | 0 | 0 | 0 | 0 | 0 | 0 | 0 | 0 | 0 | 0
F4_Commercial_Interruptible - Health_New_Water Heating_Natural Gas_Strategic Energy Management_A_Achievable Technical Potential | F4 | Commercial | Interruptible - Health | New | Water Heating | Natural Gas | Strategic Energy Management | A | Incremental Energy Savings (MWh or mTherms) | Achievable Technical Potential | 0 | 0 | 0 | 0 | 0 | 0 | 0 | 0 | 0 | 0 | 0 | 0 | 0 | 0 | 0 | 0 | 0 | 0 | 0 | 0 | 0 | 0 | 0 | 0 | 0 | 0 | 0
F5_Commercial_Interruptible - Health_New_Water Heating_Natural Gas_Strategic Energy Management_A_Achievable Technical Potential | F5 | Commercial | Interruptible - Health | New | Water Heating | Natural Gas | Strategic Energy Management | A | Incremental Summer Peak Savings (MW) | Achievable Technical Potential | 0 | 0 | 0 | 0 | 0 | 0 | 0 | 0 | 0 | 0 | 0 | 0 | 0 | 0 | 0 | 0 | 0 | 0 | 0 | 0 | 0 | 0 | 0 | 0 | 0 | 0 | 0
F6_Commercial_Interruptible - Health_New_Water Heating_Natural Gas_Strategic Energy Management_A_Achievable Technical Potential | F6 | Commercial | Interruptible - Health | New | Water Heating | Natural Gas | Strategic Energy Management | A | Incremental Winter Peak Savings (MW) | Achievable Technical Potential | 0 | 0 | 0 | 0 | 0 | 0 | 0 | 0 | 0 | 0 | 0 | 0 | 0 | 0 | 0 | 0 | 0 | 0 | 0 | 0 | 0 | 0 | 0 | 0 | 0 | 0 | 0
F7_Commercial_Interruptible - Health_New_Water Heating_Natural Gas_Strategic Energy Management_A_Achievable Technical Potential | F7 | Commercial | Interruptible - Health | New | Water Heating | Natural Gas | Strategic Energy Management | A | Cumulative Energy Savings (MWh or mTherms) | Achievable Technical Potential | 0 | 0 | 0 | 0 | 0 | 0 | 0 | 0 | 0 | 0 | 0 | 0 | 0 | 0 | 0 | 0 | 0 | 0 | 0 | 0 | 0 | 0 | 0 | 0 | 0 | 0 | 0
F8_Commercial_Interruptible - Health_New_Water Heating_Natural Gas_Strategic Energy Management_A_Achievable Technical Potential | F8 | Commercial | Interruptible - Health | New | Water Heating | Natural Gas | Strategic Energy Management | A | Cumulative Summer Peak Savings (MW) | Achievable Technical Potential | 0 | 0 | 0 | 0 | 0 | 0 | 0 | 0 | 0 | 0 | 0 | 0 | 0 | 0 | 0 | 0 | 0 | 0 | 0 | 0 | 0 | 0 | 0 | 0 | 0 | 0 | 0
F9_Commercial_Interruptible - Health_New_Water Heating_Natural Gas_Strategic Energy Management_A_Achievable Technical Potential | F9 | Commercial | Interruptible - Health | New | Water Heating | Natural Gas | Strategic Energy Management | A | Cumulative Winter Peak Savings (MW) | Achievable Technical Potential | 0 | 0 | 0 | 0 | 0 | 0 | 0 | 0 | 0 | 0 | 0 | 0 | 0 | 0 | 0 | 0 | 0 | 0 | 0 | 0 | 0 | 0 | 0 | 0 | 0 | 0 | 0
F10_Commercial_Interruptible - Health_New_Water Heating_Natural Gas_Strategic Energy Management_A_Achievable Technical Potential | F10 | Commercial | Interruptible - Health | New | Water Heating | Natural Gas | Strategic Energy Management | A | Purchases (Incremental) | Achievable Technical Potential | 0 | 0 | 0 | 0 | 0 | 0 | 0 | 0 | 0 | 0 | 0 | 0 | 0 | 0 | 0 | 0 | 0 | 0 | 0 | 0 | 0 | 0 | 0 | 0 | 0 | 0 | 0
F11_Commercial_Interruptible - Health_New_Water Heating_Natural Gas_Strategic Energy Management_A_Achievable Technical Potential | F11 | Commercial | Interruptible - Health | New | Water Heating | Natural Gas | Strategic Energy Management | A | Purchases (Cumulative) | Achievable Technical Potential | 0 | 0 | 0 | 0 | 0 | 0 | 0 | 0 | 0 | 0 | 0 | 0 | 0 | 0 | 0 | 0 | 0 | 0 | 0 | 0 | 0 | 0 | 0 | 0 | 0 | 0 | 0
F1_Commercial_Interruptible - Health_New_Space Heating_Natural Gas_Retrocommissioning_A_Achievable Technical Potential | F1 | Commercial | Interruptible - Health | New | Space Heating | Natural Gas | Retrocommissioning | A | Integrated Unit Energy Savings (kWh or therms) | Achievable Technical Potential | 0 | 0 | 0 | 0 | 0 | 0 | 0 | 0 | 0 | 0 | 0 | 0 | 0 | 0 | 0 | 0 | 0 | 0 | 0 | 0 | 0 | 0 | 0 | 0 | 0 | 0 | 0
F2_Commercial_Interruptible - Health_New_Space Heating_Natural Gas_Retrocommissioning_A_Achievable Technical Potential | F2 | Commercial | Interruptible - Health | New | Space Heating | Natural Gas | Retrocommissioning | A | Integrated Unit Summer Peak Savings (kW) | Achievable Technical Potential | 0 | 0 | 0 | 0 | 0 | 0 | 0 | 0 | 0 | 0 | 0 | 0 | 0 | 0 | 0 | 0 | 0 | 0 | 0 | 0 | 0 | 0 | 0 | 0 | 0 | 0 | 0
F3_Commercial_Interruptible - Health_New_Space Heating_Natural Gas_Retrocommissioning_A_Achievable Technical Potential | F3 | Commercial | Interruptible - Health | New | Space Heating | Natural Gas | Retrocommissioning | A | Integrated Unit Winter Peak Savings (kW) | Achievable Technical Potential | 0 | 0 | 0 | 0 | 0 | 0 | 0 | 0 | 0 | 0 | 0 | 0 | 0 | 0 | 0 | 0 | 0 | 0 | 0 | 0 | 0 | 0 | 0 | 0 | 0 | 0 | 0
F4_Commercial_Interruptible - Health_New_Space Heating_Natural Gas_Retrocommissioning_A_Achievable Technical Potential | F4 | Commercial | Interruptible - Health | New | Space Heating | Natural Gas | Retrocommissioning | A | Incremental Energy Savings (MWh or mTherms) | Achievable Technical Potential | 0 | 0 | 0 | 0 | 0 | 0 | 0 | 0 | 0 | 0 | 0 | 0 | 0 | 0 | 0 | 0 | 0 | 0 | 0 | 0 | 0 | 0 | 0 | 0 | 0 | 0 | 0
F5_Commercial_Interruptible - Health_New_Space Heating_Natural Gas_Retrocommissioning_A_Achievable Technical Potential | F5 | Commercial | Interruptible - Health | New | Space Heating | Natural Gas | Retrocommissioning | A | Incremental Summer Peak Savings (MW) | Achievable Technical Potential | 0 | 0 | 0 | 0 | 0 | 0 | 0 | 0 | 0 | 0 | 0 | 0 | 0 | 0 | 0 | 0 | 0 | 0 | 0 | 0 | 0 | 0 | 0 | 0 | 0 | 0 | 0
F6_Commercial_Interruptible - Health_New_Space Heating_Natural Gas_Retrocommissioning_A_Achievable Technical Potential | F6 | Commercial | Interruptible - Health | New | Space Heating | Natural Gas | Retrocommissioning | A | Incremental Winter Peak Savings (MW) | Achievable Technical Potential | 0 | 0 | 0 | 0 | 0 | 0 | 0 | 0 | 0 | 0 | 0 | 0 | 0 | 0 | 0 | 0 | 0 | 0 | 0 | 0 | 0 | 0 | 0 | 0 | 0 | 0 | 0
F7_Commercial_Interruptible - Health_New_Space Heating_Natural Gas_Retrocommissioning_A_Achievable Technical Potential | F7 | Commercial | Interruptible - Health | New | Space Heating | Natural Gas | Retrocommissioning | A | Cumulative Energy Savings (MWh or mTherms) | Achievable Technical Potential | 0 | 0 | 0 | 0 | 0 | 0 | 0 | 0 | 0 | 0 | 0 | 0 | 0 | 0 | 0 | 0 | 0 | 0 | 0 | 0 | 0 | 0 | 0 | 0 | 0 | 0 | 0
F8_Commercial_Interruptible - Health_New_Space Heating_Natural Gas_Retrocommissioning_A_Achievable Technical Potential | F8 | Commercial | Interruptible - Health | New | Space Heating | Natural Gas | Retrocommissioning | A | Cumulative Summer Peak Savings (MW) | Achievable Technical Potential | 0 | 0 | 0 | 0 | 0 | 0 | 0 | 0 | 0 | 0 | 0 | 0 | 0 | 0 | 0 | 0 | 0 | 0 | 0 | 0 | 0 | 0 | 0 | 0 | 0 | 0 | 0
F9_Commercial_Interruptible - Health_New_Space Heating_Natural Gas_Retrocommissioning_A_Achievable Technical Potential | F9 | Commercial | Interruptible - Health | New | Space Heating | Natural Gas | Retrocommissioning | A | Cumulative Winter Peak Savings (MW) | Achievable Technical Potential | 0 | 0 | 0 | 0 | 0 | 0 | 0 | 0 | 0 | 0 | 0 | 0 | 0 | 0 | 0 | 0 | 0 | 0 | 0 | 0 | 0 | 0 | 0 | 0 | 0 | 0 | 0
F10_Commercial_Interruptible - Health_New_Space Heating_Natural Gas_Retrocommissioning_A_Achievable Technical Potential | F10 | Commercial | Interruptible - Health | New | Space Heating | Natural Gas | Retrocommissioning | A | Purchases (Incremental) | Achievable Technical Potential | 0 | 0 | 0 | 0 | 0 | 0 | 0 | 0 | 0 | 0 | 0 | 0 | 0 | 0 | 0 | 0 | 0 | 0 | 0 | 0 | 0 | 0 | 0 | 0 | 0 | 0 | 0
F11_Commercial_Interruptible - Health_New_Space Heating_Natural Gas_Retrocommissioning_A_Achievable Technical Potential | F11 | Commercial | Interruptible - Health | New | Space Heating | Natural Gas | Retrocommissioning | A | Purchases (Cumulative) | Achievable Technical Potential | 0 | 0 | 0 | 0 | 0 | 0 | 0 | 0 | 0 | 0 | 0 | 0 | 0 | 0 | 0 | 0 | 0 | 0 | 0 | 0 | 0 | 0 | 0 | 0 | 0 | 0 | 0
F1_Commercial_Interruptible - Health_New_Water Heating_Natural Gas_Retrocommissioning_A_Achievable Technical Potential | F1 | Commercial | Interruptible - Health | New | Water Heating | Natural Gas | Retrocommissioning | A | Integrated Unit Energy Savings (kWh or therms) | Achievable Technical Potential | 0 | 0 | 0 | 0 | 0 | 0 | 0 | 0 | 0 | 0 | 0 | 0 | 0 | 0 | 0 | 0 | 0 | 0 | 0 | 0 | 0 | 0 | 0 | 0 | 0 | 0 | 0
F2_Commercial_Interruptible - Health_New_Water Heating_Natural Gas_Retrocommissioning_A_Achievable Technical Potential | F2 | Commercial | Interruptible - Health | New | Water Heating | Natural Gas | Retrocommissioning | A | Integrated Unit Summer Peak Savings (kW) | Achievable Technical Potential | 0 | 0 | 0 | 0 | 0 | 0 | 0 | 0 | 0 | 0 | 0 | 0 | 0 | 0 | 0 | 0 | 0 | 0 | 0 | 0 | 0 | 0 | 0 | 0 | 0 | 0 | 0
F3_Commercial_Interruptible - Health_New_Water Heating_Natural Gas_Retrocommissioning_A_Achievable Technical Potential | F3 | Commercial | Interruptible - Health | New | Water Heating | Natural Gas | Retrocommissioning | A | Integrated Unit Winter Peak Savings (kW) | Achievable Technical Potential | 0 | 0 | 0 | 0 | 0 | 0 | 0 | 0 | 0 | 0 | 0 | 0 | 0 | 0 | 0 | 0 | 0 | 0 | 0 | 0 | 0 | 0 | 0 | 0 | 0 | 0 | 0
F4_Commercial_Interruptible - Health_New_Water Heating_Natural Gas_Retrocommissioning_A_Achievable Technical Potential | F4 | Commercial | Interruptible - Health | New | Water Heating | Natural Gas | Retrocommissioning | A | Incremental Energy Savings (MWh or mTherms) | Achievable Technical Potential | 0 | 0 | 0 | 0 | 0 | 0 | 0 | 0 | 0 | 0 | 0 | 0 | 0 | 0 | 0 | 0 | 0 | 0 | 0 | 0 | 0 | 0 | 0 | 0 | 0 | 0 | 0
F5_Commercial_Interruptible - Health_New_Water Heating_Natural Gas_Retrocommissioning_A_Achievable Technical Potential | F5 | Commercial | Interruptible - Health | New | Water Heating | Natural Gas | Retrocommissioning | A | Incremental Summer Peak Savings (MW) | Achievable Technical Potential | 0 | 0 | 0 | 0 | 0 | 0 | 0 | 0 | 0 | 0 | 0 | 0 | 0 | 0 | 0 | 0 | 0 | 0 | 0 | 0 | 0 | 0 | 0 | 0 | 0 | 0 | 0
F6_Commercial_Interruptible - Health_New_Water Heating_Natural Gas_Retrocommissioning_A_Achievable Technical Potential | F6 | Commercial | Interruptible - Health | New | Water Heating | Natural Gas | Retrocommissioning | A | Incremental Winter Peak Savings (MW) | Achievable Technical Potential | 0 | 0 | 0 | 0 | 0 | 0 | 0 | 0 | 0 | 0 | 0 | 0 | 0 | 0 | 0 | 0 | 0 | 0 | 0 | 0 | 0 | 0 | 0 | 0 | 0 | 0 | 0
F7_Commercial_Interruptible - Health_New_Water Heating_Natural Gas_Retrocommissioning_A_Achievable Technical Potential | F7 | Commercial | Interruptible - Health | New | Water Heating | Natural Gas | Retrocommissioning | A | Cumulative Energy Savings (MWh or mTherms) | Achievable Technical Potential | 0 | 0 | 0 | 0 | 0 | 0 | 0 | 0 | 0 | 0 | 0 | 0 | 0 | 0 | 0 | 0 | 0 | 0 | 0 | 0 | 0 | 0 | 0 | 0 | 0 | 0 | 0
F8_Commercial_Interruptible - Health_New_Water Heating_Natural Gas_Retrocommissioning_A_Achievable Technical Potential | F8 | Commercial | Interruptible - Health | New | Water Heating | Natural Gas | Retrocommissioning | A | Cumulative Summer Peak Savings (MW) | Achievable Technical Potential | 0 | 0 | 0 | 0 | 0 | 0 | 0 | 0 | 0 | 0 | 0 | 0 | 0 | 0 | 0 | 0 | 0 | 0 | 0 | 0 | 0 | 0 | 0 | 0 | 0 | 0 | 0
F9_Commercial_Interruptible - Health_New_Water Heating_Natural Gas_Retrocommissioning_A_Achievable Technical Potential | F9 | Commercial | Interruptible - Health | New | Water Heating | Natural Gas | Retrocommissioning | A | Cumulative Winter Peak Savings (MW) | Achievable Technical Potential | 0 | 0 | 0 | 0 | 0 | 0 | 0 | 0 | 0 | 0 | 0 | 0 | 0 | 0 | 0 | 0 | 0 | 0 | 0 | 0 | 0 | 0 | 0 | 0 | 0 | 0 | 0
F10_Commercial_Interruptible - Health_New_Water Heating_Natural Gas_Retrocommissioning_A_Achievable Technical Potential | F10 | Commercial | Interruptible - Health | New | Water Heating | Natural Gas | Retrocommissioning | A | Purchases (Incremental) | Achievable Technical Potential | 0 | 0 | 0 | 0 | 0 | 0 | 0 | 0 | 0 | 0 | 0 | 0 | 0 | 0 | 0 | 0 | 0 | 0 | 0 | 0 | 0 | 0 | 0 | 0 | 0 | 0 | 0
F11_Commercial_Interruptible - Health_New_Water Heating_Natural Gas_Retrocommissioning_A_Achievable Technical Potential | F11 | Commercial | Interruptible - Health | New | Water Heating | Natural Gas | Retrocommissioning | A | Purchases (Cumulative) | Achievable Technical Potential | 0 | 0 | 0 | 0 | 0 | 0 | 0 | 0 | 0 | 0 | 0 | 0 | 0 | 0 | 0 | 0 | 0 | 0 | 0 | 0 | 0 | 0 | 0 | 0 | 0 | 0 | 0
F1_Commercial_Interruptible - Miscellaneous_Existing_Space Heating_Natural Gas_Insulation - Ceiling_A_Achievable Technical Potential | F1 | Commercial | Interruptible - Miscellaneous | Existing | Space Heating | Natural Gas | Insulation - Ceiling | A | Integrated Unit Energy Savings (kWh or therms) | Achievable Technical Potential | 0 | 0 | 0.095839 | 0.095162 | 0.094366 | 0.093468 | 0.09245 | 0.091286 | 0.089971 | 0.088506 | 0.086902 | 0.085186 | 0.083445 | 0.081685 | 0.079939 | 0.078267 | 0.076725 | 0.075398 | 0.074299 | 0.073354 | 0.072605 | 0.071911 | 0.071468 | 0.071047 | 0.070645 | 0.070261 | 0.069893
F2_Commercial_Interruptible - Miscellaneous_Existing_Space Heating_Natural Gas_Insulation - Ceiling_A_Achievable Technical Potential | F2 | Commercial | Interruptible - Miscellaneous | Existing | Space Heating | Natural Gas | Insulation - Ceiling | A | Integrated Unit Summer Peak Savings (kW) | Achievable Technical Potential | 0 | 0 | 0 | 0 | 0 | 0 | 0 | 0 | 0 | 0 | 0 | 0 | 0 | 0 | 0 | 0 | 0 | 0 | 0 | 0 | 0 | 0 | 0 | 0 | 0 | 0 | 0
F3_Commercial_Interruptible - Miscellaneous_Existing_Space Heating_Natural Gas_Insulation - Ceiling_A_Achievable Technical Potential | F3 | Commercial | Interruptible - Miscellaneous | Existing | Space Heating | Natural Gas | Insulation - Ceiling | A | Integrated Unit Winter Peak Savings (kW) | Achievable Technical Potential | 0 | 0 | 0 | 0 | 0 | 0 | 0 | 0 | 0 | 0 | 0 | 0 | 0 | 0 | 0 | 0 | 0 | 0 | 0 | 0 | 0 | 0 | 0 | 0 | 0 | 0 | 0
F4_Commercial_Interruptible - Miscellaneous_Existing_Space Heating_Natural Gas_Insulation - Ceiling_A_Achievable Technical Potential | F4 | Commercial | Interruptible - Miscellaneous | Existing | Space Heating | Natural Gas | Insulation - Ceiling | A | Incremental Energy Savings (MWh or mTherms) | Achievable Technical Potential | 0 | 0 | 0.0099503 | 0.0053163 | 0.017834 | 0.028734 | 0.043139 | 0.061006 | 0.08179 | 0.1043 | 0.12667 | 0.14642 | 0.16092 | 0.16757 | 0.16468 | 0.15199 | 0.131 | 0.10479 | 0.077185 | 0.055832 | 0.030152 | 0.023891 | 0 | 0 | 0 | 0 | 0
F5_Commercial_Interruptible - Miscellaneous_Existing_Space Heating_Natural Gas_Insulation - Ceiling_A_Achievable Technical Potential | F5 | Commercial | Interruptible - Miscellaneous | Existing | Space Heating | Natural Gas | Insulation - Ceiling | A | Incremental Summer Peak Savings (MW) | Achievable Technical Potential | 0 | 0 | 0 | 0 | 0 | 0 | 0 | 0 | 0 | 0 | 0 | 0 | 0 | 0 | 0 | 0 | 0 | 0 | 0 | 0 | 0 | 0 | 0 | 0 | 0 | 0 | 0
F6_Commercial_Interruptible - Miscellaneous_Existing_Space Heating_Natural Gas_Insulation - Ceiling_A_Achievable Technical Potential | F6 | Commercial | Interruptible - Miscellaneous | Existing | Space Heating | Natural Gas | Insulation - Ceiling | A | Incremental Winter Peak Savings (MW) | Achievable Technical Potential | 0 | 0 | 0 | 0 | 0 | 0 | 0 | 0 | 0 | 0 | 0 | 0 | 0 | 0 | 0 | 0 | 0 | 0 | 0 | 0 | 0 | 0 | 0 | 0 | 0 | 0 | 0
F7_Commercial_Interruptible - Miscellaneous_Existing_Space Heating_Natural Gas_Insulation - Ceiling_A_Achievable Technical Potential | F7 | Commercial | Interruptible - Miscellaneous | Existing | Space Heating | Natural Gas | Insulation - Ceiling | A | Cumulative Energy Savings (MWh or mTherms) | Achievable Technical Potential | 0 | 0 | 0.0099503 | 0.015196 | 0.032903 | 0.061324 | 0.10379 | 0.16349 | 0.24293 | 0.34328 | 0.46372 | 0.60098 | 0.74962 | 0.90138 | 1.0468 | 1.1769 | 1.2847 | 1.3673 | 1.4245 | 1.4622 | 1.4775 | 1.4872 | 1.4781 | 1.4694 | 1.461 | 1.4531 | 1.4455
F8_Commercial_Interruptible - Miscellaneous_Existing_Space Heating_Natural Gas_Insulation - Ceiling_A_Achievable Technical Potential | F8 | Commercial | Interruptible - Miscellaneous | Existing | Space Heating | Natural Gas | Insulation - Ceiling | A | Cumulative Summer Peak Savings (MW) | Achievable Technical Potential | 0 | 0 | 0 | 0 | 0 | 0 | 0 | 0 | 0 | 0 | 0 | 0 | 0 | 0 | 0 | 0 | 0 | 0 | 0 | 0 | 0 | 0 | 0 | 0 | 0 | 0 | 0
F9_Commercial_Interruptible - Miscellaneous_Existing_Space Heating_Natural Gas_Insulation - Ceiling_A_Achievable Technical Potential | F9 | Commercial | Interruptible - Miscellaneous | Existing | Space Heating | Natural Gas | Insulation - Ceiling | A | Cumulative Winter Peak Savings (MW) | Achievable Technical Potential | 0 | 0 | 0 | 0 | 0 | 0 | 0 | 0 | 0 | 0 | 0 | 0 | 0 | 0 | 0 | 0 | 0 | 0 | 0 | 0 | 0 | 0 | 0 | 0 | 0 | 0 | 0
F10_Commercial_Interruptible - Miscellaneous_Existing_Space Heating_Natural Gas_Insulation - Ceiling_A_Achievable Technical Potential | F10 | Commercial | Interruptible - Miscellaneous | Existing | Space Heating | Natural Gas | Insulation - Ceiling | A | Purchases (Incremental) | Achievable Technical Potential | 0 | 0 | 103.823 | 55.8663 | 188.9901 | 307.4183 | 466.6181 | 668.2968 | 909.0672 | 1178.4795 | 1457.576 | 1718.8283 | 1928.4137 | 2051.4691 | 2060.0337 | 1941.9292 | 1707.3901 | 1389.8487 | 1038.8439 | 761.123 | 415.292 | 332.2336 | 0 | 0 | 0 | 0 | 0
F11_Commercial_Interruptible - Miscellaneous_Existing_Space Heating_Natural Gas_Insulation - Ceiling_A_Achievable Technical Potential | F11 | Commercial | Interruptible - Miscellaneous | Existing | Space Heating | Natural Gas | Insulation - Ceiling | A | Purchases (Cumulative) | Achievable Technical Potential | 0 | 0 | 103.823 | 159.6893 | 348.6794 | 656.0978 | 1122.7159 | 1791.0127 | 2700.0799 | 3878.5594 | 5336.1354 | 7054.9637 | 8983.3774 | 11034.8465 | 13094.8802 | 15036.8094 | 16744.1995 | 18134.0481 | 19172.892 | 19934.015 | 20349.3069 | 20681.5405 | 20681.5405 | 20681.5405 | 20681.5405 | 20681.5405 | 20681.5405
F1_Commercial_Interruptible - Miscellaneous_Existing_Space Heating_Natural Gas_Insulation - Ducting_A_Achievable Technical Potential | F1 | Commercial | Interruptible - Miscellaneous | Existing | Space Heating | Natural Gas | Insulation - Ducting | A | Integrated Unit Energy Savings (kWh or therms) | Achievable Technical Potential | 0 | 0 | 0 | 0 | 0 | 0 | 0 | 0 | 0 | 0 | 0 | 0 | 0 | 0 | 0 | 0 | 0 | 0 | 0 | 0 | 0 | 0 | 0 | 0 | 0 | 0 | 0
F2_Commercial_Interruptible - Miscellaneous_Existing_Space Heating_Natural Gas_Insulation - Ducting_A_Achievable Technical Potential | F2 | Commercial | Interruptible - Miscellaneous | Existing | Space Heating | Natural Gas | Insulation - Ducting | A | Integrated Unit Summer Peak Savings (kW) | Achievable Technical Potential | 0 | 0 | 0 | 0 | 0 | 0 | 0 | 0 | 0 | 0 | 0 | 0 | 0 | 0 | 0 | 0 | 0 | 0 | 0 | 0 | 0 | 0 | 0 | 0 | 0 | 0 | 0
F3_Commercial_Interruptible - Miscellaneous_Existing_Space Heating_Natural Gas_Insulation - Ducting_A_Achievable Technical Potential | F3 | Commercial | Interruptible - Miscellaneous | Existing | Space Heating | Natural Gas | Insulation - Ducting | A | Integrated Unit Winter Peak Savings (kW) | Achievable Technical Potential | 0 | 0 | 0 | 0 | 0 | 0 | 0 | 0 | 0 | 0 | 0 | 0 | 0 | 0 | 0 | 0 | 0 | 0 | 0 | 0 | 0 | 0 | 0 | 0 | 0 | 0 | 0
F4_Commercial_Interruptible - Miscellaneous_Existing_Space Heating_Natural Gas_Insulation - Ducting_A_Achievable Technical Potential | F4 | Commercial | Interruptible - Miscellaneous | Existing | Space Heating | Natural Gas | Insulation - Ducting | A | Incremental Energy Savings (MWh or mTherms) | Achievable Technical Potential | 0 | 0 | 0 | 0 | 0 | 0 | 0 | 0 | 0 | 0 | 0 | 0 | 0 | 0 | 0 | 0 | 0 | 0 | 0 | 0 | 0 | 0 | 0 | 0 | 0 | 0 | 0
F5_Commercial_Interruptible - Miscellaneous_Existing_Space Heating_Natural Gas_Insulation - Ducting_A_Achievable Technical Potential | F5 | Commercial | Interruptible - Miscellaneous | Existing | Space Heating | Natural Gas | Insulation - Ducting | A | Incremental Summer Peak Savings (MW) | Achievable Technical Potential | 0 | 0 | 0 | 0 | 0 | 0 | 0 | 0 | 0 | 0 | 0 | 0 | 0 | 0 | 0 | 0 | 0 | 0 | 0 | 0 | 0 | 0 | 0 | 0 | 0 | 0 | 0
F6_Commercial_Interruptible - Miscellaneous_Existing_Space Heating_Natural Gas_Insulation - Ducting_A_Achievable Technical Potential | F6 | Commercial | Interruptible - Miscellaneous | Existing | Space Heating | Natural Gas | Insulation - Ducting | A | Incremental Winter Peak Savings (MW) | Achievable Technical Potential | 0 | 0 | 0 | 0 | 0 | 0 | 0 | 0 | 0 | 0 | 0 | 0 | 0 | 0 | 0 | 0 | 0 | 0 | 0 | 0 | 0 | 0 | 0 | 0 | 0 | 0 | 0
F7_Commercial_Interruptible - Miscellaneous_Existing_Space Heating_Natural Gas_Insulation - Ducting_A_Achievable Technical Potential | F7 | Commercial | Interruptible - Miscellaneous | Existing | Space Heating | Natural Gas | Insulation - Ducting | A | Cumulative Energy Savings (MWh or mTherms) | Achievable Technical Potential | 0 | 0 | 0 | 0 | 0 | 0 | 0 | 0 | 0 | 0 | 0 | 0 | 0 | 0 | 0 | 0 | 0 | 0 | 0 | 0 | 0 | 0 | 0 | 0 | 0 | 0 | 0
F8_Commercial_Interruptible - Miscellaneous_Existing_Space Heating_Natural Gas_Insulation - Ducting_A_Achievable Technical Potential | F8 | Commercial | Interruptible - Miscellaneous | Existing | Space Heating | Natural Gas | Insulation - Ducting | A | Cumulative Summer Peak Savings (MW) | Achievable Technical Potential | 0 | 0 | 0 | 0 | 0 | 0 | 0 | 0 | 0 | 0 | 0 | 0 | 0 | 0 | 0 | 0 | 0 | 0 | 0 | 0 | 0 | 0 | 0 | 0 | 0 | 0 | 0
F9_Commercial_Interruptible - Miscellaneous_Existing_Space Heating_Natural Gas_Insulation - Ducting_A_Achievable Technical Potential | F9 | Commercial | Interruptible - Miscellaneous | Existing | Space Heating | Natural Gas | Insulation - Ducting | A | Cumulative Winter Peak Savings (MW) | Achievable Technical Potential | 0 | 0 | 0 | 0 | 0 | 0 | 0 | 0 | 0 | 0 | 0 | 0 | 0 | 0 | 0 | 0 | 0 | 0 | 0 | 0 | 0 | 0 | 0 | 0 | 0 | 0 | 0
F10_Commercial_Interruptible - Miscellaneous_Existing_Space Heating_Natural Gas_Insulation - Ducting_A_Achievable Technical Potential | F10 | Commercial | Interruptible - Miscellaneous | Existing | Space Heating | Natural Gas | Insulation - Ducting | A | Purchases (Incremental) | Achievable Technical Potential | 0 | 0 | 84.191 | 45.3025 | 153.2539 | 249.2884 | 378.385 | 541.9282 | 737.1712 | 955.6402 | 1181.9622 | 1393.8142 | 1563.7689 | 1663.5557 | 1670.5008 | 1574.7288 | 1384.5388 | 1127.0414 | 842.4083 | 617.2019 | 336.7642 | 269.4114 | 0 | 0 | 0 | 0 | 0
F11_Commercial_Interruptible - Miscellaneous_Existing_Space Heating_Natural Gas_Insulation - Ducting_A_Achievable Technical Potential | F11 | Commercial | Interruptible - Miscellaneous | Existing | Space Heating | Natural Gas | Insulation - Ducting | A | Purchases (Cumulative) | Achievable Technical Potential | 0 | 0 | 84.191 | 129.4936 | 282.7474 | 532.0359 | 910.4209 | 1452.3492 | 2189.5204 | 3145.1606 | 4327.1227 | 5720.9369 | 7284.7058 | 8948.2616 | 10618.7624 | 12193.4912 | 13578.03 | 14705.0714 | 15547.4797 | 16164.6816 | 16501.4458 | 16770.8571 | 16770.8571 | 16770.8571 | 16770.8571 | 16770.8571 | 16770.8571
F1_Commercial_Interruptible - Miscellaneous_Existing_Space Heating_Natural Gas_Insulation - Wall Cavity_A_Achievable Technical Potential | F1 | Commercial | Interruptible - Miscellaneous | Existing | Space Heating | Natural Gas | Insulation - Wall Cavity | A | Integrated Unit Energy Savings (kWh or therms) | Achievable Technical Potential | 0 | 0 | 0.38436 | 0.38313 | 0.38177 | 0.38031 | 0.37873 | 0.37706 | 0.37528 | 0.3734 | 0.37142 | 0.36935 | 0.3672 | 0.36497 | 0.36267 | 0.36031 | 0.35789 | 0.35543 | 0.35294 | 0.35055 | 0.34824 | 0.34604 | 0.34392 | 0.34191 | 0.33999 | 0.33816 | 0.3364
F2_Commercial_Interruptible - Miscellaneous_Existing_Space Heating_Natural Gas_Insulation - Wall Cavity_A_Achievable Technical Potential | F2 | Commercial | Interruptible - Miscellaneous | Existing | Space Heating | Natural Gas | Insulation - Wall Cavity | A | Integrated Unit Summer Peak Savings (kW) | Achievable Technical Potential | 0 | 0 | 0 | 0 | 0 | 0 | 0 | 0 | 0 | 0 | 0 | 0 | 0 | 0 | 0 | 0 | 0 | 0 | 0 | 0 | 0 | 0 | 0 | 0 | 0 | 0 | 0
F3_Commercial_Interruptible - Miscellaneous_Existing_Space Heating_Natural Gas_Insulation - Wall Cavity_A_Achievable Technical Potential | F3 | Commercial | Interruptible - Miscellaneous | Existing | Space Heating | Natural Gas | Insulation - Wall Cavity | A | Integrated Unit Winter Peak Savings (kW) | Achievable Technical Potential | 0 | 0 | 0 | 0 | 0 | 0 | 0 | 0 | 0 | 0 | 0 | 0 | 0 | 0 | 0 | 0 | 0 | 0 | 0 | 0 | 0 | 0 | 0 | 0 | 0 | 0 | 0
F4_Commercial_Interruptible - Miscellaneous_Existing_Space Heating_Natural Gas_Insulation - Wall Cavity_A_Achievable Technical Potential | F4 | Commercial | Interruptible - Miscellaneous | Existing | Space Heating | Natural Gas | Insulation - Wall Cavity | A | Incremental Energy Savings (MWh or mTherms) | Achievable Technical Potential | 0 | 0 | 0.020735 | 0.011122 | 0.037491 | 0.06075 | 0.091829 | 0.13094 | 0.17727 | 0.22865 | 0.28131 | 0.32988 | 0.36795 | 0.38905 | 0.38821 | 0.36357 | 0.31752 | 0.25669 | 0.19052 | 0.13864 | 0.075148 | 0.059738 | 0 | 0 | 0 | 0 | 0
F5_Commercial_Interruptible - Miscellaneous_Existing_Space Heating_Natural Gas_Insulation - Wall Cavity_A_Achievable Technical Potential | F5 | Commercial | Interruptible - Miscellaneous | Existing | Space Heating | Natural Gas | Insulation - Wall Cavity | A | Incremental Summer Peak Savings (MW) | Achievable Technical Potential | 0 | 0 | 0 | 0 | 0 | 0 | 0 | 0 | 0 | 0 | 0 | 0 | 0 | 0 | 0 | 0 | 0 | 0 | 0 | 0 | 0 | 0 | 0 | 0 | 0 | 0 | 0
F6_Commercial_Interruptible - Miscellaneous_Existing_Space Heating_Natural Gas_Insulation - Wall Cavity_A_Achievable Technical Potential | F6 | Commercial | Interruptible - Miscellaneous | Existing | Space Heating | Natural Gas | Insulation - Wall Cavity | A | Incremental Winter Peak Savings (MW) | Achievable Technical Potential | 0 | 0 | 0 | 0 | 0 | 0 | 0 | 0 | 0 | 0 | 0 | 0 | 0 | 0 | 0 | 0 | 0 | 0 | 0 | 0 | 0 | 0 | 0 | 0 | 0 | 0 | 0
F7_Commercial_Interruptible - Miscellaneous_Existing_Space Heating_Natural Gas_Insulation - Wall Cavity_A_Achievable Technical Potential | F7 | Commercial | Interruptible - Miscellaneous | Existing | Space Heating | Natural Gas | Insulation - Wall Cavity | A | Cumulative Energy Savings (MWh or mTherms) | Achievable Technical Potential | 0 | 0 | 0.020735 | 0.031791 | 0.069169 | 0.12965 | 0.22095 | 0.3509 | 0.52652 | 0.75253 | 1.0299 | 1.354 | 1.7141 | 2.0927 | 2.4677 | 2.8152 | 3.1138 | 3.3491 | 3.5162 | 3.631 | 3.6822 | 3.7187 | 3.696 | 3.6744 | 3.6537 | 3.634 | 3.6151
F8_Commercial_Interruptible - Miscellaneous_Existing_Space Heating_Natural Gas_Insulation - Wall Cavity_A_Achievable Technical Potential | F8 | Commercial | Interruptible - Miscellaneous | Existing | Space Heating | Natural Gas | Insulation - Wall Cavity | A | Cumulative Summer Peak Savings (MW) | Achievable Technical Potential | 0 | 0 | 0 | 0 | 0 | 0 | 0 | 0 | 0 | 0 | 0 | 0 | 0 | 0 | 0 | 0 | 0 | 0 | 0 | 0 | 0 | 0 | 0 | 0 | 0 | 0 | 0
F9_Commercial_Interruptible - Miscellaneous_Existing_Space Heating_Natural Gas_Insulation - Wall Cavity_A_Achievable Technical Potential | F9 | Commercial | Interruptible - Miscellaneous | Existing | Space Heating | Natural Gas | Insulation - Wall Cavity | A | Cumulative Winter Peak Savings (MW) | Achievable Technical Potential | 0 | 0 | 0 | 0 | 0 | 0 | 0 | 0 | 0 | 0 | 0 | 0 | 0 | 0 | 0 | 0 | 0 | 0 | 0 | 0 | 0 | 0 | 0 | 0 | 0 | 0 | 0
F10_Commercial_Interruptible - Miscellaneous_Existing_Space Heating_Natural Gas_Insulation - Wall Cavity_A_Achievable Technical Potential | F10 | Commercial | Interruptible - Miscellaneous | Existing | Space Heating | Natural Gas | Insulation - Wall Cavity | A | Purchases (Incremental) | Achievable Technical Potential | 0 | 0 | 53.9481 | 29.029 | 98.2023 | 159.7395 | 242.4622 | 347.2577 | 472.3659 | 612.3568 | 757.3798 | 893.1307 | 1002.0346 | 1065.9762 | 1070.4265 | 1009.0575 | 887.1872 | 722.1876 | 539.7999 | 395.4917 | 215.7924 | 172.6339 | 0 | 0 | 0 | 0 | 0
F11_Commercial_Interruptible - Miscellaneous_Existing_Space Heating_Natural Gas_Insulation - Wall Cavity_A_Achievable Technical Potential | F11 | Commercial | Interruptible - Miscellaneous | Existing | Space Heating | Natural Gas | Insulation - Wall Cavity | A | Purchases (Cumulative) | Achievable Technical Potential | 0 | 0 | 53.9481 | 82.9771 | 181.1794 | 340.9189 | 583.3811 | 930.6389 | 1403.0047 | 2015.3615 | 2772.7413 | 3665.872 | 4667.9066 | 5733.8828 | 6804.3093 | 7813.3667 | 8700.5539 | 9422.7415 | 9962.5414 | 10358.0331 | 10573.8255 | 10746.4594 | 10746.4594 | 10746.4594 | 10746.4594 | 10746.4594 | 10746.4594
F1_Commercial_Interruptible - Miscellaneous_Existing_Space Heating_Natural Gas_Green Roof - Vegetated Rooftop_A_Achievable Technical Potential | F1 | Commercial | Interruptible - Miscellaneous | Existing | Space Heating | Natural Gas | Green Roof - Vegetated Rooftop | A | Integrated Unit Energy Savings (kWh or therms) | Achievable Technical Potential | 0 | 0 | 0.0052147 | 0.0051427 | 0.0050602 | 0.0049784 | 0.0048952 | 0.0048021 | 0.0046966 | 0.0045789 | 0.0044508 | 0.0043155 | 0.004178 | 0.0040413 | 0.0039092 | 0.003786 | 0.003676 | 0.003584 | 0.0035105 | 0.00345 | 0.0034052 | 0.0033646 | 0.0033438 | 0.0033239 | 0.003305 | 0.003287 | 0.0032697
F2_Commercial_Interruptible - Miscellaneous_Existing_Space Heating_Natural Gas_Green Roof - Vegetated Rooftop_A_Achievable Technical Potential | F2 | Commercial | Interruptible - Miscellaneous | Existing | Space Heating | Natural Gas | Green Roof - Vegetated Rooftop | A | Integrated Unit Summer Peak Savings (kW) | Achievable Technical Potential | 0 | 0 | 0 | 0 | 0 | 0 | 0 | 0 | 0 | 0 | 0 | 0 | 0 | 0 | 0 | 0 | 0 | 0 | 0 | 0 | 0 | 0 | 0 | 0 | 0 | 0 | 0
F3_Commercial_Interruptible - Miscellaneous_Existing_Space Heating_Natural Gas_Green Roof - Vegetated Rooftop_A_Achievable Technical Potential | F3 | Commercial | Interruptible - Miscellaneous | Existing | Space Heating | Natural Gas | Green Roof - Vegetated Rooftop | A | Integrated Unit Winter Peak Savings (kW) | Achievable Technical Potential | 0 | 0 | 0 | 0 | 0 | 0 | 0 | 0 | 0 | 0 | 0 | 0 | 0 | 0 | 0 | 0 | 0 | 0 | 0 | 0 | 0 | 0 | 0 | 0 | 0 | 0 | 0
F4_Commercial_Interruptible - Miscellaneous_Existing_Space Heating_Natural Gas_Green Roof - Vegetated Rooftop_A_Achievable Technical Potential | F4 | Commercial | Interruptible - Miscellaneous | Existing | Space Heating | Natural Gas | Green Roof - Vegetated Rooftop | A | Incremental Energy Savings (MWh or mTherms) | Achievable Technical Potential | 0 | 0 | 0 | 0 | 0 | 0 | 0 | 0 | 0 | 0 | 0 | 0 | 0 | 0 | 0 | 0 | 0 | 0 | 0 | 0 | 0 | 0 | 0 | 0 | 0 | 0 | 0
F5_Commercial_Interruptible - Miscellaneous_Existing_Space Heating_Natural Gas_Green Roof - Vegetated Rooftop_A_Achievable Technical Potential | F5 | Commercial | Interruptible - Miscellaneous | Existing | Space Heating | Natural Gas | Green Roof - Vegetated Rooftop | A | Incremental Summer Peak Savings (MW) | Achievable Technical Potential | 0 | 0 | 0 | 0 | 0 | 0 | 0 | 0 | 0 | 0 | 0 | 0 | 0 | 0 | 0 | 0 | 0 | 0 | 0 | 0 | 0 | 0 | 0 | 0 | 0 | 0 | 0
F6_Commercial_Interruptible - Miscellaneous_Existing_Space Heating_Natural Gas_Green Roof - Vegetated Rooftop_A_Achievable Technical Potential | F6 | Commercial | Interruptible - Miscellaneous | Existing | Space Heating | Natural Gas | Green Roof - Vegetated Rooftop | A | Incremental Winter Peak Savings (MW) | Achievable Technical Potential | 0 | 0 | 0 | 0 | 0 | 0 | 0 | 0 | 0 | 0 | 0 | 0 | 0 | 0 | 0 | 0 | 0 | 0 | 0 | 0 | 0 | 0 | 0 | 0 | 0 | 0 | 0
F7_Commercial_Interruptible - Miscellaneous_Existing_Space Heating_Natural Gas_Green Roof - Vegetated Rooftop_A_Achievable Technical Potential | F7 | Commercial | Interruptible - Miscellaneous | Existing | Space Heating | Natural Gas | Green Roof - Vegetated Rooftop | A | Cumulative Energy Savings (MWh or mTherms) | Achievable Technical Potential | 0 | 0 | 0 | 0 | 0 | 0 | 0 | 0 | 0 | 0 | 0 | 0 | 0 | 0 | 0 | 0 | 0 | 0 | 0 | 0 | 0 | 0 | 0 | 0 | 0 | 0 | 0
F8_Commercial_Interruptible - Miscellaneous_Existing_Space Heating_Natural Gas_Green Roof - Vegetated Rooftop_A_Achievable Technical Potential | F8 | Commercial | Interruptible - Miscellaneous | Existing | Space Heating | Natural Gas | Green Roof - Vegetated Rooftop | A | Cumulative Summer Peak Savings (MW) | Achievable Technical Potential | 0 | 0 | 0 | 0 | 0 | 0 | 0 | 0 | 0 | 0 | 0 | 0 | 0 | 0 | 0 | 0 | 0 | 0 | 0 | 0 | 0 | 0 | 0 | 0 | 0 | 0 | 0
F9_Commercial_Interruptible - Miscellaneous_Existing_Space Heating_Natural Gas_Green Roof - Vegetated Rooftop_A_Achievable Technical Potential | F9 | Commercial | Interruptible - Miscellaneous | Existing | Space Heating | Natural Gas | Green Roof - Vegetated Rooftop | A | Cumulative Winter Peak Savings (MW) | Achievable Technical Potential | 0 | 0 | 0 | 0 | 0 | 0 | 0 | 0 | 0 | 0 | 0 | 0 | 0 | 0 | 0 | 0 | 0 | 0 | 0 | 0 | 0 | 0 | 0 | 0 | 0 | 0 | 0
F10_Commercial_Interruptible - Miscellaneous_Existing_Space Heating_Natural Gas_Green Roof - Vegetated Rooftop_A_Achievable Technical Potential | F10 | Commercial | Interruptible - Miscellaneous | Existing | Space Heating | Natural Gas | Green Roof - Vegetated Rooftop | A | Purchases (Incremental) | Achievable Technical Potential | 0 | 0 | 0 | 0 | 0 | 0 | 0 | 0 | 0 | 0 | 0 | 0 | 0 | 0 | 0 | 0 | 0 | 0 | 0 | 0 | 0 | 0 | 0 | 0 | 0 | 0 | 0
F11_Commercial_Interruptible - Miscellaneous_Existing_Space Heating_Natural Gas_Green Roof - Vegetated Rooftop_A_Achievable Technical Potential | F11 | Commercial | Interruptible - Miscellaneous | Existing | Space Heating | Natural Gas | Green Roof - Vegetated Rooftop | A | Purchases (Cumulative) | Achievable Technical Potential | 0 | 0 | 0 | 0 | 0 | 0 | 0 | 0 | 0 | 0 | 0 | 0 | 0 | 0 | 0 | 0 | 0 | 0 | 0 | 0 | 0 | 0 | 0 | 0 | 0 | 0 | 0
F1_Commercial_Interruptible - Miscellaneous_Existing_Space Heating_Natural Gas_Ducting - Repair and Sealing_A_Achievable Technical Potential | F1 | Commercial | Interruptible - Miscellaneous | Existing | Space Heating | Natural Gas | Ducting - Repair and Sealing | A | Integrated Unit Energy Savings (kWh or therms) | Achievable Technical Potential | 0 | 0 | 0.15036 | 0.14964 | 0.14879 | 0.14785 | 0.14679 | 0.14558 | 0.14423 | 0.14272 | 0.14105 | 0.13922 | 0.13727 | 0.13525 | 0.13321 | 0.13122 | 0.12934 | 0.1277 | 0.12632 | 0.1251 | 0.12408 | 0.12313 | 0.12238 | 0.12166 | 0.12097 | 0.12031 | 0.11968
F2_Commercial_Interruptible - Miscellaneous_Existing_Space Heating_Natural Gas_Ducting - Repair and Sealing_A_Achievable Technical Potential | F2 | Commercial | Interruptible - Miscellaneous | Existing | Space Heating | Natural Gas | Ducting - Repair and Sealing | A | Integrated Unit Summer Peak Savings (kW) | Achievable Technical Potential | 0 | 0 | 0 | 0 | 0 | 0 | 0 | 0 | 0 | 0 | 0 | 0 | 0 | 0 | 0 | 0 | 0 | 0 | 0 | 0 | 0 | 0 | 0 | 0 | 0 | 0 | 0
F3_Commercial_Interruptible - Miscellaneous_Existing_Space Heating_Natural Gas_Ducting - Repair and Sealing_A_Achievable Technical Potential | F3 | Commercial | Interruptible - Miscellaneous | Existing | Space Heating | Natural Gas | Ducting - Repair and Sealing | A | Integrated Unit Winter Peak Savings (kW) | Achievable Technical Potential | 0 | 0 | 0 | 0 | 0 | 0 | 0 | 0 | 0 | 0 | 0 | 0 | 0 | 0 | 0 | 0 | 0 | 0 | 0 | 0 | 0 | 0 | 0 | 0 | 0 | 0 | 0
F4_Commercial_Interruptible - Miscellaneous_Existing_Space Heating_Natural Gas_Ducting - Repair and Sealing_A_Achievable Technical Potential | F4 | Commercial | Interruptible - Miscellaneous | Existing | Space Heating | Natural Gas | Ducting - Repair and Sealing | A | Incremental Energy Savings (MWh or mTherms) | Achievable Technical Potential | 0 | 0 | 0.012659 | 0.0067789 | 0.022803 | 0.036857 | 0.055542 | 0.078896 | 0.10633 | 0.13639 | 0.16671 | 0.19404 | 0.21466 | 0.22499 | 0.22253 | 0.20664 | 0.17908 | 0.14393 | 0.10641 | 0.077211 | 0.031339 | 0.027596 | 0 | 0 | 0 | 0 | 0
F5_Commercial_Interruptible - Miscellaneous_Existing_Space Heating_Natural Gas_Ducting - Repair and Sealing_A_Achievable Technical Potential | F5 | Commercial | Interruptible - Miscellaneous | Existing | Space Heating | Natural Gas | Ducting - Repair and Sealing | A | Incremental Summer Peak Savings (MW) | Achievable Technical Potential | 0 | 0 | 0 | 0 | 0 | 0 | 0 | 0 | 0 | 0 | 0 | 0 | 0 | 0 | 0 | 0 | 0 | 0 | 0 | 0 | 0 | 0 | 0 | 0 | 0 | 0 | 0
F6_Commercial_Interruptible - Miscellaneous_Existing_Space Heating_Natural Gas_Ducting - Repair and Sealing_A_Achievable Technical Potential | F6 | Commercial | Interruptible - Miscellaneous | Existing | Space Heating | Natural Gas | Ducting - Repair and Sealing | A | Incremental Winter Peak Savings (MW) | Achievable Technical Potential | 0 | 0 | 0 | 0 | 0 | 0 | 0 | 0 | 0 | 0 | 0 | 0 | 0 | 0 | 0 | 0 | 0 | 0 | 0 | 0 | 0 | 0 | 0 | 0 | 0 | 0 | 0
F7_Commercial_Interruptible - Miscellaneous_Existing_Space Heating_Natural Gas_Ducting - Repair and Sealing_A_Achievable Technical Potential | F7 | Commercial | Interruptible - Miscellaneous | Existing | Space Heating | Natural Gas | Ducting - Repair and Sealing | A | Cumulative Energy Savings (MWh or mTherms) | Achievable Technical Potential | 0 | 0 | 0.012659 | 0.019377 | 0.042071 | 0.078661 | 0.13364 | 0.21144 | 0.3158 | 0.44889 | 0.61032 | 0.79645 | 0.99996 | 1.2102 | 1.4145 | 1.6001 | 1.7562 | 1.8779 | 1.9639 | 2.0222 | 2.037 | 2.0491 | 2.0365 | 2.0245 | 2.0131 | 2.0021 | 1.9916
F8_Commercial_Interruptible - Miscellaneous_Existing_Space Heating_Natural Gas_Ducting - Repair and Sealing_A_Achievable Technical Potential | F8 | Commercial | Interruptible - Miscellaneous | Existing | Space Heating | Natural Gas | Ducting - Repair and Sealing | A | Cumulative Summer Peak Savings (MW) | Achievable Technical Potential | 0 | 0 | 0 | 0 | 0 | 0 | 0 | 0 | 0 | 0 | 0 | 0 | 0 | 0 | 0 | 0 | 0 | 0 | 0 | 0 | 0 | 0 | 0 | 0 | 0 | 0 | 0
F9_Commercial_Interruptible - Miscellaneous_Existing_Space Heating_Natural Gas_Ducting - Repair and Sealing_A_Achievable Technical Potential | F9 | Commercial | Interruptible - Miscellaneous | Existing | Space Heating | Natural Gas | Ducting - Repair and Sealing | A | Cumulative Winter Peak Savings (MW) | Achievable Technical Potential | 0 | 0 | 0 | 0 | 0 | 0 | 0 | 0 | 0 | 0 | 0 | 0 | 0 | 0 | 0 | 0 | 0 | 0 | 0 | 0 | 0 | 0 | 0 | 0 | 0 | 0 | 0
F10_Commercial_Interruptible - Miscellaneous_Existing_Space Heating_Natural Gas_Ducting - Repair and Sealing_A_Achievable Technical Potential | F10 | Commercial | Interruptible - Miscellaneous | Existing | Space Heating | Natural Gas | Ducting - Repair and Sealing | A | Purchases (Incremental) | Achievable Technical Potential | 0 | 0 | 84.191 | 45.3025 | 153.2539 | 249.2884 | 378.385 | 541.9282 | 737.1712 | 955.6402 | 1181.9622 | 1393.8142 | 1563.7689 | 1663.5557 | 1670.5008 | 1574.7288 | 1384.5388 | 1127.0414 | 842.4083 | 617.2019 | 252.5731 | 224.1089 | 0 | 0 | 0 | 0 | 0
F11_Commercial_Interruptible - Miscellaneous_Existing_Space Heating_Natural Gas_Ducting - Repair and Sealing_A_Achievable Technical Potential | F11 | Commercial | Interruptible - Miscellaneous | Existing | Space Heating | Natural Gas | Ducting - Repair and Sealing | A | Purchases (Cumulative) | Achievable Technical Potential | 0 | 0 | 84.191 | 129.4936 | 282.7474 | 532.0359 | 910.4209 | 1452.3492 | 2189.5204 | 3145.1606 | 4327.1227 | 5720.9369 | 7284.7058 | 8948.2616 | 10618.7624 | 12193.4912 | 13578.03 | 14705.0714 | 15547.4797 | 16164.6816 | 16417.2547 | 16641.3636 | 16641.3636 | 16641.3636 | 16641.3636 | 16641.3636 | 16641.3636
F1_Commercial_Interruptible - Miscellaneous_Existing_Space Heating_Natural Gas_Windows - High Efficiency Glazing_A_Achievable Technical Potential | F1 | Commercial | Interruptible - Miscellaneous | Existing | Space Heating | Natural Gas | Windows - High Efficiency Glazing | A | Integrated Unit Energy Savings (kWh or therms) | Achievable Technical Potential | 0 | 0 | 0.29016 | 0.2862 | 0.28179 | 0.27752 | 0.2733 | 0.26869 | 0.26359 | 0.25799 | 0.25199 | 0.24574 | 0.23946 | 0.23323 | 0.22719 | 0.22149 | 0.21631 | 0.2119 | 0.20831 | 0.20525 | 0.20288 | 0.20069 | 0.19945 | 0.19826 | 0.19714 | 0.19606 | 0.19503
F2_Commercial_Interruptible - Miscellaneous_Existing_Space Heating_Natural Gas_Windows - High Efficiency Glazing_A_Achievable Technical Potential | F2 | Commercial | Interruptible - Miscellaneous | Existing | Space Heating | Natural Gas | Windows - High Efficiency Glazing | A | Integrated Unit Summer Peak Savings (kW) | Achievable Technical Potential | 0 | 0 | 0 | 0 | 0 | 0 | 0 | 0 | 0 | 0 | 0 | 0 | 0 | 0 | 0 | 0 | 0 | 0 | 0 | 0 | 0 | 0 | 0 | 0 | 0 | 0 | 0
F3_Commercial_Interruptible - Miscellaneous_Existing_Space Heating_Natural Gas_Windows - High Efficiency Glazing_A_Achievable Technical Potential | F3 | Commercial | Interruptible - Miscellaneous | Existing | Space Heating | Natural Gas | Windows - High Efficiency Glazing | A | Integrated Unit Winter Peak Savings (kW) | Achievable Technical Potential | 0 | 0 | 0 | 0 | 0 | 0 | 0 | 0 | 0 | 0 | 0 | 0 | 0 | 0 | 0 | 0 | 0 | 0 | 0 | 0 | 0 | 0 | 0 | 0 | 0 | 0 | 0
F4_Commercial_Interruptible - Miscellaneous_Existing_Space Heating_Natural Gas_Windows - High Efficiency Glazing_A_Achievable Technical Potential | F4 | Commercial | Interruptible - Miscellaneous | Existing | Space Heating | Natural Gas | Windows - High Efficiency Glazing | A | Incremental Energy Savings (MWh or mTherms) | Achievable Technical Potential | 0 | 0 | 0.0039409 | 0.0020917 | 0.0069667 | 0.011161 | 0.016683 | 0.02349 | 0.031346 | 0.039773 | 0.048049 | 0.055256 | 0.060408 | 0.062591 | 0.061224 | 0.056266 | 0.048314 | 0.038527 | 0.028308 | 0.020437 | 0.011022 | 0.0087223 | 0 | 0 | 0 | 0 | 0
F5_Commercial_Interruptible - Miscellaneous_Existing_Space Heating_Natural Gas_Windows - High Efficiency Glazing_A_Achievable Technical Potential | F5 | Commercial | Interruptible - Miscellaneous | Existing | Space Heating | Natural Gas | Windows - High Efficiency Glazing | A | Incremental Summer Peak Savings (MW) | Achievable Technical Potential | 0 | 0 | 0 | 0 | 0 | 0 | 0 | 0 | 0 | 0 | 0 | 0 | 0 | 0 | 0 | 0 | 0 | 0 | 0 | 0 | 0 | 0 | 0 | 0 | 0 | 0 | 0
F6_Commercial_Interruptible - Miscellaneous_Existing_Space Heating_Natural Gas_Windows - High Efficiency Glazing_A_Achievable Technical Potential | F6 | Commercial | Interruptible - Miscellaneous | Existing | Space Heating | Natural Gas | Windows - High Efficiency Glazing | A | Incremental Winter Peak Savings (MW) | Achievable Technical Potential | 0 | 0 | 0 | 0 | 0 | 0 | 0 | 0 | 0 | 0 | 0 | 0 | 0 | 0 | 0 | 0 | 0 | 0 | 0 | 0 | 0 | 0 | 0 | 0 | 0 | 0 | 0
F7_Commercial_Interruptible - Miscellaneous_Existing_Space Heating_Natural Gas_Windows - High Efficiency Glazing_A_Achievable Technical Potential | F7 | Commercial | Interruptible - Miscellaneous | Existing | Space Heating | Natural Gas | Windows - High Efficiency Glazing | A | Cumulative Energy Savings (MWh or mTherms) | Achievable Technical Potential | 0 | 0 | 0.0039409 | 0.0059788 | 0.012853 | 0.023819 | 0.04014 | 0.062954 | 0.093103 | 0.1309 | 0.17591 | 0.2268 | 0.2814 | 0.33668 | 0.38918 | 0.43568 | 0.47381 | 0.50269 | 0.52246 | 0.53524 | 0.54007 | 0.54296 | 0.5396 | 0.5364 | 0.53335 | 0.53044 | 0.52764
F8_Commercial_Interruptible - Miscellaneous_Existing_Space Heating_Natural Gas_Windows - High Efficiency Glazing_A_Achievable Technical Potential | F8 | Commercial | Interruptible - Miscellaneous | Existing | Space Heating | Natural Gas | Windows - High Efficiency Glazing | A | Cumulative Summer Peak Savings (MW) | Achievable Technical Potential | 0 | 0 | 0 | 0 | 0 | 0 | 0 | 0 | 0 | 0 | 0 | 0 | 0 | 0 | 0 | 0 | 0 | 0 | 0 | 0 | 0 | 0 | 0 | 0 | 0 | 0 | 0
F9_Commercial_Interruptible - Miscellaneous_Existing_Space Heating_Natural Gas_Windows - High Efficiency Glazing_A_Achievable Technical Potential | F9 | Commercial | Interruptible - Miscellaneous | Existing | Space Heating | Natural Gas | Windows - High Efficiency Glazing | A | Cumulative Winter Peak Savings (MW) | Achievable Technical Potential | 0 | 0 | 0 | 0 | 0 | 0 | 0 | 0 | 0 | 0 | 0 | 0 | 0 | 0 | 0 | 0 | 0 | 0 | 0 | 0 | 0 | 0 | 0 | 0 | 0 | 0 | 0
F10_Commercial_Interruptible - Miscellaneous_Existing_Space Heating_Natural Gas_Windows - High Efficiency Glazing_A_Achievable Technical Potential | F10 | Commercial | Interruptible - Miscellaneous | Existing | Space Heating | Natural Gas | Windows - High Efficiency Glazing | A | Purchases (Incremental) | Achievable Technical Potential | 0 | 0 | 13.5818 | 7.3083 | 24.7231 | 40.2156 | 61.0416 | 87.4247 | 118.9216 | 154.1653 | 190.6759 | 224.8522 | 252.2695 | 268.3673 | 269.4877 | 254.0376 | 223.3559 | 181.816 | 135.8986 | 99.5679 | 54.3273 | 43.4618 | 0 | 0 | 0 | 0 | 0
F11_Commercial_Interruptible - Miscellaneous_Existing_Space Heating_Natural Gas_Windows - High Efficiency Glazing_A_Achievable Technical Potential | F11 | Commercial | Interruptible - Miscellaneous | Existing | Space Heating | Natural Gas | Windows - High Efficiency Glazing | A | Purchases (Cumulative) | Achievable Technical Potential | 0 | 0 | 13.5818 | 20.8901 | 45.6132 | 85.8288 | 146.8705 | 234.2951 | 353.2167 | 507.382 | 698.0579 | 922.9101 | 1175.1796 | 1443.5469 | 1713.0345 | 1967.0721 | 2190.428 | 2372.244 | 2508.1426 | 2607.7105 | 2662.0378 | 2705.4996 | 2705.4996 | 2705.4996 | 2705.4996 | 2705.4996 | 2705.4996
F1_Commercial_Interruptible - Miscellaneous_Existing_Space Heating_Natural Gas_Windows - Secondary Glazing Systems_A_Achievable Technical Potential | F1 | Commercial | Interruptible - Miscellaneous | Existing | Space Heating | Natural Gas | Windows - Secondary Glazing Systems | A | Integrated Unit Energy Savings (kWh or therms) | Achievable Technical Potential | 0 | 0 | 1.159 | 1.1431 | 1.1254 | 1.1081 | 1.0909 | 1.0721 | 1.051 | 1.0279 | 1.0031 | 0.97707 | 0.95086 | 0.92487 | 0.89968 | 0.87596 | 0.85451 | 0.83633 | 0.82156 | 0.80911 | 0.79953 | 0.79072 | 0.78583 | 0.78117 | 0.77673 | 0.77248 | 0.76841
F2_Commercial_Interruptible - Miscellaneous_Existing_Space Heating_Natural Gas_Windows - Secondary Glazing Systems_A_Achievable Technical Potential | F2 | Commercial | Interruptible - Miscellaneous | Existing | Space Heating | Natural Gas | Windows - Secondary Glazing Systems | A | Integrated Unit Summer Peak Savings (kW) | Achievable Technical Potential | 0 | 0 | 0 | 0 | 0 | 0 | 0 | 0 | 0 | 0 | 0 | 0 | 0 | 0 | 0 | 0 | 0 | 0 | 0 | 0 | 0 | 0 | 0 | 0 | 0 | 0 | 0
F3_Commercial_Interruptible - Miscellaneous_Existing_Space Heating_Natural Gas_Windows - Secondary Glazing Systems_A_Achievable Technical Potential | F3 | Commercial | Interruptible - Miscellaneous | Existing | Space Heating | Natural Gas | Windows - Secondary Glazing Systems | A | Integrated Unit Winter Peak Savings (kW) | Achievable Technical Potential | 0 | 0 | 0 | 0 | 0 | 0 | 0 | 0 | 0 | 0 | 0 | 0 | 0 | 0 | 0 | 0 | 0 | 0 | 0 | 0 | 0 | 0 | 0 | 0 | 0 | 0 | 0
F4_Commercial_Interruptible - Miscellaneous_Existing_Space Heating_Natural Gas_Windows - Secondary Glazing Systems_A_Achievable Technical Potential | F4 | Commercial | Interruptible - Miscellaneous | Existing | Space Heating | Natural Gas | Windows - Secondary Glazing Systems | A | Incremental Energy Savings (MWh or mTherms) | Achievable Technical Potential | 0 | 0 | 0.015741 | 0.0083544 | 0.027823 | 0.044563 | 0.066591 | 0.093724 | 0.12499 | 0.15847 | 0.19126 | 0.2197 | 0.23987 | 0.2482 | 0.24245 | 0.22253 | 0.19086 | 0.15206 | 0.11165 | 0.080562 | 0.043436 | 0.034366 | 0 | 0 | 0 | 0 | 0
F5_Commercial_Interruptible - Miscellaneous_Existing_Space Heating_Natural Gas_Windows - Secondary Glazing Systems_A_Achievable Technical Potential | F5 | Commercial | Interruptible - Miscellaneous | Existing | Space Heating | Natural Gas | Windows - Secondary Glazing Systems | A | Incremental Summer Peak Savings (MW) | Achievable Technical Potential | 0 | 0 | 0 | 0 | 0 | 0 | 0 | 0 | 0 | 0 | 0 | 0 | 0 | 0 | 0 | 0 | 0 | 0 | 0 | 0 | 0 | 0 | 0 | 0 | 0 | 0 | 0
F6_Commercial_Interruptible - Miscellaneous_Existing_Space Heating_Natural Gas_Windows - Secondary Glazing Systems_A_Achievable Technical Potential | F6 | Commercial | Interruptible - Miscellaneous | Existing | Space Heating | Natural Gas | Windows - Secondary Glazing Systems | A | Incremental Winter Peak Savings (MW) | Achievable Technical Potential | 0 | 0 | 0 | 0 | 0 | 0 | 0 | 0 | 0 | 0 | 0 | 0 | 0 | 0 | 0 | 0 | 0 | 0 | 0 | 0 | 0 | 0 | 0 | 0 | 0 | 0 | 0
F7_Commercial_Interruptible - Miscellaneous_Existing_Space Heating_Natural Gas_Windows - Secondary Glazing Systems_A_Achievable Technical Potential | F7 | Commercial | Interruptible - Miscellaneous | Existing | Space Heating | Natural Gas | Windows - Secondary Glazing Systems | A | Cumulative Energy Savings (MWh or mTherms) | Achievable Technical Potential | 0 | 0 | 0.015741 | 0.02388 | 0.051332 | 0.095106 | 0.16022 | 0.25118 | 0.37125 | 0.52155 | 0.7002 | 0.90174 | 1.1174 | 1.3351 | 1.5412 | 1.7231 | 1.8718 | 1.984 | 2.0606 | 2.1099 | 2.1284 | 2.1393 | 2.1261 | 2.1135 | 2.1014 | 2.09 | 2.0789
F8_Commercial_Interruptible - Miscellaneous_Existing_Space Heating_Natural Gas_Windows - Secondary Glazing Systems_A_Achievable Technical Potential | F8 | Commercial | Interruptible - Miscellaneous | Existing | Space Heating | Natural Gas | Windows - Secondary Glazing Systems | A | Cumulative Summer Peak Savings (MW) | Achievable Technical Potential | 0 | 0 | 0 | 0 | 0 | 0 | 0 | 0 | 0 | 0 | 0 | 0 | 0 | 0 | 0 | 0 | 0 | 0 | 0 | 0 | 0 | 0 | 0 | 0 | 0 | 0 | 0
F9_Commercial_Interruptible - Miscellaneous_Existing_Space Heating_Natural Gas_Windows - Secondary Glazing Systems_A_Achievable Technical Potential | F9 | Commercial | Interruptible - Miscellaneous | Existing | Space Heating | Natural Gas | Windows - Secondary Glazing Systems | A | Cumulative Winter Peak Savings (MW) | Achievable Technical Potential | 0 | 0 | 0 | 0 | 0 | 0 | 0 | 0 | 0 | 0 | 0 | 0 | 0 | 0 | 0 | 0 | 0 | 0 | 0 | 0 | 0 | 0 | 0 | 0 | 0 | 0 | 0
F10_Commercial_Interruptible - Miscellaneous_Existing_Space Heating_Natural Gas_Windows - Secondary Glazing Systems_A_Achievable Technical Potential | F10 | Commercial | Interruptible - Miscellaneous | Existing | Space Heating | Natural Gas | Windows - Secondary Glazing Systems | A | Purchases (Incremental) | Achievable Technical Potential | 0 | 0 | 13.5818 | 7.3083 | 24.7231 | 40.2156 | 61.0416 | 87.4247 | 118.9216 | 154.1653 | 190.6759 | 224.8522 | 252.2695 | 268.3673 | 269.4877 | 254.0376 | 223.3559 | 181.816 | 135.8986 | 99.5679 | 54.3273 | 43.4618 | 0 | 0 | 0 | 0 | 0
F11_Commercial_Interruptible - Miscellaneous_Existing_Space Heating_Natural Gas_Windows - Secondary Glazing Systems_A_Achievable Technical Potential | F11 | Commercial | Interruptible - Miscellaneous | Existing | Space Heating | Natural Gas | Windows - Secondary Glazing Systems | A | Purchases (Cumulative) | Achievable Technical Potential | 0 | 0 | 13.5818 | 20.8901 | 45.6132 | 85.8288 | 146.8705 | 234.2951 | 353.2167 | 507.382 | 698.0579 | 922.9101 | 1175.1796 | 1443.5469 | 1713.0345 | 1967.0721 | 2190.428 | 2372.244 | 2508.1426 | 2607.7105 | 2662.0378 | 2705.4996 | 2705.4996 | 2705.4996 | 2705.4996 | 2705.4996 | 2705.4996
F1_Commercial_Interruptible - Miscellaneous_Existing_Space Heating_Natural Gas_HVAC - Energy Recovery Ventilator_A_Achievable Technical Potential | F1 | Commercial | Interruptible - Miscellaneous | Existing | Space Heating | Natural Gas | HVAC - Energy Recovery Ventilator | A | Integrated Unit Energy Savings (kWh or therms) | Achievable Technical Potential | 0 | 0 | 0.22471 | 0.2236 | 0.22224 | 0.22068 | 0.21886 | 0.21674 | 0.21428 | 0.21147 | 0.20828 | 0.20477 | 0.20101 | 0.19711 | 0.19322 | 0.18948 | 0.18604 | 0.1831 | 0.1807 | 0.17866 | 0.17708 | 0.17563 | 0.17455 | 0.17352 | 0.17254 | 0.1716 | 0.1707
F2_Commercial_Interruptible - Miscellaneous_Existing_Space Heating_Natural Gas_HVAC - Energy Recovery Ventilator_A_Achievable Technical Potential | F2 | Commercial | Interruptible - Miscellaneous | Existing | Space Heating | Natural Gas | HVAC - Energy Recovery Ventilator | A | Integrated Unit Summer Peak Savings (kW) | Achievable Technical Potential | 0 | 0 | 0 | 0 | 0 | 0 | 0 | 0 | 0 | 0 | 0 | 0 | 0 | 0 | 0 | 0 | 0 | 0 | 0 | 0 | 0 | 0 | 0 | 0 | 0 | 0 | 0
F3_Commercial_Interruptible - Miscellaneous_Existing_Space Heating_Natural Gas_HVAC - Energy Recovery Ventilator_A_Achievable Technical Potential | F3 | Commercial | Interruptible - Miscellaneous | Existing | Space Heating | Natural Gas | HVAC - Energy Recovery Ventilator | A | Integrated Unit Winter Peak Savings (kW) | Achievable Technical Potential | 0 | 0 | 0 | 0 | 0 | 0 | 0 | 0 | 0 | 0 | 0 | 0 | 0 | 0 | 0 | 0 | 0 | 0 | 0 | 0 | 0 | 0 | 0 | 0 | 0 | 0 | 0
F4_Commercial_Interruptible - Miscellaneous_Existing_Space Heating_Natural Gas_HVAC - Energy Recovery Ventilator_A_Achievable Technical Potential | F4 | Commercial | Interruptible - Miscellaneous | Existing | Space Heating | Natural Gas | HVAC - Energy Recovery Ventilator | A | Incremental Energy Savings (MWh or mTherms) | Achievable Technical Potential | 0 | 0 | 0.036837 | 0.075239 | 0.074783 | 0.074257 | 0.073645 | 0.072931 | 0.072104 | 0.071157 | 0.070086 | 0.068904 | 0.067638 | 0.066325 | 0.065015 | 0.063759 | 0.0626 | 0.061611 | 0.060802 | 0.060116 | 0.059585 | 0.059097 | 0 | 0 | 0 | 0 | 0
F5_Commercial_Interruptible - Miscellaneous_Existing_Space Heating_Natural Gas_HVAC - Energy Recovery Ventilator_A_Achievable Technical Potential | F5 | Commercial | Interruptible - Miscellaneous | Existing | Space Heating | Natural Gas | HVAC - Energy Recovery Ventilator | A | Incremental Summer Peak Savings (MW) | Achievable Technical Potential | 0 | 0 | 0 | 0 | 0 | 0 | 0 | 0 | 0 | 0 | 0 | 0 | 0 | 0 | 0 | 0 | 0 | 0 | 0 | 0 | 0 | 0 | 0 | 0 | 0 | 0 | 0
F6_Commercial_Interruptible - Miscellaneous_Existing_Space Heating_Natural Gas_HVAC - Energy Recovery Ventilator_A_Achievable Technical Potential | F6 | Commercial | Interruptible - Miscellaneous | Existing | Space Heating | Natural Gas | HVAC - Energy Recovery Ventilator | A | Incremental Winter Peak Savings (MW) | Achievable Technical Potential | 0 | 0 | 0 | 0 | 0 | 0 | 0 | 0 | 0 | 0 | 0 | 0 | 0 | 0 | 0 | 0 | 0 | 0 | 0 | 0 | 0 | 0 | 0 | 0 | 0 | 0 | 0
F7_Commercial_Interruptible - Miscellaneous_Existing_Space Heating_Natural Gas_HVAC - Energy Recovery Ventilator_A_Achievable Technical Potential | F7 | Commercial | Interruptible - Miscellaneous | Existing | Space Heating | Natural Gas | HVAC - Energy Recovery Ventilator | A | Cumulative Energy Savings (MWh or mTherms) | Achievable Technical Potential | 0 | 0 | 0.036837 | 0.11189 | 0.186 | 0.25895 | 0.33046 | 0.40018 | 0.46775 | 0.53276 | 0.59483 | 0.6537 | 0.70933 | 0.76189 | 0.81186 | 0.85993 | 0.9069 | 0.95417 | 1.0025 | 1.0513 | 1.1016 | 1.1516 | 1.1445 | 1.1378 | 1.1314 | 1.1252 | 1.1194
F8_Commercial_Interruptible - Miscellaneous_Existing_Space Heating_Natural Gas_HVAC - Energy Recovery Ventilator_A_Achievable Technical Potential | F8 | Commercial | Interruptible - Miscellaneous | Existing | Space Heating | Natural Gas | HVAC - Energy Recovery Ventilator | A | Cumulative Summer Peak Savings (MW) | Achievable Technical Potential | 0 | 0 | 0 | 0 | 0 | 0 | 0 | 0 | 0 | 0 | 0 | 0 | 0 | 0 | 0 | 0 | 0 | 0 | 0 | 0 | 0 | 0 | 0 | 0 | 0 | 0 | 0
F9_Commercial_Interruptible - Miscellaneous_Existing_Space Heating_Natural Gas_HVAC - Energy Recovery Ventilator_A_Achievable Technical Potential | F9 | Commercial | Interruptible - Miscellaneous | Existing | Space Heating | Natural Gas | HVAC - Energy Recovery Ventilator | A | Cumulative Winter Peak Savings (MW) | Achievable Technical Potential | 0 | 0 | 0 | 0 | 0 | 0 | 0 | 0 | 0 | 0 | 0 | 0 | 0 | 0 | 0 | 0 | 0 | 0 | 0 | 0 | 0 | 0 | 0 | 0 | 0 | 0 | 0
F10_Commercial_Interruptible - Miscellaneous_Existing_Space Heating_Natural Gas_HVAC - Energy Recovery Ventilator_A_Achievable Technical Potential | F10 | Commercial | Interruptible - Miscellaneous | Existing | Space Heating | Natural Gas | HVAC - Energy Recovery Ventilator | A | Purchases (Incremental) | Achievable Technical Potential | 0 | 0 | 163.931 | 336.49 | 336.49 | 336.49 | 336.49 | 336.49 | 336.49 | 336.49 | 336.49 | 336.49 | 336.49 | 336.49 | 336.49 | 336.49 | 336.49 | 336.49 | 336.49 | 336.49 | 336.49 | 336.49 | 0 | 0 | 0 | 0 | 0
F11_Commercial_Interruptible - Miscellaneous_Existing_Space Heating_Natural Gas_HVAC - Energy Recovery Ventilator_A_Achievable Technical Potential | F11 | Commercial | Interruptible - Miscellaneous | Existing | Space Heating | Natural Gas | HVAC - Energy Recovery Ventilator | A | Purchases (Cumulative) | Achievable Technical Potential | 0 | 0 | 163.931 | 500.4211 | 836.9111 | 1173.4012 | 1509.8912 | 1846.3812 | 2182.8713 | 2519.3613 | 2855.8513 | 3192.3414 | 3528.8314 | 3865.3215 | 4201.8115 | 4538.3015 | 4874.7916 | 5211.2816 | 5547.7717 | 5884.2617 | 6220.7517 | 6557.2418 | 6557.2418 | 6557.2418 | 6557.2418 | 6557.2418 | 6557.2418
F1_Commercial_Interruptible - Miscellaneous_Existing_Space Heating_Natural Gas_Building Shell - Air Sealing (Infiltration Control)_A_Achievable Technical Potential | F1 | Commercial | Interruptible - Miscellaneous | Existing | Space Heating | Natural Gas | Building Shell - Air Sealing (Infiltration Control) | A | Integrated Unit Energy Savings (kWh or therms) | Achievable Technical Potential | 0 | 0 | 2.5937 | 2.5808 | 2.5653 | 2.5474 | 2.5266 | 2.5024 | 2.4744 | 2.4424 | 2.4062 | 2.3663 | 2.3236 | 2.2793 | 2.235 | 2.1924 | 2.153 | 2.1193 | 2.0915 | 2.0679 | 2.0496 | 2.0328 | 2.0203 | 2.0084 | 1.9971 | 1.9863 | 1.9759
F2_Commercial_Interruptible - Miscellaneous_Existing_Space Heating_Natural Gas_Building Shell - Air Sealing (Infiltration Control)_A_Achievable Technical Potential | F2 | Commercial | Interruptible - Miscellaneous | Existing | Space Heating | Natural Gas | Building Shell - Air Sealing (Infiltration Control) | A | Integrated Unit Summer Peak Savings (kW) | Achievable Technical Potential | 0 | 0 | 0 | 0 | 0 | 0 | 0 | 0 | 0 | 0 | 0 | 0 | 0 | 0 | 0 | 0 | 0 | 0 | 0 | 0 | 0 | 0 | 0 | 0 | 0 | 0 | 0
F3_Commercial_Interruptible - Miscellaneous_Existing_Space Heating_Natural Gas_Building Shell - Air Sealing (Infiltration Control)_A_Achievable Technical Potential | F3 | Commercial | Interruptible - Miscellaneous | Existing | Space Heating | Natural Gas | Building Shell - Air Sealing (Infiltration Control) | A | Integrated Unit Winter Peak Savings (kW) | Achievable Technical Potential | 0 | 0 | 0 | 0 | 0 | 0 | 0 | 0 | 0 | 0 | 0 | 0 | 0 | 0 | 0 | 0 | 0 | 0 | 0 | 0 | 0 | 0 | 0 | 0 | 0 | 0 | 0
F4_Commercial_Interruptible - Miscellaneous_Existing_Space Heating_Natural Gas_Building Shell - Air Sealing (Infiltration Control)_A_Achievable Technical Potential | F4 | Commercial | Interruptible - Miscellaneous | Existing | Space Heating | Natural Gas | Building Shell - Air Sealing (Infiltration Control) | A | Incremental Energy Savings (MWh or mTherms) | Achievable Technical Potential | 0 | 0 | 0.0010318 | 0.00055244 | 0.0018576 | 0.0030005 | 0.0045172 | 0.0064076 | 0.0086187 | 0.011028 | 0.013438 | 0.015584 | 0.016244 | 0.017428 | 0.016023 | 0.013731 | 0.010236 | 0.0058591 | 0.00104 | 0 | 0 | 0 | 0 | 0 | 0 | 0 | 0
F5_Commercial_Interruptible - Miscellaneous_Existing_Space Heating_Natural Gas_Building Shell - Air Sealing (Infiltration Control)_A_Achievable Technical Potential | F5 | Commercial | Interruptible - Miscellaneous | Existing | Space Heating | Natural Gas | Building Shell - Air Sealing (Infiltration Control) | A | Incremental Summer Peak Savings (MW) | Achievable Technical Potential | 0 | 0 | 0 | 0 | 0 | 0 | 0 | 0 | 0 | 0 | 0 | 0 | 0 | 0 | 0 | 0 | 0 | 0 | 0 | 0 | 0 | 0 | 0 | 0 | 0 | 0 | 0
F6_Commercial_Interruptible - Miscellaneous_Existing_Space Heating_Natural Gas_Building Shell - Air Sealing (Infiltration Control)_A_Achievable Technical Potential | F6 | Commercial | Interruptible - Miscellaneous | Existing | Space Heating | Natural Gas | Building Shell - Air Sealing (Infiltration Control) | A | Incremental Winter Peak Savings (MW) | Achievable Technical Potential | 0 | 0 | 0 | 0 | 0 | 0 | 0 | 0 | 0 | 0 | 0 | 0 | 0 | 0 | 0 | 0 | 0 | 0 | 0 | 0 | 0 | 0 | 0 | 0 | 0 | 0 | 0
F7_Commercial_Interruptible - Miscellaneous_Existing_Space Heating_Natural Gas_Building Shell - Air Sealing (Infiltration Control)_A_Achievable Technical Potential | F7 | Commercial | Interruptible - Miscellaneous | Existing | Space Heating | Natural Gas | Building Shell - Air Sealing (Infiltration Control) | A | Cumulative Energy Savings (MWh or mTherms) | Achievable Technical Potential | 0 | 0 | 0.0010318 | 0.0015791 | 0.0034272 | 0.0064038 | 0.010869 | 0.017172 | 0.025599 | 0.036296 | 0.049197 | 0.063966 | 0.079055 | 0.094975 | 0.10915 | 0.1208 | 0.12887 | 0.13271 | 0.13201 | 0.13052 | 0.12937 | 0.12831 | 0.12752 | 0.12677 | 0.12605 | 0.12537 | 0.12471
F8_Commercial_Interruptible - Miscellaneous_Existing_Space Heating_Natural Gas_Building Shell - Air Sealing (Infiltration Control)_A_Achievable Technical Potential | F8 | Commercial | Interruptible - Miscellaneous | Existing | Space Heating | Natural Gas | Building Shell - Air Sealing (Infiltration Control) | A | Cumulative Summer Peak Savings (MW) | Achievable Technical Potential | 0 | 0 | 0 | 0 | 0 | 0 | 0 | 0 | 0 | 0 | 0 | 0 | 0 | 0 | 0 | 0 | 0 | 0 | 0 | 0 | 0 | 0 | 0 | 0 | 0 | 0 | 0
F9_Commercial_Interruptible - Miscellaneous_Existing_Space Heating_Natural Gas_Building Shell - Air Sealing (Infiltration Control)_A_Achievable Technical Potential | F9 | Commercial | Interruptible - Miscellaneous | Existing | Space Heating | Natural Gas | Building Shell - Air Sealing (Infiltration Control) | A | Cumulative Winter Peak Savings (MW) | Achievable Technical Potential | 0 | 0 | 0 | 0 | 0 | 0 | 0 | 0 | 0 | 0 | 0 | 0 | 0 | 0 | 0 | 0 | 0 | 0 | 0 | 0 | 0 | 0 | 0 | 0 | 0 | 0 | 0
F10_Commercial_Interruptible - Miscellaneous_Existing_Space Heating_Natural Gas_Building Shell - Air Sealing (Infiltration Control)_A_Achievable Technical Potential | F10 | Commercial | Interruptible - Miscellaneous | Existing | Space Heating | Natural Gas | Building Shell - Air Sealing (Infiltration Control) | A | Purchases (Incremental) | Achievable Technical Potential | 0 | 0 | 0.39781 | 0.21406 | 0.72413 | 1.1779 | 1.7879 | 2.5606 | 3.4832 | 4.5154 | 5.5848 | 6.5858 | 6.9911 | 7.6463 | 7.1691 | 6.2628 | 4.7541 | 2.7647 | 0.49725 | 0 | 0 | 0 | 0 | 0 | 0 | 0 | 0
F11_Commercial_Interruptible - Miscellaneous_Existing_Space Heating_Natural Gas_Building Shell - Air Sealing (Infiltration Control)_A_Achievable Technical Potential | F11 | Commercial | Interruptible - Miscellaneous | Existing | Space Heating | Natural Gas | Building Shell - Air Sealing (Infiltration Control) | A | Purchases (Cumulative) | Achievable Technical Potential | 0 | 0 | 0.39781 | 0.61186 | 1.336 | 2.5139 | 4.3018 | 6.8624 | 10.3456 | 14.861 | 20.4458 | 27.0317 | 34.0227 | 41.669 | 48.8381 | 55.1008 | 59.8549 | 62.6196 | 63.1169 | 63.1169 | 63.1169 | 63.1169 | 63.1169 | 63.1169 | 63.1169 | 63.1169 | 63.1169
F1_Commercial_Interruptible - Miscellaneous_Existing_Space Heating_Natural Gas_Ventilation - Demand Controlled_A_Achievable Technical Potential | F1 | Commercial | Interruptible - Miscellaneous | Existing | Space Heating | Natural Gas | Ventilation - Demand Controlled | A | Integrated Unit Energy Savings (kWh or therms) | Achievable Technical Potential | 0 | 0 | 0.05545 | 0.055094 | 0.054679 | 0.054211 | 0.053681 | 0.053076 | 0.052389 | 0.051616 | 0.050756 | 0.049821 | 0.048831 | 0.047813 | 0.046802 | 0.045834 | 0.04494 | 0.04417 | 0.043532 | 0.042982 | 0.042545 | 0.042139 | 0.041879 | 0.041632 | 0.041397 | 0.041172 | 0.040956
F2_Commercial_Interruptible - Miscellaneous_Existing_Space Heating_Natural Gas_Ventilation - Demand Controlled_A_Achievable Technical Potential | F2 | Commercial | Interruptible - Miscellaneous | Existing | Space Heating | Natural Gas | Ventilation - Demand Controlled | A | Integrated Unit Summer Peak Savings (kW) | Achievable Technical Potential | 0 | 0 | 0 | 0 | 0 | 0 | 0 | 0 | 0 | 0 | 0 | 0 | 0 | 0 | 0 | 0 | 0 | 0 | 0 | 0 | 0 | 0 | 0 | 0 | 0 | 0 | 0
F3_Commercial_Interruptible - Miscellaneous_Existing_Space Heating_Natural Gas_Ventilation - Demand Controlled_A_Achievable Technical Potential | F3 | Commercial | Interruptible - Miscellaneous | Existing | Space Heating | Natural Gas | Ventilation - Demand Controlled | A | Integrated Unit Winter Peak Savings (kW) | Achievable Technical Potential | 0 | 0 | 0 | 0 | 0 | 0 | 0 | 0 | 0 | 0 | 0 | 0 | 0 | 0 | 0 | 0 | 0 | 0 | 0 | 0 | 0 | 0 | 0 | 0 | 0 | 0 | 0
F4_Commercial_Interruptible - Miscellaneous_Existing_Space Heating_Natural Gas_Ventilation - Demand Controlled_A_Achievable Technical Potential | F4 | Commercial | Interruptible - Miscellaneous | Existing | Space Heating | Natural Gas | Ventilation - Demand Controlled | A | Incremental Energy Savings (MWh or mTherms) | Achievable Technical Potential | 0 | 0 | 0.031082 | 0.037919 | 0.046052 | 0.053003 | 0.059865 | 0.0692 | 0.074931 | 0.075418 | 0.069889 | 0.058969 | 0.017353 | 0 | 0 | 0 | 0 | 0 | 0 | 0 | 0 | 0 | 0 | 0 | 0 | 0 | 0
F5_Commercial_Interruptible - Miscellaneous_Existing_Space Heating_Natural Gas_Ventilation - Demand Controlled_A_Achievable Technical Potential | F5 | Commercial | Interruptible - Miscellaneous | Existing | Space Heating | Natural Gas | Ventilation - Demand Controlled | A | Incremental Summer Peak Savings (MW) | Achievable Technical Potential | 0 | 0 | 0 | 0 | 0 | 0 | 0 | 0 | 0 | 0 | 0 | 0 | 0 | 0 | 0 | 0 | 0 | 0 | 0 | 0 | 0 | 0 | 0 | 0 | 0 | 0 | 0
F6_Commercial_Interruptible - Miscellaneous_Existing_Space Heating_Natural Gas_Ventilation - Demand Controlled_A_Achievable Technical Potential | F6 | Commercial | Interruptible - Miscellaneous | Existing | Space Heating | Natural Gas | Ventilation - Demand Controlled | A | Incremental Winter Peak Savings (MW) | Achievable Technical Potential | 0 | 0 | 0 | 0 | 0 | 0 | 0 | 0 | 0 | 0 | 0 | 0 | 0 | 0 | 0 | 0 | 0 | 0 | 0 | 0 | 0 | 0 | 0 | 0 | 0 | 0 | 0
F7_Commercial_Interruptible - Miscellaneous_Existing_Space Heating_Natural Gas_Ventilation - Demand Controlled_A_Achievable Technical Potential | F7 | Commercial | Interruptible - Miscellaneous | Existing | Space Heating | Natural Gas | Ventilation - Demand Controlled | A | Cumulative Energy Savings (MWh or mTherms) | Achievable Technical Potential | 0 | 0 | 0.031082 | 0.068803 | 0.11434 | 0.16636 | 0.2246 | 0.29127 | 0.36243 | 0.4325 | 0.49518 | 0.54503 | 0.55155 | 0.54005 | 0.52863 | 0.5177 | 0.5076 | 0.49891 | 0.4917 | 0.48549 | 0.48055 | 0.47596 | 0.47303 | 0.47024 | 0.46758 | 0.46504 | 0.4626
F8_Commercial_Interruptible - Miscellaneous_Existing_Space Heating_Natural Gas_Ventilation - Demand Controlled_A_Achievable Technical Potential | F8 | Commercial | Interruptible - Miscellaneous | Existing | Space Heating | Natural Gas | Ventilation - Demand Controlled | A | Cumulative Summer Peak Savings (MW) | Achievable Technical Potential | 0 | 0 | 0 | 0 | 0 | 0 | 0 | 0 | 0 | 0 | 0 | 0 | 0 | 0 | 0 | 0 | 0 | 0 | 0 | 0 | 0 | 0 | 0 | 0 | 0 | 0 | 0
F9_Commercial_Interruptible - Miscellaneous_Existing_Space Heating_Natural Gas_Ventilation - Demand Controlled_A_Achievable Technical Potential | F9 | Commercial | Interruptible - Miscellaneous | Existing | Space Heating | Natural Gas | Ventilation - Demand Controlled | A | Cumulative Winter Peak Savings (MW) | Achievable Technical Potential | 0 | 0 | 0 | 0 | 0 | 0 | 0 | 0 | 0 | 0 | 0 | 0 | 0 | 0 | 0 | 0 | 0 | 0 | 0 | 0 | 0 | 0 | 0 | 0 | 0 | 0 | 0
F10_Commercial_Interruptible - Miscellaneous_Existing_Space Heating_Natural Gas_Ventilation - Demand Controlled_A_Achievable Technical Potential | F10 | Commercial | Interruptible - Miscellaneous | Existing | Space Heating | Natural Gas | Ventilation - Demand Controlled | A | Purchases (Incremental) | Achievable Technical Potential | 0 | 0 | 560.5494 | 688.2653 | 842.2353 | 977.7025 | 1115.1935 | 1303.7953 | 1430.2837 | 1461.1358 | 1376.9451 | 1183.601 | 355.371 | 0 | 0 | 0 | 0 | 0 | 0 | 0 | 0 | 0 | 0 | 0 | 0 | 0 | 0
F11_Commercial_Interruptible - Miscellaneous_Existing_Space Heating_Natural Gas_Ventilation - Demand Controlled_A_Achievable Technical Potential | F11 | Commercial | Interruptible - Miscellaneous | Existing | Space Heating | Natural Gas | Ventilation - Demand Controlled | A | Purchases (Cumulative) | Achievable Technical Potential | 0 | 0 | 560.5494 | 1248.8148 | 2091.0501 | 3068.7526 | 4183.9461 | 5487.7414 | 6918.0251 | 8379.1609 | 9756.106 | 10939.707 | 11295.078 | 11295.078 | 11295.078 | 11295.078 | 11295.078 | 11295.078 | 11295.078 | 11295.078 | 11295.078 | 11295.078 | 11295.078 | 11295.078 | 11295.078 | 11295.078 | 11295.078
F1_Commercial_Interruptible - Miscellaneous_Existing_Space Heating_Natural Gas_HVAC - Dedicated Outdoor Air System (DOAS)_A_Achievable Technical Potential | F1 | Commercial | Interruptible - Miscellaneous | Existing | Space Heating | Natural Gas | HVAC - Dedicated Outdoor Air System (DOAS) | A | Integrated Unit Energy Savings (kWh or therms) | Achievable Technical Potential | 0 | 0 | -0.048108 | -0.047981 | -0.047849 | -0.047711 | -0.047566 | -0.047416 | -0.04726 | -0.047097 | -0.04693 | -0.046759 | -0.046585 | -0.046408 | -0.046229 | -0.04605 | -0.045871 | -0.045691 | -0.045513 | -0.045345 | -0.045188 | -0.045043 | -0.044909 | -0.044787 | -0.044673 | -0.044569 | -0.044473
F2_Commercial_Interruptible - Miscellaneous_Existing_Space Heating_Natural Gas_HVAC - Dedicated Outdoor Air System (DOAS)_A_Achievable Technical Potential | F2 | Commercial | Interruptible - Miscellaneous | Existing | Space Heating | Natural Gas | HVAC - Dedicated Outdoor Air System (DOAS) | A | Integrated Unit Summer Peak Savings (kW) | Achievable Technical Potential | 0 | 0 | 0 | 0 | 0 | 0 | 0 | 0 | 0 | 0 | 0 | 0 | 0 | 0 | 0 | 0 | 0 | 0 | 0 | 0 | 0 | 0 | 0 | 0 | 0 | 0 | 0
F3_Commercial_Interruptible - Miscellaneous_Existing_Space Heating_Natural Gas_HVAC - Dedicated Outdoor Air System (DOAS)_A_Achievable Technical Potential | F3 | Commercial | Interruptible - Miscellaneous | Existing | Space Heating | Natural Gas | HVAC - Dedicated Outdoor Air System (DOAS) | A | Integrated Unit Winter Peak Savings (kW) | Achievable Technical Potential | 0 | 0 | 0 | 0 | 0 | 0 | 0 | 0 | 0 | 0 | 0 | 0 | 0 | 0 | 0 | 0 | 0 | 0 | 0 | 0 | 0 | 0 | 0 | 0 | 0 | 0 | 0
F4_Commercial_Interruptible - Miscellaneous_Existing_Space Heating_Natural Gas_HVAC - Dedicated Outdoor Air System (DOAS)_A_Achievable Technical Potential | F4 | Commercial | Interruptible - Miscellaneous | Existing | Space Heating | Natural Gas | HVAC - Dedicated Outdoor Air System (DOAS) | A | Incremental Energy Savings (MWh or mTherms) | Achievable Technical Potential | 0 | 0 | -0.01088 | -0.022275 | -0.022214 | -0.022149 | -0.022082 | -0.022013 | -0.02194 | -0.021865 | -0.021787 | -0.021707 | -0.021626 | -0.021544 | -0.021462 | -0.021378 | -0.021295 | -0.021212 | -0.021129 | -0.021051 | -0.020978 | -0.020911 | 0 | 0 | 0 | 0 | 0
F5_Commercial_Interruptible - Miscellaneous_Existing_Space Heating_Natural Gas_HVAC - Dedicated Outdoor Air System (DOAS)_A_Achievable Technical Potential | F5 | Commercial | Interruptible - Miscellaneous | Existing | Space Heating | Natural Gas | HVAC - Dedicated Outdoor Air System (DOAS) | A | Incremental Summer Peak Savings (MW) | Achievable Technical Potential | 0 | 0 | 0 | 0 | 0 | 0 | 0 | 0 | 0 | 0 | 0 | 0 | 0 | 0 | 0 | 0 | 0 | 0 | 0 | 0 | 0 | 0 | 0 | 0 | 0 | 0 | 0
F6_Commercial_Interruptible - Miscellaneous_Existing_Space Heating_Natural Gas_HVAC - Dedicated Outdoor Air System (DOAS)_A_Achievable Technical Potential | F6 | Commercial | Interruptible - Miscellaneous | Existing | Space Heating | Natural Gas | HVAC - Dedicated Outdoor Air System (DOAS) | A | Incremental Winter Peak Savings (MW) | Achievable Technical Potential | 0 | 0 | 0 | 0 | 0 | 0 | 0 | 0 | 0 | 0 | 0 | 0 | 0 | 0 | 0 | 0 | 0 | 0 | 0 | 0 | 0 | 0 | 0 | 0 | 0 | 0 | 0
F7_Commercial_Interruptible - Miscellaneous_Existing_Space Heating_Natural Gas_HVAC - Dedicated Outdoor Air System (DOAS)_A_Achievable Technical Potential | F7 | Commercial | Interruptible - Miscellaneous | Existing | Space Heating | Natural Gas | HVAC - Dedicated Outdoor Air System (DOAS) | A | Cumulative Energy Savings (MWh or mTherms) | Achievable Technical Potential | 0 | 0 | -0.01088 | -0.033127 | -0.055249 | -0.077239 | -0.099088 | -0.12079 | -0.14233 | -0.1637 | -0.18491 | -0.20594 | -0.2268 | -0.24749 | -0.268 | -0.28834 | -0.30851 | -0.32851 | -0.34836 | -0.36813 | -0.38783 | -0.40749 | -0.40629 | -0.40517 | -0.40415 | -0.40321 | -0.40234
F8_Commercial_Interruptible - Miscellaneous_Existing_Space Heating_Natural Gas_HVAC - Dedicated Outdoor Air System (DOAS)_A_Achievable Technical Potential | F8 | Commercial | Interruptible - Miscellaneous | Existing | Space Heating | Natural Gas | HVAC - Dedicated Outdoor Air System (DOAS) | A | Cumulative Summer Peak Savings (MW) | Achievable Technical Potential | 0 | 0 | 0 | 0 | 0 | 0 | 0 | 0 | 0 | 0 | 0 | 0 | 0 | 0 | 0 | 0 | 0 | 0 | 0 | 0 | 0 | 0 | 0 | 0 | 0 | 0 | 0
F9_Commercial_Interruptible - Miscellaneous_Existing_Space Heating_Natural Gas_HVAC - Dedicated Outdoor Air System (DOAS)_A_Achievable Technical Potential | F9 | Commercial | Interruptible - Miscellaneous | Existing | Space Heating | Natural Gas | HVAC - Dedicated Outdoor Air System (DOAS) | A | Cumulative Winter Peak Savings (MW) | Achievable Technical Potential | 0 | 0 | 0 | 0 | 0 | 0 | 0 | 0 | 0 | 0 | 0 | 0 | 0 | 0 | 0 | 0 | 0 | 0 | 0 | 0 | 0 | 0 | 0 | 0 | 0 | 0 | 0
F10_Commercial_Interruptible - Miscellaneous_Existing_Space Heating_Natural Gas_HVAC - Dedicated Outdoor Air System (DOAS)_A_Achievable Technical Potential | F10 | Commercial | Interruptible - Miscellaneous | Existing | Space Heating | Natural Gas | HVAC - Dedicated Outdoor Air System (DOAS) | A | Purchases (Incremental) | Achievable Technical Potential | 0 | 0 | 226.1693 | 464.2423 | 464.2423 | 464.2423 | 464.2423 | 464.2423 | 464.2423 | 464.2423 | 464.2423 | 464.2423 | 464.2423 | 464.2423 | 464.2423 | 464.2423 | 464.2423 | 464.2423 | 464.2423 | 464.2423 | 464.2423 | 464.2423 | 0 | 0 | 0 | 0 | 0
F11_Commercial_Interruptible - Miscellaneous_Existing_Space Heating_Natural Gas_HVAC - Dedicated Outdoor Air System (DOAS)_A_Achievable Technical Potential | F11 | Commercial | Interruptible - Miscellaneous | Existing | Space Heating | Natural Gas | HVAC - Dedicated Outdoor Air System (DOAS) | A | Purchases (Cumulative) | Achievable Technical Potential | 0 | 0 | 226.1693 | 690.4117 | 1154.654 | 1618.8963 | 2083.1387 | 2547.381 | 3011.6233 | 3475.8657 | 3940.108 | 4404.3503 | 4868.5926 | 5332.835 | 5797.0773 | 6261.3196 | 6725.562 | 7189.8043 | 7654.0466 | 8118.289 | 8582.5313 | 9046.7736 | 9046.7736 | 9046.7736 | 9046.7736 | 9046.7736 | 9046.7736
F1_Commercial_Interruptible - Miscellaneous_Existing_Space Heating_Natural Gas_Destratification Fans (HVLS)_A_Achievable Technical Potential | F1 | Commercial | Interruptible - Miscellaneous | Existing | Space Heating | Natural Gas | Destratification Fans (HVLS) | A | Integrated Unit Energy Savings (kWh or therms) | Achievable Technical Potential | 0 | 0 | 765.2671 | 759.4488 | 752.5266 | 744.6539 | 735.6366 | 725.241 | 713.3913 | 700.0793 | 685.4047 | 669.6318 | 653.5234 | 637.3739 | 621.5664 | 606.557 | 592.8717 | 581.2283 | 571.7301 | 563.718 | 557.557 | 551.9027 | 548.4993 | 545.2619 | 542.1745 | 539.2228 | 536.3926
F2_Commercial_Interruptible - Miscellaneous_Existing_Space Heating_Natural Gas_Destratification Fans (HVLS)_A_Achievable Technical Potential | F2 | Commercial | Interruptible - Miscellaneous | Existing | Space Heating | Natural Gas | Destratification Fans (HVLS) | A | Integrated Unit Summer Peak Savings (kW) | Achievable Technical Potential | 0 | 0 | 0 | 0 | 0 | 0 | 0 | 0 | 0 | 0 | 0 | 0 | 0 | 0 | 0 | 0 | 0 | 0 | 0 | 0 | 0 | 0 | 0 | 0 | 0 | 0 | 0
F3_Commercial_Interruptible - Miscellaneous_Existing_Space Heating_Natural Gas_Destratification Fans (HVLS)_A_Achievable Technical Potential | F3 | Commercial | Interruptible - Miscellaneous | Existing | Space Heating | Natural Gas | Destratification Fans (HVLS) | A | Integrated Unit Winter Peak Savings (kW) | Achievable Technical Potential | 0 | 0 | 0 | 0 | 0 | 0 | 0 | 0 | 0 | 0 | 0 | 0 | 0 | 0 | 0 | 0 | 0 | 0 | 0 | 0 | 0 | 0 | 0 | 0 | 0 | 0 | 0
F4_Commercial_Interruptible - Miscellaneous_Existing_Space Heating_Natural Gas_Destratification Fans (HVLS)_A_Achievable Technical Potential | F4 | Commercial | Interruptible - Miscellaneous | Existing | Space Heating | Natural Gas | Destratification Fans (HVLS) | A | Incremental Energy Savings (MWh or mTherms) | Achievable Technical Potential | 0 | 0 | 0.0054074 | 0.011015 | 0.010915 | 0.0108 | 0.01067 | 0.010519 | 0.010347 | 0.010154 | 0.009941 | 0.0097123 | 0.0094786 | 0.0092444 | 0.0090151 | 0.0087974 | 0.0085989 | 0.0043231 | 1.9836e-18 | 1.5646e-17 | 0 | 0 | 0 | 0 | 0 | 0 | 0
F5_Commercial_Interruptible - Miscellaneous_Existing_Space Heating_Natural Gas_Destratification Fans (HVLS)_A_Achievable Technical Potential | F5 | Commercial | Interruptible - Miscellaneous | Existing | Space Heating | Natural Gas | Destratification Fans (HVLS) | A | Incremental Summer Peak Savings (MW) | Achievable Technical Potential | 0 | 0 | 0 | 0 | 0 | 0 | 0 | 0 | 0 | 0 | 0 | 0 | 0 | 0 | 0 | 0 | 0 | 0 | 0 | 0 | 0 | 0 | 0 | 0 | 0 | 0 | 0
F6_Commercial_Interruptible - Miscellaneous_Existing_Space Heating_Natural Gas_Destratification Fans (HVLS)_A_Achievable Technical Potential | F6 | Commercial | Interruptible - Miscellaneous | Existing | Space Heating | Natural Gas | Destratification Fans (HVLS) | A | Incremental Winter Peak Savings (MW) | Achievable Technical Potential | 0 | 0 | 0 | 0 | 0 | 0 | 0 | 0 | 0 | 0 | 0 | 0 | 0 | 0 | 0 | 0 | 0 | 0 | 0 | 0 | 0 | 0 | 0 | 0 | 0 | 0 | 0
F7_Commercial_Interruptible - Miscellaneous_Existing_Space Heating_Natural Gas_Destratification Fans (HVLS)_A_Achievable Technical Potential | F7 | Commercial | Interruptible - Miscellaneous | Existing | Space Heating | Natural Gas | Destratification Fans (HVLS) | A | Cumulative Energy Savings (MWh or mTherms) | Achievable Technical Potential | 0 | 0 | 0.0054074 | 0.016381 | 0.027146 | 0.037663 | 0.047876 | 0.057719 | 0.067122 | 0.076024 | 0.084371 | 0.092142 | 0.099404 | 0.10619 | 0.11257 | 0.11865 | 0.12457 | 0.12645 | 0.12438 | 0.12264 | 0.1213 | 0.12007 | 0.11933 | 0.11863 | 0.11795 | 0.11731 | 0.1167
F8_Commercial_Interruptible - Miscellaneous_Existing_Space Heating_Natural Gas_Destratification Fans (HVLS)_A_Achievable Technical Potential | F8 | Commercial | Interruptible - Miscellaneous | Existing | Space Heating | Natural Gas | Destratification Fans (HVLS) | A | Cumulative Summer Peak Savings (MW) | Achievable Technical Potential | 0 | 0 | 0 | 0 | 0 | 0 | 0 | 0 | 0 | 0 | 0 | 0 | 0 | 0 | 0 | 0 | 0 | 0 | 0 | 0 | 0 | 0 | 0 | 0 | 0 | 0 | 0
F9_Commercial_Interruptible - Miscellaneous_Existing_Space Heating_Natural Gas_Destratification Fans (HVLS)_A_Achievable Technical Potential | F9 | Commercial | Interruptible - Miscellaneous | Existing | Space Heating | Natural Gas | Destratification Fans (HVLS) | A | Cumulative Winter Peak Savings (MW) | Achievable Technical Potential | 0 | 0 | 0 | 0 | 0 | 0 | 0 | 0 | 0 | 0 | 0 | 0 | 0 | 0 | 0 | 0 | 0 | 0 | 0 | 0 | 0 | 0 | 0 | 0 | 0 | 0 | 0
F10_Commercial_Interruptible - Miscellaneous_Existing_Space Heating_Natural Gas_Destratification Fans (HVLS)_A_Achievable Technical Potential | F10 | Commercial | Interruptible - Miscellaneous | Existing | Space Heating | Natural Gas | Destratification Fans (HVLS) | A | Purchases (Incremental) | Achievable Technical Potential | 0 | 0 | 0.007066 | 0.014504 | 0.014504 | 0.014504 | 0.014504 | 0.014504 | 0.014504 | 0.014504 | 0.014504 | 0.014504 | 0.014504 | 0.014504 | 0.014504 | 0.014504 | 0.014504 | 0.0074379 | 3.4694e-18 | 2.7756e-17 | 0 | 0 | 0 | 0 | 0 | 0 | 0
F11_Commercial_Interruptible - Miscellaneous_Existing_Space Heating_Natural Gas_Destratification Fans (HVLS)_A_Achievable Technical Potential | F11 | Commercial | Interruptible - Miscellaneous | Existing | Space Heating | Natural Gas | Destratification Fans (HVLS) | A | Purchases (Cumulative) | Achievable Technical Potential | 0 | 0 | 0.007066 | 0.02157 | 0.036074 | 0.050578 | 0.065082 | 0.079585 | 0.094089 | 0.10859 | 0.1231 | 0.1376 | 0.1521 | 0.16661 | 0.18111 | 0.19562 | 0.21012 | 0.21756 | 0.21756 | 0.21756 | 0.21756 | 0.21756 | 0.21756 | 0.21756 | 0.21756 | 0.21756 | 0.21756
F1_Commercial_Interruptible - Miscellaneous_Existing_Space Heating_Natural Gas_Gas Boiler - Maintenance_A_Achievable Technical Potential | F1 | Commercial | Interruptible - Miscellaneous | Existing | Space Heating | Natural Gas | Gas Boiler - Maintenance | A | Integrated Unit Energy Savings (kWh or therms) | Achievable Technical Potential | 0 | 0 | 0.27744 | 0.2735 | 0.26905 | 0.2647 | 0.26032 | 0.25547 | 0.25001 | 0.24395 | 0.23737 | 0.23043 | 0.22341 | 0.21644 | 0.20972 | 0.2035 | 0.19798 | 0.19344 | 0.1899 | 0.18703 | 0.18498 | 0.18313 | 0.18232 | 0.18155 | 0.18079 | 0.18007 | 0.17936
F2_Commercial_Interruptible - Miscellaneous_Existing_Space Heating_Natural Gas_Gas Boiler - Maintenance_A_Achievable Technical Potential | F2 | Commercial | Interruptible - Miscellaneous | Existing | Space Heating | Natural Gas | Gas Boiler - Maintenance | A | Integrated Unit Summer Peak Savings (kW) | Achievable Technical Potential | 0 | 0 | 0 | 0 | 0 | 0 | 0 | 0 | 0 | 0 | 0 | 0 | 0 | 0 | 0 | 0 | 0 | 0 | 0 | 0 | 0 | 0 | 0 | 0 | 0 | 0 | 0
F3_Commercial_Interruptible - Miscellaneous_Existing_Space Heating_Natural Gas_Gas Boiler - Maintenance_A_Achievable Technical Potential | F3 | Commercial | Interruptible - Miscellaneous | Existing | Space Heating | Natural Gas | Gas Boiler - Maintenance | A | Integrated Unit Winter Peak Savings (kW) | Achievable Technical Potential | 0 | 0 | 0 | 0 | 0 | 0 | 0 | 0 | 0 | 0 | 0 | 0 | 0 | 0 | 0 | 0 | 0 | 0 | 0 | 0 | 0 | 0 | 0 | 0 | 0 | 0 | 0
F4_Commercial_Interruptible - Miscellaneous_Existing_Space Heating_Natural Gas_Gas Boiler - Maintenance_A_Achievable Technical Potential | F4 | Commercial | Interruptible - Miscellaneous | Existing | Space Heating | Natural Gas | Gas Boiler - Maintenance | A | Incremental Energy Savings (MWh or mTherms) | Achievable Technical Potential | 0 | 0 | 0.0041106 | 0.0040521 | 0.0039863 | 3.2914e-18 | 1.3873e-18 | 0 | 0 | 0 | 0 | 0 | 0 | 0 | 0 | 0 | 0 | 0 | 0 | 0 | 0 | 0 | 0 | 0 | 0 | 0 | 0
F5_Commercial_Interruptible - Miscellaneous_Existing_Space Heating_Natural Gas_Gas Boiler - Maintenance_A_Achievable Technical Potential | F5 | Commercial | Interruptible - Miscellaneous | Existing | Space Heating | Natural Gas | Gas Boiler - Maintenance | A | Incremental Summer Peak Savings (MW) | Achievable Technical Potential | 0 | 0 | 0 | 0 | 0 | 0 | 0 | 0 | 0 | 0 | 0 | 0 | 0 | 0 | 0 | 0 | 0 | 0 | 0 | 0 | 0 | 0 | 0 | 0 | 0 | 0 | 0
F6_Commercial_Interruptible - Miscellaneous_Existing_Space Heating_Natural Gas_Gas Boiler - Maintenance_A_Achievable Technical Potential | F6 | Commercial | Interruptible - Miscellaneous | Existing | Space Heating | Natural Gas | Gas Boiler - Maintenance | A | Incremental Winter Peak Savings (MW) | Achievable Technical Potential | 0 | 0 | 0 | 0 | 0 | 0 | 0 | 0 | 0 | 0 | 0 | 0 | 0 | 0 | 0 | 0 | 0 | 0 | 0 | 0 | 0 | 0 | 0 | 0 | 0 | 0 | 0
F7_Commercial_Interruptible - Miscellaneous_Existing_Space Heating_Natural Gas_Gas Boiler - Maintenance_A_Achievable Technical Potential | F7 | Commercial | Interruptible - Miscellaneous | Existing | Space Heating | Natural Gas | Gas Boiler - Maintenance | A | Cumulative Energy Savings (MWh or mTherms) | Achievable Technical Potential | 0 | 0 | 0.0041106 | 0.0081043 | 0.011959 | 0.011765 | 0.011571 | 0.011355 | 0.011112 | 0.010843 | 0.010551 | 0.010242 | 0.0099299 | 0.0096201 | 0.0093218 | 0.009045 | 0.0087998 | 0.0085979 | 0.0084408 | 0.0083131 | 0.0082221 | 0.0081397 | 0.0081039 | 0.0080693 | 0.0080359 | 0.0080036 | 0.0079722
F8_Commercial_Interruptible - Miscellaneous_Existing_Space Heating_Natural Gas_Gas Boiler - Maintenance_A_Achievable Technical Potential | F8 | Commercial | Interruptible - Miscellaneous | Existing | Space Heating | Natural Gas | Gas Boiler - Maintenance | A | Cumulative Summer Peak Savings (MW) | Achievable Technical Potential | 0 | 0 | 0 | 0 | 0 | 0 | 0 | 0 | 0 | 0 | 0 | 0 | 0 | 0 | 0 | 0 | 0 | 0 | 0 | 0 | 0 | 0 | 0 | 0 | 0 | 0 | 0
F9_Commercial_Interruptible - Miscellaneous_Existing_Space Heating_Natural Gas_Gas Boiler - Maintenance_A_Achievable Technical Potential | F9 | Commercial | Interruptible - Miscellaneous | Existing | Space Heating | Natural Gas | Gas Boiler - Maintenance | A | Cumulative Winter Peak Savings (MW) | Achievable Technical Potential | 0 | 0 | 0 | 0 | 0 | 0 | 0 | 0 | 0 | 0 | 0 | 0 | 0 | 0 | 0 | 0 | 0 | 0 | 0 | 0 | 0 | 0 | 0 | 0 | 0 | 0 | 0
F10_Commercial_Interruptible - Miscellaneous_Existing_Space Heating_Natural Gas_Gas Boiler - Maintenance_A_Achievable Technical Potential | F10 | Commercial | Interruptible - Miscellaneous | Existing | Space Heating | Natural Gas | Gas Boiler - Maintenance | A | Purchases (Incremental) | Achievable Technical Potential | 0 | 0 | 14.816 | 14.816 | 14.816 | 1.2434e-14 | 5.3291e-15 | 0 | 0 | 0 | 0 | 0 | 0 | 0 | 0 | 0 | 0 | 0 | 0 | 0 | 0 | 0 | 0 | 0 | 0 | 0 | 0
F11_Commercial_Interruptible - Miscellaneous_Existing_Space Heating_Natural Gas_Gas Boiler - Maintenance_A_Achievable Technical Potential | F11 | Commercial | Interruptible - Miscellaneous | Existing | Space Heating | Natural Gas | Gas Boiler - Maintenance | A | Purchases (Cumulative) | Achievable Technical Potential | 0 | 0 | 14.816 | 29.632 | 44.448 | 44.448 | 44.448 | 44.448 | 44.448 | 44.448 | 44.448 | 44.448 | 44.448 | 44.448 | 44.448 | 44.448 | 44.448 | 44.448 | 44.448 | 44.448 | 44.448 | 44.448 | 44.448 | 44.448 | 44.448 | 44.448 | 44.448
F1_Commercial_Interruptible - Miscellaneous_Existing_Space Heating_Natural Gas_Gas Furnace - Maintenance_A_Achievable Technical Potential | F1 | Commercial | Interruptible - Miscellaneous | Existing | Space Heating | Natural Gas | Gas Furnace - Maintenance | A | Integrated Unit Energy Savings (kWh or therms) | Achievable Technical Potential | 0 | 0 | 0.17516 | 0.17358 | 0.1717 | 0.16954 | 0.16708 | 0.16435 | 0.16126 | 0.15785 | 0.15416 | 0.15028 | 0.14634 | 0.14241 | 0.13856 | 0.1349 | 0.13154 | 0.12865 | 0.12624 | 0.12418 | 0.12254 | 0.12104 | 0.12012 | 0.11925 | 0.11842 | 0.11764 | 0.11689
F2_Commercial_Interruptible - Miscellaneous_Existing_Space Heating_Natural Gas_Gas Furnace - Maintenance_A_Achievable Technical Potential | F2 | Commercial | Interruptible - Miscellaneous | Existing | Space Heating | Natural Gas | Gas Furnace - Maintenance | A | Integrated Unit Summer Peak Savings (kW) | Achievable Technical Potential | 0 | 0 | 0 | 0 | 0 | 0 | 0 | 0 | 0 | 0 | 0 | 0 | 0 | 0 | 0 | 0 | 0 | 0 | 0 | 0 | 0 | 0 | 0 | 0 | 0 | 0 | 0
F3_Commercial_Interruptible - Miscellaneous_Existing_Space Heating_Natural Gas_Gas Furnace - Maintenance_A_Achievable Technical Potential | F3 | Commercial | Interruptible - Miscellaneous | Existing | Space Heating | Natural Gas | Gas Furnace - Maintenance | A | Integrated Unit Winter Peak Savings (kW) | Achievable Technical Potential | 0 | 0 | 0 | 0 | 0 | 0 | 0 | 0 | 0 | 0 | 0 | 0 | 0 | 0 | 0 | 0 | 0 | 0 | 0 | 0 | 0 | 0 | 0 | 0 | 0 | 0 | 0
F4_Commercial_Interruptible - Miscellaneous_Existing_Space Heating_Natural Gas_Gas Furnace - Maintenance_A_Achievable Technical Potential | F4 | Commercial | Interruptible - Miscellaneous | Existing | Space Heating | Natural Gas | Gas Furnace - Maintenance | A | Incremental Energy Savings (MWh or mTherms) | Achievable Technical Potential | 0 | 0 | 0.0054966 | 0.0054471 | 0.0053879 | 1.2047e-18 | 1.1872e-18 | 0 | 0 | 0 | 0 | 0 | 0 | 0 | 0 | 0 | 0 | 0 | 0 | 0 | 0 | 0 | 0 | 0 | 0 | 0 | 0
F5_Commercial_Interruptible - Miscellaneous_Existing_Space Heating_Natural Gas_Gas Furnace - Maintenance_A_Achievable Technical Potential | F5 | Commercial | Interruptible - Miscellaneous | Existing | Space Heating | Natural Gas | Gas Furnace - Maintenance | A | Incremental Summer Peak Savings (MW) | Achievable Technical Potential | 0 | 0 | 0 | 0 | 0 | 0 | 0 | 0 | 0 | 0 | 0 | 0 | 0 | 0 | 0 | 0 | 0 | 0 | 0 | 0 | 0 | 0 | 0 | 0 | 0 | 0 | 0
F6_Commercial_Interruptible - Miscellaneous_Existing_Space Heating_Natural Gas_Gas Furnace - Maintenance_A_Achievable Technical Potential | F6 | Commercial | Interruptible - Miscellaneous | Existing | Space Heating | Natural Gas | Gas Furnace - Maintenance | A | Incremental Winter Peak Savings (MW) | Achievable Technical Potential | 0 | 0 | 0 | 0 | 0 | 0 | 0 | 0 | 0 | 0 | 0 | 0 | 0 | 0 | 0 | 0 | 0 | 0 | 0 | 0 | 0 | 0 | 0 | 0 | 0 | 0 | 0
F7_Commercial_Interruptible - Miscellaneous_Existing_Space Heating_Natural Gas_Gas Furnace - Maintenance_A_Achievable Technical Potential | F7 | Commercial | Interruptible - Miscellaneous | Existing | Space Heating | Natural Gas | Gas Furnace - Maintenance | A | Cumulative Energy Savings (MWh or mTherms) | Achievable Technical Potential | 0 | 0 | 0.0054966 | 0.010894 | 0.016164 | 0.015961 | 0.015729 | 0.015472 | 0.015181 | 0.01486 | 0.014513 | 0.014147 | 0.013777 | 0.013406 | 0.013044 | 0.012699 | 0.012383 | 0.012111 | 0.011884 | 0.01169 | 0.011536 | 0.011395 | 0.011308 | 0.011226 | 0.011148 | 0.011075 | 0.011004
F8_Commercial_Interruptible - Miscellaneous_Existing_Space Heating_Natural Gas_Gas Furnace - Maintenance_A_Achievable Technical Potential | F8 | Commercial | Interruptible - Miscellaneous | Existing | Space Heating | Natural Gas | Gas Furnace - Maintenance | A | Cumulative Summer Peak Savings (MW) | Achievable Technical Potential | 0 | 0 | 0 | 0 | 0 | 0 | 0 | 0 | 0 | 0 | 0 | 0 | 0 | 0 | 0 | 0 | 0 | 0 | 0 | 0 | 0 | 0 | 0 | 0 | 0 | 0 | 0
F9_Commercial_Interruptible - Miscellaneous_Existing_Space Heating_Natural Gas_Gas Furnace - Maintenance_A_Achievable Technical Potential | F9 | Commercial | Interruptible - Miscellaneous | Existing | Space Heating | Natural Gas | Gas Furnace - Maintenance | A | Cumulative Winter Peak Savings (MW) | Achievable Technical Potential | 0 | 0 | 0 | 0 | 0 | 0 | 0 | 0 | 0 | 0 | 0 | 0 | 0 | 0 | 0 | 0 | 0 | 0 | 0 | 0 | 0 | 0 | 0 | 0 | 0 | 0 | 0
F10_Commercial_Interruptible - Miscellaneous_Existing_Space Heating_Natural Gas_Gas Furnace - Maintenance_A_Achievable Technical Potential | F10 | Commercial | Interruptible - Miscellaneous | Existing | Space Heating | Natural Gas | Gas Furnace - Maintenance | A | Purchases (Incremental) | Achievable Technical Potential | 0 | 0 | 31.3803 | 31.3803 | 31.3803 | 7.1054e-15 | 7.1054e-15 | 0 | 0 | 0 | 0 | 0 | 0 | 0 | 0 | 0 | 0 | 0 | 0 | 0 | 0 | 0 | 0 | 0 | 0 | 0 | 0
F11_Commercial_Interruptible - Miscellaneous_Existing_Space Heating_Natural Gas_Gas Furnace - Maintenance_A_Achievable Technical Potential | F11 | Commercial | Interruptible - Miscellaneous | Existing | Space Heating | Natural Gas | Gas Furnace - Maintenance | A | Purchases (Cumulative) | Achievable Technical Potential | 0 | 0 | 31.3803 | 62.7605 | 94.1408 | 94.1408 | 94.1408 | 94.1408 | 94.1408 | 94.1408 | 94.1408 | 94.1408 | 94.1408 | 94.1408 | 94.1408 | 94.1408 | 94.1408 | 94.1408 | 94.1408 | 94.1408 | 94.1408 | 94.1408 | 94.1408 | 94.1408 | 94.1408 | 94.1408 | 94.1408
F1_Commercial_Interruptible - Miscellaneous_Existing_Space Heating_Natural Gas_Gas Boiler - Hot Water Reset_A_Achievable Technical Potential | F1 | Commercial | Interruptible - Miscellaneous | Existing | Space Heating | Natural Gas | Gas Boiler - Hot Water Reset | A | Integrated Unit Energy Savings (kWh or therms) | Achievable Technical Potential | 0 | 0 | 496.6482 | 495.0094 | 493.2991 | 491.5404 | 489.7415 | 487.909 | 486.0469 | 484.1567 | 482.2385 | 480.2908 | 478.3124 | 476.3037 | 474.267 | 472.2066 | 470.1295 | 468.0462 | 465.967 | 463.9455 | 461.9904 | 460.1014 | 458.1169 | 456.2045 | 454.3556 | 452.5631 | 450.8192
F2_Commercial_Interruptible - Miscellaneous_Existing_Space Heating_Natural Gas_Gas Boiler - Hot Water Reset_A_Achievable Technical Potential | F2 | Commercial | Interruptible - Miscellaneous | Existing | Space Heating | Natural Gas | Gas Boiler - Hot Water Reset | A | Integrated Unit Summer Peak Savings (kW) | Achievable Technical Potential | 0 | 0 | 0 | 0 | 0 | 0 | 0 | 0 | 0 | 0 | 0 | 0 | 0 | 0 | 0 | 0 | 0 | 0 | 0 | 0 | 0 | 0 | 0 | 0 | 0 | 0 | 0
F3_Commercial_Interruptible - Miscellaneous_Existing_Space Heating_Natural Gas_Gas Boiler - Hot Water Reset_A_Achievable Technical Potential | F3 | Commercial | Interruptible - Miscellaneous | Existing | Space Heating | Natural Gas | Gas Boiler - Hot Water Reset | A | Integrated Unit Winter Peak Savings (kW) | Achievable Technical Potential | 0 | 0 | 0 | 0 | 0 | 0 | 0 | 0 | 0 | 0 | 0 | 0 | 0 | 0 | 0 | 0 | 0 | 0 | 0 | 0 | 0 | 0 | 0 | 0 | 0 | 0 | 0
F4_Commercial_Interruptible - Miscellaneous_Existing_Space Heating_Natural Gas_Gas Boiler - Hot Water Reset_A_Achievable Technical Potential | F4 | Commercial | Interruptible - Miscellaneous | Existing | Space Heating | Natural Gas | Gas Boiler - Hot Water Reset | A | Incremental Energy Savings (MWh or mTherms) | Achievable Technical Potential | 0 | 0 | 0.0084096 | 0.017205 | 0.017145 | 0.017084 | 0.017022 | 0.016958 | 0.016893 | 0.016828 | 0.016761 | 0.016693 | 0.016624 | 0.016555 | 0.016484 | 0.016412 | 0.01634 | 0.016268 | 0.016195 | 0.016125 | 0.016057 | 0.015992 | 0 | 0 | 0 | 0 | 0
F5_Commercial_Interruptible - Miscellaneous_Existing_Space Heating_Natural Gas_Gas Boiler - Hot Water Reset_A_Achievable Technical Potential | F5 | Commercial | Interruptible - Miscellaneous | Existing | Space Heating | Natural Gas | Gas Boiler - Hot Water Reset | A | Incremental Summer Peak Savings (MW) | Achievable Technical Potential | 0 | 0 | 0 | 0 | 0 | 0 | 0 | 0 | 0 | 0 | 0 | 0 | 0 | 0 | 0 | 0 | 0 | 0 | 0 | 0 | 0 | 0 | 0 | 0 | 0 | 0 | 0
F6_Commercial_Interruptible - Miscellaneous_Existing_Space Heating_Natural Gas_Gas Boiler - Hot Water Reset_A_Achievable Technical Potential | F6 | Commercial | Interruptible - Miscellaneous | Existing | Space Heating | Natural Gas | Gas Boiler - Hot Water Reset | A | Incremental Winter Peak Savings (MW) | Achievable Technical Potential | 0 | 0 | 0 | 0 | 0 | 0 | 0 | 0 | 0 | 0 | 0 | 0 | 0 | 0 | 0 | 0 | 0 | 0 | 0 | 0 | 0 | 0 | 0 | 0 | 0 | 0 | 0
F7_Commercial_Interruptible - Miscellaneous_Existing_Space Heating_Natural Gas_Gas Boiler - Hot Water Reset_A_Achievable Technical Potential | F7 | Commercial | Interruptible - Miscellaneous | Existing | Space Heating | Natural Gas | Gas Boiler - Hot Water Reset | A | Cumulative Energy Savings (MWh or mTherms) | Achievable Technical Potential | 0 | 0 | 0.0084096 | 0.025587 | 0.042644 | 0.059576 | 0.076379 | 0.093052 | 0.10959 | 0.12599 | 0.14225 | 0.15837 | 0.17434 | 0.19017 | 0.20584 | 0.22135 | 0.23672 | 0.25194 | 0.26702 | 0.28198 | 0.29685 | 0.31163 | 0.31029 | 0.30899 | 0.30774 | 0.30652 | 0.30534
F8_Commercial_Interruptible - Miscellaneous_Existing_Space Heating_Natural Gas_Gas Boiler - Hot Water Reset_A_Achievable Technical Potential | F8 | Commercial | Interruptible - Miscellaneous | Existing | Space Heating | Natural Gas | Gas Boiler - Hot Water Reset | A | Cumulative Summer Peak Savings (MW) | Achievable Technical Potential | 0 | 0 | 0 | 0 | 0 | 0 | 0 | 0 | 0 | 0 | 0 | 0 | 0 | 0 | 0 | 0 | 0 | 0 | 0 | 0 | 0 | 0 | 0 | 0 | 0 | 0 | 0
F9_Commercial_Interruptible - Miscellaneous_Existing_Space Heating_Natural Gas_Gas Boiler - Hot Water Reset_A_Achievable Technical Potential | F9 | Commercial | Interruptible - Miscellaneous | Existing | Space Heating | Natural Gas | Gas Boiler - Hot Water Reset | A | Cumulative Winter Peak Savings (MW) | Achievable Technical Potential | 0 | 0 | 0 | 0 | 0 | 0 | 0 | 0 | 0 | 0 | 0 | 0 | 0 | 0 | 0 | 0 | 0 | 0 | 0 | 0 | 0 | 0 | 0 | 0 | 0 | 0 | 0
F10_Commercial_Interruptible - Miscellaneous_Existing_Space Heating_Natural Gas_Gas Boiler - Hot Water Reset_A_Achievable Technical Potential | F10 | Commercial | Interruptible - Miscellaneous | Existing | Space Heating | Natural Gas | Gas Boiler - Hot Water Reset | A | Purchases (Incremental) | Achievable Technical Potential | 0 | 0 | 0.016933 | 0.034756 | 0.034756 | 0.034756 | 0.034756 | 0.034756 | 0.034756 | 0.034756 | 0.034756 | 0.034756 | 0.034756 | 0.034756 | 0.034756 | 0.034756 | 0.034756 | 0.034756 | 0.034756 | 0.034756 | 0.034756 | 0.034756 | 0 | 0 | 0 | 0 | 0
F11_Commercial_Interruptible - Miscellaneous_Existing_Space Heating_Natural Gas_Gas Boiler - Hot Water Reset_A_Achievable Technical Potential | F11 | Commercial | Interruptible - Miscellaneous | Existing | Space Heating | Natural Gas | Gas Boiler - Hot Water Reset | A | Purchases (Cumulative) | Achievable Technical Potential | 0 | 0 | 0.016933 | 0.051689 | 0.086446 | 0.1212 | 0.15596 | 0.19071 | 0.22547 | 0.26023 | 0.29498 | 0.32974 | 0.3645 | 0.39925 | 0.43401 | 0.46877 | 0.50352 | 0.53828 | 0.57304 | 0.60779 | 0.64255 | 0.67731 | 0.67731 | 0.67731 | 0.67731 | 0.67731 | 0.67731
F1_Commercial_Interruptible - Miscellaneous_Existing_Space Heating_Natural Gas_Gas Boiler - Steam Trap Replacement_A_Achievable Technical Potential | F1 | Commercial | Interruptible - Miscellaneous | Existing | Space Heating | Natural Gas | Gas Boiler - Steam Trap Replacement | A | Integrated Unit Energy Savings (kWh or therms) | Achievable Technical Potential | 0 | 0 | 79.5572 | 79.2027 | 78.8013 | 78.361 | 77.8727 | 77.3265 | 76.7134 | 76.0269 | 75.2657 | 74.4352 | 73.5499 | 72.6335 | 71.7164 | 70.8321 | 70.0112 | 69.2985 | 68.7035 | 68.1899 | 67.775 | 67.3919 | 67.0993 | 66.8173 | 66.5448 | 66.2807 | 66.0238
F2_Commercial_Interruptible - Miscellaneous_Existing_Space Heating_Natural Gas_Gas Boiler - Steam Trap Replacement_A_Achievable Technical Potential | F2 | Commercial | Interruptible - Miscellaneous | Existing | Space Heating | Natural Gas | Gas Boiler - Steam Trap Replacement | A | Integrated Unit Summer Peak Savings (kW) | Achievable Technical Potential | 0 | 0 | 0 | 0 | 0 | 0 | 0 | 0 | 0 | 0 | 0 | 0 | 0 | 0 | 0 | 0 | 0 | 0 | 0 | 0 | 0 | 0 | 0 | 0 | 0 | 0 | 0
F3_Commercial_Interruptible - Miscellaneous_Existing_Space Heating_Natural Gas_Gas Boiler - Steam Trap Replacement_A_Achievable Technical Potential | F3 | Commercial | Interruptible - Miscellaneous | Existing | Space Heating | Natural Gas | Gas Boiler - Steam Trap Replacement | A | Integrated Unit Winter Peak Savings (kW) | Achievable Technical Potential | 0 | 0 | 0 | 0 | 0 | 0 | 0 | 0 | 0 | 0 | 0 | 0 | 0 | 0 | 0 | 0 | 0 | 0 | 0 | 0 | 0 | 0 | 0 | 0 | 0 | 0 | 0
F4_Commercial_Interruptible - Miscellaneous_Existing_Space Heating_Natural Gas_Gas Boiler - Steam Trap Replacement_A_Achievable Technical Potential | F4 | Commercial | Interruptible - Miscellaneous | Existing | Space Heating | Natural Gas | Gas Boiler - Steam Trap Replacement | A | Incremental Energy Savings (MWh or mTherms) | Achievable Technical Potential | 0 | 0 | 0.0022452 | 0.004588 | 0.0045648 | 0.0045393 | 0.004511 | 0.0044793 | 0.0022789 | 1.0551e-18 | 0 | 0 | 0 | 0 | 0 | 8.8469e-18 | 0 | 7.6937e-18 | 0 | 7.5706e-18 | 0 | 0 | 0 | 0 | 0 | 0 | 0
F5_Commercial_Interruptible - Miscellaneous_Existing_Space Heating_Natural Gas_Gas Boiler - Steam Trap Replacement_A_Achievable Technical Potential | F5 | Commercial | Interruptible - Miscellaneous | Existing | Space Heating | Natural Gas | Gas Boiler - Steam Trap Replacement | A | Incremental Summer Peak Savings (MW) | Achievable Technical Potential | 0 | 0 | 0 | 0 | 0 | 0 | 0 | 0 | 0 | 0 | 0 | 0 | 0 | 0 | 0 | 0 | 0 | 0 | 0 | 0 | 0 | 0 | 0 | 0 | 0 | 0 | 0
F6_Commercial_Interruptible - Miscellaneous_Existing_Space Heating_Natural Gas_Gas Boiler - Steam Trap Replacement_A_Achievable Technical Potential | F6 | Commercial | Interruptible - Miscellaneous | Existing | Space Heating | Natural Gas | Gas Boiler - Steam Trap Replacement | A | Incremental Winter Peak Savings (MW) | Achievable Technical Potential | 0 | 0 | 0 | 0 | 0 | 0 | 0 | 0 | 0 | 0 | 0 | 0 | 0 | 0 | 0 | 0 | 0 | 0 | 0 | 0 | 0 | 0 | 0 | 0 | 0 | 0 | 0
F7_Commercial_Interruptible - Miscellaneous_Existing_Space Heating_Natural Gas_Gas Boiler - Steam Trap Replacement_A_Achievable Technical Potential | F7 | Commercial | Interruptible - Miscellaneous | Existing | Space Heating | Natural Gas | Gas Boiler - Steam Trap Replacement | A | Cumulative Energy Savings (MWh or mTherms) | Achievable Technical Potential | 0 | 0 | 0.0022452 | 0.0068232 | 0.011353 | 0.015829 | 0.020242 | 0.024579 | 0.026663 | 0.026424 | 0.02616 | 0.025871 | 0.025563 | 0.025245 | 0.024926 | 0.024619 | 0.024333 | 0.024086 | 0.023879 | 0.0237 | 0.023556 | 0.023423 | 0.023321 | 0.023223 | 0.023129 | 0.023037 | 0.022948
F8_Commercial_Interruptible - Miscellaneous_Existing_Space Heating_Natural Gas_Gas Boiler - Steam Trap Replacement_A_Achievable Technical Potential | F8 | Commercial | Interruptible - Miscellaneous | Existing | Space Heating | Natural Gas | Gas Boiler - Steam Trap Replacement | A | Cumulative Summer Peak Savings (MW) | Achievable Technical Potential | 0 | 0 | 0 | 0 | 0 | 0 | 0 | 0 | 0 | 0 | 0 | 0 | 0 | 0 | 0 | 0 | 0 | 0 | 0 | 0 | 0 | 0 | 0 | 0 | 0 | 0 | 0
F9_Commercial_Interruptible - Miscellaneous_Existing_Space Heating_Natural Gas_Gas Boiler - Steam Trap Replacement_A_Achievable Technical Potential | F9 | Commercial | Interruptible - Miscellaneous | Existing | Space Heating | Natural Gas | Gas Boiler - Steam Trap Replacement | A | Cumulative Winter Peak Savings (MW) | Achievable Technical Potential | 0 | 0 | 0 | 0 | 0 | 0 | 0 | 0 | 0 | 0 | 0 | 0 | 0 | 0 | 0 | 0 | 0 | 0 | 0 | 0 | 0 | 0 | 0 | 0 | 0 | 0 | 0
F10_Commercial_Interruptible - Miscellaneous_Existing_Space Heating_Natural Gas_Gas Boiler - Steam Trap Replacement_A_Achievable Technical Potential | F10 | Commercial | Interruptible - Miscellaneous | Existing | Space Heating | Natural Gas | Gas Boiler - Steam Trap Replacement | A | Purchases (Incremental) | Achievable Technical Potential | 0 | 0 | 0.028221 | 0.057927 | 0.057927 | 0.057927 | 0.057927 | 0.057927 | 0.029706 | 1.3878e-17 | 0 | 0 | 0 | 0 | 0 | 1.249e-16 | 0 | 1.1102e-16 | 0 | 1.1102e-16 | 0 | 0 | 0 | 0 | 0 | 0 | 0
F11_Commercial_Interruptible - Miscellaneous_Existing_Space Heating_Natural Gas_Gas Boiler - Steam Trap Replacement_A_Achievable Technical Potential | F11 | Commercial | Interruptible - Miscellaneous | Existing | Space Heating | Natural Gas | Gas Boiler - Steam Trap Replacement | A | Purchases (Cumulative) | Achievable Technical Potential | 0 | 0 | 0.028221 | 0.086149 | 0.14408 | 0.202 | 0.25993 | 0.31786 | 0.34756 | 0.34756 | 0.34756 | 0.34756 | 0.34756 | 0.34756 | 0.34756 | 0.34756 | 0.34756 | 0.34756 | 0.34756 | 0.34756 | 0.34756 | 0.34756 | 0.34756 | 0.34756 | 0.34756 | 0.34756 | 0.34756
F1_Commercial_Interruptible - Miscellaneous_Existing_Space Heating_Natural Gas_Gas Boiler - High Turndown Burner_A_Achievable Technical Potential | F1 | Commercial | Interruptible - Miscellaneous | Existing | Space Heating | Natural Gas | Gas Boiler - High Turndown Burner | A | Integrated Unit Energy Savings (kWh or therms) | Achievable Technical Potential | 0 | 0 | 0.46464 | 0.46154 | 0.45805 | 0.45422 | 0.44996 | 0.44519 | 0.43983 | 0.43383 | 0.42718 | 0.41994 | 0.41226 | 0.40436 | 0.39653 | 0.38908 | 0.38227 | 0.37653 | 0.37193 | 0.36803 | 0.36504 | 0.36226 | 0.36068 | 0.35916 | 0.35769 | 0.35626 | 0.35488
F2_Commercial_Interruptible - Miscellaneous_Existing_Space Heating_Natural Gas_Gas Boiler - High Turndown Burner_A_Achievable Technical Potential | F2 | Commercial | Interruptible - Miscellaneous | Existing | Space Heating | Natural Gas | Gas Boiler - High Turndown Burner | A | Integrated Unit Summer Peak Savings (kW) | Achievable Technical Potential | 0 | 0 | 0 | 0 | 0 | 0 | 0 | 0 | 0 | 0 | 0 | 0 | 0 | 0 | 0 | 0 | 0 | 0 | 0 | 0 | 0 | 0 | 0 | 0 | 0 | 0 | 0
F3_Commercial_Interruptible - Miscellaneous_Existing_Space Heating_Natural Gas_Gas Boiler - High Turndown Burner_A_Achievable Technical Potential | F3 | Commercial | Interruptible - Miscellaneous | Existing | Space Heating | Natural Gas | Gas Boiler - High Turndown Burner | A | Integrated Unit Winter Peak Savings (kW) | Achievable Technical Potential | 0 | 0 | 0 | 0 | 0 | 0 | 0 | 0 | 0 | 0 | 0 | 0 | 0 | 0 | 0 | 0 | 0 | 0 | 0 | 0 | 0 | 0 | 0 | 0 | 0 | 0 | 0
F4_Commercial_Interruptible - Miscellaneous_Existing_Space Heating_Natural Gas_Gas Boiler - High Turndown Burner_A_Achievable Technical Potential | F4 | Commercial | Interruptible - Miscellaneous | Existing | Space Heating | Natural Gas | Gas Boiler - High Turndown Burner | A | Incremental Energy Savings (MWh or mTherms) | Achievable Technical Potential | 0 | 0 | 0.0067661 | 0.0082524 | 0.010022 | 0.011537 | 0.013036 | 0.015079 | 0.016342 | 0.016467 | 0.015281 | 0.012912 | 0.0098092 | 0.0066028 | 0.0038747 | 0.0017757 | 0 | 0 | 0 | 0 | 0 | 0 | 0 | 0 | 0 | 0 | 0
F5_Commercial_Interruptible - Miscellaneous_Existing_Space Heating_Natural Gas_Gas Boiler - High Turndown Burner_A_Achievable Technical Potential | F5 | Commercial | Interruptible - Miscellaneous | Existing | Space Heating | Natural Gas | Gas Boiler - High Turndown Burner | A | Incremental Summer Peak Savings (MW) | Achievable Technical Potential | 0 | 0 | 0 | 0 | 0 | 0 | 0 | 0 | 0 | 0 | 0 | 0 | 0 | 0 | 0 | 0 | 0 | 0 | 0 | 0 | 0 | 0 | 0 | 0 | 0 | 0 | 0
F6_Commercial_Interruptible - Miscellaneous_Existing_Space Heating_Natural Gas_Gas Boiler - High Turndown Burner_A_Achievable Technical Potential | F6 | Commercial | Interruptible - Miscellaneous | Existing | Space Heating | Natural Gas | Gas Boiler - High Turndown Burner | A | Incremental Winter Peak Savings (MW) | Achievable Technical Potential | 0 | 0 | 0 | 0 | 0 | 0 | 0 | 0 | 0 | 0 | 0 | 0 | 0 | 0 | 0 | 0 | 0 | 0 | 0 | 0 | 0 | 0 | 0 | 0 | 0 | 0 | 0
F7_Commercial_Interruptible - Miscellaneous_Existing_Space Heating_Natural Gas_Gas Boiler - High Turndown Burner_A_Achievable Technical Potential | F7 | Commercial | Interruptible - Miscellaneous | Existing | Space Heating | Natural Gas | Gas Boiler - High Turndown Burner | A | Cumulative Energy Savings (MWh or mTherms) | Achievable Technical Potential | 0 | 0 | 0.0067661 | 0.014973 | 0.024882 | 0.036211 | 0.048907 | 0.063467 | 0.079045 | 0.094435 | 0.10827 | 0.11934 | 0.12697 | 0.13114 | 0.13248 | 0.13176 | 0.12946 | 0.12751 | 0.12595 | 0.12463 | 0.12362 | 0.12268 | 0.12215 | 0.12163 | 0.12113 | 0.12065 | 0.12018
F8_Commercial_Interruptible - Miscellaneous_Existing_Space Heating_Natural Gas_Gas Boiler - High Turndown Burner_A_Achievable Technical Potential | F8 | Commercial | Interruptible - Miscellaneous | Existing | Space Heating | Natural Gas | Gas Boiler - High Turndown Burner | A | Cumulative Summer Peak Savings (MW) | Achievable Technical Potential | 0 | 0 | 0 | 0 | 0 | 0 | 0 | 0 | 0 | 0 | 0 | 0 | 0 | 0 | 0 | 0 | 0 | 0 | 0 | 0 | 0 | 0 | 0 | 0 | 0 | 0 | 0
F9_Commercial_Interruptible - Miscellaneous_Existing_Space Heating_Natural Gas_Gas Boiler - High Turndown Burner_A_Achievable Technical Potential | F9 | Commercial | Interruptible - Miscellaneous | Existing | Space Heating | Natural Gas | Gas Boiler - High Turndown Burner | A | Cumulative Winter Peak Savings (MW) | Achievable Technical Potential | 0 | 0 | 0 | 0 | 0 | 0 | 0 | 0 | 0 | 0 | 0 | 0 | 0 | 0 | 0 | 0 | 0 | 0 | 0 | 0 | 0 | 0 | 0 | 0 | 0 | 0 | 0
F10_Commercial_Interruptible - Miscellaneous_Existing_Space Heating_Natural Gas_Gas Boiler - High Turndown Burner_A_Achievable Technical Potential | F10 | Commercial | Interruptible - Miscellaneous | Existing | Space Heating | Natural Gas | Gas Boiler - High Turndown Burner | A | Purchases (Incremental) | Achievable Technical Potential | 0 | 0 | 14.5621 | 17.8799 | 21.8798 | 25.399 | 28.9707 | 33.8703 | 37.1562 | 37.9577 | 35.7706 | 30.7478 | 23.794 | 16.3293 | 9.7716 | 4.564 | 0 | 0 | 0 | 0 | 0 | 0 | 0 | 0 | 0 | 0 | 0
F11_Commercial_Interruptible - Miscellaneous_Existing_Space Heating_Natural Gas_Gas Boiler - High Turndown Burner_A_Achievable Technical Potential | F11 | Commercial | Interruptible - Miscellaneous | Existing | Space Heating | Natural Gas | Gas Boiler - High Turndown Burner | A | Purchases (Cumulative) | Achievable Technical Potential | 0 | 0 | 14.5621 | 32.442 | 54.3217 | 79.7207 | 108.6914 | 142.5617 | 179.7179 | 217.6756 | 253.4462 | 284.194 | 307.988 | 324.3172 | 334.0888 | 338.6528 | 338.6528 | 338.6528 | 338.6528 | 338.6528 | 338.6528 | 338.6528 | 338.6528 | 338.6528 | 338.6528 | 338.6528 | 338.6528
F1_Commercial_Interruptible - Miscellaneous_Existing_Space Heating_Natural Gas_Gas Boiler - Burner Control Optimization_A_Achievable Technical Potential | F1 | Commercial | Interruptible - Miscellaneous | Existing | Space Heating | Natural Gas | Gas Boiler - Burner Control Optimization | A | Integrated Unit Energy Savings (kWh or therms) | Achievable Technical Potential | 0 | 0 | 0.13466 | 0.13365 | 0.13251 | 0.13125 | 0.12985 | 0.12828 | 0.12652 | 0.12458 | 0.12247 | 0.12023 | 0.11796 | 0.11569 | 0.11344 | 0.1113 | 0.10935 | 0.10771 | 0.10639 | 0.10528 | 0.10442 | 0.10363 | 0.10317 | 0.10274 | 0.10232 | 0.10191 | 0.10151
F2_Commercial_Interruptible - Miscellaneous_Existing_Space Heating_Natural Gas_Gas Boiler - Burner Control Optimization_A_Achievable Technical Potential | F2 | Commercial | Interruptible - Miscellaneous | Existing | Space Heating | Natural Gas | Gas Boiler - Burner Control Optimization | A | Integrated Unit Summer Peak Savings (kW) | Achievable Technical Potential | 0 | 0 | 0 | 0 | 0 | 0 | 0 | 0 | 0 | 0 | 0 | 0 | 0 | 0 | 0 | 0 | 0 | 0 | 0 | 0 | 0 | 0 | 0 | 0 | 0 | 0 | 0
F3_Commercial_Interruptible - Miscellaneous_Existing_Space Heating_Natural Gas_Gas Boiler - Burner Control Optimization_A_Achievable Technical Potential | F3 | Commercial | Interruptible - Miscellaneous | Existing | Space Heating | Natural Gas | Gas Boiler - Burner Control Optimization | A | Integrated Unit Winter Peak Savings (kW) | Achievable Technical Potential | 0 | 0 | 0 | 0 | 0 | 0 | 0 | 0 | 0 | 0 | 0 | 0 | 0 | 0 | 0 | 0 | 0 | 0 | 0 | 0 | 0 | 0 | 0 | 0 | 0 | 0 | 0
F4_Commercial_Interruptible - Miscellaneous_Existing_Space Heating_Natural Gas_Gas Boiler - Burner Control Optimization_A_Achievable Technical Potential | F4 | Commercial | Interruptible - Miscellaneous | Existing | Space Heating | Natural Gas | Gas Boiler - Burner Control Optimization | A | Incremental Energy Savings (MWh or mTherms) | Achievable Technical Potential | 0 | 0 | 0.00072963 | 0.00038968 | 0.001307 | 0.0021058 | 0.0031622 | 0.004474 | 0.0060025 | 0.0076622 | 0.0093164 | 0.010785 | 0.011872 | 0.012386 | 0.012196 | 0.01128 | 0.0097441 | 0.0078128 | 0.0057683 | 0.0041819 | 0.0016974 | 0.0014947 | 0 | 0 | 0 | 0 | 0
F5_Commercial_Interruptible - Miscellaneous_Existing_Space Heating_Natural Gas_Gas Boiler - Burner Control Optimization_A_Achievable Technical Potential | F5 | Commercial | Interruptible - Miscellaneous | Existing | Space Heating | Natural Gas | Gas Boiler - Burner Control Optimization | A | Incremental Summer Peak Savings (MW) | Achievable Technical Potential | 0 | 0 | 0 | 0 | 0 | 0 | 0 | 0 | 0 | 0 | 0 | 0 | 0 | 0 | 0 | 0 | 0 | 0 | 0 | 0 | 0 | 0 | 0 | 0 | 0 | 0 | 0
F6_Commercial_Interruptible - Miscellaneous_Existing_Space Heating_Natural Gas_Gas Boiler - Burner Control Optimization_A_Achievable Technical Potential | F6 | Commercial | Interruptible - Miscellaneous | Existing | Space Heating | Natural Gas | Gas Boiler - Burner Control Optimization | A | Incremental Winter Peak Savings (MW) | Achievable Technical Potential | 0 | 0 | 0 | 0 | 0 | 0 | 0 | 0 | 0 | 0 | 0 | 0 | 0 | 0 | 0 | 0 | 0 | 0 | 0 | 0 | 0 | 0 | 0 | 0 | 0 | 0 | 0
F7_Commercial_Interruptible - Miscellaneous_Existing_Space Heating_Natural Gas_Gas Boiler - Burner Control Optimization_A_Achievable Technical Potential | F7 | Commercial | Interruptible - Miscellaneous | Existing | Space Heating | Natural Gas | Gas Boiler - Burner Control Optimization | A | Cumulative Energy Savings (MWh or mTherms) | Achievable Technical Potential | 0 | 0 | 0.00072963 | 0.0011139 | 0.0024113 | 0.0044942 | 0.0076084 | 0.01199 | 0.017829 | 0.025218 | 0.034107 | 0.044266 | 0.055305 | 0.066624 | 0.077525 | 0.087345 | 0.095559 | 0.10194 | 0.10646 | 0.10952 | 0.11033 | 0.11099 | 0.1105 | 0.11004 | 0.10958 | 0.10915 | 0.10872
F8_Commercial_Interruptible - Miscellaneous_Existing_Space Heating_Natural Gas_Gas Boiler - Burner Control Optimization_A_Achievable Technical Potential | F8 | Commercial | Interruptible - Miscellaneous | Existing | Space Heating | Natural Gas | Gas Boiler - Burner Control Optimization | A | Cumulative Summer Peak Savings (MW) | Achievable Technical Potential | 0 | 0 | 0 | 0 | 0 | 0 | 0 | 0 | 0 | 0 | 0 | 0 | 0 | 0 | 0 | 0 | 0 | 0 | 0 | 0 | 0 | 0 | 0 | 0 | 0 | 0 | 0
F9_Commercial_Interruptible - Miscellaneous_Existing_Space Heating_Natural Gas_Gas Boiler - Burner Control Optimization_A_Achievable Technical Potential | F9 | Commercial | Interruptible - Miscellaneous | Existing | Space Heating | Natural Gas | Gas Boiler - Burner Control Optimization | A | Cumulative Winter Peak Savings (MW) | Achievable Technical Potential | 0 | 0 | 0 | 0 | 0 | 0 | 0 | 0 | 0 | 0 | 0 | 0 | 0 | 0 | 0 | 0 | 0 | 0 | 0 | 0 | 0 | 0 | 0 | 0 | 0 | 0 | 0
F10_Commercial_Interruptible - Miscellaneous_Existing_Space Heating_Natural Gas_Gas Boiler - Burner Control Optimization_A_Achievable Technical Potential | F10 | Commercial | Interruptible - Miscellaneous | Existing | Space Heating | Natural Gas | Gas Boiler - Burner Control Optimization | A | Purchases (Incremental) | Achievable Technical Potential | 0 | 0 | 5.4184 | 2.9156 | 9.8633 | 16.0439 | 24.3525 | 34.8779 | 47.4435 | 61.504 | 76.0698 | 89.7044 | 100.6425 | 107.0646 | 107.5116 | 101.3478 | 89.1074 | 72.5352 | 54.2165 | 39.7224 | 16.2553 | 14.4234 | 0 | 0 | 0 | 0 | 0
F11_Commercial_Interruptible - Miscellaneous_Existing_Space Heating_Natural Gas_Gas Boiler - Burner Control Optimization_A_Achievable Technical Potential | F11 | Commercial | Interruptible - Miscellaneous | Existing | Space Heating | Natural Gas | Gas Boiler - Burner Control Optimization | A | Purchases (Cumulative) | Achievable Technical Potential | 0 | 0 | 5.4184 | 8.3341 | 18.1973 | 34.2413 | 58.5937 | 93.4716 | 140.9152 | 202.4191 | 278.4889 | 368.1933 | 468.8358 | 575.9004 | 683.412 | 784.7599 | 873.8673 | 946.4025 | 1000.6189 | 1040.3414 | 1056.5967 | 1071.0201 | 1071.0201 | 1071.0201 | 1071.0201 | 1071.0201 | 1071.0201
F1_Commercial_Interruptible - Miscellaneous_Existing_Space Heating_Natural Gas_Gas Boiler - Stack Economizer_A_Achievable Technical Potential | F1 | Commercial | Interruptible - Miscellaneous | Existing | Space Heating | Natural Gas | Gas Boiler - Stack Economizer | A | Integrated Unit Energy Savings (kWh or therms) | Achievable Technical Potential | 0 | 0 | 0.44515 | 0.44093 | 0.4361 | 0.43075 | 0.42479 | 0.4183 | 0.41107 | 0.40316 | 0.39464 | 0.38569 | 0.37664 | 0.36761 | 0.35882 | 0.35053 | 0.34302 | 0.33676 | 0.33179 | 0.32763 | 0.32451 | 0.32163 | 0.32022 | 0.31885 | 0.31754 | 0.31626 | 0.31502
F2_Commercial_Interruptible - Miscellaneous_Existing_Space Heating_Natural Gas_Gas Boiler - Stack Economizer_A_Achievable Technical Potential | F2 | Commercial | Interruptible - Miscellaneous | Existing | Space Heating | Natural Gas | Gas Boiler - Stack Economizer | A | Integrated Unit Summer Peak Savings (kW) | Achievable Technical Potential | 0 | 0 | 0 | 0 | 0 | 0 | 0 | 0 | 0 | 0 | 0 | 0 | 0 | 0 | 0 | 0 | 0 | 0 | 0 | 0 | 0 | 0 | 0 | 0 | 0 | 0 | 0
F3_Commercial_Interruptible - Miscellaneous_Existing_Space Heating_Natural Gas_Gas Boiler - Stack Economizer_A_Achievable Technical Potential | F3 | Commercial | Interruptible - Miscellaneous | Existing | Space Heating | Natural Gas | Gas Boiler - Stack Economizer | A | Integrated Unit Winter Peak Savings (kW) | Achievable Technical Potential | 0 | 0 | 0 | 0 | 0 | 0 | 0 | 0 | 0 | 0 | 0 | 0 | 0 | 0 | 0 | 0 | 0 | 0 | 0 | 0 | 0 | 0 | 0 | 0 | 0 | 0 | 0
F4_Commercial_Interruptible - Miscellaneous_Existing_Space Heating_Natural Gas_Gas Boiler - Stack Economizer_A_Achievable Technical Potential | F4 | Commercial | Interruptible - Miscellaneous | Existing | Space Heating | Natural Gas | Gas Boiler - Stack Economizer | A | Incremental Energy Savings (MWh or mTherms) | Achievable Technical Potential | 0 | 0 | 0.010372 | 0.012614 | 0.015267 | 0.017505 | 0.01969 | 0.022669 | 0.024438 | 0.024485 | 0.022586 | 0.018975 | 0.014339 | 0.0096045 | 0.00561 | 0.0025597 | 0 | 0 | 0 | 0 | 0 | 0 | 0 | 0 | 0 | 0 | 0
F5_Commercial_Interruptible - Miscellaneous_Existing_Space Heating_Natural Gas_Gas Boiler - Stack Economizer_A_Achievable Technical Potential | F5 | Commercial | Interruptible - Miscellaneous | Existing | Space Heating | Natural Gas | Gas Boiler - Stack Economizer | A | Incremental Summer Peak Savings (MW) | Achievable Technical Potential | 0 | 0 | 0 | 0 | 0 | 0 | 0 | 0 | 0 | 0 | 0 | 0 | 0 | 0 | 0 | 0 | 0 | 0 | 0 | 0 | 0 | 0 | 0 | 0 | 0 | 0 | 0
F6_Commercial_Interruptible - Miscellaneous_Existing_Space Heating_Natural Gas_Gas Boiler - Stack Economizer_A_Achievable Technical Potential | F6 | Commercial | Interruptible - Miscellaneous | Existing | Space Heating | Natural Gas | Gas Boiler - Stack Economizer | A | Incremental Winter Peak Savings (MW) | Achievable Technical Potential | 0 | 0 | 0 | 0 | 0 | 0 | 0 | 0 | 0 | 0 | 0 | 0 | 0 | 0 | 0 | 0 | 0 | 0 | 0 | 0 | 0 | 0 | 0 | 0 | 0 | 0 | 0
F7_Commercial_Interruptible - Miscellaneous_Existing_Space Heating_Natural Gas_Gas Boiler - Stack Economizer_A_Achievable Technical Potential | F7 | Commercial | Interruptible - Miscellaneous | Existing | Space Heating | Natural Gas | Gas Boiler - Stack Economizer | A | Cumulative Energy Savings (MWh or mTherms) | Achievable Technical Potential | 0 | 0 | 0.010372 | 0.022888 | 0.037903 | 0.054944 | 0.073874 | 0.095414 | 0.1182 | 0.14041 | 0.16003 | 0.17538 | 0.1856 | 0.19076 | 0.1918 | 0.18993 | 0.18587 | 0.18247 | 0.17978 | 0.17753 | 0.17584 | 0.17428 | 0.17351 | 0.17277 | 0.17206 | 0.17136 | 0.17069
F8_Commercial_Interruptible - Miscellaneous_Existing_Space Heating_Natural Gas_Gas Boiler - Stack Economizer_A_Achievable Technical Potential | F8 | Commercial | Interruptible - Miscellaneous | Existing | Space Heating | Natural Gas | Gas Boiler - Stack Economizer | A | Cumulative Summer Peak Savings (MW) | Achievable Technical Potential | 0 | 0 | 0 | 0 | 0 | 0 | 0 | 0 | 0 | 0 | 0 | 0 | 0 | 0 | 0 | 0 | 0 | 0 | 0 | 0 | 0 | 0 | 0 | 0 | 0 | 0 | 0
F9_Commercial_Interruptible - Miscellaneous_Existing_Space Heating_Natural Gas_Gas Boiler - Stack Economizer_A_Achievable Technical Potential | F9 | Commercial | Interruptible - Miscellaneous | Existing | Space Heating | Natural Gas | Gas Boiler - Stack Economizer | A | Cumulative Winter Peak Savings (MW) | Achievable Technical Potential | 0 | 0 | 0 | 0 | 0 | 0 | 0 | 0 | 0 | 0 | 0 | 0 | 0 | 0 | 0 | 0 | 0 | 0 | 0 | 0 | 0 | 0 | 0 | 0 | 0 | 0 | 0
F10_Commercial_Interruptible - Miscellaneous_Existing_Space Heating_Natural Gas_Gas Boiler - Stack Economizer_A_Achievable Technical Potential | F10 | Commercial | Interruptible - Miscellaneous | Existing | Space Heating | Natural Gas | Gas Boiler - Stack Economizer | A | Purchases (Incremental) | Achievable Technical Potential | 0 | 0 | 23.2993 | 28.6078 | 35.0076 | 40.6383 | 46.3532 | 54.1924 | 59.4499 | 60.7323 | 57.2329 | 49.1965 | 38.0704 | 26.1269 | 15.6345 | 7.3024 | 0 | 0 | 0 | 0 | 0 | 0 | 0 | 0 | 0 | 0 | 0
F11_Commercial_Interruptible - Miscellaneous_Existing_Space Heating_Natural Gas_Gas Boiler - Stack Economizer_A_Achievable Technical Potential | F11 | Commercial | Interruptible - Miscellaneous | Existing | Space Heating | Natural Gas | Gas Boiler - Stack Economizer | A | Purchases (Cumulative) | Achievable Technical Potential | 0 | 0 | 23.2993 | 51.9072 | 86.9148 | 127.5531 | 173.9063 | 228.0987 | 287.5486 | 348.2809 | 405.5138 | 454.7104 | 492.7807 | 518.9076 | 534.5421 | 541.8445 | 541.8445 | 541.8445 | 541.8445 | 541.8445 | 541.8445 | 541.8445 | 541.8445 | 541.8445 | 541.8445 | 541.8445 | 541.8445
F1_Commercial_Interruptible - Miscellaneous_Existing_Space Heating_Natural Gas_Gas Boiler - Thermostatic Radiator Valves_A_Achievable Technical Potential | F1 | Commercial | Interruptible - Miscellaneous | Existing | Space Heating | Natural Gas | Gas Boiler - Thermostatic Radiator Valves | A | Integrated Unit Energy Savings (kWh or therms) | Achievable Technical Potential | 0 | 0 | 16.7563 | 16.6803 | 16.5945 | 16.5004 | 16.3963 | 16.28 | 16.1503 | 16.0057 | 15.8455 | 15.6706 | 15.4842 | 15.2913 | 15.0982 | 14.912 | 14.7392 | 14.5891 | 14.4638 | 14.3557 | 14.2684 | 14.1877 | 14.1261 | 14.0667 | 14.0093 | 13.9537 | 13.8996
F2_Commercial_Interruptible - Miscellaneous_Existing_Space Heating_Natural Gas_Gas Boiler - Thermostatic Radiator Valves_A_Achievable Technical Potential | F2 | Commercial | Interruptible - Miscellaneous | Existing | Space Heating | Natural Gas | Gas Boiler - Thermostatic Radiator Valves | A | Integrated Unit Summer Peak Savings (kW) | Achievable Technical Potential | 0 | 0 | 0 | 0 | 0 | 0 | 0 | 0 | 0 | 0 | 0 | 0 | 0 | 0 | 0 | 0 | 0 | 0 | 0 | 0 | 0 | 0 | 0 | 0 | 0 | 0 | 0
F3_Commercial_Interruptible - Miscellaneous_Existing_Space Heating_Natural Gas_Gas Boiler - Thermostatic Radiator Valves_A_Achievable Technical Potential | F3 | Commercial | Interruptible - Miscellaneous | Existing | Space Heating | Natural Gas | Gas Boiler - Thermostatic Radiator Valves | A | Integrated Unit Winter Peak Savings (kW) | Achievable Technical Potential | 0 | 0 | 0 | 0 | 0 | 0 | 0 | 0 | 0 | 0 | 0 | 0 | 0 | 0 | 0 | 0 | 0 | 0 | 0 | 0 | 0 | 0 | 0 | 0 | 0 | 0 | 0
F4_Commercial_Interruptible - Miscellaneous_Existing_Space Heating_Natural Gas_Gas Boiler - Thermostatic Radiator Valves_A_Achievable Technical Potential | F4 | Commercial | Interruptible - Miscellaneous | Existing | Space Heating | Natural Gas | Gas Boiler - Thermostatic Radiator Valves | A | Incremental Energy Savings (MWh or mTherms) | Achievable Technical Potential | 0 | 0 | 0.019693 | 0.040239 | 0.040032 | 0.039805 | 0.039554 | 0.039273 | 0.03896 | 0.038611 | 0.038225 | 0.037803 | 0.037353 | 0.036888 | 0.036422 | 0.035973 | 0.035556 | 0.018048 | 6.4232e-18 | 5.7377e-17 | 0 | 0 | 0 | 0 | 0 | 0 | 0
F5_Commercial_Interruptible - Miscellaneous_Existing_Space Heating_Natural Gas_Gas Boiler - Thermostatic Radiator Valves_A_Achievable Technical Potential | F5 | Commercial | Interruptible - Miscellaneous | Existing | Space Heating | Natural Gas | Gas Boiler - Thermostatic Radiator Valves | A | Incremental Summer Peak Savings (MW) | Achievable Technical Potential | 0 | 0 | 0 | 0 | 0 | 0 | 0 | 0 | 0 | 0 | 0 | 0 | 0 | 0 | 0 | 0 | 0 | 0 | 0 | 0 | 0 | 0 | 0 | 0 | 0 | 0 | 0
F6_Commercial_Interruptible - Miscellaneous_Existing_Space Heating_Natural Gas_Gas Boiler - Thermostatic Radiator Valves_A_Achievable Technical Potential | F6 | Commercial | Interruptible - Miscellaneous | Existing | Space Heating | Natural Gas | Gas Boiler - Thermostatic Radiator Valves | A | Incremental Winter Peak Savings (MW) | Achievable Technical Potential | 0 | 0 | 0 | 0 | 0 | 0 | 0 | 0 | 0 | 0 | 0 | 0 | 0 | 0 | 0 | 0 | 0 | 0 | 0 | 0 | 0 | 0 | 0 | 0 | 0 | 0 | 0
F7_Commercial_Interruptible - Miscellaneous_Existing_Space Heating_Natural Gas_Gas Boiler - Thermostatic Radiator Valves_A_Achievable Technical Potential | F7 | Commercial | Interruptible - Miscellaneous | Existing | Space Heating | Natural Gas | Gas Boiler - Thermostatic Radiator Valves | A | Cumulative Energy Savings (MWh or mTherms) | Achievable Technical Potential | 0 | 0 | 0.019693 | 0.059842 | 0.099566 | 0.13881 | 0.17748 | 0.2155 | 0.25274 | 0.28909 | 0.32442 | 0.35864 | 0.39173 | 0.42374 | 0.45481 | 0.48517 | 0.51511 | 0.52791 | 0.52338 | 0.51946 | 0.5163 | 0.51338 | 0.51115 | 0.50901 | 0.50693 | 0.50492 | 0.50296
F8_Commercial_Interruptible - Miscellaneous_Existing_Space Heating_Natural Gas_Gas Boiler - Thermostatic Radiator Valves_A_Achievable Technical Potential | F8 | Commercial | Interruptible - Miscellaneous | Existing | Space Heating | Natural Gas | Gas Boiler - Thermostatic Radiator Valves | A | Cumulative Summer Peak Savings (MW) | Achievable Technical Potential | 0 | 0 | 0 | 0 | 0 | 0 | 0 | 0 | 0 | 0 | 0 | 0 | 0 | 0 | 0 | 0 | 0 | 0 | 0 | 0 | 0 | 0 | 0 | 0 | 0 | 0 | 0
F9_Commercial_Interruptible - Miscellaneous_Existing_Space Heating_Natural Gas_Gas Boiler - Thermostatic Radiator Valves_A_Achievable Technical Potential | F9 | Commercial | Interruptible - Miscellaneous | Existing | Space Heating | Natural Gas | Gas Boiler - Thermostatic Radiator Valves | A | Cumulative Winter Peak Savings (MW) | Achievable Technical Potential | 0 | 0 | 0 | 0 | 0 | 0 | 0 | 0 | 0 | 0 | 0 | 0 | 0 | 0 | 0 | 0 | 0 | 0 | 0 | 0 | 0 | 0 | 0 | 0 | 0 | 0 | 0
F10_Commercial_Interruptible - Miscellaneous_Existing_Space Heating_Natural Gas_Gas Boiler - Thermostatic Radiator Valves_A_Achievable Technical Potential | F10 | Commercial | Interruptible - Miscellaneous | Existing | Space Heating | Natural Gas | Gas Boiler - Thermostatic Radiator Valves | A | Purchases (Incremental) | Achievable Technical Potential | 0 | 0 | 1.1752 | 2.4123 | 2.4123 | 2.4123 | 2.4123 | 2.4123 | 2.4123 | 2.4123 | 2.4123 | 2.4123 | 2.4123 | 2.4123 | 2.4123 | 2.4123 | 2.4123 | 1.2371 | 4.4409e-16 | 3.9968e-15 | 0 | 0 | 0 | 0 | 0 | 0 | 0
F11_Commercial_Interruptible - Miscellaneous_Existing_Space Heating_Natural Gas_Gas Boiler - Thermostatic Radiator Valves_A_Achievable Technical Potential | F11 | Commercial | Interruptible - Miscellaneous | Existing | Space Heating | Natural Gas | Gas Boiler - Thermostatic Radiator Valves | A | Purchases (Cumulative) | Achievable Technical Potential | 0 | 0 | 1.1752 | 3.5876 | 5.9999 | 8.4123 | 10.8246 | 13.237 | 15.6493 | 18.0617 | 20.474 | 22.8864 | 25.2987 | 27.7111 | 30.1234 | 32.5358 | 34.9481 | 36.1852 | 36.1852 | 36.1852 | 36.1852 | 36.1852 | 36.1852 | 36.1852 | 36.1852 | 36.1852 | 36.1852
F1_Commercial_Interruptible - Miscellaneous_Existing_Space Heating_Natural Gas_HVAC - Shut Off Damper_A_Achievable Technical Potential | F1 | Commercial | Interruptible - Miscellaneous | Existing | Space Heating | Natural Gas | HVAC - Shut Off Damper | A | Integrated Unit Energy Savings (kWh or therms) | Achievable Technical Potential | 0 | 0 | 46.2621 | 45.8269 | 45.3174 | 44.7487 | 44.1052 | 43.3958 | 42.6003 | 41.7253 | 40.7826 | 39.7933 | 38.7925 | 37.7948 | 36.8222 | 35.9008 | 35.0612 | 34.3466 | 33.763 | 33.2679 | 32.8824 | 32.5274 | 32.3256 | 32.1337 | 31.9507 | 31.7758 | 31.6081
F2_Commercial_Interruptible - Miscellaneous_Existing_Space Heating_Natural Gas_HVAC - Shut Off Damper_A_Achievable Technical Potential | F2 | Commercial | Interruptible - Miscellaneous | Existing | Space Heating | Natural Gas | HVAC - Shut Off Damper | A | Integrated Unit Summer Peak Savings (kW) | Achievable Technical Potential | 0 | 0 | 0 | 0 | 0 | 0 | 0 | 0 | 0 | 0 | 0 | 0 | 0 | 0 | 0 | 0 | 0 | 0 | 0 | 0 | 0 | 0 | 0 | 0 | 0 | 0 | 0
F3_Commercial_Interruptible - Miscellaneous_Existing_Space Heating_Natural Gas_HVAC - Shut Off Damper_A_Achievable Technical Potential | F3 | Commercial | Interruptible - Miscellaneous | Existing | Space Heating | Natural Gas | HVAC - Shut Off Damper | A | Integrated Unit Winter Peak Savings (kW) | Achievable Technical Potential | 0 | 0 | 0 | 0 | 0 | 0 | 0 | 0 | 0 | 0 | 0 | 0 | 0 | 0 | 0 | 0 | 0 | 0 | 0 | 0 | 0 | 0 | 0 | 0 | 0 | 0 | 0
F4_Commercial_Interruptible - Miscellaneous_Existing_Space Heating_Natural Gas_HVAC - Shut Off Damper_A_Achievable Technical Potential | F4 | Commercial | Interruptible - Miscellaneous | Existing | Space Heating | Natural Gas | HVAC - Shut Off Damper | A | Incremental Energy Savings (MWh or mTherms) | Achievable Technical Potential | 0 | 0 | 0.015754 | 0.019161 | 0.023187 | 0.026579 | 0.02988 | 0.034372 | 0.037015 | 0.037037 | 0.034114 | 0.028613 | 0.021585 | 0.014432 | 0.0084142 | 0.0038316 | 0 | 0 | 0 | 0 | 0 | 0 | 0 | 0 | 0 | 0 | 0
F5_Commercial_Interruptible - Miscellaneous_Existing_Space Heating_Natural Gas_HVAC - Shut Off Damper_A_Achievable Technical Potential | F5 | Commercial | Interruptible - Miscellaneous | Existing | Space Heating | Natural Gas | HVAC - Shut Off Damper | A | Incremental Summer Peak Savings (MW) | Achievable Technical Potential | 0 | 0 | 0 | 0 | 0 | 0 | 0 | 0 | 0 | 0 | 0 | 0 | 0 | 0 | 0 | 0 | 0 | 0 | 0 | 0 | 0 | 0 | 0 | 0 | 0 | 0 | 0
F6_Commercial_Interruptible - Miscellaneous_Existing_Space Heating_Natural Gas_HVAC - Shut Off Damper_A_Achievable Technical Potential | F6 | Commercial | Interruptible - Miscellaneous | Existing | Space Heating | Natural Gas | HVAC - Shut Off Damper | A | Incremental Winter Peak Savings (MW) | Achievable Technical Potential | 0 | 0 | 0 | 0 | 0 | 0 | 0 | 0 | 0 | 0 | 0 | 0 | 0 | 0 | 0 | 0 | 0 | 0 | 0 | 0 | 0 | 0 | 0 | 0 | 0 | 0 | 0
F7_Commercial_Interruptible - Miscellaneous_Existing_Space Heating_Natural Gas_HVAC - Shut Off Damper_A_Achievable Technical Potential | F7 | Commercial | Interruptible - Miscellaneous | Existing | Space Heating | Natural Gas | HVAC - Shut Off Damper | A | Cumulative Energy Savings (MWh or mTherms) | Achievable Technical Potential | 0 | 0 | 0.015754 | 0.034767 | 0.057567 | 0.083423 | 0.1121 | 0.14467 | 0.17904 | 0.2124 | 0.24171 | 0.26446 | 0.2794 | 0.28664 | 0.28768 | 0.28431 | 0.27766 | 0.272 | 0.26738 | 0.26346 | 0.26041 | 0.2576 | 0.256 | 0.25448 | 0.25303 | 0.25164 | 0.25032
F8_Commercial_Interruptible - Miscellaneous_Existing_Space Heating_Natural Gas_HVAC - Shut Off Damper_A_Achievable Technical Potential | F8 | Commercial | Interruptible - Miscellaneous | Existing | Space Heating | Natural Gas | HVAC - Shut Off Damper | A | Cumulative Summer Peak Savings (MW) | Achievable Technical Potential | 0 | 0 | 0 | 0 | 0 | 0 | 0 | 0 | 0 | 0 | 0 | 0 | 0 | 0 | 0 | 0 | 0 | 0 | 0 | 0 | 0 | 0 | 0 | 0 | 0 | 0 | 0
F9_Commercial_Interruptible - Miscellaneous_Existing_Space Heating_Natural Gas_HVAC - Shut Off Damper_A_Achievable Technical Potential | F9 | Commercial | Interruptible - Miscellaneous | Existing | Space Heating | Natural Gas | HVAC - Shut Off Damper | A | Cumulative Winter Peak Savings (MW) | Achievable Technical Potential | 0 | 0 | 0 | 0 | 0 | 0 | 0 | 0 | 0 | 0 | 0 | 0 | 0 | 0 | 0 | 0 | 0 | 0 | 0 | 0 | 0 | 0 | 0 | 0 | 0 | 0 | 0
F10_Commercial_Interruptible - Miscellaneous_Existing_Space Heating_Natural Gas_HVAC - Shut Off Damper_A_Achievable Technical Potential | F10 | Commercial | Interruptible - Miscellaneous | Existing | Space Heating | Natural Gas | HVAC - Shut Off Damper | A | Purchases (Incremental) | Achievable Technical Potential | 0 | 0 | 0.34053 | 0.41812 | 0.51166 | 0.59395 | 0.67748 | 0.79206 | 0.8689 | 0.88764 | 0.83649 | 0.71904 | 0.55642 | 0.38186 | 0.22851 | 0.10673 | 0 | 0 | 0 | 0 | 0 | 0 | 0 | 0 | 0 | 0 | 0
F11_Commercial_Interruptible - Miscellaneous_Existing_Space Heating_Natural Gas_HVAC - Shut Off Damper_A_Achievable Technical Potential | F11 | Commercial | Interruptible - Miscellaneous | Existing | Space Heating | Natural Gas | HVAC - Shut Off Damper | A | Purchases (Cumulative) | Achievable Technical Potential | 0 | 0 | 0.34053 | 0.75865 | 1.2703 | 1.8643 | 2.5417 | 3.3338 | 4.2027 | 5.0903 | 5.9268 | 6.6459 | 7.2023 | 7.5842 | 7.8127 | 7.9194 | 7.9194 | 7.9194 | 7.9194 | 7.9194 | 7.9194 | 7.9194 | 7.9194 | 7.9194 | 7.9194 | 7.9194 | 7.9194
F1_Commercial_Interruptible - Miscellaneous_Existing_Space Heating_Natural Gas_Gas Furnace - Tube Inserts_A_Achievable Technical Potential | F1 | Commercial | Interruptible - Miscellaneous | Existing | Space Heating | Natural Gas | Gas Furnace - Tube Inserts | A | Integrated Unit Energy Savings (kWh or therms) | Achievable Technical Potential | 0 | 0 | 0 | 0 | 0 | 0 | 0 | 0 | 0 | 0 | 0 | 0 | 0 | 0 | 0 | 0 | 0 | 0 | 0 | 0 | 0 | 0 | 0 | 0 | 0 | 0 | 0
F2_Commercial_Interruptible - Miscellaneous_Existing_Space Heating_Natural Gas_Gas Furnace - Tube Inserts_A_Achievable Technical Potential | F2 | Commercial | Interruptible - Miscellaneous | Existing | Space Heating | Natural Gas | Gas Furnace - Tube Inserts | A | Integrated Unit Summer Peak Savings (kW) | Achievable Technical Potential | 0 | 0 | 0 | 0 | 0 | 0 | 0 | 0 | 0 | 0 | 0 | 0 | 0 | 0 | 0 | 0 | 0 | 0 | 0 | 0 | 0 | 0 | 0 | 0 | 0 | 0 | 0
F3_Commercial_Interruptible - Miscellaneous_Existing_Space Heating_Natural Gas_Gas Furnace - Tube Inserts_A_Achievable Technical Potential | F3 | Commercial | Interruptible - Miscellaneous | Existing | Space Heating | Natural Gas | Gas Furnace - Tube Inserts | A | Integrated Unit Winter Peak Savings (kW) | Achievable Technical Potential | 0 | 0 | 0 | 0 | 0 | 0 | 0 | 0 | 0 | 0 | 0 | 0 | 0 | 0 | 0 | 0 | 0 | 0 | 0 | 0 | 0 | 0 | 0 | 0 | 0 | 0 | 0
F4_Commercial_Interruptible - Miscellaneous_Existing_Space Heating_Natural Gas_Gas Furnace - Tube Inserts_A_Achievable Technical Potential | F4 | Commercial | Interruptible - Miscellaneous | Existing | Space Heating | Natural Gas | Gas Furnace - Tube Inserts | A | Incremental Energy Savings (MWh or mTherms) | Achievable Technical Potential | 0 | 0 | 0 | 0 | 0 | 0 | 0 | 0 | 0 | 0 | 0 | 0 | 0 | 0 | 0 | 0 | 0 | 0 | 0 | 0 | 0 | 0 | 0 | 0 | 0 | 0 | 0
F5_Commercial_Interruptible - Miscellaneous_Existing_Space Heating_Natural Gas_Gas Furnace - Tube Inserts_A_Achievable Technical Potential | F5 | Commercial | Interruptible - Miscellaneous | Existing | Space Heating | Natural Gas | Gas Furnace - Tube Inserts | A | Incremental Summer Peak Savings (MW) | Achievable Technical Potential | 0 | 0 | 0 | 0 | 0 | 0 | 0 | 0 | 0 | 0 | 0 | 0 | 0 | 0 | 0 | 0 | 0 | 0 | 0 | 0 | 0 | 0 | 0 | 0 | 0 | 0 | 0
F6_Commercial_Interruptible - Miscellaneous_Existing_Space Heating_Natural Gas_Gas Furnace - Tube Inserts_A_Achievable Technical Potential | F6 | Commercial | Interruptible - Miscellaneous | Existing | Space Heating | Natural Gas | Gas Furnace - Tube Inserts | A | Incremental Winter Peak Savings (MW) | Achievable Technical Potential | 0 | 0 | 0 | 0 | 0 | 0 | 0 | 0 | 0 | 0 | 0 | 0 | 0 | 0 | 0 | 0 | 0 | 0 | 0 | 0 | 0 | 0 | 0 | 0 | 0 | 0 | 0
F7_Commercial_Interruptible - Miscellaneous_Existing_Space Heating_Natural Gas_Gas Furnace - Tube Inserts_A_Achievable Technical Potential | F7 | Commercial | Interruptible - Miscellaneous | Existing | Space Heating | Natural Gas | Gas Furnace - Tube Inserts | A | Cumulative Energy Savings (MWh or mTherms) | Achievable Technical Potential | 0 | 0 | 0 | 0 | 0 | 0 | 0 | 0 | 0 | 0 | 0 | 0 | 0 | 0 | 0 | 0 | 0 | 0 | 0 | 0 | 0 | 0 | 0 | 0 | 0 | 0 | 0
F8_Commercial_Interruptible - Miscellaneous_Existing_Space Heating_Natural Gas_Gas Furnace - Tube Inserts_A_Achievable Technical Potential | F8 | Commercial | Interruptible - Miscellaneous | Existing | Space Heating | Natural Gas | Gas Furnace - Tube Inserts | A | Cumulative Summer Peak Savings (MW) | Achievable Technical Potential | 0 | 0 | 0 | 0 | 0 | 0 | 0 | 0 | 0 | 0 | 0 | 0 | 0 | 0 | 0 | 0 | 0 | 0 | 0 | 0 | 0 | 0 | 0 | 0 | 0 | 0 | 0
F9_Commercial_Interruptible - Miscellaneous_Existing_Space Heating_Natural Gas_Gas Furnace - Tube Inserts_A_Achievable Technical Potential | F9 | Commercial | Interruptible - Miscellaneous | Existing | Space Heating | Natural Gas | Gas Furnace - Tube Inserts | A | Cumulative Winter Peak Savings (MW) | Achievable Technical Potential | 0 | 0 | 0 | 0 | 0 | 0 | 0 | 0 | 0 | 0 | 0 | 0 | 0 | 0 | 0 | 0 | 0 | 0 | 0 | 0 | 0 | 0 | 0 | 0 | 0 | 0 | 0
F10_Commercial_Interruptible - Miscellaneous_Existing_Space Heating_Natural Gas_Gas Furnace - Tube Inserts_A_Achievable Technical Potential | F10 | Commercial | Interruptible - Miscellaneous | Existing | Space Heating | Natural Gas | Gas Furnace - Tube Inserts | A | Purchases (Incremental) | Achievable Technical Potential | 0 | 0 | 59.7722 | 32.1629 | 108.8039 | 176.9845 | 268.6377 | 324.9745 | 491.1982 | 569.661 | 662.1597 | 720.9127 | 725.4646 | 657.6946 | 507.5215 | 278.848 | 0 | 0 | 0 | 0 | 0 | 0 | 0 | 0 | 0 | 0 | 0
F11_Commercial_Interruptible - Miscellaneous_Existing_Space Heating_Natural Gas_Gas Furnace - Tube Inserts_A_Achievable Technical Potential | F11 | Commercial | Interruptible - Miscellaneous | Existing | Space Heating | Natural Gas | Gas Furnace - Tube Inserts | A | Purchases (Cumulative) | Achievable Technical Potential | 0 | 0 | 59.7722 | 91.9351 | 200.739 | 377.7235 | 646.3612 | 971.3356 | 1462.5338 | 2032.1948 | 2694.3546 | 3415.2672 | 4140.7318 | 4798.4264 | 5305.9479 | 5584.796 | 5584.796 | 5584.796 | 5584.796 | 5584.796 | 5584.796 | 5584.796 | 5584.796 | 5584.796 | 5584.796 | 5584.796 | 5584.796
F1_Commercial_Interruptible - Miscellaneous_Existing_Space Heating_Natural Gas_Gas Boiler - Insulate Steam Lines/Condensate Tank_A_Achievable Technical Potential | F1 | Commercial | Interruptible - Miscellaneous | Existing | Space Heating | Natural Gas | Gas Boiler - Insulate Steam Lines/Condensate Tank | A | Integrated Unit Energy Savings (kWh or therms) | Achievable Technical Potential | 0 | 0 | 6.375 | 6.3509 | 6.3229 | 6.2918 | 6.2568 | 6.2171 | 6.172 | 6.1209 | 6.0637 | 6.0009 | 5.9336 | 5.8637 | 5.7937 | 5.7262 | 5.6638 | 5.6083 | 5.5602 | 5.5188 | 5.4853 | 5.4544 | 5.4309 | 5.4081 | 5.3862 | 5.3649 | 5.3442
F2_Commercial_Interruptible - Miscellaneous_Existing_Space Heating_Natural Gas_Gas Boiler - Insulate Steam Lines/Condensate Tank_A_Achievable Technical Potential | F2 | Commercial | Interruptible - Miscellaneous | Existing | Space Heating | Natural Gas | Gas Boiler - Insulate Steam Lines/Condensate Tank | A | Integrated Unit Summer Peak Savings (kW) | Achievable Technical Potential | 0 | 0 | 0 | 0 | 0 | 0 | 0 | 0 | 0 | 0 | 0 | 0 | 0 | 0 | 0 | 0 | 0 | 0 | 0 | 0 | 0 | 0 | 0 | 0 | 0 | 0 | 0
F3_Commercial_Interruptible - Miscellaneous_Existing_Space Heating_Natural Gas_Gas Boiler - Insulate Steam Lines/Condensate Tank_A_Achievable Technical Potential | F3 | Commercial | Interruptible - Miscellaneous | Existing | Space Heating | Natural Gas | Gas Boiler - Insulate Steam Lines/Condensate Tank | A | Integrated Unit Winter Peak Savings (kW) | Achievable Technical Potential | 0 | 0 | 0 | 0 | 0 | 0 | 0 | 0 | 0 | 0 | 0 | 0 | 0 | 0 | 0 | 0 | 0 | 0 | 0 | 0 | 0 | 0 | 0 | 0 | 0 | 0 | 0
F4_Commercial_Interruptible - Miscellaneous_Existing_Space Heating_Natural Gas_Gas Boiler - Insulate Steam Lines/Condensate Tank_A_Achievable Technical Potential | F4 | Commercial | Interruptible - Miscellaneous | Existing | Space Heating | Natural Gas | Gas Boiler - Insulate Steam Lines/Condensate Tank | A | Incremental Energy Savings (MWh or mTherms) | Achievable Technical Potential | 0 | 0 | 0.018847 | 0.038539 | 0.038369 | 0.038181 | 0.037968 | 0.037727 | 0.037453 | 0.037143 | 0.036796 | 0.036415 | 0.036007 | 0.035583 | 0.035158 | 0.034748 | 0.03437 | 0.017453 | 0 | 4.4115e-17 | 0 | 0 | 0 | 0 | 0 | 0 | 0
F5_Commercial_Interruptible - Miscellaneous_Existing_Space Heating_Natural Gas_Gas Boiler - Insulate Steam Lines/Condensate Tank_A_Achievable Technical Potential | F5 | Commercial | Interruptible - Miscellaneous | Existing | Space Heating | Natural Gas | Gas Boiler - Insulate Steam Lines/Condensate Tank | A | Incremental Summer Peak Savings (MW) | Achievable Technical Potential | 0 | 0 | 0 | 0 | 0 | 0 | 0 | 0 | 0 | 0 | 0 | 0 | 0 | 0 | 0 | 0 | 0 | 0 | 0 | 0 | 0 | 0 | 0 | 0 | 0 | 0 | 0
F6_Commercial_Interruptible - Miscellaneous_Existing_Space Heating_Natural Gas_Gas Boiler - Insulate Steam Lines/Condensate Tank_A_Achievable Technical Potential | F6 | Commercial | Interruptible - Miscellaneous | Existing | Space Heating | Natural Gas | Gas Boiler - Insulate Steam Lines/Condensate Tank | A | Incremental Winter Peak Savings (MW) | Achievable Technical Potential | 0 | 0 | 0 | 0 | 0 | 0 | 0 | 0 | 0 | 0 | 0 | 0 | 0 | 0 | 0 | 0 | 0 | 0 | 0 | 0 | 0 | 0 | 0 | 0 | 0 | 0 | 0
F7_Commercial_Interruptible - Miscellaneous_Existing_Space Heating_Natural Gas_Gas Boiler - Insulate Steam Lines/Condensate Tank_A_Achievable Technical Potential | F7 | Commercial | Interruptible - Miscellaneous | Existing | Space Heating | Natural Gas | Gas Boiler - Insulate Steam Lines/Condensate Tank | A | Cumulative Energy Savings (MWh or mTherms) | Achievable Technical Potential | 0 | 0 | 0.018847 | 0.057314 | 0.095431 | 0.13314 | 0.17037 | 0.20702 | 0.24297 | 0.2781 | 0.3123 | 0.34548 | 0.37761 | 0.40874 | 0.43902 | 0.46866 | 0.49792 | 0.51049 | 0.50612 | 0.50234 | 0.4993 | 0.49649 | 0.49434 | 0.49227 | 0.49027 | 0.48833 | 0.48645
F8_Commercial_Interruptible - Miscellaneous_Existing_Space Heating_Natural Gas_Gas Boiler - Insulate Steam Lines/Condensate Tank_A_Achievable Technical Potential | F8 | Commercial | Interruptible - Miscellaneous | Existing | Space Heating | Natural Gas | Gas Boiler - Insulate Steam Lines/Condensate Tank | A | Cumulative Summer Peak Savings (MW) | Achievable Technical Potential | 0 | 0 | 0 | 0 | 0 | 0 | 0 | 0 | 0 | 0 | 0 | 0 | 0 | 0 | 0 | 0 | 0 | 0 | 0 | 0 | 0 | 0 | 0 | 0 | 0 | 0 | 0
F9_Commercial_Interruptible - Miscellaneous_Existing_Space Heating_Natural Gas_Gas Boiler - Insulate Steam Lines/Condensate Tank_A_Achievable Technical Potential | F9 | Commercial | Interruptible - Miscellaneous | Existing | Space Heating | Natural Gas | Gas Boiler - Insulate Steam Lines/Condensate Tank | A | Cumulative Winter Peak Savings (MW) | Achievable Technical Potential | 0 | 0 | 0 | 0 | 0 | 0 | 0 | 0 | 0 | 0 | 0 | 0 | 0 | 0 | 0 | 0 | 0 | 0 | 0 | 0 | 0 | 0 | 0 | 0 | 0 | 0 | 0
F10_Commercial_Interruptible - Miscellaneous_Existing_Space Heating_Natural Gas_Gas Boiler - Insulate Steam Lines/Condensate Tank_A_Achievable Technical Potential | F10 | Commercial | Interruptible - Miscellaneous | Existing | Space Heating | Natural Gas | Gas Boiler - Insulate Steam Lines/Condensate Tank | A | Purchases (Incremental) | Achievable Technical Potential | 0 | 0 | 2.9563 | 6.0683 | 6.0683 | 6.0683 | 6.0683 | 6.0683 | 6.0683 | 6.0683 | 6.0683 | 6.0683 | 6.0683 | 6.0683 | 6.0683 | 6.0683 | 6.0683 | 3.1119 | 0 | 7.9936e-15 | 0 | 0 | 0 | 0 | 0 | 0 | 0
F11_Commercial_Interruptible - Miscellaneous_Existing_Space Heating_Natural Gas_Gas Boiler - Insulate Steam Lines/Condensate Tank_A_Achievable Technical Potential | F11 | Commercial | Interruptible - Miscellaneous | Existing | Space Heating | Natural Gas | Gas Boiler - Insulate Steam Lines/Condensate Tank | A | Purchases (Cumulative) | Achievable Technical Potential | 0 | 0 | 2.9563 | 9.0246 | 15.0929 | 21.1612 | 27.2295 | 33.2977 | 39.366 | 45.4343 | 51.5026 | 57.5709 | 63.6391 | 69.7074 | 75.7757 | 81.844 | 87.9123 | 91.0242 | 91.0242 | 91.0242 | 91.0242 | 91.0242 | 91.0242 | 91.0242 | 91.0242 | 91.0242 | 91.0242
F1_Commercial_Interruptible - Miscellaneous_Existing_Space Heating_Natural Gas_Gas Boiler - Insulate Hot Water Lines_A_Achievable Technical Potential | F1 | Commercial | Interruptible - Miscellaneous | Existing | Space Heating | Natural Gas | Gas Boiler - Insulate Hot Water Lines | A | Integrated Unit Energy Savings (kWh or therms) | Achievable Technical Potential | 0 | 0 | 4.2574 | 4.2253 | 4.1877 | 4.1457 | 4.098 | 4.0435 | 3.9817 | 3.9124 | 3.8361 | 3.7541 | 3.6706 | 3.5864 | 3.5036 | 3.4254 | 3.3549 | 3.2961 | 3.2496 | 3.211 | 3.1825 | 3.1563 | 3.1425 | 3.1293 | 3.1164 | 3.104 | 3.0919
F2_Commercial_Interruptible - Miscellaneous_Existing_Space Heating_Natural Gas_Gas Boiler - Insulate Hot Water Lines_A_Achievable Technical Potential | F2 | Commercial | Interruptible - Miscellaneous | Existing | Space Heating | Natural Gas | Gas Boiler - Insulate Hot Water Lines | A | Integrated Unit Summer Peak Savings (kW) | Achievable Technical Potential | 0 | 0 | 0 | 0 | 0 | 0 | 0 | 0 | 0 | 0 | 0 | 0 | 0 | 0 | 0 | 0 | 0 | 0 | 0 | 0 | 0 | 0 | 0 | 0 | 0 | 0 | 0
F3_Commercial_Interruptible - Miscellaneous_Existing_Space Heating_Natural Gas_Gas Boiler - Insulate Hot Water Lines_A_Achievable Technical Potential | F3 | Commercial | Interruptible - Miscellaneous | Existing | Space Heating | Natural Gas | Gas Boiler - Insulate Hot Water Lines | A | Integrated Unit Winter Peak Savings (kW) | Achievable Technical Potential | 0 | 0 | 0 | 0 | 0 | 0 | 0 | 0 | 0 | 0 | 0 | 0 | 0 | 0 | 0 | 0 | 0 | 0 | 0 | 0 | 0 | 0 | 0 | 0 | 0 | 0 | 0
F4_Commercial_Interruptible - Miscellaneous_Existing_Space Heating_Natural Gas_Gas Boiler - Insulate Hot Water Lines_A_Achievable Technical Potential | F4 | Commercial | Interruptible - Miscellaneous | Existing | Space Heating | Natural Gas | Gas Boiler - Insulate Hot Water Lines | A | Incremental Energy Savings (MWh or mTherms) | Achievable Technical Potential | 0 | 0 | 0.012586 | 0.02564 | 0.025412 | 0.025157 | 0.024868 | 0.024537 | 0.024162 | 0.023741 | 0.023278 | 0.022781 | 0.022275 | 0.011161 | 3.1118e-18 | 2.7382e-17 | 0 | 3.8058e-17 | 0 | 3.1371e-17 | 0 | 0 | 0 | 0 | 0 | 0 | 0
F5_Commercial_Interruptible - Miscellaneous_Existing_Space Heating_Natural Gas_Gas Boiler - Insulate Hot Water Lines_A_Achievable Technical Potential | F5 | Commercial | Interruptible - Miscellaneous | Existing | Space Heating | Natural Gas | Gas Boiler - Insulate Hot Water Lines | A | Incremental Summer Peak Savings (MW) | Achievable Technical Potential | 0 | 0 | 0 | 0 | 0 | 0 | 0 | 0 | 0 | 0 | 0 | 0 | 0 | 0 | 0 | 0 | 0 | 0 | 0 | 0 | 0 | 0 | 0 | 0 | 0 | 0 | 0
F6_Commercial_Interruptible - Miscellaneous_Existing_Space Heating_Natural Gas_Gas Boiler - Insulate Hot Water Lines_A_Achievable Technical Potential | F6 | Commercial | Interruptible - Miscellaneous | Existing | Space Heating | Natural Gas | Gas Boiler - Insulate Hot Water Lines | A | Incremental Winter Peak Savings (MW) | Achievable Technical Potential | 0 | 0 | 0 | 0 | 0 | 0 | 0 | 0 | 0 | 0 | 0 | 0 | 0 | 0 | 0 | 0 | 0 | 0 | 0 | 0 | 0 | 0 | 0 | 0 | 0 | 0 | 0
F7_Commercial_Interruptible - Miscellaneous_Existing_Space Heating_Natural Gas_Gas Boiler - Insulate Hot Water Lines_A_Achievable Technical Potential | F7 | Commercial | Interruptible - Miscellaneous | Existing | Space Heating | Natural Gas | Gas Boiler - Insulate Hot Water Lines | A | Cumulative Energy Savings (MWh or mTherms) | Achievable Technical Potential | 0 | 0 | 0.012586 | 0.038131 | 0.063205 | 0.087727 | 0.11159 | 0.13464 | 0.15674 | 0.17776 | 0.19757 | 0.21613 | 0.2336 | 0.2394 | 0.23387 | 0.22865 | 0.22395 | 0.22002 | 0.21692 | 0.21434 | 0.21244 | 0.21069 | 0.20977 | 0.20888 | 0.20802 | 0.20719 | 0.20639
F8_Commercial_Interruptible - Miscellaneous_Existing_Space Heating_Natural Gas_Gas Boiler - Insulate Hot Water Lines_A_Achievable Technical Potential | F8 | Commercial | Interruptible - Miscellaneous | Existing | Space Heating | Natural Gas | Gas Boiler - Insulate Hot Water Lines | A | Cumulative Summer Peak Savings (MW) | Achievable Technical Potential | 0 | 0 | 0 | 0 | 0 | 0 | 0 | 0 | 0 | 0 | 0 | 0 | 0 | 0 | 0 | 0 | 0 | 0 | 0 | 0 | 0 | 0 | 0 | 0 | 0 | 0 | 0
F9_Commercial_Interruptible - Miscellaneous_Existing_Space Heating_Natural Gas_Gas Boiler - Insulate Hot Water Lines_A_Achievable Technical Potential | F9 | Commercial | Interruptible - Miscellaneous | Existing | Space Heating | Natural Gas | Gas Boiler - Insulate Hot Water Lines | A | Cumulative Winter Peak Savings (MW) | Achievable Technical Potential | 0 | 0 | 0 | 0 | 0 | 0 | 0 | 0 | 0 | 0 | 0 | 0 | 0 | 0 | 0 | 0 | 0 | 0 | 0 | 0 | 0 | 0 | 0 | 0 | 0 | 0 | 0
F10_Commercial_Interruptible - Miscellaneous_Existing_Space Heating_Natural Gas_Gas Boiler - Insulate Hot Water Lines_A_Achievable Technical Potential | F10 | Commercial | Interruptible - Miscellaneous | Existing | Space Heating | Natural Gas | Gas Boiler - Insulate Hot Water Lines | A | Purchases (Incremental) | Achievable Technical Potential | 0 | 0 | 2.9563 | 6.0683 | 6.0683 | 6.0683 | 6.0683 | 6.0683 | 6.0683 | 6.0683 | 6.0683 | 6.0683 | 6.0683 | 3.1119 | 8.8818e-16 | 7.9936e-15 | 0 | 1.1546e-14 | 0 | 9.77e-15 | 0 | 0 | 0 | 0 | 0 | 0 | 0
F11_Commercial_Interruptible - Miscellaneous_Existing_Space Heating_Natural Gas_Gas Boiler - Insulate Hot Water Lines_A_Achievable Technical Potential | F11 | Commercial | Interruptible - Miscellaneous | Existing | Space Heating | Natural Gas | Gas Boiler - Insulate Hot Water Lines | A | Purchases (Cumulative) | Achievable Technical Potential | 0 | 0 | 2.9563 | 9.0246 | 15.0929 | 21.1612 | 27.2295 | 33.2977 | 39.366 | 45.4343 | 51.5026 | 57.5709 | 63.6391 | 66.7511 | 66.7511 | 66.7511 | 66.7511 | 66.7511 | 66.7511 | 66.7511 | 66.7511 | 66.7511 | 66.7511 | 66.7511 | 66.7511 | 66.7511 | 66.7511
F1_Commercial_Interruptible - Miscellaneous_Existing_Space Heating_Natural Gas_Condensing RTU_A_Achievable Technical Potential | F1 | Commercial | Interruptible - Miscellaneous | Existing | Space Heating | Natural Gas | Condensing RTU | A | Integrated Unit Energy Savings (kWh or therms) | Achievable Technical Potential | 0 | 0 | 0.074906 | 0.074198 | 0.073355 | 0.0724 | 0.07131 | 0.070098 | 0.068733 | 0.067231 | 0.065616 | 0.063928 | 0.062225 | 0.060533 | 0.058887 | 0.057326 | 0.055898 | 0.054669 | 0.053646 | 0.052771 | 0.052076 | 0.051436 | 0.051045 | 0.050675 | 0.050324 | 0.049991 | 0.049674
F2_Commercial_Interruptible - Miscellaneous_Existing_Space Heating_Natural Gas_Condensing RTU_A_Achievable Technical Potential | F2 | Commercial | Interruptible - Miscellaneous | Existing | Space Heating | Natural Gas | Condensing RTU | A | Integrated Unit Summer Peak Savings (kW) | Achievable Technical Potential | 0 | 0 | 0 | 0 | 0 | 0 | 0 | 0 | 0 | 0 | 0 | 0 | 0 | 0 | 0 | 0 | 0 | 0 | 0 | 0 | 0 | 0 | 0 | 0 | 0 | 0 | 0
F3_Commercial_Interruptible - Miscellaneous_Existing_Space Heating_Natural Gas_Condensing RTU_A_Achievable Technical Potential | F3 | Commercial | Interruptible - Miscellaneous | Existing | Space Heating | Natural Gas | Condensing RTU | A | Integrated Unit Winter Peak Savings (kW) | Achievable Technical Potential | 0 | 0 | 0 | 0 | 0 | 0 | 0 | 0 | 0 | 0 | 0 | 0 | 0 | 0 | 0 | 0 | 0 | 0 | 0 | 0 | 0 | 0 | 0 | 0 | 0 | 0 | 0
F4_Commercial_Interruptible - Miscellaneous_Existing_Space Heating_Natural Gas_Condensing RTU_A_Achievable Technical Potential | F4 | Commercial | Interruptible - Miscellaneous | Existing | Space Heating | Natural Gas | Condensing RTU | A | Incremental Energy Savings (MWh or mTherms) | Achievable Technical Potential | 0 | 0 | 0.0082913 | 0.016858 | 0.016666 | 0.01645 | 0.016202 | 0.0081674 | 7.814e-18 | 0 | 0 | 3.6339e-18 | 0 | 0 | 0 | 2.7698e-17 | 0 | 0 | 0 | 0 | 0 | 0 | 0 | 0 | 0 | 0 | 0
F5_Commercial_Interruptible - Miscellaneous_Existing_Space Heating_Natural Gas_Condensing RTU_A_Achievable Technical Potential | F5 | Commercial | Interruptible - Miscellaneous | Existing | Space Heating | Natural Gas | Condensing RTU | A | Incremental Summer Peak Savings (MW) | Achievable Technical Potential | 0 | 0 | 0 | 0 | 0 | 0 | 0 | 0 | 0 | 0 | 0 | 0 | 0 | 0 | 0 | 0 | 0 | 0 | 0 | 0 | 0 | 0 | 0 | 0 | 0 | 0 | 0
F6_Commercial_Interruptible - Miscellaneous_Existing_Space Heating_Natural Gas_Condensing RTU_A_Achievable Technical Potential | F6 | Commercial | Interruptible - Miscellaneous | Existing | Space Heating | Natural Gas | Condensing RTU | A | Incremental Winter Peak Savings (MW) | Achievable Technical Potential | 0 | 0 | 0 | 0 | 0 | 0 | 0 | 0 | 0 | 0 | 0 | 0 | 0 | 0 | 0 | 0 | 0 | 0 | 0 | 0 | 0 | 0 | 0 | 0 | 0 | 0 | 0
F7_Commercial_Interruptible - Miscellaneous_Existing_Space Heating_Natural Gas_Condensing RTU_A_Achievable Technical Potential | F7 | Commercial | Interruptible - Miscellaneous | Existing | Space Heating | Natural Gas | Condensing RTU | A | Cumulative Energy Savings (MWh or mTherms) | Achievable Technical Potential | 0 | 0 | 0.0082913 | 0.025071 | 0.041453 | 0.057363 | 0.072701 | 0.079633 | 0.078082 | 0.076376 | 0.074541 | 0.072623 | 0.070689 | 0.068767 | 0.066896 | 0.065123 | 0.063502 | 0.062105 | 0.060943 | 0.059949 | 0.059159 | 0.058432 | 0.057988 | 0.057568 | 0.057169 | 0.056791 | 0.056431
F8_Commercial_Interruptible - Miscellaneous_Existing_Space Heating_Natural Gas_Condensing RTU_A_Achievable Technical Potential | F8 | Commercial | Interruptible - Miscellaneous | Existing | Space Heating | Natural Gas | Condensing RTU | A | Cumulative Summer Peak Savings (MW) | Achievable Technical Potential | 0 | 0 | 0 | 0 | 0 | 0 | 0 | 0 | 0 | 0 | 0 | 0 | 0 | 0 | 0 | 0 | 0 | 0 | 0 | 0 | 0 | 0 | 0 | 0 | 0 | 0 | 0
F9_Commercial_Interruptible - Miscellaneous_Existing_Space Heating_Natural Gas_Condensing RTU_A_Achievable Technical Potential | F9 | Commercial | Interruptible - Miscellaneous | Existing | Space Heating | Natural Gas | Condensing RTU | A | Cumulative Winter Peak Savings (MW) | Achievable Technical Potential | 0 | 0 | 0 | 0 | 0 | 0 | 0 | 0 | 0 | 0 | 0 | 0 | 0 | 0 | 0 | 0 | 0 | 0 | 0 | 0 | 0 | 0 | 0 | 0 | 0 | 0 | 0
F10_Commercial_Interruptible - Miscellaneous_Existing_Space Heating_Natural Gas_Condensing RTU_A_Achievable Technical Potential | F10 | Commercial | Interruptible - Miscellaneous | Existing | Space Heating | Natural Gas | Condensing RTU | A | Purchases (Incremental) | Achievable Technical Potential | 0 | 0 | 110.6892 | 227.2041 | 227.2041 | 227.2041 | 227.2041 | 116.5149 | 1.1369e-13 | 0 | 0 | 5.6843e-14 | 0 | 0 | 0 | 4.8317e-13 | 0 | 0 | 0 | 0 | 0 | 0 | 0 | 0 | 0 | 0 | 0
F11_Commercial_Interruptible - Miscellaneous_Existing_Space Heating_Natural Gas_Condensing RTU_A_Achievable Technical Potential | F11 | Commercial | Interruptible - Miscellaneous | Existing | Space Heating | Natural Gas | Condensing RTU | A | Purchases (Cumulative) | Achievable Technical Potential | 0 | 0 | 110.6892 | 337.8933 | 565.0974 | 792.3015 | 1019.5057 | 1136.0206 | 1136.0206 | 1136.0206 | 1136.0206 | 1136.0206 | 1136.0206 | 1136.0206 | 1136.0206 | 1136.0206 | 1136.0206 | 1136.0206 | 1136.0206 | 1136.0206 | 1136.0206 | 1136.0206 | 1136.0206 | 1136.0206 | 1136.0206 | 1136.0206 | 1136.0206
F1_Commercial_Interruptible - Miscellaneous_Existing_Space Heating_Natural Gas_Hydronic Heating Radiator Replacement_A_Achievable Technical Potential | F1 | Commercial | Interruptible - Miscellaneous | Existing | Space Heating | Natural Gas | Hydronic Heating Radiator Replacement | A | Integrated Unit Energy Savings (kWh or therms) | Achievable Technical Potential | 0 | 0 | 36.0663 | 35.7458 | 35.3752 | 34.9628 | 34.4997 | 33.9932 | 33.4263 | 32.8027 | 32.1291 | 31.42 | 30.7015 | 29.9842 | 29.2856 | 28.6266 | 28.0317 | 27.5373 | 27.1485 | 26.8256 | 26.5873 | 26.3684 | 26.2528 | 26.1416 | 26.0341 | 25.93 | 25.8287
F2_Commercial_Interruptible - Miscellaneous_Existing_Space Heating_Natural Gas_Hydronic Heating Radiator Replacement_A_Achievable Technical Potential | F2 | Commercial | Interruptible - Miscellaneous | Existing | Space Heating | Natural Gas | Hydronic Heating Radiator Replacement | A | Integrated Unit Summer Peak Savings (kW) | Achievable Technical Potential | 0 | 0 | 0 | 0 | 0 | 0 | 0 | 0 | 0 | 0 | 0 | 0 | 0 | 0 | 0 | 0 | 0 | 0 | 0 | 0 | 0 | 0 | 0 | 0 | 0 | 0 | 0
F3_Commercial_Interruptible - Miscellaneous_Existing_Space Heating_Natural Gas_Hydronic Heating Radiator Replacement_A_Achievable Technical Potential | F3 | Commercial | Interruptible - Miscellaneous | Existing | Space Heating | Natural Gas | Hydronic Heating Radiator Replacement | A | Integrated Unit Winter Peak Savings (kW) | Achievable Technical Potential | 0 | 0 | 0 | 0 | 0 | 0 | 0 | 0 | 0 | 0 | 0 | 0 | 0 | 0 | 0 | 0 | 0 | 0 | 0 | 0 | 0 | 0 | 0 | 0 | 0 | 0 | 0
F4_Commercial_Interruptible - Miscellaneous_Existing_Space Heating_Natural Gas_Hydronic Heating Radiator Replacement_A_Achievable Technical Potential | F4 | Commercial | Interruptible - Miscellaneous | Existing | Space Heating | Natural Gas | Hydronic Heating Radiator Replacement | A | Incremental Energy Savings (MWh or mTherms) | Achievable Technical Potential | 0 | 0 | 0.016955 | 0.034493 | 0.034135 | 0.033737 | 0.03329 | 0.032801 | 0.032254 | 0.031653 | 0.031003 | 0.030318 | 0.029625 | 0.028933 | 0.028259 | 0.027623 | 0.027049 | 0.026572 | 0.026197 | 0.025885 | 0.025655 | 0.025444 | 0 | 0 | 0 | 0 | 0
F5_Commercial_Interruptible - Miscellaneous_Existing_Space Heating_Natural Gas_Hydronic Heating Radiator Replacement_A_Achievable Technical Potential | F5 | Commercial | Interruptible - Miscellaneous | Existing | Space Heating | Natural Gas | Hydronic Heating Radiator Replacement | A | Incremental Summer Peak Savings (MW) | Achievable Technical Potential | 0 | 0 | 0 | 0 | 0 | 0 | 0 | 0 | 0 | 0 | 0 | 0 | 0 | 0 | 0 | 0 | 0 | 0 | 0 | 0 | 0 | 0 | 0 | 0 | 0 | 0 | 0
F6_Commercial_Interruptible - Miscellaneous_Existing_Space Heating_Natural Gas_Hydronic Heating Radiator Replacement_A_Achievable Technical Potential | F6 | Commercial | Interruptible - Miscellaneous | Existing | Space Heating | Natural Gas | Hydronic Heating Radiator Replacement | A | Incremental Winter Peak Savings (MW) | Achievable Technical Potential | 0 | 0 | 0 | 0 | 0 | 0 | 0 | 0 | 0 | 0 | 0 | 0 | 0 | 0 | 0 | 0 | 0 | 0 | 0 | 0 | 0 | 0 | 0 | 0 | 0 | 0 | 0
F7_Commercial_Interruptible - Miscellaneous_Existing_Space Heating_Natural Gas_Hydronic Heating Radiator Replacement_A_Achievable Technical Potential | F7 | Commercial | Interruptible - Miscellaneous | Existing | Space Heating | Natural Gas | Hydronic Heating Radiator Replacement | A | Cumulative Energy Savings (MWh or mTherms) | Achievable Technical Potential | 0 | 0 | 0.016955 | 0.051297 | 0.0849 | 0.11765 | 0.14938 | 0.17999 | 0.20924 | 0.23699 | 0.26312 | 0.28764 | 0.31068 | 0.33236 | 0.35287 | 0.37256 | 0.39186 | 0.41152 | 0.43191 | 0.45266 | 0.47429 | 0.49583 | 0.49366 | 0.49157 | 0.48954 | 0.48759 | 0.48568
F8_Commercial_Interruptible - Miscellaneous_Existing_Space Heating_Natural Gas_Hydronic Heating Radiator Replacement_A_Achievable Technical Potential | F8 | Commercial | Interruptible - Miscellaneous | Existing | Space Heating | Natural Gas | Hydronic Heating Radiator Replacement | A | Cumulative Summer Peak Savings (MW) | Achievable Technical Potential | 0 | 0 | 0 | 0 | 0 | 0 | 0 | 0 | 0 | 0 | 0 | 0 | 0 | 0 | 0 | 0 | 0 | 0 | 0 | 0 | 0 | 0 | 0 | 0 | 0 | 0 | 0
F9_Commercial_Interruptible - Miscellaneous_Existing_Space Heating_Natural Gas_Hydronic Heating Radiator Replacement_A_Achievable Technical Potential | F9 | Commercial | Interruptible - Miscellaneous | Existing | Space Heating | Natural Gas | Hydronic Heating Radiator Replacement | A | Cumulative Winter Peak Savings (MW) | Achievable Technical Potential | 0 | 0 | 0 | 0 | 0 | 0 | 0 | 0 | 0 | 0 | 0 | 0 | 0 | 0 | 0 | 0 | 0 | 0 | 0 | 0 | 0 | 0 | 0 | 0 | 0 | 0 | 0
F10_Commercial_Interruptible - Miscellaneous_Existing_Space Heating_Natural Gas_Hydronic Heating Radiator Replacement_A_Achievable Technical Potential | F10 | Commercial | Interruptible - Miscellaneous | Existing | Space Heating | Natural Gas | Hydronic Heating Radiator Replacement | A | Purchases (Incremental) | Achievable Technical Potential | 0 | 0 | 0.4701 | 0.96494 | 0.96494 | 0.96494 | 0.96494 | 0.96494 | 0.96494 | 0.96494 | 0.96494 | 0.96494 | 0.96494 | 0.96494 | 0.96494 | 0.96494 | 0.96494 | 0.96494 | 0.96494 | 0.96494 | 0.96494 | 0.96494 | 0 | 0 | 0 | 0 | 0
F11_Commercial_Interruptible - Miscellaneous_Existing_Space Heating_Natural Gas_Hydronic Heating Radiator Replacement_A_Achievable Technical Potential | F11 | Commercial | Interruptible - Miscellaneous | Existing | Space Heating | Natural Gas | Hydronic Heating Radiator Replacement | A | Purchases (Cumulative) | Achievable Technical Potential | 0 | 0 | 0.4701 | 1.435 | 2.4 | 3.3649 | 4.3299 | 5.2948 | 6.2597 | 7.2247 | 8.1896 | 9.1546 | 10.1195 | 11.0844 | 12.0494 | 13.0143 | 13.9793 | 14.9442 | 15.9091 | 16.8741 | 17.839 | 18.8039 | 18.8039 | 18.8039 | 18.8039 | 18.8039 | 18.8039
F1_Commercial_Interruptible - Miscellaneous_Existing_Space Heating_Natural Gas_Thermostat - Connected_A_Achievable Technical Potential | F1 | Commercial | Interruptible - Miscellaneous | Existing | Space Heating | Natural Gas | Thermostat - Connected | A | Integrated Unit Energy Savings (kWh or therms) | Achievable Technical Potential | 0 | 0 | 49.8492 | 49.4607 | 49.0005 | 48.4785 | 47.8822 | 47.1965 | 46.4164 | 45.5415 | 44.5783 | 43.544 | 42.4884 | 41.4304 | 40.3951 | 39.4121 | 38.5154 | 37.7553 | 37.1383 | 36.6178 | 36.2176 | 35.8503 | 35.6293 | 35.419 | 35.2184 | 35.0267 | 34.8428
F2_Commercial_Interruptible - Miscellaneous_Existing_Space Heating_Natural Gas_Thermostat - Connected_A_Achievable Technical Potential | F2 | Commercial | Interruptible - Miscellaneous | Existing | Space Heating | Natural Gas | Thermostat - Connected | A | Integrated Unit Summer Peak Savings (kW) | Achievable Technical Potential | 0 | 0 | 0 | 0 | 0 | 0 | 0 | 0 | 0 | 0 | 0 | 0 | 0 | 0 | 0 | 0 | 0 | 0 | 0 | 0 | 0 | 0 | 0 | 0 | 0 | 0 | 0
F3_Commercial_Interruptible - Miscellaneous_Existing_Space Heating_Natural Gas_Thermostat - Connected_A_Achievable Technical Potential | F3 | Commercial | Interruptible - Miscellaneous | Existing | Space Heating | Natural Gas | Thermostat - Connected | A | Integrated Unit Winter Peak Savings (kW) | Achievable Technical Potential | 0 | 0 | 0 | 0 | 0 | 0 | 0 | 0 | 0 | 0 | 0 | 0 | 0 | 0 | 0 | 0 | 0 | 0 | 0 | 0 | 0 | 0 | 0 | 0 | 0 | 0 | 0
F4_Commercial_Interruptible - Miscellaneous_Existing_Space Heating_Natural Gas_Thermostat - Connected_A_Achievable Technical Potential | F4 | Commercial | Interruptible - Miscellaneous | Existing | Space Heating | Natural Gas | Thermostat - Connected | A | Incremental Energy Savings (MWh or mTherms) | Achievable Technical Potential | 0 | 0 | 0.032796 | 0.039955 | 0.048438 | 0.05563 | 0.062673 | 0.041171 | 0.040424 | 0.033081 | 0.020889 | 0.0034961 | 0 | 0 | 0 | 0 | 0 | 0 | 0 | 0 | 0 | 0 | 0 | 0 | 0 | 0 | 0
F5_Commercial_Interruptible - Miscellaneous_Existing_Space Heating_Natural Gas_Thermostat - Connected_A_Achievable Technical Potential | F5 | Commercial | Interruptible - Miscellaneous | Existing | Space Heating | Natural Gas | Thermostat - Connected | A | Incremental Summer Peak Savings (MW) | Achievable Technical Potential | 0 | 0 | 0 | 0 | 0 | 0 | 0 | 0 | 0 | 0 | 0 | 0 | 0 | 0 | 0 | 0 | 0 | 0 | 0 | 0 | 0 | 0 | 0 | 0 | 0 | 0 | 0
F6_Commercial_Interruptible - Miscellaneous_Existing_Space Heating_Natural Gas_Thermostat - Connected_A_Achievable Technical Potential | F6 | Commercial | Interruptible - Miscellaneous | Existing | Space Heating | Natural Gas | Thermostat - Connected | A | Incremental Winter Peak Savings (MW) | Achievable Technical Potential | 0 | 0 | 0 | 0 | 0 | 0 | 0 | 0 | 0 | 0 | 0 | 0 | 0 | 0 | 0 | 0 | 0 | 0 | 0 | 0 | 0 | 0 | 0 | 0 | 0 | 0 | 0
F7_Commercial_Interruptible - Miscellaneous_Existing_Space Heating_Natural Gas_Thermostat - Connected_A_Achievable Technical Potential | F7 | Commercial | Interruptible - Miscellaneous | Existing | Space Heating | Natural Gas | Thermostat - Connected | A | Cumulative Energy Savings (MWh or mTherms) | Achievable Technical Potential | 0 | 0 | 0.032796 | 0.072495 | 0.12026 | 0.17461 | 0.23513 | 0.27294 | 0.30885 | 0.33611 | 0.34989 | 0.34527 | 0.3369 | 0.32851 | 0.3203 | 0.3125 | 0.30539 | 0.29937 | 0.29448 | 0.29035 | 0.28718 | 0.28426 | 0.28251 | 0.28084 | 0.27925 | 0.27773 | 0.27627
F8_Commercial_Interruptible - Miscellaneous_Existing_Space Heating_Natural Gas_Thermostat - Connected_A_Achievable Technical Potential | F8 | Commercial | Interruptible - Miscellaneous | Existing | Space Heating | Natural Gas | Thermostat - Connected | A | Cumulative Summer Peak Savings (MW) | Achievable Technical Potential | 0 | 0 | 0 | 0 | 0 | 0 | 0 | 0 | 0 | 0 | 0 | 0 | 0 | 0 | 0 | 0 | 0 | 0 | 0 | 0 | 0 | 0 | 0 | 0 | 0 | 0 | 0
F9_Commercial_Interruptible - Miscellaneous_Existing_Space Heating_Natural Gas_Thermostat - Connected_A_Achievable Technical Potential | F9 | Commercial | Interruptible - Miscellaneous | Existing | Space Heating | Natural Gas | Thermostat - Connected | A | Cumulative Winter Peak Savings (MW) | Achievable Technical Potential | 0 | 0 | 0 | 0 | 0 | 0 | 0 | 0 | 0 | 0 | 0 | 0 | 0 | 0 | 0 | 0 | 0 | 0 | 0 | 0 | 0 | 0 | 0 | 0 | 0 | 0 | 0
F10_Commercial_Interruptible - Miscellaneous_Existing_Space Heating_Natural Gas_Thermostat - Connected_A_Achievable Technical Potential | F10 | Commercial | Interruptible - Miscellaneous | Existing | Space Heating | Natural Gas | Thermostat - Connected | A | Purchases (Incremental) | Achievable Technical Potential | 0 | 0 | 0.65791 | 0.80781 | 0.98852 | 1.1475 | 1.3089 | 0.87234 | 0.8709 | 0.7264 | 0.46859 | 0.080289 | 0 | 0 | 0 | 0 | 0 | 0 | 0 | 0 | 0 | 0 | 0 | 0 | 0 | 0 | 0
F11_Commercial_Interruptible - Miscellaneous_Existing_Space Heating_Natural Gas_Thermostat - Connected_A_Achievable Technical Potential | F11 | Commercial | Interruptible - Miscellaneous | Existing | Space Heating | Natural Gas | Thermostat - Connected | A | Purchases (Cumulative) | Achievable Technical Potential | 0 | 0 | 0.65791 | 1.4657 | 2.4542 | 3.6018 | 4.9106 | 5.783 | 6.6539 | 7.3803 | 7.8489 | 7.9292 | 7.9292 | 7.9292 | 7.9292 | 7.9292 | 7.9292 | 7.9292 | 7.9292 | 7.9292 | 7.9292 | 7.9292 | 7.9292 | 7.9292 | 7.9292 | 7.9292 | 7.9292
F1_Commercial_Interruptible - Miscellaneous_Existing_Water Heating_Natural Gas_Water Heater - Thermostatic Shower Restriction Valve_A_Achievable Technical Potential | F1 | Commercial | Interruptible - Miscellaneous | Existing | Water Heating | Natural Gas | Water Heater - Thermostatic Shower Restriction Valve | A | Integrated Unit Energy Savings (kWh or therms) | Achievable Technical Potential | 0 | 0 | 13.6437 | 13.3705 | 13.1218 | 12.8873 | 12.6663 | 12.4545 | 12.2628 | 12.088 | 11.9287 | 11.7874 | 11.6715 | 11.5797 | 11.5201 | 11.4572 | 11.4083 | 11.3695 | 11.3391 | 11.3146 | 11.2972 | 11.2849 | 11.2761 | 11.2699 | 11.2614 | 11.2593 | 11.2576
F2_Commercial_Interruptible - Miscellaneous_Existing_Water Heating_Natural Gas_Water Heater - Thermostatic Shower Restriction Valve_A_Achievable Technical Potential | F2 | Commercial | Interruptible - Miscellaneous | Existing | Water Heating | Natural Gas | Water Heater - Thermostatic Shower Restriction Valve | A | Integrated Unit Summer Peak Savings (kW) | Achievable Technical Potential | 0 | 0 | 0 | 0 | 0 | 0 | 0 | 0 | 0 | 0 | 0 | 0 | 0 | 0 | 0 | 0 | 0 | 0 | 0 | 0 | 0 | 0 | 0 | 0 | 0 | 0 | 0
F3_Commercial_Interruptible - Miscellaneous_Existing_Water Heating_Natural Gas_Water Heater - Thermostatic Shower Restriction Valve_A_Achievable Technical Potential | F3 | Commercial | Interruptible - Miscellaneous | Existing | Water Heating | Natural Gas | Water Heater - Thermostatic Shower Restriction Valve | A | Integrated Unit Winter Peak Savings (kW) | Achievable Technical Potential | 0 | 0 | 0 | 0 | 0 | 0 | 0 | 0 | 0 | 0 | 0 | 0 | 0 | 0 | 0 | 0 | 0 | 0 | 0 | 0 | 0 | 0 | 0 | 0 | 0 | 0 | 0
F4_Commercial_Interruptible - Miscellaneous_Existing_Water Heating_Natural Gas_Water Heater - Thermostatic Shower Restriction Valve_A_Achievable Technical Potential | F4 | Commercial | Interruptible - Miscellaneous | Existing | Water Heating | Natural Gas | Water Heater - Thermostatic Shower Restriction Valve | A | Incremental Energy Savings (MWh or mTherms) | Achievable Technical Potential | 0 | 0 | 0 | 0 | 0 | 0 | 0 | 0 | 0 | 0 | 0 | 0 | 0 | 0 | 0 | 0 | 0 | 0 | 0 | 0 | 0 | 0 | 0 | 0 | 0 | 0 | 0
F5_Commercial_Interruptible - Miscellaneous_Existing_Water Heating_Natural Gas_Water Heater - Thermostatic Shower Restriction Valve_A_Achievable Technical Potential | F5 | Commercial | Interruptible - Miscellaneous | Existing | Water Heating | Natural Gas | Water Heater - Thermostatic Shower Restriction Valve | A | Incremental Summer Peak Savings (MW) | Achievable Technical Potential | 0 | 0 | 0 | 0 | 0 | 0 | 0 | 0 | 0 | 0 | 0 | 0 | 0 | 0 | 0 | 0 | 0 | 0 | 0 | 0 | 0 | 0 | 0 | 0 | 0 | 0 | 0
F6_Commercial_Interruptible - Miscellaneous_Existing_Water Heating_Natural Gas_Water Heater - Thermostatic Shower Restriction Valve_A_Achievable Technical Potential | F6 | Commercial | Interruptible - Miscellaneous | Existing | Water Heating | Natural Gas | Water Heater - Thermostatic Shower Restriction Valve | A | Incremental Winter Peak Savings (MW) | Achievable Technical Potential | 0 | 0 | 0 | 0 | 0 | 0 | 0 | 0 | 0 | 0 | 0 | 0 | 0 | 0 | 0 | 0 | 0 | 0 | 0 | 0 | 0 | 0 | 0 | 0 | 0 | 0 | 0
F7_Commercial_Interruptible - Miscellaneous_Existing_Water Heating_Natural Gas_Water Heater - Thermostatic Shower Restriction Valve_A_Achievable Technical Potential | F7 | Commercial | Interruptible - Miscellaneous | Existing | Water Heating | Natural Gas | Water Heater - Thermostatic Shower Restriction Valve | A | Cumulative Energy Savings (MWh or mTherms) | Achievable Technical Potential | 0 | 0 | 0 | 0 | 0 | 0 | 0 | 0 | 0 | 0 | 0 | 0 | 0 | 0 | 0 | 0 | 0 | 0 | 0 | 0 | 0 | 0 | 0 | 0 | 0 | 0 | 0
F8_Commercial_Interruptible - Miscellaneous_Existing_Water Heating_Natural Gas_Water Heater - Thermostatic Shower Restriction Valve_A_Achievable Technical Potential | F8 | Commercial | Interruptible - Miscellaneous | Existing | Water Heating | Natural Gas | Water Heater - Thermostatic Shower Restriction Valve | A | Cumulative Summer Peak Savings (MW) | Achievable Technical Potential | 0 | 0 | 0 | 0 | 0 | 0 | 0 | 0 | 0 | 0 | 0 | 0 | 0 | 0 | 0 | 0 | 0 | 0 | 0 | 0 | 0 | 0 | 0 | 0 | 0 | 0 | 0
F9_Commercial_Interruptible - Miscellaneous_Existing_Water Heating_Natural Gas_Water Heater - Thermostatic Shower Restriction Valve_A_Achievable Technical Potential | F9 | Commercial | Interruptible - Miscellaneous | Existing | Water Heating | Natural Gas | Water Heater - Thermostatic Shower Restriction Valve | A | Cumulative Winter Peak Savings (MW) | Achievable Technical Potential | 0 | 0 | 0 | 0 | 0 | 0 | 0 | 0 | 0 | 0 | 0 | 0 | 0 | 0 | 0 | 0 | 0 | 0 | 0 | 0 | 0 | 0 | 0 | 0 | 0 | 0 | 0
F10_Commercial_Interruptible - Miscellaneous_Existing_Water Heating_Natural Gas_Water Heater - Thermostatic Shower Restriction Valve_A_Achievable Technical Potential | F10 | Commercial | Interruptible - Miscellaneous | Existing | Water Heating | Natural Gas | Water Heater - Thermostatic Shower Restriction Valve | A | Purchases (Incremental) | Achievable Technical Potential | 0 | 0 | 0 | 0 | 0 | 0 | 0 | 0 | 0 | 0 | 0 | 0 | 0 | 0 | 0 | 0 | 0 | 0 | 0 | 0 | 0 | 0 | 0 | 0 | 0 | 0 | 0
F11_Commercial_Interruptible - Miscellaneous_Existing_Water Heating_Natural Gas_Water Heater - Thermostatic Shower Restriction Valve_A_Achievable Technical Potential | F11 | Commercial | Interruptible - Miscellaneous | Existing | Water Heating | Natural Gas | Water Heater - Thermostatic Shower Restriction Valve | A | Purchases (Cumulative) | Achievable Technical Potential | 0 | 0 | 0 | 0 | 0 | 0 | 0 | 0 | 0 | 0 | 0 | 0 | 0 | 0 | 0 | 0 | 0 | 0 | 0 | 0 | 0 | 0 | 0 | 0 | 0 | 0 | 0
F1_Commercial_Interruptible - Miscellaneous_Existing_Water Heating_Natural Gas_Water Heater - Pre-Rinse Spray Valve_A_Achievable Technical Potential | F1 | Commercial | Interruptible - Miscellaneous | Existing | Water Heating | Natural Gas | Water Heater - Pre-Rinse Spray Valve | A | Integrated Unit Energy Savings (kWh or therms) | Achievable Technical Potential | 0 | 0 | 16.1247 | 15.7795 | 15.4598 | 15.1545 | 14.8626 | 14.5779 | 14.3148 | 14.0723 | 13.8497 | 13.6536 | 13.4945 | 13.3714 | 13.2925 | 13.2144 | 13.1581 | 13.1133 | 13.0782 | 13.05 | 13.0299 | 13.0157 | 13.0056 | 12.9984 | 12.9887 | 12.9862 | 12.9842
F2_Commercial_Interruptible - Miscellaneous_Existing_Water Heating_Natural Gas_Water Heater - Pre-Rinse Spray Valve_A_Achievable Technical Potential | F2 | Commercial | Interruptible - Miscellaneous | Existing | Water Heating | Natural Gas | Water Heater - Pre-Rinse Spray Valve | A | Integrated Unit Summer Peak Savings (kW) | Achievable Technical Potential | 0 | 0 | 0 | 0 | 0 | 0 | 0 | 0 | 0 | 0 | 0 | 0 | 0 | 0 | 0 | 0 | 0 | 0 | 0 | 0 | 0 | 0 | 0 | 0 | 0 | 0 | 0
F3_Commercial_Interruptible - Miscellaneous_Existing_Water Heating_Natural Gas_Water Heater - Pre-Rinse Spray Valve_A_Achievable Technical Potential | F3 | Commercial | Interruptible - Miscellaneous | Existing | Water Heating | Natural Gas | Water Heater - Pre-Rinse Spray Valve | A | Integrated Unit Winter Peak Savings (kW) | Achievable Technical Potential | 0 | 0 | 0 | 0 | 0 | 0 | 0 | 0 | 0 | 0 | 0 | 0 | 0 | 0 | 0 | 0 | 0 | 0 | 0 | 0 | 0 | 0 | 0 | 0 | 0 | 0 | 0
F4_Commercial_Interruptible - Miscellaneous_Existing_Water Heating_Natural Gas_Water Heater - Pre-Rinse Spray Valve_A_Achievable Technical Potential | F4 | Commercial | Interruptible - Miscellaneous | Existing | Water Heating | Natural Gas | Water Heater - Pre-Rinse Spray Valve | A | Incremental Energy Savings (MWh or mTherms) | Achievable Technical Potential | 0 | 0 | 0 | 0 | 0 | 0 | 0 | 0 | 0 | 0 | 0 | 0 | 0 | 0 | 0 | 0 | 0 | 0 | 0 | 0 | 0 | 0 | 0 | 0 | 0 | 0 | 0
F5_Commercial_Interruptible - Miscellaneous_Existing_Water Heating_Natural Gas_Water Heater - Pre-Rinse Spray Valve_A_Achievable Technical Potential | F5 | Commercial | Interruptible - Miscellaneous | Existing | Water Heating | Natural Gas | Water Heater - Pre-Rinse Spray Valve | A | Incremental Summer Peak Savings (MW) | Achievable Technical Potential | 0 | 0 | 0 | 0 | 0 | 0 | 0 | 0 | 0 | 0 | 0 | 0 | 0 | 0 | 0 | 0 | 0 | 0 | 0 | 0 | 0 | 0 | 0 | 0 | 0 | 0 | 0
F6_Commercial_Interruptible - Miscellaneous_Existing_Water Heating_Natural Gas_Water Heater - Pre-Rinse Spray Valve_A_Achievable Technical Potential | F6 | Commercial | Interruptible - Miscellaneous | Existing | Water Heating | Natural Gas | Water Heater - Pre-Rinse Spray Valve | A | Incremental Winter Peak Savings (MW) | Achievable Technical Potential | 0 | 0 | 0 | 0 | 0 | 0 | 0 | 0 | 0 | 0 | 0 | 0 | 0 | 0 | 0 | 0 | 0 | 0 | 0 | 0 | 0 | 0 | 0 | 0 | 0 | 0 | 0
F7_Commercial_Interruptible - Miscellaneous_Existing_Water Heating_Natural Gas_Water Heater - Pre-Rinse Spray Valve_A_Achievable Technical Potential | F7 | Commercial | Interruptible - Miscellaneous | Existing | Water Heating | Natural Gas | Water Heater - Pre-Rinse Spray Valve | A | Cumulative Energy Savings (MWh or mTherms) | Achievable Technical Potential | 0 | 0 | 0 | 0 | 0 | 0 | 0 | 0 | 0 | 0 | 0 | 0 | 0 | 0 | 0 | 0 | 0 | 0 | 0 | 0 | 0 | 0 | 0 | 0 | 0 | 0 | 0
F8_Commercial_Interruptible - Miscellaneous_Existing_Water Heating_Natural Gas_Water Heater - Pre-Rinse Spray Valve_A_Achievable Technical Potential | F8 | Commercial | Interruptible - Miscellaneous | Existing | Water Heating | Natural Gas | Water Heater - Pre-Rinse Spray Valve | A | Cumulative Summer Peak Savings (MW) | Achievable Technical Potential | 0 | 0 | 0 | 0 | 0 | 0 | 0 | 0 | 0 | 0 | 0 | 0 | 0 | 0 | 0 | 0 | 0 | 0 | 0 | 0 | 0 | 0 | 0 | 0 | 0 | 0 | 0
F9_Commercial_Interruptible - Miscellaneous_Existing_Water Heating_Natural Gas_Water Heater - Pre-Rinse Spray Valve_A_Achievable Technical Potential | F9 | Commercial | Interruptible - Miscellaneous | Existing | Water Heating | Natural Gas | Water Heater - Pre-Rinse Spray Valve | A | Cumulative Winter Peak Savings (MW) | Achievable Technical Potential | 0 | 0 | 0 | 0 | 0 | 0 | 0 | 0 | 0 | 0 | 0 | 0 | 0 | 0 | 0 | 0 | 0 | 0 | 0 | 0 | 0 | 0 | 0 | 0 | 0 | 0 | 0
F10_Commercial_Interruptible - Miscellaneous_Existing_Water Heating_Natural Gas_Water Heater - Pre-Rinse Spray Valve_A_Achievable Technical Potential | F10 | Commercial | Interruptible - Miscellaneous | Existing | Water Heating | Natural Gas | Water Heater - Pre-Rinse Spray Valve | A | Purchases (Incremental) | Achievable Technical Potential | 0 | 0 | 0 | 0 | 0 | 0 | 0 | 0 | 0 | 0 | 0 | 0 | 0 | 0 | 0 | 0 | 0 | 0 | 0 | 0 | 0 | 0 | 0 | 0 | 0 | 0 | 0
F11_Commercial_Interruptible - Miscellaneous_Existing_Water Heating_Natural Gas_Water Heater - Pre-Rinse Spray Valve_A_Achievable Technical Potential | F11 | Commercial | Interruptible - Miscellaneous | Existing | Water Heating | Natural Gas | Water Heater - Pre-Rinse Spray Valve | A | Purchases (Cumulative) | Achievable Technical Potential | 0 | 0 | 0 | 0 | 0 | 0 | 0 | 0 | 0 | 0 | 0 | 0 | 0 | 0 | 0 | 0 | 0 | 0 | 0 | 0 | 0 | 0 | 0 | 0 | 0 | 0 | 0
F1_Commercial_Interruptible - Miscellaneous_Existing_Water Heating_Natural Gas_Water Heater - Temperature Setback_A_Achievable Technical Potential | F1 | Commercial | Interruptible - Miscellaneous | Existing | Water Heating | Natural Gas | Water Heater - Temperature Setback | A | Integrated Unit Energy Savings (kWh or therms) | Achievable Technical Potential | 0 | 0 | 100.0384 | 98.3184 | 96.7389 | 95.2903 | 93.963 | 92.7484 | 91.6523 | 90.6826 | 89.8029 | 89.0088 | 88.3413 | 87.7883 | 87.3361 | 86.8591 | 86.4887 | 86.1945 | 85.9638 | 85.7782 | 85.6463 | 85.5528 | 85.4865 | 85.4391 | 85.3752 | 85.3591 | 85.3462
F2_Commercial_Interruptible - Miscellaneous_Existing_Water Heating_Natural Gas_Water Heater - Temperature Setback_A_Achievable Technical Potential | F2 | Commercial | Interruptible - Miscellaneous | Existing | Water Heating | Natural Gas | Water Heater - Temperature Setback | A | Integrated Unit Summer Peak Savings (kW) | Achievable Technical Potential | 0 | 0 | 0 | 0 | 0 | 0 | 0 | 0 | 0 | 0 | 0 | 0 | 0 | 0 | 0 | 0 | 0 | 0 | 0 | 0 | 0 | 0 | 0 | 0 | 0 | 0 | 0
F3_Commercial_Interruptible - Miscellaneous_Existing_Water Heating_Natural Gas_Water Heater - Temperature Setback_A_Achievable Technical Potential | F3 | Commercial | Interruptible - Miscellaneous | Existing | Water Heating | Natural Gas | Water Heater - Temperature Setback | A | Integrated Unit Winter Peak Savings (kW) | Achievable Technical Potential | 0 | 0 | 0 | 0 | 0 | 0 | 0 | 0 | 0 | 0 | 0 | 0 | 0 | 0 | 0 | 0 | 0 | 0 | 0 | 0 | 0 | 0 | 0 | 0 | 0 | 0 | 0
F4_Commercial_Interruptible - Miscellaneous_Existing_Water Heating_Natural Gas_Water Heater - Temperature Setback_A_Achievable Technical Potential | F4 | Commercial | Interruptible - Miscellaneous | Existing | Water Heating | Natural Gas | Water Heater - Temperature Setback | A | Incremental Energy Savings (MWh or mTherms) | Achievable Technical Potential | 0 | 0 | 0.018985 | 0.02291 | 0.0092256 | 0.0093375 | 0.0086832 | 0.010239 | 0 | 0 | 0 | 0 | 0 | 0 | 0 | 0 | 0 | 0 | 0 | 0 | 0 | 0 | 0 | 0 | 0 | 0 | 0
F5_Commercial_Interruptible - Miscellaneous_Existing_Water Heating_Natural Gas_Water Heater - Temperature Setback_A_Achievable Technical Potential | F5 | Commercial | Interruptible - Miscellaneous | Existing | Water Heating | Natural Gas | Water Heater - Temperature Setback | A | Incremental Summer Peak Savings (MW) | Achievable Technical Potential | 0 | 0 | 0 | 0 | 0 | 0 | 0 | 0 | 0 | 0 | 0 | 0 | 0 | 0 | 0 | 0 | 0 | 0 | 0 | 0 | 0 | 0 | 0 | 0 | 0 | 0 | 0
F6_Commercial_Interruptible - Miscellaneous_Existing_Water Heating_Natural Gas_Water Heater - Temperature Setback_A_Achievable Technical Potential | F6 | Commercial | Interruptible - Miscellaneous | Existing | Water Heating | Natural Gas | Water Heater - Temperature Setback | A | Incremental Winter Peak Savings (MW) | Achievable Technical Potential | 0 | 0 | 0 | 0 | 0 | 0 | 0 | 0 | 0 | 0 | 0 | 0 | 0 | 0 | 0 | 0 | 0 | 0 | 0 | 0 | 0 | 0 | 0 | 0 | 0 | 0 | 0
F7_Commercial_Interruptible - Miscellaneous_Existing_Water Heating_Natural Gas_Water Heater - Temperature Setback_A_Achievable Technical Potential | F7 | Commercial | Interruptible - Miscellaneous | Existing | Water Heating | Natural Gas | Water Heater - Temperature Setback | A | Cumulative Energy Savings (MWh or mTherms) | Achievable Technical Potential | 0 | 0 | 0.018985 | 0.041568 | 0.050126 | 0.058713 | 0.066578 | 0.075957 | 0.075059 | 0.074265 | 0.073545 | 0.072894 | 0.072348 | 0.071895 | 0.071524 | 0.071134 | 0.07083 | 0.070589 | 0.070401 | 0.070249 | 0.070141 | 0.070064 | 0.07001 | 0.069971 | 0.069919 | 0.069905 | 0.069895
F8_Commercial_Interruptible - Miscellaneous_Existing_Water Heating_Natural Gas_Water Heater - Temperature Setback_A_Achievable Technical Potential | F8 | Commercial | Interruptible - Miscellaneous | Existing | Water Heating | Natural Gas | Water Heater - Temperature Setback | A | Cumulative Summer Peak Savings (MW) | Achievable Technical Potential | 0 | 0 | 0 | 0 | 0 | 0 | 0 | 0 | 0 | 0 | 0 | 0 | 0 | 0 | 0 | 0 | 0 | 0 | 0 | 0 | 0 | 0 | 0 | 0 | 0 | 0 | 0
F9_Commercial_Interruptible - Miscellaneous_Existing_Water Heating_Natural Gas_Water Heater - Temperature Setback_A_Achievable Technical Potential | F9 | Commercial | Interruptible - Miscellaneous | Existing | Water Heating | Natural Gas | Water Heater - Temperature Setback | A | Cumulative Winter Peak Savings (MW) | Achievable Technical Potential | 0 | 0 | 0 | 0 | 0 | 0 | 0 | 0 | 0 | 0 | 0 | 0 | 0 | 0 | 0 | 0 | 0 | 0 | 0 | 0 | 0 | 0 | 0 | 0 | 0 | 0 | 0
F10_Commercial_Interruptible - Miscellaneous_Existing_Water Heating_Natural Gas_Water Heater - Temperature Setback_A_Achievable Technical Potential | F10 | Commercial | Interruptible - Miscellaneous | Existing | Water Heating | Natural Gas | Water Heater - Temperature Setback | A | Purchases (Incremental) | Achievable Technical Potential | 0 | 0 | 0.18978 | 0.23301 | 0.095366 | 0.09799 | 0.092411 | 0.1104 | 0 | 0 | 0 | 0 | 0 | 0 | 0 | 0 | 0 | 0 | 0 | 0 | 0 | 0 | 0 | 0 | 0 | 0 | 0
F11_Commercial_Interruptible - Miscellaneous_Existing_Water Heating_Natural Gas_Water Heater - Temperature Setback_A_Achievable Technical Potential | F11 | Commercial | Interruptible - Miscellaneous | Existing | Water Heating | Natural Gas | Water Heater - Temperature Setback | A | Purchases (Cumulative) | Achievable Technical Potential | 0 | 0 | 0.18978 | 0.42279 | 0.51816 | 0.61615 | 0.70856 | 0.81896 | 0.81896 | 0.81896 | 0.81896 | 0.81896 | 0.81896 | 0.81896 | 0.81896 | 0.81896 | 0.81896 | 0.81896 | 0.81896 | 0.81896 | 0.81896 | 0.81896 | 0.81896 | 0.81896 | 0.81896 | 0.81896 | 0.81896
F1_Commercial_Interruptible - Miscellaneous_Existing_Water Heating_Natural Gas_Water Heater - Faucet Aerators_A_Achievable Technical Potential | F1 | Commercial | Interruptible - Miscellaneous | Existing | Water Heating | Natural Gas | Water Heater - Faucet Aerators | A | Integrated Unit Energy Savings (kWh or therms) | Achievable Technical Potential | 0 | 0 | 7.1454 | 7.0144 | 6.8985 | 6.7919 | 6.6942 | 6.604 | 6.526 | 6.4569 | 6.3943 | 6.3377 | 6.2902 | 6.2508 | 6.2186 | 6.1847 | 6.1583 | 6.1373 | 6.1209 | 6.1077 | 6.0983 | 6.0916 | 6.0869 | 6.0835 | 6.079 | 6.0778 | 6.0769
F2_Commercial_Interruptible - Miscellaneous_Existing_Water Heating_Natural Gas_Water Heater - Faucet Aerators_A_Achievable Technical Potential | F2 | Commercial | Interruptible - Miscellaneous | Existing | Water Heating | Natural Gas | Water Heater - Faucet Aerators | A | Integrated Unit Summer Peak Savings (kW) | Achievable Technical Potential | 0 | 0 | 0 | 0 | 0 | 0 | 0 | 0 | 0 | 0 | 0 | 0 | 0 | 0 | 0 | 0 | 0 | 0 | 0 | 0 | 0 | 0 | 0 | 0 | 0 | 0 | 0
F3_Commercial_Interruptible - Miscellaneous_Existing_Water Heating_Natural Gas_Water Heater - Faucet Aerators_A_Achievable Technical Potential | F3 | Commercial | Interruptible - Miscellaneous | Existing | Water Heating | Natural Gas | Water Heater - Faucet Aerators | A | Integrated Unit Winter Peak Savings (kW) | Achievable Technical Potential | 0 | 0 | 0 | 0 | 0 | 0 | 0 | 0 | 0 | 0 | 0 | 0 | 0 | 0 | 0 | 0 | 0 | 0 | 0 | 0 | 0 | 0 | 0 | 0 | 0 | 0 | 0
F4_Commercial_Interruptible - Miscellaneous_Existing_Water Heating_Natural Gas_Water Heater - Faucet Aerators_A_Achievable Technical Potential | F4 | Commercial | Interruptible - Miscellaneous | Existing | Water Heating | Natural Gas | Water Heater - Faucet Aerators | A | Incremental Energy Savings (MWh or mTherms) | Achievable Technical Potential | 0 | 0 | 0 | 0 | 0 | 0 | 0 | 0 | 0 | 0 | 0 | 0 | 0 | 0 | 0 | 0 | 0 | 0 | 0 | 0 | 0 | 0 | 0 | 0 | 0 | 0 | 0
F5_Commercial_Interruptible - Miscellaneous_Existing_Water Heating_Natural Gas_Water Heater - Faucet Aerators_A_Achievable Technical Potential | F5 | Commercial | Interruptible - Miscellaneous | Existing | Water Heating | Natural Gas | Water Heater - Faucet Aerators | A | Incremental Summer Peak Savings (MW) | Achievable Technical Potential | 0 | 0 | 0 | 0 | 0 | 0 | 0 | 0 | 0 | 0 | 0 | 0 | 0 | 0 | 0 | 0 | 0 | 0 | 0 | 0 | 0 | 0 | 0 | 0 | 0 | 0 | 0
F6_Commercial_Interruptible - Miscellaneous_Existing_Water Heating_Natural Gas_Water Heater - Faucet Aerators_A_Achievable Technical Potential | F6 | Commercial | Interruptible - Miscellaneous | Existing | Water Heating | Natural Gas | Water Heater - Faucet Aerators | A | Incremental Winter Peak Savings (MW) | Achievable Technical Potential | 0 | 0 | 0 | 0 | 0 | 0 | 0 | 0 | 0 | 0 | 0 | 0 | 0 | 0 | 0 | 0 | 0 | 0 | 0 | 0 | 0 | 0 | 0 | 0 | 0 | 0 | 0
F7_Commercial_Interruptible - Miscellaneous_Existing_Water Heating_Natural Gas_Water Heater - Faucet Aerators_A_Achievable Technical Potential | F7 | Commercial | Interruptible - Miscellaneous | Existing | Water Heating | Natural Gas | Water Heater - Faucet Aerators | A | Cumulative Energy Savings (MWh or mTherms) | Achievable Technical Potential | 0 | 0 | 0 | 0 | 0 | 0 | 0 | 0 | 0 | 0 | 0 | 0 | 0 | 0 | 0 | 0 | 0 | 0 | 0 | 0 | 0 | 0 | 0 | 0 | 0 | 0 | 0
F8_Commercial_Interruptible - Miscellaneous_Existing_Water Heating_Natural Gas_Water Heater - Faucet Aerators_A_Achievable Technical Potential | F8 | Commercial | Interruptible - Miscellaneous | Existing | Water Heating | Natural Gas | Water Heater - Faucet Aerators | A | Cumulative Summer Peak Savings (MW) | Achievable Technical Potential | 0 | 0 | 0 | 0 | 0 | 0 | 0 | 0 | 0 | 0 | 0 | 0 | 0 | 0 | 0 | 0 | 0 | 0 | 0 | 0 | 0 | 0 | 0 | 0 | 0 | 0 | 0
F9_Commercial_Interruptible - Miscellaneous_Existing_Water Heating_Natural Gas_Water Heater - Faucet Aerators_A_Achievable Technical Potential | F9 | Commercial | Interruptible - Miscellaneous | Existing | Water Heating | Natural Gas | Water Heater - Faucet Aerators | A | Cumulative Winter Peak Savings (MW) | Achievable Technical Potential | 0 | 0 | 0 | 0 | 0 | 0 | 0 | 0 | 0 | 0 | 0 | 0 | 0 | 0 | 0 | 0 | 0 | 0 | 0 | 0 | 0 | 0 | 0 | 0 | 0 | 0 | 0
F10_Commercial_Interruptible - Miscellaneous_Existing_Water Heating_Natural Gas_Water Heater - Faucet Aerators_A_Achievable Technical Potential | F10 | Commercial | Interruptible - Miscellaneous | Existing | Water Heating | Natural Gas | Water Heater - Faucet Aerators | A | Purchases (Incremental) | Achievable Technical Potential | 0 | 0 | 0 | 0 | 0 | 0 | 0 | 0 | 0 | 0 | 0 | 0 | 0 | 0 | 0 | 0 | 0 | 0 | 0 | 0 | 0 | 0 | 0 | 0 | 0 | 0 | 0
F11_Commercial_Interruptible - Miscellaneous_Existing_Water Heating_Natural Gas_Water Heater - Faucet Aerators_A_Achievable Technical Potential | F11 | Commercial | Interruptible - Miscellaneous | Existing | Water Heating | Natural Gas | Water Heater - Faucet Aerators | A | Purchases (Cumulative) | Achievable Technical Potential | 0 | 0 | 0 | 0 | 0 | 0 | 0 | 0 | 0 | 0 | 0 | 0 | 0 | 0 | 0 | 0 | 0 | 0 | 0 | 0 | 0 | 0 | 0 | 0 | 0 | 0 | 0
F1_Commercial_Interruptible - Miscellaneous_Existing_Water Heating_Natural Gas_Water Heater - Low-Flow Showerheads_A_Achievable Technical Potential | F1 | Commercial | Interruptible - Miscellaneous | Existing | Water Heating | Natural Gas | Water Heater - Low-Flow Showerheads | A | Integrated Unit Energy Savings (kWh or therms) | Achievable Technical Potential | 0 | 0 | 41.3207 | 40.6102 | 39.9578 | 39.3595 | 38.8112 | 38.3096 | 37.8568 | 37.4563 | 37.0929 | 36.7649 | 36.4892 | 36.2608 | 36.074 | 35.877 | 35.724 | 35.6025 | 35.5072 | 35.4305 | 35.376 | 35.3374 | 35.31 | 35.2904 | 35.2641 | 35.2574 | 35.2521
F2_Commercial_Interruptible - Miscellaneous_Existing_Water Heating_Natural Gas_Water Heater - Low-Flow Showerheads_A_Achievable Technical Potential | F2 | Commercial | Interruptible - Miscellaneous | Existing | Water Heating | Natural Gas | Water Heater - Low-Flow Showerheads | A | Integrated Unit Summer Peak Savings (kW) | Achievable Technical Potential | 0 | 0 | 0 | 0 | 0 | 0 | 0 | 0 | 0 | 0 | 0 | 0 | 0 | 0 | 0 | 0 | 0 | 0 | 0 | 0 | 0 | 0 | 0 | 0 | 0 | 0 | 0
F3_Commercial_Interruptible - Miscellaneous_Existing_Water Heating_Natural Gas_Water Heater - Low-Flow Showerheads_A_Achievable Technical Potential | F3 | Commercial | Interruptible - Miscellaneous | Existing | Water Heating | Natural Gas | Water Heater - Low-Flow Showerheads | A | Integrated Unit Winter Peak Savings (kW) | Achievable Technical Potential | 0 | 0 | 0 | 0 | 0 | 0 | 0 | 0 | 0 | 0 | 0 | 0 | 0 | 0 | 0 | 0 | 0 | 0 | 0 | 0 | 0 | 0 | 0 | 0 | 0 | 0 | 0
F4_Commercial_Interruptible - Miscellaneous_Existing_Water Heating_Natural Gas_Water Heater - Low-Flow Showerheads_A_Achievable Technical Potential | F4 | Commercial | Interruptible - Miscellaneous | Existing | Water Heating | Natural Gas | Water Heater - Low-Flow Showerheads | A | Incremental Energy Savings (MWh or mTherms) | Achievable Technical Potential | 0 | 0 | 0 | 0 | 0 | 0 | 0 | 0 | 0 | 0 | 0 | 0 | 0 | 0 | 0 | 0 | 0 | 0 | 0 | 0 | 0 | 0 | 0 | 0 | 0 | 0 | 0
F5_Commercial_Interruptible - Miscellaneous_Existing_Water Heating_Natural Gas_Water Heater - Low-Flow Showerheads_A_Achievable Technical Potential | F5 | Commercial | Interruptible - Miscellaneous | Existing | Water Heating | Natural Gas | Water Heater - Low-Flow Showerheads | A | Incremental Summer Peak Savings (MW) | Achievable Technical Potential | 0 | 0 | 0 | 0 | 0 | 0 | 0 | 0 | 0 | 0 | 0 | 0 | 0 | 0 | 0 | 0 | 0 | 0 | 0 | 0 | 0 | 0 | 0 | 0 | 0 | 0 | 0
F6_Commercial_Interruptible - Miscellaneous_Existing_Water Heating_Natural Gas_Water Heater - Low-Flow Showerheads_A_Achievable Technical Potential | F6 | Commercial | Interruptible - Miscellaneous | Existing | Water Heating | Natural Gas | Water Heater - Low-Flow Showerheads | A | Incremental Winter Peak Savings (MW) | Achievable Technical Potential | 0 | 0 | 0 | 0 | 0 | 0 | 0 | 0 | 0 | 0 | 0 | 0 | 0 | 0 | 0 | 0 | 0 | 0 | 0 | 0 | 0 | 0 | 0 | 0 | 0 | 0 | 0
F7_Commercial_Interruptible - Miscellaneous_Existing_Water Heating_Natural Gas_Water Heater - Low-Flow Showerheads_A_Achievable Technical Potential | F7 | Commercial | Interruptible - Miscellaneous | Existing | Water Heating | Natural Gas | Water Heater - Low-Flow Showerheads | A | Cumulative Energy Savings (MWh or mTherms) | Achievable Technical Potential | 0 | 0 | 0 | 0 | 0 | 0 | 0 | 0 | 0 | 0 | 0 | 0 | 0 | 0 | 0 | 0 | 0 | 0 | 0 | 0 | 0 | 0 | 0 | 0 | 0 | 0 | 0
F8_Commercial_Interruptible - Miscellaneous_Existing_Water Heating_Natural Gas_Water Heater - Low-Flow Showerheads_A_Achievable Technical Potential | F8 | Commercial | Interruptible - Miscellaneous | Existing | Water Heating | Natural Gas | Water Heater - Low-Flow Showerheads | A | Cumulative Summer Peak Savings (MW) | Achievable Technical Potential | 0 | 0 | 0 | 0 | 0 | 0 | 0 | 0 | 0 | 0 | 0 | 0 | 0 | 0 | 0 | 0 | 0 | 0 | 0 | 0 | 0 | 0 | 0 | 0 | 0 | 0 | 0
F9_Commercial_Interruptible - Miscellaneous_Existing_Water Heating_Natural Gas_Water Heater - Low-Flow Showerheads_A_Achievable Technical Potential | F9 | Commercial | Interruptible - Miscellaneous | Existing | Water Heating | Natural Gas | Water Heater - Low-Flow Showerheads | A | Cumulative Winter Peak Savings (MW) | Achievable Technical Potential | 0 | 0 | 0 | 0 | 0 | 0 | 0 | 0 | 0 | 0 | 0 | 0 | 0 | 0 | 0 | 0 | 0 | 0 | 0 | 0 | 0 | 0 | 0 | 0 | 0 | 0 | 0
F10_Commercial_Interruptible - Miscellaneous_Existing_Water Heating_Natural Gas_Water Heater - Low-Flow Showerheads_A_Achievable Technical Potential | F10 | Commercial | Interruptible - Miscellaneous | Existing | Water Heating | Natural Gas | Water Heater - Low-Flow Showerheads | A | Purchases (Incremental) | Achievable Technical Potential | 0 | 0 | 0 | 0 | 0 | 0 | 0 | 0 | 0 | 0 | 0 | 0 | 0 | 0 | 0 | 0 | 0 | 0 | 0 | 0 | 0 | 0 | 0 | 0 | 0 | 0 | 0
F11_Commercial_Interruptible - Miscellaneous_Existing_Water Heating_Natural Gas_Water Heater - Low-Flow Showerheads_A_Achievable Technical Potential | F11 | Commercial | Interruptible - Miscellaneous | Existing | Water Heating | Natural Gas | Water Heater - Low-Flow Showerheads | A | Purchases (Cumulative) | Achievable Technical Potential | 0 | 0 | 0 | 0 | 0 | 0 | 0 | 0 | 0 | 0 | 0 | 0 | 0 | 0 | 0 | 0 | 0 | 0 | 0 | 0 | 0 | 0 | 0 | 0 | 0 | 0 | 0
F1_Commercial_Interruptible - Miscellaneous_Existing_Water Heating_Natural Gas_Water Heater - Tank Blanket/Insulation_A_Achievable Technical Potential | F1 | Commercial | Interruptible - Miscellaneous | Existing | Water Heating | Natural Gas | Water Heater - Tank Blanket/Insulation | A | Integrated Unit Energy Savings (kWh or therms) | Achievable Technical Potential | 0 | 0 | 193.3769 | 190.1773 | 187.2731 | 184.6418 | 182.2648 | 180.1343 | 178.2505 | 176.6129 | 175.132 | 173.782 | 172.6315 | 171.6552 | 170.833 | 169.929 | 169.2043 | 168.6287 | 168.1774 | 167.8144 | 167.5563 | 167.3734 | 167.2436 | 167.1509 | 167.0259 | 166.9943 | 166.9691
F2_Commercial_Interruptible - Miscellaneous_Existing_Water Heating_Natural Gas_Water Heater - Tank Blanket/Insulation_A_Achievable Technical Potential | F2 | Commercial | Interruptible - Miscellaneous | Existing | Water Heating | Natural Gas | Water Heater - Tank Blanket/Insulation | A | Integrated Unit Summer Peak Savings (kW) | Achievable Technical Potential | 0 | 0 | 0 | 0 | 0 | 0 | 0 | 0 | 0 | 0 | 0 | 0 | 0 | 0 | 0 | 0 | 0 | 0 | 0 | 0 | 0 | 0 | 0 | 0 | 0 | 0 | 0
F3_Commercial_Interruptible - Miscellaneous_Existing_Water Heating_Natural Gas_Water Heater - Tank Blanket/Insulation_A_Achievable Technical Potential | F3 | Commercial | Interruptible - Miscellaneous | Existing | Water Heating | Natural Gas | Water Heater - Tank Blanket/Insulation | A | Integrated Unit Winter Peak Savings (kW) | Achievable Technical Potential | 0 | 0 | 0 | 0 | 0 | 0 | 0 | 0 | 0 | 0 | 0 | 0 | 0 | 0 | 0 | 0 | 0 | 0 | 0 | 0 | 0 | 0 | 0 | 0 | 0 | 0 | 0
F4_Commercial_Interruptible - Miscellaneous_Existing_Water Heating_Natural Gas_Water Heater - Tank Blanket/Insulation_A_Achievable Technical Potential | F4 | Commercial | Interruptible - Miscellaneous | Existing | Water Heating | Natural Gas | Water Heater - Tank Blanket/Insulation | A | Incremental Energy Savings (MWh or mTherms) | Achievable Technical Potential | 0 | 0 | 0.010794 | 0.013034 | 0.015706 | 0.017976 | 0.02024 | 0.023386 | 0.025386 | 0.025696 | 0.024012 | 0.020481 | 0.015744 | 0.010744 | 0.0063984 | 0.0029727 | 0 | 0 | 0 | 0 | 0 | 0 | 0 | 0 | 0 | 0 | 0
F5_Commercial_Interruptible - Miscellaneous_Existing_Water Heating_Natural Gas_Water Heater - Tank Blanket/Insulation_A_Achievable Technical Potential | F5 | Commercial | Interruptible - Miscellaneous | Existing | Water Heating | Natural Gas | Water Heater - Tank Blanket/Insulation | A | Incremental Summer Peak Savings (MW) | Achievable Technical Potential | 0 | 0 | 0 | 0 | 0 | 0 | 0 | 0 | 0 | 0 | 0 | 0 | 0 | 0 | 0 | 0 | 0 | 0 | 0 | 0 | 0 | 0 | 0 | 0 | 0 | 0 | 0
F6_Commercial_Interruptible - Miscellaneous_Existing_Water Heating_Natural Gas_Water Heater - Tank Blanket/Insulation_A_Achievable Technical Potential | F6 | Commercial | Interruptible - Miscellaneous | Existing | Water Heating | Natural Gas | Water Heater - Tank Blanket/Insulation | A | Incremental Winter Peak Savings (MW) | Achievable Technical Potential | 0 | 0 | 0 | 0 | 0 | 0 | 0 | 0 | 0 | 0 | 0 | 0 | 0 | 0 | 0 | 0 | 0 | 0 | 0 | 0 | 0 | 0 | 0 | 0 | 0 | 0 | 0
F7_Commercial_Interruptible - Miscellaneous_Existing_Water Heating_Natural Gas_Water Heater - Tank Blanket/Insulation_A_Achievable Technical Potential | F7 | Commercial | Interruptible - Miscellaneous | Existing | Water Heating | Natural Gas | Water Heater - Tank Blanket/Insulation | A | Cumulative Energy Savings (MWh or mTherms) | Achievable Technical Potential | 0 | 0 | 0.010794 | 0.023649 | 0.038993 | 0.056421 | 0.075934 | 0.098432 | 0.12279 | 0.14736 | 0.17013 | 0.1893 | 0.20379 | 0.21339 | 0.21876 | 0.22058 | 0.21964 | 0.21889 | 0.2183 | 0.21783 | 0.2175 | 0.21726 | 0.21709 | 0.21697 | 0.21681 | 0.21677 | 0.21674
F8_Commercial_Interruptible - Miscellaneous_Existing_Water Heating_Natural Gas_Water Heater - Tank Blanket/Insulation_A_Achievable Technical Potential | F8 | Commercial | Interruptible - Miscellaneous | Existing | Water Heating | Natural Gas | Water Heater - Tank Blanket/Insulation | A | Cumulative Summer Peak Savings (MW) | Achievable Technical Potential | 0 | 0 | 0 | 0 | 0 | 0 | 0 | 0 | 0 | 0 | 0 | 0 | 0 | 0 | 0 | 0 | 0 | 0 | 0 | 0 | 0 | 0 | 0 | 0 | 0 | 0 | 0
F9_Commercial_Interruptible - Miscellaneous_Existing_Water Heating_Natural Gas_Water Heater - Tank Blanket/Insulation_A_Achievable Technical Potential | F9 | Commercial | Interruptible - Miscellaneous | Existing | Water Heating | Natural Gas | Water Heater - Tank Blanket/Insulation | A | Cumulative Winter Peak Savings (MW) | Achievable Technical Potential | 0 | 0 | 0 | 0 | 0 | 0 | 0 | 0 | 0 | 0 | 0 | 0 | 0 | 0 | 0 | 0 | 0 | 0 | 0 | 0 | 0 | 0 | 0 | 0 | 0 | 0 | 0
F10_Commercial_Interruptible - Miscellaneous_Existing_Water Heating_Natural Gas_Water Heater - Tank Blanket/Insulation_A_Achievable Technical Potential | F10 | Commercial | Interruptible - Miscellaneous | Existing | Water Heating | Natural Gas | Water Heater - Tank Blanket/Insulation | A | Purchases (Incremental) | Achievable Technical Potential | 0 | 0 | 0.055816 | 0.068534 | 0.083865 | 0.097354 | 0.11104 | 0.12982 | 0.14242 | 0.14549 | 0.13711 | 0.11786 | 0.091202 | 0.06259 | 0.037454 | 0.017494 | 0 | 0 | 0 | 0 | 0 | 0 | 0 | 0 | 0 | 0 | 0
F11_Commercial_Interruptible - Miscellaneous_Existing_Water Heating_Natural Gas_Water Heater - Tank Blanket/Insulation_A_Achievable Technical Potential | F11 | Commercial | Interruptible - Miscellaneous | Existing | Water Heating | Natural Gas | Water Heater - Tank Blanket/Insulation | A | Purchases (Cumulative) | Achievable Technical Potential | 0 | 0 | 0.055816 | 0.12435 | 0.20822 | 0.30557 | 0.41661 | 0.54644 | 0.68886 | 0.83435 | 0.97146 | 1.0893 | 1.1805 | 1.2431 | 1.2806 | 1.2981 | 1.2981 | 1.2981 | 1.2981 | 1.2981 | 1.2981 | 1.2981 | 1.2981 | 1.2981 | 1.2981 | 1.2981 | 1.2981
F1_Commercial_Interruptible - Miscellaneous_Existing_Water Heating_Natural Gas_Water Heater - Drainwater Heat Recovery_A_Achievable Technical Potential | F1 | Commercial | Interruptible - Miscellaneous | Existing | Water Heating | Natural Gas | Water Heater - Drainwater Heat Recovery | A | Integrated Unit Energy Savings (kWh or therms) | Achievable Technical Potential | 0 | 0 | 10.9729 | 10.7381 | 10.5205 | 10.3127 | 10.114 | 9.9203 | 9.7413 | 9.5762 | 9.4248 | 9.2913 | 9.1831 | 9.0993 | 9.0456 | 8.9925 | 8.9541 | 8.9237 | 8.8998 | 8.8806 | 8.8669 | 8.8572 | 8.8504 | 8.8455 | 8.8388 | 8.8372 | 8.8358
F2_Commercial_Interruptible - Miscellaneous_Existing_Water Heating_Natural Gas_Water Heater - Drainwater Heat Recovery_A_Achievable Technical Potential | F2 | Commercial | Interruptible - Miscellaneous | Existing | Water Heating | Natural Gas | Water Heater - Drainwater Heat Recovery | A | Integrated Unit Summer Peak Savings (kW) | Achievable Technical Potential | 0 | 0 | 0 | 0 | 0 | 0 | 0 | 0 | 0 | 0 | 0 | 0 | 0 | 0 | 0 | 0 | 0 | 0 | 0 | 0 | 0 | 0 | 0 | 0 | 0 | 0 | 0
F3_Commercial_Interruptible - Miscellaneous_Existing_Water Heating_Natural Gas_Water Heater - Drainwater Heat Recovery_A_Achievable Technical Potential | F3 | Commercial | Interruptible - Miscellaneous | Existing | Water Heating | Natural Gas | Water Heater - Drainwater Heat Recovery | A | Integrated Unit Winter Peak Savings (kW) | Achievable Technical Potential | 0 | 0 | 0 | 0 | 0 | 0 | 0 | 0 | 0 | 0 | 0 | 0 | 0 | 0 | 0 | 0 | 0 | 0 | 0 | 0 | 0 | 0 | 0 | 0 | 0 | 0 | 0
F4_Commercial_Interruptible - Miscellaneous_Existing_Water Heating_Natural Gas_Water Heater - Drainwater Heat Recovery_A_Achievable Technical Potential | F4 | Commercial | Interruptible - Miscellaneous | Existing | Water Heating | Natural Gas | Water Heater - Drainwater Heat Recovery | A | Incremental Energy Savings (MWh or mTherms) | Achievable Technical Potential | 0 | 0 | 0 | 0 | 0 | 0 | 0 | 0 | 0 | 0 | 0 | 0 | 0 | 0 | 0 | 0 | 0 | 0 | 0 | 0 | 0 | 0 | 0 | 0 | 0 | 0 | 0
F5_Commercial_Interruptible - Miscellaneous_Existing_Water Heating_Natural Gas_Water Heater - Drainwater Heat Recovery_A_Achievable Technical Potential | F5 | Commercial | Interruptible - Miscellaneous | Existing | Water Heating | Natural Gas | Water Heater - Drainwater Heat Recovery | A | Incremental Summer Peak Savings (MW) | Achievable Technical Potential | 0 | 0 | 0 | 0 | 0 | 0 | 0 | 0 | 0 | 0 | 0 | 0 | 0 | 0 | 0 | 0 | 0 | 0 | 0 | 0 | 0 | 0 | 0 | 0 | 0 | 0 | 0
F6_Commercial_Interruptible - Miscellaneous_Existing_Water Heating_Natural Gas_Water Heater - Drainwater Heat Recovery_A_Achievable Technical Potential | F6 | Commercial | Interruptible - Miscellaneous | Existing | Water Heating | Natural Gas | Water Heater - Drainwater Heat Recovery | A | Incremental Winter Peak Savings (MW) | Achievable Technical Potential | 0 | 0 | 0 | 0 | 0 | 0 | 0 | 0 | 0 | 0 | 0 | 0 | 0 | 0 | 0 | 0 | 0 | 0 | 0 | 0 | 0 | 0 | 0 | 0 | 0 | 0 | 0
F7_Commercial_Interruptible - Miscellaneous_Existing_Water Heating_Natural Gas_Water Heater - Drainwater Heat Recovery_A_Achievable Technical Potential | F7 | Commercial | Interruptible - Miscellaneous | Existing | Water Heating | Natural Gas | Water Heater - Drainwater Heat Recovery | A | Cumulative Energy Savings (MWh or mTherms) | Achievable Technical Potential | 0 | 0 | 0 | 0 | 0 | 0 | 0 | 0 | 0 | 0 | 0 | 0 | 0 | 0 | 0 | 0 | 0 | 0 | 0 | 0 | 0 | 0 | 0 | 0 | 0 | 0 | 0
F8_Commercial_Interruptible - Miscellaneous_Existing_Water Heating_Natural Gas_Water Heater - Drainwater Heat Recovery_A_Achievable Technical Potential | F8 | Commercial | Interruptible - Miscellaneous | Existing | Water Heating | Natural Gas | Water Heater - Drainwater Heat Recovery | A | Cumulative Summer Peak Savings (MW) | Achievable Technical Potential | 0 | 0 | 0 | 0 | 0 | 0 | 0 | 0 | 0 | 0 | 0 | 0 | 0 | 0 | 0 | 0 | 0 | 0 | 0 | 0 | 0 | 0 | 0 | 0 | 0 | 0 | 0
F9_Commercial_Interruptible - Miscellaneous_Existing_Water Heating_Natural Gas_Water Heater - Drainwater Heat Recovery_A_Achievable Technical Potential | F9 | Commercial | Interruptible - Miscellaneous | Existing | Water Heating | Natural Gas | Water Heater - Drainwater Heat Recovery | A | Cumulative Winter Peak Savings (MW) | Achievable Technical Potential | 0 | 0 | 0 | 0 | 0 | 0 | 0 | 0 | 0 | 0 | 0 | 0 | 0 | 0 | 0 | 0 | 0 | 0 | 0 | 0 | 0 | 0 | 0 | 0 | 0 | 0 | 0
F10_Commercial_Interruptible - Miscellaneous_Existing_Water Heating_Natural Gas_Water Heater - Drainwater Heat Recovery_A_Achievable Technical Potential | F10 | Commercial | Interruptible - Miscellaneous | Existing | Water Heating | Natural Gas | Water Heater - Drainwater Heat Recovery | A | Purchases (Incremental) | Achievable Technical Potential | 0 | 0 | 0 | 0 | 0 | 0 | 0 | 0 | 0 | 0 | 0 | 0 | 0 | 0 | 0 | 0 | 0 | 0 | 0 | 0 | 0 | 0 | 0 | 0 | 0 | 0 | 0
F11_Commercial_Interruptible - Miscellaneous_Existing_Water Heating_Natural Gas_Water Heater - Drainwater Heat Recovery_A_Achievable Technical Potential | F11 | Commercial | Interruptible - Miscellaneous | Existing | Water Heating | Natural Gas | Water Heater - Drainwater Heat Recovery | A | Purchases (Cumulative) | Achievable Technical Potential | 0 | 0 | 0 | 0 | 0 | 0 | 0 | 0 | 0 | 0 | 0 | 0 | 0 | 0 | 0 | 0 | 0 | 0 | 0 | 0 | 0 | 0 | 0 | 0 | 0 | 0 | 0
F1_Commercial_Interruptible - Miscellaneous_Existing_Water Heating_Natural Gas_Water Heater - Circulation Pump Controls_A_Achievable Technical Potential | F1 | Commercial | Interruptible - Miscellaneous | Existing | Water Heating | Natural Gas | Water Heater - Circulation Pump Controls | A | Integrated Unit Energy Savings (kWh or therms) | Achievable Technical Potential | 0 | 0 | 577.6431 | 567.0534 | 557.6787 | 549.0596 | 541.1622 | 533.8729 | 527.5637 | 521.9819 | 516.9179 | 512.3473 | 508.505 | 505.3219 | 502.7185 | 499.9731 | 497.841 | 496.1474 | 494.8196 | 493.7514 | 492.9921 | 492.4541 | 492.0722 | 491.7992 | 491.4314 | 491.3386 | 491.2644
F2_Commercial_Interruptible - Miscellaneous_Existing_Water Heating_Natural Gas_Water Heater - Circulation Pump Controls_A_Achievable Technical Potential | F2 | Commercial | Interruptible - Miscellaneous | Existing | Water Heating | Natural Gas | Water Heater - Circulation Pump Controls | A | Integrated Unit Summer Peak Savings (kW) | Achievable Technical Potential | 0 | 0 | 0 | 0 | 0 | 0 | 0 | 0 | 0 | 0 | 0 | 0 | 0 | 0 | 0 | 0 | 0 | 0 | 0 | 0 | 0 | 0 | 0 | 0 | 0 | 0 | 0
F3_Commercial_Interruptible - Miscellaneous_Existing_Water Heating_Natural Gas_Water Heater - Circulation Pump Controls_A_Achievable Technical Potential | F3 | Commercial | Interruptible - Miscellaneous | Existing | Water Heating | Natural Gas | Water Heater - Circulation Pump Controls | A | Integrated Unit Winter Peak Savings (kW) | Achievable Technical Potential | 0 | 0 | 0 | 0 | 0 | 0 | 0 | 0 | 0 | 0 | 0 | 0 | 0 | 0 | 0 | 0 | 0 | 0 | 0 | 0 | 0 | 0 | 0 | 0 | 0 | 0 | 0
F4_Commercial_Interruptible - Miscellaneous_Existing_Water Heating_Natural Gas_Water Heater - Circulation Pump Controls_A_Achievable Technical Potential | F4 | Commercial | Interruptible - Miscellaneous | Existing | Water Heating | Natural Gas | Water Heater - Circulation Pump Controls | A | Incremental Energy Savings (MWh or mTherms) | Achievable Technical Potential | 0 | 0 | 0.028139 | 0.033917 | 0.040819 | 0.046652 | 0.052447 | 0.060491 | 0.065575 | 0.066281 | 0.061856 | 0.0527 | 0.040476 | 0.027604 | 0 | 0 | 0 | 0 | 0 | 0 | 0 | 0 | 0 | 0 | 0 | 0 | 0
F5_Commercial_Interruptible - Miscellaneous_Existing_Water Heating_Natural Gas_Water Heater - Circulation Pump Controls_A_Achievable Technical Potential | F5 | Commercial | Interruptible - Miscellaneous | Existing | Water Heating | Natural Gas | Water Heater - Circulation Pump Controls | A | Incremental Summer Peak Savings (MW) | Achievable Technical Potential | 0 | 0 | 0 | 0 | 0 | 0 | 0 | 0 | 0 | 0 | 0 | 0 | 0 | 0 | 0 | 0 | 0 | 0 | 0 | 0 | 0 | 0 | 0 | 0 | 0 | 0 | 0
F6_Commercial_Interruptible - Miscellaneous_Existing_Water Heating_Natural Gas_Water Heater - Circulation Pump Controls_A_Achievable Technical Potential | F6 | Commercial | Interruptible - Miscellaneous | Existing | Water Heating | Natural Gas | Water Heater - Circulation Pump Controls | A | Incremental Winter Peak Savings (MW) | Achievable Technical Potential | 0 | 0 | 0 | 0 | 0 | 0 | 0 | 0 | 0 | 0 | 0 | 0 | 0 | 0 | 0 | 0 | 0 | 0 | 0 | 0 | 0 | 0 | 0 | 0 | 0 | 0 | 0
F7_Commercial_Interruptible - Miscellaneous_Existing_Water Heating_Natural Gas_Water Heater - Circulation Pump Controls_A_Achievable Technical Potential | F7 | Commercial | Interruptible - Miscellaneous | Existing | Water Heating | Natural Gas | Water Heater - Circulation Pump Controls | A | Cumulative Energy Savings (MWh or mTherms) | Achievable Technical Potential | 0 | 0 | 0.028139 | 0.061541 | 0.10134 | 0.14643 | 0.19677 | 0.25461 | 0.31718 | 0.3801 | 0.43827 | 0.48709 | 0.52392 | 0.54824 | 0.54542 | 0.54244 | 0.54013 | 0.53829 | 0.53685 | 0.53569 | 0.53486 | 0.53428 | 0.53387 | 0.53357 | 0.53317 | 0.53307 | 0.53299
F8_Commercial_Interruptible - Miscellaneous_Existing_Water Heating_Natural Gas_Water Heater - Circulation Pump Controls_A_Achievable Technical Potential | F8 | Commercial | Interruptible - Miscellaneous | Existing | Water Heating | Natural Gas | Water Heater - Circulation Pump Controls | A | Cumulative Summer Peak Savings (MW) | Achievable Technical Potential | 0 | 0 | 0 | 0 | 0 | 0 | 0 | 0 | 0 | 0 | 0 | 0 | 0 | 0 | 0 | 0 | 0 | 0 | 0 | 0 | 0 | 0 | 0 | 0 | 0 | 0 | 0
F9_Commercial_Interruptible - Miscellaneous_Existing_Water Heating_Natural Gas_Water Heater - Circulation Pump Controls_A_Achievable Technical Potential | F9 | Commercial | Interruptible - Miscellaneous | Existing | Water Heating | Natural Gas | Water Heater - Circulation Pump Controls | A | Cumulative Winter Peak Savings (MW) | Achievable Technical Potential | 0 | 0 | 0 | 0 | 0 | 0 | 0 | 0 | 0 | 0 | 0 | 0 | 0 | 0 | 0 | 0 | 0 | 0 | 0 | 0 | 0 | 0 | 0 | 0 | 0 | 0 | 0
F10_Commercial_Interruptible - Miscellaneous_Existing_Water Heating_Natural Gas_Water Heater - Circulation Pump Controls_A_Achievable Technical Potential | F10 | Commercial | Interruptible - Miscellaneous | Existing | Water Heating | Natural Gas | Water Heater - Circulation Pump Controls | A | Purchases (Incremental) | Achievable Technical Potential | 0 | 0 | 0.048714 | 0.059813 | 0.073194 | 0.084967 | 0.096915 | 0.11331 | 0.1243 | 0.12698 | 0.11966 | 0.10286 | 0.079598 | 0.054626 | 0 | 0 | 0 | 0 | 0 | 0 | 0 | 0 | 0 | 0 | 0 | 0 | 0
F11_Commercial_Interruptible - Miscellaneous_Existing_Water Heating_Natural Gas_Water Heater - Circulation Pump Controls_A_Achievable Technical Potential | F11 | Commercial | Interruptible - Miscellaneous | Existing | Water Heating | Natural Gas | Water Heater - Circulation Pump Controls | A | Purchases (Cumulative) | Achievable Technical Potential | 0 | 0 | 0.048714 | 0.10853 | 0.18172 | 0.26669 | 0.3636 | 0.47691 | 0.60121 | 0.72819 | 0.84785 | 0.95071 | 1.0303 | 1.0849 | 1.0849 | 1.0849 | 1.0849 | 1.0849 | 1.0849 | 1.0849 | 1.0849 | 1.0849 | 1.0849 | 1.0849 | 1.0849 | 1.0849 | 1.0849
F1_Commercial_Interruptible - Miscellaneous_Existing_Water Heating_Natural Gas_Water Heater - Pipe Insulation_A_Achievable Technical Potential | F1 | Commercial | Interruptible - Miscellaneous | Existing | Water Heating | Natural Gas | Water Heater - Pipe Insulation | A | Integrated Unit Energy Savings (kWh or therms) | Achievable Technical Potential | 0 | 0 | 4.8211 | 4.7245 | 4.6366 | 4.5538 | 4.4757 | 4.4009 | 4.3331 | 4.2714 | 4.2151 | 4.1652 | 4.1242 | 4.0918 | 4.0707 | 4.0484 | 4.0312 | 4.0175 | 4.0067 | 3.9981 | 3.9919 | 3.9876 | 3.9845 | 3.9823 | 3.9793 | 3.9785 | 3.9779
F2_Commercial_Interruptible - Miscellaneous_Existing_Water Heating_Natural Gas_Water Heater - Pipe Insulation_A_Achievable Technical Potential | F2 | Commercial | Interruptible - Miscellaneous | Existing | Water Heating | Natural Gas | Water Heater - Pipe Insulation | A | Integrated Unit Summer Peak Savings (kW) | Achievable Technical Potential | 0 | 0 | 0 | 0 | 0 | 0 | 0 | 0 | 0 | 0 | 0 | 0 | 0 | 0 | 0 | 0 | 0 | 0 | 0 | 0 | 0 | 0 | 0 | 0 | 0 | 0 | 0
F3_Commercial_Interruptible - Miscellaneous_Existing_Water Heating_Natural Gas_Water Heater - Pipe Insulation_A_Achievable Technical Potential | F3 | Commercial | Interruptible - Miscellaneous | Existing | Water Heating | Natural Gas | Water Heater - Pipe Insulation | A | Integrated Unit Winter Peak Savings (kW) | Achievable Technical Potential | 0 | 0 | 0 | 0 | 0 | 0 | 0 | 0 | 0 | 0 | 0 | 0 | 0 | 0 | 0 | 0 | 0 | 0 | 0 | 0 | 0 | 0 | 0 | 0 | 0 | 0 | 0
F4_Commercial_Interruptible - Miscellaneous_Existing_Water Heating_Natural Gas_Water Heater - Pipe Insulation_A_Achievable Technical Potential | F4 | Commercial | Interruptible - Miscellaneous | Existing | Water Heating | Natural Gas | Water Heater - Pipe Insulation | A | Incremental Energy Savings (MWh or mTherms) | Achievable Technical Potential | 0 | 0 | 0.008475 | 0.010198 | 0.012247 | 0.013962 | 0.015653 | 0.017994 | 0.019436 | 0.019572 | 0.018201 | 0.01546 | 0.011846 | 0.0080658 | 0.0048018 | 0.0022305 | 0 | 0 | 0 | 0 | 0 | 0 | 0 | 0 | 0 | 0 | 0
F5_Commercial_Interruptible - Miscellaneous_Existing_Water Heating_Natural Gas_Water Heater - Pipe Insulation_A_Achievable Technical Potential | F5 | Commercial | Interruptible - Miscellaneous | Existing | Water Heating | Natural Gas | Water Heater - Pipe Insulation | A | Incremental Summer Peak Savings (MW) | Achievable Technical Potential | 0 | 0 | 0 | 0 | 0 | 0 | 0 | 0 | 0 | 0 | 0 | 0 | 0 | 0 | 0 | 0 | 0 | 0 | 0 | 0 | 0 | 0 | 0 | 0 | 0 | 0 | 0
F6_Commercial_Interruptible - Miscellaneous_Existing_Water Heating_Natural Gas_Water Heater - Pipe Insulation_A_Achievable Technical Potential | F6 | Commercial | Interruptible - Miscellaneous | Existing | Water Heating | Natural Gas | Water Heater - Pipe Insulation | A | Incremental Winter Peak Savings (MW) | Achievable Technical Potential | 0 | 0 | 0 | 0 | 0 | 0 | 0 | 0 | 0 | 0 | 0 | 0 | 0 | 0 | 0 | 0 | 0 | 0 | 0 | 0 | 0 | 0 | 0 | 0 | 0 | 0 | 0
F7_Commercial_Interruptible - Miscellaneous_Existing_Water Heating_Natural Gas_Water Heater - Pipe Insulation_A_Achievable Technical Potential | F7 | Commercial | Interruptible - Miscellaneous | Existing | Water Heating | Natural Gas | Water Heater - Pipe Insulation | A | Cumulative Energy Savings (MWh or mTherms) | Achievable Technical Potential | 0 | 0 | 0.008475 | 0.018503 | 0.030405 | 0.043824 | 0.058725 | 0.075738 | 0.094008 | 0.11224 | 0.12896 | 0.1429 | 0.15334 | 0.1602 | 0.16417 | 0.16551 | 0.1648 | 0.16424 | 0.1638 | 0.16345 | 0.1632 | 0.16302 | 0.16289 | 0.1628 | 0.16268 | 0.16265 | 0.16262
F8_Commercial_Interruptible - Miscellaneous_Existing_Water Heating_Natural Gas_Water Heater - Pipe Insulation_A_Achievable Technical Potential | F8 | Commercial | Interruptible - Miscellaneous | Existing | Water Heating | Natural Gas | Water Heater - Pipe Insulation | A | Cumulative Summer Peak Savings (MW) | Achievable Technical Potential | 0 | 0 | 0 | 0 | 0 | 0 | 0 | 0 | 0 | 0 | 0 | 0 | 0 | 0 | 0 | 0 | 0 | 0 | 0 | 0 | 0 | 0 | 0 | 0 | 0 | 0 | 0
F9_Commercial_Interruptible - Miscellaneous_Existing_Water Heating_Natural Gas_Water Heater - Pipe Insulation_A_Achievable Technical Potential | F9 | Commercial | Interruptible - Miscellaneous | Existing | Water Heating | Natural Gas | Water Heater - Pipe Insulation | A | Cumulative Winter Peak Savings (MW) | Achievable Technical Potential | 0 | 0 | 0 | 0 | 0 | 0 | 0 | 0 | 0 | 0 | 0 | 0 | 0 | 0 | 0 | 0 | 0 | 0 | 0 | 0 | 0 | 0 | 0 | 0 | 0 | 0 | 0
F10_Commercial_Interruptible - Miscellaneous_Existing_Water Heating_Natural Gas_Water Heater - Pipe Insulation_A_Achievable Technical Potential | F10 | Commercial | Interruptible - Miscellaneous | Existing | Water Heating | Natural Gas | Water Heater - Pipe Insulation | A | Purchases (Incremental) | Achievable Technical Potential | 0 | 0 | 1.7579 | 2.1584 | 2.6413 | 3.0661 | 3.4973 | 4.0887 | 4.4854 | 4.5822 | 4.3181 | 3.7118 | 2.8724 | 1.9712 | 1.1796 | 0.55095 | 0 | 0 | 0 | 0 | 0 | 0 | 0 | 0 | 0 | 0 | 0
F11_Commercial_Interruptible - Miscellaneous_Existing_Water Heating_Natural Gas_Water Heater - Pipe Insulation_A_Achievable Technical Potential | F11 | Commercial | Interruptible - Miscellaneous | Existing | Water Heating | Natural Gas | Water Heater - Pipe Insulation | A | Purchases (Cumulative) | Achievable Technical Potential | 0 | 0 | 1.7579 | 3.9163 | 6.5576 | 9.6237 | 13.121 | 17.2097 | 21.6951 | 26.2773 | 30.5954 | 34.3072 | 37.1796 | 39.1508 | 40.3304 | 40.8814 | 40.8814 | 40.8814 | 40.8814 | 40.8814 | 40.8814 | 40.8814 | 40.8814 | 40.8814 | 40.8814 | 40.8814 | 40.8814
F1_Commercial_Interruptible - Miscellaneous_Existing_Water Heating_Natural Gas_Water Heater - Motion Control Faucet_A_Achievable Technical Potential | F1 | Commercial | Interruptible - Miscellaneous | Existing | Water Heating | Natural Gas | Water Heater - Motion Control Faucet | A | Integrated Unit Energy Savings (kWh or therms) | Achievable Technical Potential | 0 | 0 | 0 | 0 | 0 | 0 | 0 | 0 | 0 | 0 | 0 | 0 | 0 | 0 | 0 | 0 | 0 | 0 | 0 | 0 | 0 | 0 | 0 | 0 | 0 | 0 | 0
F2_Commercial_Interruptible - Miscellaneous_Existing_Water Heating_Natural Gas_Water Heater - Motion Control Faucet_A_Achievable Technical Potential | F2 | Commercial | Interruptible - Miscellaneous | Existing | Water Heating | Natural Gas | Water Heater - Motion Control Faucet | A | Integrated Unit Summer Peak Savings (kW) | Achievable Technical Potential | 0 | 0 | 0 | 0 | 0 | 0 | 0 | 0 | 0 | 0 | 0 | 0 | 0 | 0 | 0 | 0 | 0 | 0 | 0 | 0 | 0 | 0 | 0 | 0 | 0 | 0 | 0
F3_Commercial_Interruptible - Miscellaneous_Existing_Water Heating_Natural Gas_Water Heater - Motion Control Faucet_A_Achievable Technical Potential | F3 | Commercial | Interruptible - Miscellaneous | Existing | Water Heating | Natural Gas | Water Heater - Motion Control Faucet | A | Integrated Unit Winter Peak Savings (kW) | Achievable Technical Potential | 0 | 0 | 0 | 0 | 0 | 0 | 0 | 0 | 0 | 0 | 0 | 0 | 0 | 0 | 0 | 0 | 0 | 0 | 0 | 0 | 0 | 0 | 0 | 0 | 0 | 0 | 0
F4_Commercial_Interruptible - Miscellaneous_Existing_Water Heating_Natural Gas_Water Heater - Motion Control Faucet_A_Achievable Technical Potential | F4 | Commercial | Interruptible - Miscellaneous | Existing | Water Heating | Natural Gas | Water Heater - Motion Control Faucet | A | Incremental Energy Savings (MWh or mTherms) | Achievable Technical Potential | 0 | 0 | 0 | 0 | 0 | 0 | 0 | 0 | 0 | 0 | 0 | 0 | 0 | 0 | 0 | 0 | 0 | 0 | 0 | 0 | 0 | 0 | 0 | 0 | 0 | 0 | 0
F5_Commercial_Interruptible - Miscellaneous_Existing_Water Heating_Natural Gas_Water Heater - Motion Control Faucet_A_Achievable Technical Potential | F5 | Commercial | Interruptible - Miscellaneous | Existing | Water Heating | Natural Gas | Water Heater - Motion Control Faucet | A | Incremental Summer Peak Savings (MW) | Achievable Technical Potential | 0 | 0 | 0 | 0 | 0 | 0 | 0 | 0 | 0 | 0 | 0 | 0 | 0 | 0 | 0 | 0 | 0 | 0 | 0 | 0 | 0 | 0 | 0 | 0 | 0 | 0 | 0
F6_Commercial_Interruptible - Miscellaneous_Existing_Water Heating_Natural Gas_Water Heater - Motion Control Faucet_A_Achievable Technical Potential | F6 | Commercial | Interruptible - Miscellaneous | Existing | Water Heating | Natural Gas | Water Heater - Motion Control Faucet | A | Incremental Winter Peak Savings (MW) | Achievable Technical Potential | 0 | 0 | 0 | 0 | 0 | 0 | 0 | 0 | 0 | 0 | 0 | 0 | 0 | 0 | 0 | 0 | 0 | 0 | 0 | 0 | 0 | 0 | 0 | 0 | 0 | 0 | 0
F7_Commercial_Interruptible - Miscellaneous_Existing_Water Heating_Natural Gas_Water Heater - Motion Control Faucet_A_Achievable Technical Potential | F7 | Commercial | Interruptible - Miscellaneous | Existing | Water Heating | Natural Gas | Water Heater - Motion Control Faucet | A | Cumulative Energy Savings (MWh or mTherms) | Achievable Technical Potential | 0 | 0 | 0 | 0 | 0 | 0 | 0 | 0 | 0 | 0 | 0 | 0 | 0 | 0 | 0 | 0 | 0 | 0 | 0 | 0 | 0 | 0 | 0 | 0 | 0 | 0 | 0
F8_Commercial_Interruptible - Miscellaneous_Existing_Water Heating_Natural Gas_Water Heater - Motion Control Faucet_A_Achievable Technical Potential | F8 | Commercial | Interruptible - Miscellaneous | Existing | Water Heating | Natural Gas | Water Heater - Motion Control Faucet | A | Cumulative Summer Peak Savings (MW) | Achievable Technical Potential | 0 | 0 | 0 | 0 | 0 | 0 | 0 | 0 | 0 | 0 | 0 | 0 | 0 | 0 | 0 | 0 | 0 | 0 | 0 | 0 | 0 | 0 | 0 | 0 | 0 | 0 | 0
F9_Commercial_Interruptible - Miscellaneous_Existing_Water Heating_Natural Gas_Water Heater - Motion Control Faucet_A_Achievable Technical Potential | F9 | Commercial | Interruptible - Miscellaneous | Existing | Water Heating | Natural Gas | Water Heater - Motion Control Faucet | A | Cumulative Winter Peak Savings (MW) | Achievable Technical Potential | 0 | 0 | 0 | 0 | 0 | 0 | 0 | 0 | 0 | 0 | 0 | 0 | 0 | 0 | 0 | 0 | 0 | 0 | 0 | 0 | 0 | 0 | 0 | 0 | 0 | 0 | 0
F10_Commercial_Interruptible - Miscellaneous_Existing_Water Heating_Natural Gas_Water Heater - Motion Control Faucet_A_Achievable Technical Potential | F10 | Commercial | Interruptible - Miscellaneous | Existing | Water Heating | Natural Gas | Water Heater - Motion Control Faucet | A | Purchases (Incremental) | Achievable Technical Potential | 0 | 0 | 939.4906 | 1153.5446 | 1411.601 | 1638.6463 | 1869.0837 | 1245.6929 | 1243.6356 | 1037.2879 | 669.1376 | 114.6521 | 0 | 0 | 0 | 0 | 0 | 0 | 0 | 0 | 0 | 0 | 0 | 0 | 0 | 0 | 0
F11_Commercial_Interruptible - Miscellaneous_Existing_Water Heating_Natural Gas_Water Heater - Motion Control Faucet_A_Achievable Technical Potential | F11 | Commercial | Interruptible - Miscellaneous | Existing | Water Heating | Natural Gas | Water Heater - Motion Control Faucet | A | Purchases (Cumulative) | Achievable Technical Potential | 0 | 0 | 939.4906 | 2093.0352 | 3504.6362 | 5143.2825 | 7012.3662 | 8258.0591 | 9501.6947 | 10538.9826 | 11208.1201 | 11322.7722 | 11322.7722 | 11322.7722 | 11322.7722 | 11322.7722 | 11322.7722 | 11322.7722 | 11322.7722 | 11322.7722 | 11322.7722 | 11322.7722 | 11322.7722 | 11322.7722 | 11322.7722 | 11322.7722 | 11322.7722
F1_Commercial_Interruptible - Miscellaneous_Existing_Water Heating_Natural Gas_Water Heater - Solar System_A_Achievable Technical Potential | F1 | Commercial | Interruptible - Miscellaneous | Existing | Water Heating | Natural Gas | Water Heater - Solar System | A | Integrated Unit Energy Savings (kWh or therms) | Achievable Technical Potential | 0 | 0 | 38.547 | 37.7556 | 37.0296 | 36.341 | 35.6878 | 35.0567 | 34.4797 | 33.9506 | 33.4683 | 33.0422 | 32.6946 | 32.4219 | 32.2456 | 32.0652 | 31.9285 | 31.8199 | 31.7347 | 31.6662 | 31.6175 | 31.583 | 31.5585 | 31.541 | 31.5174 | 31.5115 | 31.5067
F2_Commercial_Interruptible - Miscellaneous_Existing_Water Heating_Natural Gas_Water Heater - Solar System_A_Achievable Technical Potential | F2 | Commercial | Interruptible - Miscellaneous | Existing | Water Heating | Natural Gas | Water Heater - Solar System | A | Integrated Unit Summer Peak Savings (kW) | Achievable Technical Potential | 0 | 0 | 0 | 0 | 0 | 0 | 0 | 0 | 0 | 0 | 0 | 0 | 0 | 0 | 0 | 0 | 0 | 0 | 0 | 0 | 0 | 0 | 0 | 0 | 0 | 0 | 0
F3_Commercial_Interruptible - Miscellaneous_Existing_Water Heating_Natural Gas_Water Heater - Solar System_A_Achievable Technical Potential | F3 | Commercial | Interruptible - Miscellaneous | Existing | Water Heating | Natural Gas | Water Heater - Solar System | A | Integrated Unit Winter Peak Savings (kW) | Achievable Technical Potential | 0 | 0 | 0 | 0 | 0 | 0 | 0 | 0 | 0 | 0 | 0 | 0 | 0 | 0 | 0 | 0 | 0 | 0 | 0 | 0 | 0 | 0 | 0 | 0 | 0 | 0 | 0
F4_Commercial_Interruptible - Miscellaneous_Existing_Water Heating_Natural Gas_Water Heater - Solar System_A_Achievable Technical Potential | F4 | Commercial | Interruptible - Miscellaneous | Existing | Water Heating | Natural Gas | Water Heater - Solar System | A | Incremental Energy Savings (MWh or mTherms) | Achievable Technical Potential | 0 | 0 | 0.015359 | 0.017576 | 0.020234 | 0.022268 | 0.024241 | 0.027194 | 0.028784 | 0.028506 | 0.028134 | 0.02466 | 0.019157 | 0.013074 | 0.0077452 | 0.0046774 | 0 | 0 | 0 | 0 | 0 | 0 | 0 | 0 | 0 | 0 | 0
F5_Commercial_Interruptible - Miscellaneous_Existing_Water Heating_Natural Gas_Water Heater - Solar System_A_Achievable Technical Potential | F5 | Commercial | Interruptible - Miscellaneous | Existing | Water Heating | Natural Gas | Water Heater - Solar System | A | Incremental Summer Peak Savings (MW) | Achievable Technical Potential | 0 | 0 | 0 | 0 | 0 | 0 | 0 | 0 | 0 | 0 | 0 | 0 | 0 | 0 | 0 | 0 | 0 | 0 | 0 | 0 | 0 | 0 | 0 | 0 | 0 | 0 | 0
F6_Commercial_Interruptible - Miscellaneous_Existing_Water Heating_Natural Gas_Water Heater - Solar System_A_Achievable Technical Potential | F6 | Commercial | Interruptible - Miscellaneous | Existing | Water Heating | Natural Gas | Water Heater - Solar System | A | Incremental Winter Peak Savings (MW) | Achievable Technical Potential | 0 | 0 | 0 | 0 | 0 | 0 | 0 | 0 | 0 | 0 | 0 | 0 | 0 | 0 | 0 | 0 | 0 | 0 | 0 | 0 | 0 | 0 | 0 | 0 | 0 | 0 | 0
F7_Commercial_Interruptible - Miscellaneous_Existing_Water Heating_Natural Gas_Water Heater - Solar System_A_Achievable Technical Potential | F7 | Commercial | Interruptible - Miscellaneous | Existing | Water Heating | Natural Gas | Water Heater - Solar System | A | Cumulative Energy Savings (MWh or mTherms) | Achievable Technical Potential | 0 | 0 | 0.015359 | 0.032619 | 0.052226 | 0.073523 | 0.096442 | 0.12193 | 0.14871 | 0.17493 | 0.20058 | 0.22269 | 0.2395 | 0.25058 | 0.25696 | 0.2602 | 0.25909 | 0.25821 | 0.25752 | 0.25696 | 0.25657 | 0.25629 | 0.25609 | 0.25595 | 0.25575 | 0.25571 | 0.25567
F8_Commercial_Interruptible - Miscellaneous_Existing_Water Heating_Natural Gas_Water Heater - Solar System_A_Achievable Technical Potential | F8 | Commercial | Interruptible - Miscellaneous | Existing | Water Heating | Natural Gas | Water Heater - Solar System | A | Cumulative Summer Peak Savings (MW) | Achievable Technical Potential | 0 | 0 | 0 | 0 | 0 | 0 | 0 | 0 | 0 | 0 | 0 | 0 | 0 | 0 | 0 | 0 | 0 | 0 | 0 | 0 | 0 | 0 | 0 | 0 | 0 | 0 | 0
F9_Commercial_Interruptible - Miscellaneous_Existing_Water Heating_Natural Gas_Water Heater - Solar System_A_Achievable Technical Potential | F9 | Commercial | Interruptible - Miscellaneous | Existing | Water Heating | Natural Gas | Water Heater - Solar System | A | Cumulative Winter Peak Savings (MW) | Achievable Technical Potential | 0 | 0 | 0 | 0 | 0 | 0 | 0 | 0 | 0 | 0 | 0 | 0 | 0 | 0 | 0 | 0 | 0 | 0 | 0 | 0 | 0 | 0 | 0 | 0 | 0 | 0 | 0
F10_Commercial_Interruptible - Miscellaneous_Existing_Water Heating_Natural Gas_Water Heater - Solar System_A_Achievable Technical Potential | F10 | Commercial | Interruptible - Miscellaneous | Existing | Water Heating | Natural Gas | Water Heater - Solar System | A | Purchases (Incremental) | Achievable Technical Potential | 0 | 0 | 0.39845 | 0.46551 | 0.54643 | 0.61275 | 0.67924 | 0.77571 | 0.83482 | 0.83962 | 0.84061 | 0.74632 | 0.58593 | 0.40325 | 0.24019 | 0.14587 | 0 | 0 | 0 | 0 | 0 | 0 | 0 | 0 | 0 | 0 | 0
F11_Commercial_Interruptible - Miscellaneous_Existing_Water Heating_Natural Gas_Water Heater - Solar System_A_Achievable Technical Potential | F11 | Commercial | Interruptible - Miscellaneous | Existing | Water Heating | Natural Gas | Water Heater - Solar System | A | Purchases (Cumulative) | Achievable Technical Potential | 0 | 0 | 0.39845 | 0.86396 | 1.4104 | 2.0231 | 2.7024 | 3.4781 | 4.3129 | 5.1525 | 5.9931 | 6.7395 | 7.3254 | 7.7286 | 7.9688 | 8.1147 | 8.1147 | 8.1147 | 8.1147 | 8.1147 | 8.1147 | 8.1147 | 8.1147 | 8.1147 | 8.1147 | 8.1147 | 8.1147
F1_Commercial_Interruptible - Miscellaneous_Existing_Water Heating_Natural Gas_Commercial Laundry - Ozone Treatment_A_Achievable Technical Potential | F1 | Commercial | Interruptible - Miscellaneous | Existing | Water Heating | Natural Gas | Commercial Laundry - Ozone Treatment | A | Integrated Unit Energy Savings (kWh or therms) | Achievable Technical Potential | 0 | 0 | 144.6939 | 141.0964 | 137.6899 | 134.4917 | 131.4937 | 128.5077 | 125.6851 | 123.05 | 120.635 | 118.5292 | 116.8446 | 115.5724 | 114.8903 | 114.2151 | 113.728 | 113.3411 | 113.0378 | 112.7938 | 112.6203 | 112.4974 | 112.4102 | 112.3478 | 112.2638 | 112.2426 | 112.2257
F2_Commercial_Interruptible - Miscellaneous_Existing_Water Heating_Natural Gas_Commercial Laundry - Ozone Treatment_A_Achievable Technical Potential | F2 | Commercial | Interruptible - Miscellaneous | Existing | Water Heating | Natural Gas | Commercial Laundry - Ozone Treatment | A | Integrated Unit Summer Peak Savings (kW) | Achievable Technical Potential | 0 | 0 | 0 | 0 | 0 | 0 | 0 | 0 | 0 | 0 | 0 | 0 | 0 | 0 | 0 | 0 | 0 | 0 | 0 | 0 | 0 | 0 | 0 | 0 | 0 | 0 | 0
F3_Commercial_Interruptible - Miscellaneous_Existing_Water Heating_Natural Gas_Commercial Laundry - Ozone Treatment_A_Achievable Technical Potential | F3 | Commercial | Interruptible - Miscellaneous | Existing | Water Heating | Natural Gas | Commercial Laundry - Ozone Treatment | A | Integrated Unit Winter Peak Savings (kW) | Achievable Technical Potential | 0 | 0 | 0 | 0 | 0 | 0 | 0 | 0 | 0 | 0 | 0 | 0 | 0 | 0 | 0 | 0 | 0 | 0 | 0 | 0 | 0 | 0 | 0 | 0 | 0 | 0 | 0
F4_Commercial_Interruptible - Miscellaneous_Existing_Water Heating_Natural Gas_Commercial Laundry - Ozone Treatment_A_Achievable Technical Potential | F4 | Commercial | Interruptible - Miscellaneous | Existing | Water Heating | Natural Gas | Commercial Laundry - Ozone Treatment | A | Incremental Energy Savings (MWh or mTherms) | Achievable Technical Potential | 0 | 0 | 0.0040278 | 0.0048225 | 0.0057589 | 0.0065299 | 0.0072822 | 0.0083204 | 0.0089271 | 0.0089285 | 0.0082489 | 0.0069668 | 0.002062 | 0 | 0 | 0 | 0 | 0 | 0 | 0 | 0 | 0 | 0 | 0 | 0 | 0 | 0
F5_Commercial_Interruptible - Miscellaneous_Existing_Water Heating_Natural Gas_Commercial Laundry - Ozone Treatment_A_Achievable Technical Potential | F5 | Commercial | Interruptible - Miscellaneous | Existing | Water Heating | Natural Gas | Commercial Laundry - Ozone Treatment | A | Incremental Summer Peak Savings (MW) | Achievable Technical Potential | 0 | 0 | 0 | 0 | 0 | 0 | 0 | 0 | 0 | 0 | 0 | 0 | 0 | 0 | 0 | 0 | 0 | 0 | 0 | 0 | 0 | 0 | 0 | 0 | 0 | 0 | 0
F6_Commercial_Interruptible - Miscellaneous_Existing_Water Heating_Natural Gas_Commercial Laundry - Ozone Treatment_A_Achievable Technical Potential | F6 | Commercial | Interruptible - Miscellaneous | Existing | Water Heating | Natural Gas | Commercial Laundry - Ozone Treatment | A | Incremental Winter Peak Savings (MW) | Achievable Technical Potential | 0 | 0 | 0 | 0 | 0 | 0 | 0 | 0 | 0 | 0 | 0 | 0 | 0 | 0 | 0 | 0 | 0 | 0 | 0 | 0 | 0 | 0 | 0 | 0 | 0 | 0 | 0
F7_Commercial_Interruptible - Miscellaneous_Existing_Water Heating_Natural Gas_Commercial Laundry - Ozone Treatment_A_Achievable Technical Potential | F7 | Commercial | Interruptible - Miscellaneous | Existing | Water Heating | Natural Gas | Commercial Laundry - Ozone Treatment | A | Cumulative Energy Savings (MWh or mTherms) | Achievable Technical Potential | 0 | 0 | 0.0040278 | 0.0087502 | 0.014298 | 0.020496 | 0.027321 | 0.035021 | 0.043179 | 0.051202 | 0.058446 | 0.064393 | 0.065539 | 0.064826 | 0.064443 | 0.064065 | 0.063791 | 0.063574 | 0.063404 | 0.063267 | 0.06317 | 0.063101 | 0.063052 | 0.063017 | 0.06297 | 0.062958 | 0.062949
F8_Commercial_Interruptible - Miscellaneous_Existing_Water Heating_Natural Gas_Commercial Laundry - Ozone Treatment_A_Achievable Technical Potential | F8 | Commercial | Interruptible - Miscellaneous | Existing | Water Heating | Natural Gas | Commercial Laundry - Ozone Treatment | A | Cumulative Summer Peak Savings (MW) | Achievable Technical Potential | 0 | 0 | 0 | 0 | 0 | 0 | 0 | 0 | 0 | 0 | 0 | 0 | 0 | 0 | 0 | 0 | 0 | 0 | 0 | 0 | 0 | 0 | 0 | 0 | 0 | 0 | 0
F9_Commercial_Interruptible - Miscellaneous_Existing_Water Heating_Natural Gas_Commercial Laundry - Ozone Treatment_A_Achievable Technical Potential | F9 | Commercial | Interruptible - Miscellaneous | Existing | Water Heating | Natural Gas | Commercial Laundry - Ozone Treatment | A | Cumulative Winter Peak Savings (MW) | Achievable Technical Potential | 0 | 0 | 0 | 0 | 0 | 0 | 0 | 0 | 0 | 0 | 0 | 0 | 0 | 0 | 0 | 0 | 0 | 0 | 0 | 0 | 0 | 0 | 0 | 0 | 0 | 0 | 0
F10_Commercial_Interruptible - Miscellaneous_Existing_Water Heating_Natural Gas_Commercial Laundry - Ozone Treatment_A_Achievable Technical Potential | F10 | Commercial | Interruptible - Miscellaneous | Existing | Water Heating | Natural Gas | Commercial Laundry - Ozone Treatment | A | Purchases (Incremental) | Achievable Technical Potential | 0 | 0 | 0.027837 | 0.034179 | 0.041825 | 0.048552 | 0.05538 | 0.064746 | 0.071028 | 0.07256 | 0.068379 | 0.058777 | 0.017648 | 0 | 0 | 0 | 0 | 0 | 0 | 0 | 0 | 0 | 0 | 0 | 0 | 0 | 0
F11_Commercial_Interruptible - Miscellaneous_Existing_Water Heating_Natural Gas_Commercial Laundry - Ozone Treatment_A_Achievable Technical Potential | F11 | Commercial | Interruptible - Miscellaneous | Existing | Water Heating | Natural Gas | Commercial Laundry - Ozone Treatment | A | Purchases (Cumulative) | Achievable Technical Potential | 0 | 0 | 0.027837 | 0.062016 | 0.10384 | 0.15239 | 0.20777 | 0.27252 | 0.34355 | 0.41611 | 0.48449 | 0.54326 | 0.56091 | 0.56091 | 0.56091 | 0.56091 | 0.56091 | 0.56091 | 0.56091 | 0.56091 | 0.56091 | 0.56091 | 0.56091 | 0.56091 | 0.56091 | 0.56091 | 0.56091
F1_Commercial_Interruptible - Miscellaneous_Existing_Water Heating_Natural Gas_Commercial Laundry - ENERGY STAR Washer_A_Achievable Technical Potential | F1 | Commercial | Interruptible - Miscellaneous | Existing | Water Heating | Natural Gas | Commercial Laundry - ENERGY STAR Washer | A | Integrated Unit Energy Savings (kWh or therms) | Achievable Technical Potential | 0 | 0 | 33.9748 | 33.1219 | 32.3125 | 31.5509 | 30.8352 | 30.1208 | 29.4441 | 28.8116 | 28.2321 | 27.7275 | 27.3299 | 27.0323 | 26.8728 | 26.7149 | 26.6009 | 26.5104 | 26.4395 | 26.3824 | 26.3419 | 26.3131 | 26.2927 | 26.2781 | 26.2585 | 26.2535 | 26.2495
F2_Commercial_Interruptible - Miscellaneous_Existing_Water Heating_Natural Gas_Commercial Laundry - ENERGY STAR Washer_A_Achievable Technical Potential | F2 | Commercial | Interruptible - Miscellaneous | Existing | Water Heating | Natural Gas | Commercial Laundry - ENERGY STAR Washer | A | Integrated Unit Summer Peak Savings (kW) | Achievable Technical Potential | 0 | 0 | 0 | 0 | 0 | 0 | 0 | 0 | 0 | 0 | 0 | 0 | 0 | 0 | 0 | 0 | 0 | 0 | 0 | 0 | 0 | 0 | 0 | 0 | 0 | 0 | 0
F3_Commercial_Interruptible - Miscellaneous_Existing_Water Heating_Natural Gas_Commercial Laundry - ENERGY STAR Washer_A_Achievable Technical Potential | F3 | Commercial | Interruptible - Miscellaneous | Existing | Water Heating | Natural Gas | Commercial Laundry - ENERGY STAR Washer | A | Integrated Unit Winter Peak Savings (kW) | Achievable Technical Potential | 0 | 0 | 0 | 0 | 0 | 0 | 0 | 0 | 0 | 0 | 0 | 0 | 0 | 0 | 0 | 0 | 0 | 0 | 0 | 0 | 0 | 0 | 0 | 0 | 0 | 0 | 0
F4_Commercial_Interruptible - Miscellaneous_Existing_Water Heating_Natural Gas_Commercial Laundry - ENERGY STAR Washer_A_Achievable Technical Potential | F4 | Commercial | Interruptible - Miscellaneous | Existing | Water Heating | Natural Gas | Commercial Laundry - ENERGY STAR Washer | A | Incremental Energy Savings (MWh or mTherms) | Achievable Technical Potential | 0 | 0 | 8.5674e-05 | 0.00010255 | 0.00012243 | 0.00013877 | 0.0001547 | 0.00017667 | 0.00018945 | 0.00011673 | 8.7466e-05 | 4.258e-05 | 0 | 0 | 0 | 0 | 0 | 0 | 0 | 0 | 0 | 0 | 0 | 0 | 0 | 0 | 0
F5_Commercial_Interruptible - Miscellaneous_Existing_Water Heating_Natural Gas_Commercial Laundry - ENERGY STAR Washer_A_Achievable Technical Potential | F5 | Commercial | Interruptible - Miscellaneous | Existing | Water Heating | Natural Gas | Commercial Laundry - ENERGY STAR Washer | A | Incremental Summer Peak Savings (MW) | Achievable Technical Potential | 0 | 0 | 0 | 0 | 0 | 0 | 0 | 0 | 0 | 0 | 0 | 0 | 0 | 0 | 0 | 0 | 0 | 0 | 0 | 0 | 0 | 0 | 0 | 0 | 0 | 0 | 0
F6_Commercial_Interruptible - Miscellaneous_Existing_Water Heating_Natural Gas_Commercial Laundry - ENERGY STAR Washer_A_Achievable Technical Potential | F6 | Commercial | Interruptible - Miscellaneous | Existing | Water Heating | Natural Gas | Commercial Laundry - ENERGY STAR Washer | A | Incremental Winter Peak Savings (MW) | Achievable Technical Potential | 0 | 0 | 0 | 0 | 0 | 0 | 0 | 0 | 0 | 0 | 0 | 0 | 0 | 0 | 0 | 0 | 0 | 0 | 0 | 0 | 0 | 0 | 0 | 0 | 0 | 0 | 0
F7_Commercial_Interruptible - Miscellaneous_Existing_Water Heating_Natural Gas_Commercial Laundry - ENERGY STAR Washer_A_Achievable Technical Potential | F7 | Commercial | Interruptible - Miscellaneous | Existing | Water Heating | Natural Gas | Commercial Laundry - ENERGY STAR Washer | A | Cumulative Energy Savings (MWh or mTherms) | Achievable Technical Potential | 0 | 0 | 8.5674e-05 | 0.00018608 | 0.00030396 | 0.00043557 | 0.00058038 | 0.0007436 | 0.00091635 | 0.0010134 | 0.0010805 | 0.0011037 | 0.0010879 | 0.0010761 | 0.0010697 | 0.0010634 | 0.0010589 | 0.0010553 | 0.0010525 | 0.0010502 | 0.0010486 | 0.0010474 | 0.0010466 | 0.001046 | 0.0010453 | 0.0010451 | 0.0010449
F8_Commercial_Interruptible - Miscellaneous_Existing_Water Heating_Natural Gas_Commercial Laundry - ENERGY STAR Washer_A_Achievable Technical Potential | F8 | Commercial | Interruptible - Miscellaneous | Existing | Water Heating | Natural Gas | Commercial Laundry - ENERGY STAR Washer | A | Cumulative Summer Peak Savings (MW) | Achievable Technical Potential | 0 | 0 | 0 | 0 | 0 | 0 | 0 | 0 | 0 | 0 | 0 | 0 | 0 | 0 | 0 | 0 | 0 | 0 | 0 | 0 | 0 | 0 | 0 | 0 | 0 | 0 | 0
F9_Commercial_Interruptible - Miscellaneous_Existing_Water Heating_Natural Gas_Commercial Laundry - ENERGY STAR Washer_A_Achievable Technical Potential | F9 | Commercial | Interruptible - Miscellaneous | Existing | Water Heating | Natural Gas | Commercial Laundry - ENERGY STAR Washer | A | Cumulative Winter Peak Savings (MW) | Achievable Technical Potential | 0 | 0 | 0 | 0 | 0 | 0 | 0 | 0 | 0 | 0 | 0 | 0 | 0 | 0 | 0 | 0 | 0 | 0 | 0 | 0 | 0 | 0 | 0 | 0 | 0 | 0 | 0
F10_Commercial_Interruptible - Miscellaneous_Existing_Water Heating_Natural Gas_Commercial Laundry - ENERGY STAR Washer_A_Achievable Technical Potential | F10 | Commercial | Interruptible - Miscellaneous | Existing | Water Heating | Natural Gas | Commercial Laundry - ENERGY STAR Washer | A | Purchases (Incremental) | Achievable Technical Potential | 0 | 0 | 0.0025217 | 0.0030962 | 0.0037889 | 0.0043983 | 0.0050168 | 0.0058653 | 0.0064343 | 0.0040514 | 0.0030981 | 0.0015357 | 0 | 0 | 0 | 0 | 0 | 0 | 0 | 0 | 0 | 0 | 0 | 0 | 0 | 0 | 0
F11_Commercial_Interruptible - Miscellaneous_Existing_Water Heating_Natural Gas_Commercial Laundry - ENERGY STAR Washer_A_Achievable Technical Potential | F11 | Commercial | Interruptible - Miscellaneous | Existing | Water Heating | Natural Gas | Commercial Laundry - ENERGY STAR Washer | A | Purchases (Cumulative) | Achievable Technical Potential | 0 | 0 | 0.0025217 | 0.005618 | 0.0094069 | 0.013805 | 0.018822 | 0.024687 | 0.031122 | 0.035173 | 0.038271 | 0.039807 | 0.039807 | 0.039807 | 0.039807 | 0.039807 | 0.039807 | 0.039807 | 0.039807 | 0.039807 | 0.039807 | 0.039807 | 0.039807 | 0.039807 | 0.039807 | 0.039807 | 0.039807
F1_Commercial_Interruptible - Miscellaneous_Existing_Water Heating_Natural Gas_Water Heater - Efficient Dishwasher_A_Achievable Technical Potential | F1 | Commercial | Interruptible - Miscellaneous | Existing | Water Heating | Natural Gas | Water Heater - Efficient Dishwasher | A | Integrated Unit Energy Savings (kWh or therms) | Achievable Technical Potential | 0 | 0 | 98.5463 | 96.2784 | 94.1726 | 92.2344 | 90.4578 | 88.7252 | 87.1239 | 85.6477 | 84.2932 | 83.0994 | 82.1314 | 81.3824 | 80.9021 | 80.4266 | 80.0837 | 79.8112 | 79.5976 | 79.4258 | 79.3037 | 79.2171 | 79.1557 | 79.1118 | 79.0526 | 79.0377 | 79.0257
F2_Commercial_Interruptible - Miscellaneous_Existing_Water Heating_Natural Gas_Water Heater - Efficient Dishwasher_A_Achievable Technical Potential | F2 | Commercial | Interruptible - Miscellaneous | Existing | Water Heating | Natural Gas | Water Heater - Efficient Dishwasher | A | Integrated Unit Summer Peak Savings (kW) | Achievable Technical Potential | 0 | 0 | 0 | 0 | 0 | 0 | 0 | 0 | 0 | 0 | 0 | 0 | 0 | 0 | 0 | 0 | 0 | 0 | 0 | 0 | 0 | 0 | 0 | 0 | 0 | 0 | 0
F3_Commercial_Interruptible - Miscellaneous_Existing_Water Heating_Natural Gas_Water Heater - Efficient Dishwasher_A_Achievable Technical Potential | F3 | Commercial | Interruptible - Miscellaneous | Existing | Water Heating | Natural Gas | Water Heater - Efficient Dishwasher | A | Integrated Unit Winter Peak Savings (kW) | Achievable Technical Potential | 0 | 0 | 0 | 0 | 0 | 0 | 0 | 0 | 0 | 0 | 0 | 0 | 0 | 0 | 0 | 0 | 0 | 0 | 0 | 0 | 0 | 0 | 0 | 0 | 0 | 0 | 0
F4_Commercial_Interruptible - Miscellaneous_Existing_Water Heating_Natural Gas_Water Heater - Efficient Dishwasher_A_Achievable Technical Potential | F4 | Commercial | Interruptible - Miscellaneous | Existing | Water Heating | Natural Gas | Water Heater - Efficient Dishwasher | A | Incremental Energy Savings (MWh or mTherms) | Achievable Technical Potential | 0 | 0 | 0.030861 | 0.03702 | 0.044311 | 0.05038 | 0.056358 | 0.064627 | 0.069617 | 0.069914 | 0.064843 | 0.054949 | 0.042027 | 0.028579 | 0 | 0 | 0 | 0 | 0 | 0 | 0 | 0 | 0 | 0 | 0 | 0 | 0
F5_Commercial_Interruptible - Miscellaneous_Existing_Water Heating_Natural Gas_Water Heater - Efficient Dishwasher_A_Achievable Technical Potential | F5 | Commercial | Interruptible - Miscellaneous | Existing | Water Heating | Natural Gas | Water Heater - Efficient Dishwasher | A | Incremental Summer Peak Savings (MW) | Achievable Technical Potential | 0 | 0 | 0 | 0 | 0 | 0 | 0 | 0 | 0 | 0 | 0 | 0 | 0 | 0 | 0 | 0 | 0 | 0 | 0 | 0 | 0 | 0 | 0 | 0 | 0 | 0 | 0
F6_Commercial_Interruptible - Miscellaneous_Existing_Water Heating_Natural Gas_Water Heater - Efficient Dishwasher_A_Achievable Technical Potential | F6 | Commercial | Interruptible - Miscellaneous | Existing | Water Heating | Natural Gas | Water Heater - Efficient Dishwasher | A | Incremental Winter Peak Savings (MW) | Achievable Technical Potential | 0 | 0 | 0 | 0 | 0 | 0 | 0 | 0 | 0 | 0 | 0 | 0 | 0 | 0 | 0 | 0 | 0 | 0 | 0 | 0 | 0 | 0 | 0 | 0 | 0 | 0 | 0
F7_Commercial_Interruptible - Miscellaneous_Existing_Water Heating_Natural Gas_Water Heater - Efficient Dishwasher_A_Achievable Technical Potential | F7 | Commercial | Interruptible - Miscellaneous | Existing | Water Heating | Natural Gas | Water Heater - Efficient Dishwasher | A | Cumulative Energy Savings (MWh or mTherms) | Achievable Technical Potential | 0 | 0 | 0.030861 | 0.067171 | 0.11001 | 0.15813 | 0.21144 | 0.27202 | 0.33673 | 0.40093 | 0.45944 | 0.50788 | 0.54399 | 0.56761 | 0.56426 | 0.56094 | 0.55855 | 0.55665 | 0.55516 | 0.55396 | 0.55311 | 0.55251 | 0.55208 | 0.55177 | 0.55136 | 0.55125 | 0.55117
F8_Commercial_Interruptible - Miscellaneous_Existing_Water Heating_Natural Gas_Water Heater - Efficient Dishwasher_A_Achievable Technical Potential | F8 | Commercial | Interruptible - Miscellaneous | Existing | Water Heating | Natural Gas | Water Heater - Efficient Dishwasher | A | Cumulative Summer Peak Savings (MW) | Achievable Technical Potential | 0 | 0 | 0 | 0 | 0 | 0 | 0 | 0 | 0 | 0 | 0 | 0 | 0 | 0 | 0 | 0 | 0 | 0 | 0 | 0 | 0 | 0 | 0 | 0 | 0 | 0 | 0
F9_Commercial_Interruptible - Miscellaneous_Existing_Water Heating_Natural Gas_Water Heater - Efficient Dishwasher_A_Achievable Technical Potential | F9 | Commercial | Interruptible - Miscellaneous | Existing | Water Heating | Natural Gas | Water Heater - Efficient Dishwasher | A | Cumulative Winter Peak Savings (MW) | Achievable Technical Potential | 0 | 0 | 0 | 0 | 0 | 0 | 0 | 0 | 0 | 0 | 0 | 0 | 0 | 0 | 0 | 0 | 0 | 0 | 0 | 0 | 0 | 0 | 0 | 0 | 0 | 0 | 0
F10_Commercial_Interruptible - Miscellaneous_Existing_Water Heating_Natural Gas_Water Heater - Efficient Dishwasher_A_Achievable Technical Potential | F10 | Commercial | Interruptible - Miscellaneous | Existing | Water Heating | Natural Gas | Water Heater - Efficient Dishwasher | A | Purchases (Incremental) | Achievable Technical Potential | 0 | 0 | 0.31316 | 0.38451 | 0.47053 | 0.54622 | 0.62303 | 0.72839 | 0.79906 | 0.8163 | 0.76926 | 0.66125 | 0.5117 | 0.35117 | 0 | 0 | 0 | 0 | 0 | 0 | 0 | 0 | 0 | 0 | 0 | 0 | 0
F11_Commercial_Interruptible - Miscellaneous_Existing_Water Heating_Natural Gas_Water Heater - Efficient Dishwasher_A_Achievable Technical Potential | F11 | Commercial | Interruptible - Miscellaneous | Existing | Water Heating | Natural Gas | Water Heater - Efficient Dishwasher | A | Purchases (Cumulative) | Achievable Technical Potential | 0 | 0 | 0.31316 | 0.69768 | 1.1682 | 1.7144 | 2.3375 | 3.0658 | 3.8649 | 4.6812 | 5.4505 | 6.1117 | 6.6234 | 6.9746 | 6.9746 | 6.9746 | 6.9746 | 6.9746 | 6.9746 | 6.9746 | 6.9746 | 6.9746 | 6.9746 | 6.9746 | 6.9746 | 6.9746 | 6.9746
F1_Commercial_Interruptible - Miscellaneous_Existing_Water Heating_Natural Gas_Commercial Laundry - Alternative Dry-Cleaning Methods_A_Achievable Technical Potential | F1 | Commercial | Interruptible - Miscellaneous | Existing | Water Heating | Natural Gas | Commercial Laundry - Alternative Dry-Cleaning Methods | A | Integrated Unit Energy Savings (kWh or therms) | Achievable Technical Potential | 0 | 0 | 0 | 0 | 0 | 0 | 0 | 0 | 0 | 0 | 0 | 0 | 0 | 0 | 0 | 0 | 0 | 0 | 0 | 0 | 0 | 0 | 0 | 0 | 0 | 0 | 0
F2_Commercial_Interruptible - Miscellaneous_Existing_Water Heating_Natural Gas_Commercial Laundry - Alternative Dry-Cleaning Methods_A_Achievable Technical Potential | F2 | Commercial | Interruptible - Miscellaneous | Existing | Water Heating | Natural Gas | Commercial Laundry - Alternative Dry-Cleaning Methods | A | Integrated Unit Summer Peak Savings (kW) | Achievable Technical Potential | 0 | 0 | 0 | 0 | 0 | 0 | 0 | 0 | 0 | 0 | 0 | 0 | 0 | 0 | 0 | 0 | 0 | 0 | 0 | 0 | 0 | 0 | 0 | 0 | 0 | 0 | 0
F3_Commercial_Interruptible - Miscellaneous_Existing_Water Heating_Natural Gas_Commercial Laundry - Alternative Dry-Cleaning Methods_A_Achievable Technical Potential | F3 | Commercial | Interruptible - Miscellaneous | Existing | Water Heating | Natural Gas | Commercial Laundry - Alternative Dry-Cleaning Methods | A | Integrated Unit Winter Peak Savings (kW) | Achievable Technical Potential | 0 | 0 | 0 | 0 | 0 | 0 | 0 | 0 | 0 | 0 | 0 | 0 | 0 | 0 | 0 | 0 | 0 | 0 | 0 | 0 | 0 | 0 | 0 | 0 | 0 | 0 | 0
F4_Commercial_Interruptible - Miscellaneous_Existing_Water Heating_Natural Gas_Commercial Laundry - Alternative Dry-Cleaning Methods_A_Achievable Technical Potential | F4 | Commercial | Interruptible - Miscellaneous | Existing | Water Heating | Natural Gas | Commercial Laundry - Alternative Dry-Cleaning Methods | A | Incremental Energy Savings (MWh or mTherms) | Achievable Technical Potential | 0 | 0 | 0 | 0 | 0 | 0 | 0 | 0 | 0 | 0 | 0 | 0 | 0 | 0 | 0 | 0 | 0 | 0 | 0 | 0 | 0 | 0 | 0 | 0 | 0 | 0 | 0
F5_Commercial_Interruptible - Miscellaneous_Existing_Water Heating_Natural Gas_Commercial Laundry - Alternative Dry-Cleaning Methods_A_Achievable Technical Potential | F5 | Commercial | Interruptible - Miscellaneous | Existing | Water Heating | Natural Gas | Commercial Laundry - Alternative Dry-Cleaning Methods | A | Incremental Summer Peak Savings (MW) | Achievable Technical Potential | 0 | 0 | 0 | 0 | 0 | 0 | 0 | 0 | 0 | 0 | 0 | 0 | 0 | 0 | 0 | 0 | 0 | 0 | 0 | 0 | 0 | 0 | 0 | 0 | 0 | 0 | 0
F6_Commercial_Interruptible - Miscellaneous_Existing_Water Heating_Natural Gas_Commercial Laundry - Alternative Dry-Cleaning Methods_A_Achievable Technical Potential | F6 | Commercial | Interruptible - Miscellaneous | Existing | Water Heating | Natural Gas | Commercial Laundry - Alternative Dry-Cleaning Methods | A | Incremental Winter Peak Savings (MW) | Achievable Technical Potential | 0 | 0 | 0 | 0 | 0 | 0 | 0 | 0 | 0 | 0 | 0 | 0 | 0 | 0 | 0 | 0 | 0 | 0 | 0 | 0 | 0 | 0 | 0 | 0 | 0 | 0 | 0
F7_Commercial_Interruptible - Miscellaneous_Existing_Water Heating_Natural Gas_Commercial Laundry - Alternative Dry-Cleaning Methods_A_Achievable Technical Potential | F7 | Commercial | Interruptible - Miscellaneous | Existing | Water Heating | Natural Gas | Commercial Laundry - Alternative Dry-Cleaning Methods | A | Cumulative Energy Savings (MWh or mTherms) | Achievable Technical Potential | 0 | 0 | 0 | 0 | 0 | 0 | 0 | 0 | 0 | 0 | 0 | 0 | 0 | 0 | 0 | 0 | 0 | 0 | 0 | 0 | 0 | 0 | 0 | 0 | 0 | 0 | 0
F8_Commercial_Interruptible - Miscellaneous_Existing_Water Heating_Natural Gas_Commercial Laundry - Alternative Dry-Cleaning Methods_A_Achievable Technical Potential | F8 | Commercial | Interruptible - Miscellaneous | Existing | Water Heating | Natural Gas | Commercial Laundry - Alternative Dry-Cleaning Methods | A | Cumulative Summer Peak Savings (MW) | Achievable Technical Potential | 0 | 0 | 0 | 0 | 0 | 0 | 0 | 0 | 0 | 0 | 0 | 0 | 0 | 0 | 0 | 0 | 0 | 0 | 0 | 0 | 0 | 0 | 0 | 0 | 0 | 0 | 0
F9_Commercial_Interruptible - Miscellaneous_Existing_Water Heating_Natural Gas_Commercial Laundry - Alternative Dry-Cleaning Methods_A_Achievable Technical Potential | F9 | Commercial | Interruptible - Miscellaneous | Existing | Water Heating | Natural Gas | Commercial Laundry - Alternative Dry-Cleaning Methods | A | Cumulative Winter Peak Savings (MW) | Achievable Technical Potential | 0 | 0 | 0 | 0 | 0 | 0 | 0 | 0 | 0 | 0 | 0 | 0 | 0 | 0 | 0 | 0 | 0 | 0 | 0 | 0 | 0 | 0 | 0 | 0 | 0 | 0 | 0
F10_Commercial_Interruptible - Miscellaneous_Existing_Water Heating_Natural Gas_Commercial Laundry - Alternative Dry-Cleaning Methods_A_Achievable Technical Potential | F10 | Commercial | Interruptible - Miscellaneous | Existing | Water Heating | Natural Gas | Commercial Laundry - Alternative Dry-Cleaning Methods | A | Purchases (Incremental) | Achievable Technical Potential | 0 | 0 | 0.027837 | 0.034179 | 0.041825 | 0.048552 | 0.05538 | 0.064746 | 0.071028 | 0.07256 | 0.068379 | 0.058777 | 0.045484 | 0.031215 | 0.018679 | 0.0087245 | 0 | 0 | 0 | 0 | 0 | 0 | 0 | 0 | 0 | 0 | 0
F11_Commercial_Interruptible - Miscellaneous_Existing_Water Heating_Natural Gas_Commercial Laundry - Alternative Dry-Cleaning Methods_A_Achievable Technical Potential | F11 | Commercial | Interruptible - Miscellaneous | Existing | Water Heating | Natural Gas | Commercial Laundry - Alternative Dry-Cleaning Methods | A | Purchases (Cumulative) | Achievable Technical Potential | 0 | 0 | 0.027837 | 0.062016 | 0.10384 | 0.15239 | 0.20777 | 0.27252 | 0.34355 | 0.41611 | 0.48449 | 0.54326 | 0.58875 | 0.61996 | 0.63864 | 0.64737 | 0.64737 | 0.64737 | 0.64737 | 0.64737 | 0.64737 | 0.64737 | 0.64737 | 0.64737 | 0.64737 | 0.64737 | 0.64737
F1_Commercial_Interruptible - Miscellaneous_Existing_Space Heating_Natural Gas_Advanced Kitchen Ventilation Controls_A_Achievable Technical Potential | F1 | Commercial | Interruptible - Miscellaneous | Existing | Space Heating | Natural Gas | Advanced Kitchen Ventilation Controls | A | Integrated Unit Energy Savings (kWh or therms) | Achievable Technical Potential | 0 | 0 | 0.059958 | 0.05971 | 0.059416 | 0.05908 | 0.058697 | 0.058258 | 0.057758 | 0.057194 | 0.056563 | 0.05587 | 0.055128 | 0.054355 | 0.053576 | 0.052816 | 0.052099 | 0.051459 | 0.050902 | 0.050413 | 0.050003 | 0.049624 | 0.04932 | 0.049031 | 0.048755 | 0.048491 | 0.048238
F2_Commercial_Interruptible - Miscellaneous_Existing_Space Heating_Natural Gas_Advanced Kitchen Ventilation Controls_A_Achievable Technical Potential | F2 | Commercial | Interruptible - Miscellaneous | Existing | Space Heating | Natural Gas | Advanced Kitchen Ventilation Controls | A | Integrated Unit Summer Peak Savings (kW) | Achievable Technical Potential | 0 | 0 | 0 | 0 | 0 | 0 | 0 | 0 | 0 | 0 | 0 | 0 | 0 | 0 | 0 | 0 | 0 | 0 | 0 | 0 | 0 | 0 | 0 | 0 | 0 | 0 | 0
F3_Commercial_Interruptible - Miscellaneous_Existing_Space Heating_Natural Gas_Advanced Kitchen Ventilation Controls_A_Achievable Technical Potential | F3 | Commercial | Interruptible - Miscellaneous | Existing | Space Heating | Natural Gas | Advanced Kitchen Ventilation Controls | A | Integrated Unit Winter Peak Savings (kW) | Achievable Technical Potential | 0 | 0 | 0 | 0 | 0 | 0 | 0 | 0 | 0 | 0 | 0 | 0 | 0 | 0 | 0 | 0 | 0 | 0 | 0 | 0 | 0 | 0 | 0 | 0 | 0 | 0 | 0
F4_Commercial_Interruptible - Miscellaneous_Existing_Space Heating_Natural Gas_Advanced Kitchen Ventilation Controls_A_Achievable Technical Potential | F4 | Commercial | Interruptible - Miscellaneous | Existing | Space Heating | Natural Gas | Advanced Kitchen Ventilation Controls | A | Incremental Energy Savings (MWh or mTherms) | Achievable Technical Potential | 0 | 0 | 0 | 0 | 0 | 0 | 0 | 0 | 0 | 0 | 0 | 0 | 0 | 0 | 0 | 0 | 0 | 0 | 0 | 0 | 0 | 0 | 0 | 0 | 0 | 0 | 0
F5_Commercial_Interruptible - Miscellaneous_Existing_Space Heating_Natural Gas_Advanced Kitchen Ventilation Controls_A_Achievable Technical Potential | F5 | Commercial | Interruptible - Miscellaneous | Existing | Space Heating | Natural Gas | Advanced Kitchen Ventilation Controls | A | Incremental Summer Peak Savings (MW) | Achievable Technical Potential | 0 | 0 | 0 | 0 | 0 | 0 | 0 | 0 | 0 | 0 | 0 | 0 | 0 | 0 | 0 | 0 | 0 | 0 | 0 | 0 | 0 | 0 | 0 | 0 | 0 | 0 | 0
F6_Commercial_Interruptible - Miscellaneous_Existing_Space Heating_Natural Gas_Advanced Kitchen Ventilation Controls_A_Achievable Technical Potential | F6 | Commercial | Interruptible - Miscellaneous | Existing | Space Heating | Natural Gas | Advanced Kitchen Ventilation Controls | A | Incremental Winter Peak Savings (MW) | Achievable Technical Potential | 0 | 0 | 0 | 0 | 0 | 0 | 0 | 0 | 0 | 0 | 0 | 0 | 0 | 0 | 0 | 0 | 0 | 0 | 0 | 0 | 0 | 0 | 0 | 0 | 0 | 0 | 0
F7_Commercial_Interruptible - Miscellaneous_Existing_Space Heating_Natural Gas_Advanced Kitchen Ventilation Controls_A_Achievable Technical Potential | F7 | Commercial | Interruptible - Miscellaneous | Existing | Space Heating | Natural Gas | Advanced Kitchen Ventilation Controls | A | Cumulative Energy Savings (MWh or mTherms) | Achievable Technical Potential | 0 | 0 | 0 | 0 | 0 | 0 | 0 | 0 | 0 | 0 | 0 | 0 | 0 | 0 | 0 | 0 | 0 | 0 | 0 | 0 | 0 | 0 | 0 | 0 | 0 | 0 | 0
F8_Commercial_Interruptible - Miscellaneous_Existing_Space Heating_Natural Gas_Advanced Kitchen Ventilation Controls_A_Achievable Technical Potential | F8 | Commercial | Interruptible - Miscellaneous | Existing | Space Heating | Natural Gas | Advanced Kitchen Ventilation Controls | A | Cumulative Summer Peak Savings (MW) | Achievable Technical Potential | 0 | 0 | 0 | 0 | 0 | 0 | 0 | 0 | 0 | 0 | 0 | 0 | 0 | 0 | 0 | 0 | 0 | 0 | 0 | 0 | 0 | 0 | 0 | 0 | 0 | 0 | 0
F9_Commercial_Interruptible - Miscellaneous_Existing_Space Heating_Natural Gas_Advanced Kitchen Ventilation Controls_A_Achievable Technical Potential | F9 | Commercial | Interruptible - Miscellaneous | Existing | Space Heating | Natural Gas | Advanced Kitchen Ventilation Controls | A | Cumulative Winter Peak Savings (MW) | Achievable Technical Potential | 0 | 0 | 0 | 0 | 0 | 0 | 0 | 0 | 0 | 0 | 0 | 0 | 0 | 0 | 0 | 0 | 0 | 0 | 0 | 0 | 0 | 0 | 0 | 0 | 0 | 0 | 0
F10_Commercial_Interruptible - Miscellaneous_Existing_Space Heating_Natural Gas_Advanced Kitchen Ventilation Controls_A_Achievable Technical Potential | F10 | Commercial | Interruptible - Miscellaneous | Existing | Space Heating | Natural Gas | Advanced Kitchen Ventilation Controls | A | Purchases (Incremental) | Achievable Technical Potential | 0 | 0 | 0 | 0 | 0 | 0 | 0 | 0 | 0 | 0 | 0 | 0 | 0 | 0 | 0 | 0 | 0 | 0 | 0 | 0 | 0 | 0 | 0 | 0 | 0 | 0 | 0
F11_Commercial_Interruptible - Miscellaneous_Existing_Space Heating_Natural Gas_Advanced Kitchen Ventilation Controls_A_Achievable Technical Potential | F11 | Commercial | Interruptible - Miscellaneous | Existing | Space Heating | Natural Gas | Advanced Kitchen Ventilation Controls | A | Purchases (Cumulative) | Achievable Technical Potential | 0 | 0 | 0 | 0 | 0 | 0 | 0 | 0 | 0 | 0 | 0 | 0 | 0 | 0 | 0 | 0 | 0 | 0 | 0 | 0 | 0 | 0 | 0 | 0 | 0 | 0 | 0
F1_Commercial_Interruptible - Miscellaneous_Existing_Space Heating_Natural Gas_Infiltration Control - Loading Dock Sealing_A_Achievable Technical Potential | F1 | Commercial | Interruptible - Miscellaneous | Existing | Space Heating | Natural Gas | Infiltration Control - Loading Dock Sealing | A | Integrated Unit Energy Savings (kWh or therms) | Achievable Technical Potential | 0 | 0 | 213.7517 | 211.8097 | 209.5326 | 206.9695 | 204.0683 | 200.8717 | 197.2821 | 193.3232 | 189.0414 | 184.529 | 179.944 | 175.3544 | 170.8656 | 166.6025 | 162.7091 | 159.3963 | 156.691 | 154.3957 | 152.6097 | 150.9644 | 150.0301 | 149.1416 | 148.2942 | 147.4843 | 146.7078
F2_Commercial_Interruptible - Miscellaneous_Existing_Space Heating_Natural Gas_Infiltration Control - Loading Dock Sealing_A_Achievable Technical Potential | F2 | Commercial | Interruptible - Miscellaneous | Existing | Space Heating | Natural Gas | Infiltration Control - Loading Dock Sealing | A | Integrated Unit Summer Peak Savings (kW) | Achievable Technical Potential | 0 | 0 | 0 | 0 | 0 | 0 | 0 | 0 | 0 | 0 | 0 | 0 | 0 | 0 | 0 | 0 | 0 | 0 | 0 | 0 | 0 | 0 | 0 | 0 | 0 | 0 | 0
F3_Commercial_Interruptible - Miscellaneous_Existing_Space Heating_Natural Gas_Infiltration Control - Loading Dock Sealing_A_Achievable Technical Potential | F3 | Commercial | Interruptible - Miscellaneous | Existing | Space Heating | Natural Gas | Infiltration Control - Loading Dock Sealing | A | Integrated Unit Winter Peak Savings (kW) | Achievable Technical Potential | 0 | 0 | 0 | 0 | 0 | 0 | 0 | 0 | 0 | 0 | 0 | 0 | 0 | 0 | 0 | 0 | 0 | 0 | 0 | 0 | 0 | 0 | 0 | 0 | 0 | 0 | 0
F4_Commercial_Interruptible - Miscellaneous_Existing_Space Heating_Natural Gas_Infiltration Control - Loading Dock Sealing_A_Achievable Technical Potential | F4 | Commercial | Interruptible - Miscellaneous | Existing | Space Heating | Natural Gas | Infiltration Control - Loading Dock Sealing | A | Incremental Energy Savings (MWh or mTherms) | Achievable Technical Potential | 0 | 0 | 0 | 0 | 0 | 0 | 0 | 0 | 0 | 0 | 0 | 0 | 0 | 0 | 0 | 0 | 0 | 0 | 0 | 0 | 0 | 0 | 0 | 0 | 0 | 0 | 0
F5_Commercial_Interruptible - Miscellaneous_Existing_Space Heating_Natural Gas_Infiltration Control - Loading Dock Sealing_A_Achievable Technical Potential | F5 | Commercial | Interruptible - Miscellaneous | Existing | Space Heating | Natural Gas | Infiltration Control - Loading Dock Sealing | A | Incremental Summer Peak Savings (MW) | Achievable Technical Potential | 0 | 0 | 0 | 0 | 0 | 0 | 0 | 0 | 0 | 0 | 0 | 0 | 0 | 0 | 0 | 0 | 0 | 0 | 0 | 0 | 0 | 0 | 0 | 0 | 0 | 0 | 0
F6_Commercial_Interruptible - Miscellaneous_Existing_Space Heating_Natural Gas_Infiltration Control - Loading Dock Sealing_A_Achievable Technical Potential | F6 | Commercial | Interruptible - Miscellaneous | Existing | Space Heating | Natural Gas | Infiltration Control - Loading Dock Sealing | A | Incremental Winter Peak Savings (MW) | Achievable Technical Potential | 0 | 0 | 0 | 0 | 0 | 0 | 0 | 0 | 0 | 0 | 0 | 0 | 0 | 0 | 0 | 0 | 0 | 0 | 0 | 0 | 0 | 0 | 0 | 0 | 0 | 0 | 0
F7_Commercial_Interruptible - Miscellaneous_Existing_Space Heating_Natural Gas_Infiltration Control - Loading Dock Sealing_A_Achievable Technical Potential | F7 | Commercial | Interruptible - Miscellaneous | Existing | Space Heating | Natural Gas | Infiltration Control - Loading Dock Sealing | A | Cumulative Energy Savings (MWh or mTherms) | Achievable Technical Potential | 0 | 0 | 0 | 0 | 0 | 0 | 0 | 0 | 0 | 0 | 0 | 0 | 0 | 0 | 0 | 0 | 0 | 0 | 0 | 0 | 0 | 0 | 0 | 0 | 0 | 0 | 0
F8_Commercial_Interruptible - Miscellaneous_Existing_Space Heating_Natural Gas_Infiltration Control - Loading Dock Sealing_A_Achievable Technical Potential | F8 | Commercial | Interruptible - Miscellaneous | Existing | Space Heating | Natural Gas | Infiltration Control - Loading Dock Sealing | A | Cumulative Summer Peak Savings (MW) | Achievable Technical Potential | 0 | 0 | 0 | 0 | 0 | 0 | 0 | 0 | 0 | 0 | 0 | 0 | 0 | 0 | 0 | 0 | 0 | 0 | 0 | 0 | 0 | 0 | 0 | 0 | 0 | 0 | 0
F9_Commercial_Interruptible - Miscellaneous_Existing_Space Heating_Natural Gas_Infiltration Control - Loading Dock Sealing_A_Achievable Technical Potential | F9 | Commercial | Interruptible - Miscellaneous | Existing | Space Heating | Natural Gas | Infiltration Control - Loading Dock Sealing | A | Cumulative Winter Peak Savings (MW) | Achievable Technical Potential | 0 | 0 | 0 | 0 | 0 | 0 | 0 | 0 | 0 | 0 | 0 | 0 | 0 | 0 | 0 | 0 | 0 | 0 | 0 | 0 | 0 | 0 | 0 | 0 | 0 | 0 | 0
F10_Commercial_Interruptible - Miscellaneous_Existing_Space Heating_Natural Gas_Infiltration Control - Loading Dock Sealing_A_Achievable Technical Potential | F10 | Commercial | Interruptible - Miscellaneous | Existing | Space Heating | Natural Gas | Infiltration Control - Loading Dock Sealing | A | Purchases (Incremental) | Achievable Technical Potential | 0 | 0 | 0 | 0 | 0 | 0 | 0 | 0 | 0 | 0 | 0 | 0 | 0 | 0 | 0 | 0 | 0 | 0 | 0 | 0 | 0 | 0 | 0 | 0 | 0 | 0 | 0
F11_Commercial_Interruptible - Miscellaneous_Existing_Space Heating_Natural Gas_Infiltration Control - Loading Dock Sealing_A_Achievable Technical Potential | F11 | Commercial | Interruptible - Miscellaneous | Existing | Space Heating | Natural Gas | Infiltration Control - Loading Dock Sealing | A | Purchases (Cumulative) | Achievable Technical Potential | 0 | 0 | 0 | 0 | 0 | 0 | 0 | 0 | 0 | 0 | 0 | 0 | 0 | 0 | 0 | 0 | 0 | 0 | 0 | 0 | 0 | 0 | 0 | 0 | 0 | 0 | 0
F1_Commercial_Interruptible - Miscellaneous_Existing_Space Heating_Natural Gas_Greenhouse Heat Curtain_A_Achievable Technical Potential | F1 | Commercial | Interruptible - Miscellaneous | Existing | Space Heating | Natural Gas | Greenhouse Heat Curtain | A | Integrated Unit Energy Savings (kWh or therms) | Achievable Technical Potential | 0 | 0 | 186.8855 | 185.5649 | 184.0137 | 182.2633 | 180.2768 | 178.0071 | 175.4433 | 172.5866 | 169.4585 | 166.1128 | 162.7184 | 159.2864 | 155.8805 | 152.6209 | 149.614 | 147.0264 | 144.8831 | 143.0411 | 141.5802 | 140.2259 | 139.3624 | 138.541 | 137.7577 | 137.0087 | 136.2905
F2_Commercial_Interruptible - Miscellaneous_Existing_Space Heating_Natural Gas_Greenhouse Heat Curtain_A_Achievable Technical Potential | F2 | Commercial | Interruptible - Miscellaneous | Existing | Space Heating | Natural Gas | Greenhouse Heat Curtain | A | Integrated Unit Summer Peak Savings (kW) | Achievable Technical Potential | 0 | 0 | 0 | 0 | 0 | 0 | 0 | 0 | 0 | 0 | 0 | 0 | 0 | 0 | 0 | 0 | 0 | 0 | 0 | 0 | 0 | 0 | 0 | 0 | 0 | 0 | 0
F3_Commercial_Interruptible - Miscellaneous_Existing_Space Heating_Natural Gas_Greenhouse Heat Curtain_A_Achievable Technical Potential | F3 | Commercial | Interruptible - Miscellaneous | Existing | Space Heating | Natural Gas | Greenhouse Heat Curtain | A | Integrated Unit Winter Peak Savings (kW) | Achievable Technical Potential | 0 | 0 | 0 | 0 | 0 | 0 | 0 | 0 | 0 | 0 | 0 | 0 | 0 | 0 | 0 | 0 | 0 | 0 | 0 | 0 | 0 | 0 | 0 | 0 | 0 | 0 | 0
F4_Commercial_Interruptible - Miscellaneous_Existing_Space Heating_Natural Gas_Greenhouse Heat Curtain_A_Achievable Technical Potential | F4 | Commercial | Interruptible - Miscellaneous | Existing | Space Heating | Natural Gas | Greenhouse Heat Curtain | A | Incremental Energy Savings (MWh or mTherms) | Achievable Technical Potential | 0 | 0 | 0 | 0 | 0 | 0 | 0 | 0 | 0 | 0 | 0 | 0 | 0 | 0 | 0 | 0 | 0 | 0 | 0 | 0 | 0 | 0 | 0 | 0 | 0 | 0 | 0
F5_Commercial_Interruptible - Miscellaneous_Existing_Space Heating_Natural Gas_Greenhouse Heat Curtain_A_Achievable Technical Potential | F5 | Commercial | Interruptible - Miscellaneous | Existing | Space Heating | Natural Gas | Greenhouse Heat Curtain | A | Incremental Summer Peak Savings (MW) | Achievable Technical Potential | 0 | 0 | 0 | 0 | 0 | 0 | 0 | 0 | 0 | 0 | 0 | 0 | 0 | 0 | 0 | 0 | 0 | 0 | 0 | 0 | 0 | 0 | 0 | 0 | 0 | 0 | 0
F6_Commercial_Interruptible - Miscellaneous_Existing_Space Heating_Natural Gas_Greenhouse Heat Curtain_A_Achievable Technical Potential | F6 | Commercial | Interruptible - Miscellaneous | Existing | Space Heating | Natural Gas | Greenhouse Heat Curtain | A | Incremental Winter Peak Savings (MW) | Achievable Technical Potential | 0 | 0 | 0 | 0 | 0 | 0 | 0 | 0 | 0 | 0 | 0 | 0 | 0 | 0 | 0 | 0 | 0 | 0 | 0 | 0 | 0 | 0 | 0 | 0 | 0 | 0 | 0
F7_Commercial_Interruptible - Miscellaneous_Existing_Space Heating_Natural Gas_Greenhouse Heat Curtain_A_Achievable Technical Potential | F7 | Commercial | Interruptible - Miscellaneous | Existing | Space Heating | Natural Gas | Greenhouse Heat Curtain | A | Cumulative Energy Savings (MWh or mTherms) | Achievable Technical Potential | 0 | 0 | 0 | 0 | 0 | 0 | 0 | 0 | 0 | 0 | 0 | 0 | 0 | 0 | 0 | 0 | 0 | 0 | 0 | 0 | 0 | 0 | 0 | 0 | 0 | 0 | 0
F8_Commercial_Interruptible - Miscellaneous_Existing_Space Heating_Natural Gas_Greenhouse Heat Curtain_A_Achievable Technical Potential | F8 | Commercial | Interruptible - Miscellaneous | Existing | Space Heating | Natural Gas | Greenhouse Heat Curtain | A | Cumulative Summer Peak Savings (MW) | Achievable Technical Potential | 0 | 0 | 0 | 0 | 0 | 0 | 0 | 0 | 0 | 0 | 0 | 0 | 0 | 0 | 0 | 0 | 0 | 0 | 0 | 0 | 0 | 0 | 0 | 0 | 0 | 0 | 0
F9_Commercial_Interruptible - Miscellaneous_Existing_Space Heating_Natural Gas_Greenhouse Heat Curtain_A_Achievable Technical Potential | F9 | Commercial | Interruptible - Miscellaneous | Existing | Space Heating | Natural Gas | Greenhouse Heat Curtain | A | Cumulative Winter Peak Savings (MW) | Achievable Technical Potential | 0 | 0 | 0 | 0 | 0 | 0 | 0 | 0 | 0 | 0 | 0 | 0 | 0 | 0 | 0 | 0 | 0 | 0 | 0 | 0 | 0 | 0 | 0 | 0 | 0 | 0 | 0
F10_Commercial_Interruptible - Miscellaneous_Existing_Space Heating_Natural Gas_Greenhouse Heat Curtain_A_Achievable Technical Potential | F10 | Commercial | Interruptible - Miscellaneous | Existing | Space Heating | Natural Gas | Greenhouse Heat Curtain | A | Purchases (Incremental) | Achievable Technical Potential | 0 | 0 | 0 | 0 | 0 | 0 | 0 | 0 | 0 | 0 | 0 | 0 | 0 | 0 | 0 | 0 | 0 | 0 | 0 | 0 | 0 | 0 | 0 | 0 | 0 | 0 | 0
F11_Commercial_Interruptible - Miscellaneous_Existing_Space Heating_Natural Gas_Greenhouse Heat Curtain_A_Achievable Technical Potential | F11 | Commercial | Interruptible - Miscellaneous | Existing | Space Heating | Natural Gas | Greenhouse Heat Curtain | A | Purchases (Cumulative) | Achievable Technical Potential | 0 | 0 | 0 | 0 | 0 | 0 | 0 | 0 | 0 | 0 | 0 | 0 | 0 | 0 | 0 | 0 | 0 | 0 | 0 | 0 | 0 | 0 | 0 | 0 | 0 | 0 | 0
F1_Commercial_Interruptible - Miscellaneous_Existing_Space Heating_Natural Gas_Ventilation - Parking Garages, Demand Controlled_A_Achievable Technical Potential | F1 | Commercial | Interruptible - Miscellaneous | Existing | Space Heating | Natural Gas | Ventilation - Parking Garages, Demand Controlled | A | Integrated Unit Energy Savings (kWh or therms) | Achievable Technical Potential | 0 | 0 | 0 | 0 | 0 | 0 | 0 | 0 | 0 | 0 | 0 | 0 | 0 | 0 | 0 | 0 | 0 | 0 | 0 | 0 | 0 | 0 | 0 | 0 | 0 | 0 | 0
F2_Commercial_Interruptible - Miscellaneous_Existing_Space Heating_Natural Gas_Ventilation - Parking Garages, Demand Controlled_A_Achievable Technical Potential | F2 | Commercial | Interruptible - Miscellaneous | Existing | Space Heating | Natural Gas | Ventilation - Parking Garages, Demand Controlled | A | Integrated Unit Summer Peak Savings (kW) | Achievable Technical Potential | 0 | 0 | 0 | 0 | 0 | 0 | 0 | 0 | 0 | 0 | 0 | 0 | 0 | 0 | 0 | 0 | 0 | 0 | 0 | 0 | 0 | 0 | 0 | 0 | 0 | 0 | 0
F3_Commercial_Interruptible - Miscellaneous_Existing_Space Heating_Natural Gas_Ventilation - Parking Garages, Demand Controlled_A_Achievable Technical Potential | F3 | Commercial | Interruptible - Miscellaneous | Existing | Space Heating | Natural Gas | Ventilation - Parking Garages, Demand Controlled | A | Integrated Unit Winter Peak Savings (kW) | Achievable Technical Potential | 0 | 0 | 0 | 0 | 0 | 0 | 0 | 0 | 0 | 0 | 0 | 0 | 0 | 0 | 0 | 0 | 0 | 0 | 0 | 0 | 0 | 0 | 0 | 0 | 0 | 0 | 0
F4_Commercial_Interruptible - Miscellaneous_Existing_Space Heating_Natural Gas_Ventilation - Parking Garages, Demand Controlled_A_Achievable Technical Potential | F4 | Commercial | Interruptible - Miscellaneous | Existing | Space Heating | Natural Gas | Ventilation - Parking Garages, Demand Controlled | A | Incremental Energy Savings (MWh or mTherms) | Achievable Technical Potential | 0 | 0 | 0 | 0 | 0 | 0 | 0 | 0 | 0 | 0 | 0 | 0 | 0 | 0 | 0 | 0 | 0 | 0 | 0 | 0 | 0 | 0 | 0 | 0 | 0 | 0 | 0
F5_Commercial_Interruptible - Miscellaneous_Existing_Space Heating_Natural Gas_Ventilation - Parking Garages, Demand Controlled_A_Achievable Technical Potential | F5 | Commercial | Interruptible - Miscellaneous | Existing | Space Heating | Natural Gas | Ventilation - Parking Garages, Demand Controlled | A | Incremental Summer Peak Savings (MW) | Achievable Technical Potential | 0 | 0 | 0 | 0 | 0 | 0 | 0 | 0 | 0 | 0 | 0 | 0 | 0 | 0 | 0 | 0 | 0 | 0 | 0 | 0 | 0 | 0 | 0 | 0 | 0 | 0 | 0
F6_Commercial_Interruptible - Miscellaneous_Existing_Space Heating_Natural Gas_Ventilation - Parking Garages, Demand Controlled_A_Achievable Technical Potential | F6 | Commercial | Interruptible - Miscellaneous | Existing | Space Heating | Natural Gas | Ventilation - Parking Garages, Demand Controlled | A | Incremental Winter Peak Savings (MW) | Achievable Technical Potential | 0 | 0 | 0 | 0 | 0 | 0 | 0 | 0 | 0 | 0 | 0 | 0 | 0 | 0 | 0 | 0 | 0 | 0 | 0 | 0 | 0 | 0 | 0 | 0 | 0 | 0 | 0
F7_Commercial_Interruptible - Miscellaneous_Existing_Space Heating_Natural Gas_Ventilation - Parking Garages, Demand Controlled_A_Achievable Technical Potential | F7 | Commercial | Interruptible - Miscellaneous | Existing | Space Heating | Natural Gas | Ventilation - Parking Garages, Demand Controlled | A | Cumulative Energy Savings (MWh or mTherms) | Achievable Technical Potential | 0 | 0 | 0 | 0 | 0 | 0 | 0 | 0 | 0 | 0 | 0 | 0 | 0 | 0 | 0 | 0 | 0 | 0 | 0 | 0 | 0 | 0 | 0 | 0 | 0 | 0 | 0
F8_Commercial_Interruptible - Miscellaneous_Existing_Space Heating_Natural Gas_Ventilation - Parking Garages, Demand Controlled_A_Achievable Technical Potential | F8 | Commercial | Interruptible - Miscellaneous | Existing | Space Heating | Natural Gas | Ventilation - Parking Garages, Demand Controlled | A | Cumulative Summer Peak Savings (MW) | Achievable Technical Potential | 0 | 0 | 0 | 0 | 0 | 0 | 0 | 0 | 0 | 0 | 0 | 0 | 0 | 0 | 0 | 0 | 0 | 0 | 0 | 0 | 0 | 0 | 0 | 0 | 0 | 0 | 0
F9_Commercial_Interruptible - Miscellaneous_Existing_Space Heating_Natural Gas_Ventilation - Parking Garages, Demand Controlled_A_Achievable Technical Potential | F9 | Commercial | Interruptible - Miscellaneous | Existing | Space Heating | Natural Gas | Ventilation - Parking Garages, Demand Controlled | A | Cumulative Winter Peak Savings (MW) | Achievable Technical Potential | 0 | 0 | 0 | 0 | 0 | 0 | 0 | 0 | 0 | 0 | 0 | 0 | 0 | 0 | 0 | 0 | 0 | 0 | 0 | 0 | 0 | 0 | 0 | 0 | 0 | 0 | 0
F10_Commercial_Interruptible - Miscellaneous_Existing_Space Heating_Natural Gas_Ventilation - Parking Garages, Demand Controlled_A_Achievable Technical Potential | F10 | Commercial | Interruptible - Miscellaneous | Existing | Space Heating | Natural Gas | Ventilation - Parking Garages, Demand Controlled | A | Purchases (Incremental) | Achievable Technical Potential | 0 | 0 | 0 | 0 | 0 | 0 | 0 | 0 | 0 | 0 | 0 | 0 | 0 | 0 | 0 | 0 | 0 | 0 | 0 | 0 | 0 | 0 | 0 | 0 | 0 | 0 | 0
F11_Commercial_Interruptible - Miscellaneous_Existing_Space Heating_Natural Gas_Ventilation - Parking Garages, Demand Controlled_A_Achievable Technical Potential | F11 | Commercial | Interruptible - Miscellaneous | Existing | Space Heating | Natural Gas | Ventilation - Parking Garages, Demand Controlled | A | Purchases (Cumulative) | Achievable Technical Potential | 0 | 0 | 0 | 0 | 0 | 0 | 0 | 0 | 0 | 0 | 0 | 0 | 0 | 0 | 0 | 0 | 0 | 0 | 0 | 0 | 0 | 0 | 0 | 0 | 0 | 0 | 0
F1_Commercial_Interruptible - Miscellaneous_Existing_Miscellaneous_Natural Gas_Pool Heater - Night Covers_A_Achievable Technical Potential | F1 | Commercial | Interruptible - Miscellaneous | Existing | Miscellaneous | Natural Gas | Pool Heater - Night Covers | A | Integrated Unit Energy Savings (kWh or therms) | Achievable Technical Potential | 0 | 0 | 0.024915 | 0.024915 | 0.024915 | 0.024915 | 0.024915 | 0.024914 | 0.024913 | 0.024912 | 0.024911 | 0.024908 | 0.024906 | 0.024903 | 0.024899 | 0.024896 | 0.024892 | 0.024888 | 0.024885 | 0.024882 | 0.02488 | 0.024878 | 0.024876 | 0.024875 | 0.024875 | 0.024875 | 0.024875
F2_Commercial_Interruptible - Miscellaneous_Existing_Miscellaneous_Natural Gas_Pool Heater - Night Covers_A_Achievable Technical Potential | F2 | Commercial | Interruptible - Miscellaneous | Existing | Miscellaneous | Natural Gas | Pool Heater - Night Covers | A | Integrated Unit Summer Peak Savings (kW) | Achievable Technical Potential | 0 | 0 | 0 | 0 | 0 | 0 | 0 | 0 | 0 | 0 | 0 | 0 | 0 | 0 | 0 | 0 | 0 | 0 | 0 | 0 | 0 | 0 | 0 | 0 | 0 | 0 | 0
F3_Commercial_Interruptible - Miscellaneous_Existing_Miscellaneous_Natural Gas_Pool Heater - Night Covers_A_Achievable Technical Potential | F3 | Commercial | Interruptible - Miscellaneous | Existing | Miscellaneous | Natural Gas | Pool Heater - Night Covers | A | Integrated Unit Winter Peak Savings (kW) | Achievable Technical Potential | 0 | 0 | 0 | 0 | 0 | 0 | 0 | 0 | 0 | 0 | 0 | 0 | 0 | 0 | 0 | 0 | 0 | 0 | 0 | 0 | 0 | 0 | 0 | 0 | 0 | 0 | 0
F4_Commercial_Interruptible - Miscellaneous_Existing_Miscellaneous_Natural Gas_Pool Heater - Night Covers_A_Achievable Technical Potential | F4 | Commercial | Interruptible - Miscellaneous | Existing | Miscellaneous | Natural Gas | Pool Heater - Night Covers | A | Incremental Energy Savings (MWh or mTherms) | Achievable Technical Potential | 0 | 0 | 0.00086666 | 0.00086666 | 0.00086665 | 0.00086665 | 0.00086663 | 0 | 0 | 0 | 0 | 0 | 0 | 0 | 0 | 0 | 0 | 0 | 0 | 0 | 0 | 0 | 0 | 0 | 0 | 0 | 0
F5_Commercial_Interruptible - Miscellaneous_Existing_Miscellaneous_Natural Gas_Pool Heater - Night Covers_A_Achievable Technical Potential | F5 | Commercial | Interruptible - Miscellaneous | Existing | Miscellaneous | Natural Gas | Pool Heater - Night Covers | A | Incremental Summer Peak Savings (MW) | Achievable Technical Potential | 0 | 0 | 0 | 0 | 0 | 0 | 0 | 0 | 0 | 0 | 0 | 0 | 0 | 0 | 0 | 0 | 0 | 0 | 0 | 0 | 0 | 0 | 0 | 0 | 0 | 0 | 0
F6_Commercial_Interruptible - Miscellaneous_Existing_Miscellaneous_Natural Gas_Pool Heater - Night Covers_A_Achievable Technical Potential | F6 | Commercial | Interruptible - Miscellaneous | Existing | Miscellaneous | Natural Gas | Pool Heater - Night Covers | A | Incremental Winter Peak Savings (MW) | Achievable Technical Potential | 0 | 0 | 0 | 0 | 0 | 0 | 0 | 0 | 0 | 0 | 0 | 0 | 0 | 0 | 0 | 0 | 0 | 0 | 0 | 0 | 0 | 0 | 0 | 0 | 0 | 0 | 0
F7_Commercial_Interruptible - Miscellaneous_Existing_Miscellaneous_Natural Gas_Pool Heater - Night Covers_A_Achievable Technical Potential | F7 | Commercial | Interruptible - Miscellaneous | Existing | Miscellaneous | Natural Gas | Pool Heater - Night Covers | A | Cumulative Energy Savings (MWh or mTherms) | Achievable Technical Potential | 0 | 0 | 0.00086666 | 0.0017333 | 0.0026 | 0.0034666 | 0.0043332 | 0.0043331 | 0.004333 | 0.0043328 | 0.0043325 | 0.0043321 | 0.0043316 | 0.0043311 | 0.0043305 | 0.0043299 | 0.0043292 | 0.0043286 | 0.0043281 | 0.0043276 | 0.0043272 | 0.0043267 | 0.0043265 | 0.0043264 | 0.0043263 | 0.0043263 | 0.0043263
F8_Commercial_Interruptible - Miscellaneous_Existing_Miscellaneous_Natural Gas_Pool Heater - Night Covers_A_Achievable Technical Potential | F8 | Commercial | Interruptible - Miscellaneous | Existing | Miscellaneous | Natural Gas | Pool Heater - Night Covers | A | Cumulative Summer Peak Savings (MW) | Achievable Technical Potential | 0 | 0 | 0 | 0 | 0 | 0 | 0 | 0 | 0 | 0 | 0 | 0 | 0 | 0 | 0 | 0 | 0 | 0 | 0 | 0 | 0 | 0 | 0 | 0 | 0 | 0 | 0
F9_Commercial_Interruptible - Miscellaneous_Existing_Miscellaneous_Natural Gas_Pool Heater - Night Covers_A_Achievable Technical Potential | F9 | Commercial | Interruptible - Miscellaneous | Existing | Miscellaneous | Natural Gas | Pool Heater - Night Covers | A | Cumulative Winter Peak Savings (MW) | Achievable Technical Potential | 0 | 0 | 0 | 0 | 0 | 0 | 0 | 0 | 0 | 0 | 0 | 0 | 0 | 0 | 0 | 0 | 0 | 0 | 0 | 0 | 0 | 0 | 0 | 0 | 0 | 0 | 0
F10_Commercial_Interruptible - Miscellaneous_Existing_Miscellaneous_Natural Gas_Pool Heater - Night Covers_A_Achievable Technical Potential | F10 | Commercial | Interruptible - Miscellaneous | Existing | Miscellaneous | Natural Gas | Pool Heater - Night Covers | A | Purchases (Incremental) | Achievable Technical Potential | 0 | 0 | 34.7843 | 34.7843 | 34.7843 | 34.7843 | 34.7843 | 0 | 0 | 0 | 0 | 0 | 0 | 0 | 0 | 0 | 0 | 0 | 0 | 0 | 0 | 0 | 0 | 0 | 0 | 0 | 0
F11_Commercial_Interruptible - Miscellaneous_Existing_Miscellaneous_Natural Gas_Pool Heater - Night Covers_A_Achievable Technical Potential | F11 | Commercial | Interruptible - Miscellaneous | Existing | Miscellaneous | Natural Gas | Pool Heater - Night Covers | A | Purchases (Cumulative) | Achievable Technical Potential | 0 | 0 | 34.7843 | 69.5686 | 104.3529 | 139.1372 | 173.9215 | 173.9215 | 173.9215 | 173.9215 | 173.9215 | 173.9215 | 173.9215 | 173.9215 | 173.9215 | 173.9215 | 173.9215 | 173.9215 | 173.9215 | 173.9215 | 173.9215 | 173.9215 | 173.9215 | 173.9215 | 173.9215 | 173.9215 | 173.9215
F1_Commercial_Interruptible - Miscellaneous_Existing_Space Heating_Natural Gas_Advanced New Construction Designs_A_Achievable Technical Potential | F1 | Commercial | Interruptible - Miscellaneous | Existing | Space Heating | Natural Gas | Advanced New Construction Designs | A | Integrated Unit Energy Savings (kWh or therms) | Achievable Technical Potential | 0 | 0 | 0 | 0 | 0 | 0 | 0 | 0 | 0 | 0 | 0 | 0 | 0 | 0 | 0 | 0 | 0 | 0 | 0 | 0 | 0 | 0 | 0 | 0 | 0 | 0 | 0
F2_Commercial_Interruptible - Miscellaneous_Existing_Space Heating_Natural Gas_Advanced New Construction Designs_A_Achievable Technical Potential | F2 | Commercial | Interruptible - Miscellaneous | Existing | Space Heating | Natural Gas | Advanced New Construction Designs | A | Integrated Unit Summer Peak Savings (kW) | Achievable Technical Potential | 0 | 0 | 0 | 0 | 0 | 0 | 0 | 0 | 0 | 0 | 0 | 0 | 0 | 0 | 0 | 0 | 0 | 0 | 0 | 0 | 0 | 0 | 0 | 0 | 0 | 0 | 0
F3_Commercial_Interruptible - Miscellaneous_Existing_Space Heating_Natural Gas_Advanced New Construction Designs_A_Achievable Technical Potential | F3 | Commercial | Interruptible - Miscellaneous | Existing | Space Heating | Natural Gas | Advanced New Construction Designs | A | Integrated Unit Winter Peak Savings (kW) | Achievable Technical Potential | 0 | 0 | 0 | 0 | 0 | 0 | 0 | 0 | 0 | 0 | 0 | 0 | 0 | 0 | 0 | 0 | 0 | 0 | 0 | 0 | 0 | 0 | 0 | 0 | 0 | 0 | 0
F4_Commercial_Interruptible - Miscellaneous_Existing_Space Heating_Natural Gas_Advanced New Construction Designs_A_Achievable Technical Potential | F4 | Commercial | Interruptible - Miscellaneous | Existing | Space Heating | Natural Gas | Advanced New Construction Designs | A | Incremental Energy Savings (MWh or mTherms) | Achievable Technical Potential | 0 | 0 | 0 | 0 | 0 | 0 | 0 | 0 | 0 | 0 | 0 | 0 | 0 | 0 | 0 | 0 | 0 | 0 | 0 | 0 | 0 | 0 | 0 | 0 | 0 | 0 | 0
F5_Commercial_Interruptible - Miscellaneous_Existing_Space Heating_Natural Gas_Advanced New Construction Designs_A_Achievable Technical Potential | F5 | Commercial | Interruptible - Miscellaneous | Existing | Space Heating | Natural Gas | Advanced New Construction Designs | A | Incremental Summer Peak Savings (MW) | Achievable Technical Potential | 0 | 0 | 0 | 0 | 0 | 0 | 0 | 0 | 0 | 0 | 0 | 0 | 0 | 0 | 0 | 0 | 0 | 0 | 0 | 0 | 0 | 0 | 0 | 0 | 0 | 0 | 0
F6_Commercial_Interruptible - Miscellaneous_Existing_Space Heating_Natural Gas_Advanced New Construction Designs_A_Achievable Technical Potential | F6 | Commercial | Interruptible - Miscellaneous | Existing | Space Heating | Natural Gas | Advanced New Construction Designs | A | Incremental Winter Peak Savings (MW) | Achievable Technical Potential | 0 | 0 | 0 | 0 | 0 | 0 | 0 | 0 | 0 | 0 | 0 | 0 | 0 | 0 | 0 | 0 | 0 | 0 | 0 | 0 | 0 | 0 | 0 | 0 | 0 | 0 | 0
F7_Commercial_Interruptible - Miscellaneous_Existing_Space Heating_Natural Gas_Advanced New Construction Designs_A_Achievable Technical Potential | F7 | Commercial | Interruptible - Miscellaneous | Existing | Space Heating | Natural Gas | Advanced New Construction Designs | A | Cumulative Energy Savings (MWh or mTherms) | Achievable Technical Potential | 0 | 0 | 0 | 0 | 0 | 0 | 0 | 0 | 0 | 0 | 0 | 0 | 0 | 0 | 0 | 0 | 0 | 0 | 0 | 0 | 0 | 0 | 0 | 0 | 0 | 0 | 0
F8_Commercial_Interruptible - Miscellaneous_Existing_Space Heating_Natural Gas_Advanced New Construction Designs_A_Achievable Technical Potential | F8 | Commercial | Interruptible - Miscellaneous | Existing | Space Heating | Natural Gas | Advanced New Construction Designs | A | Cumulative Summer Peak Savings (MW) | Achievable Technical Potential | 0 | 0 | 0 | 0 | 0 | 0 | 0 | 0 | 0 | 0 | 0 | 0 | 0 | 0 | 0 | 0 | 0 | 0 | 0 | 0 | 0 | 0 | 0 | 0 | 0 | 0 | 0
F9_Commercial_Interruptible - Miscellaneous_Existing_Space Heating_Natural Gas_Advanced New Construction Designs_A_Achievable Technical Potential | F9 | Commercial | Interruptible - Miscellaneous | Existing | Space Heating | Natural Gas | Advanced New Construction Designs | A | Cumulative Winter Peak Savings (MW) | Achievable Technical Potential | 0 | 0 | 0 | 0 | 0 | 0 | 0 | 0 | 0 | 0 | 0 | 0 | 0 | 0 | 0 | 0 | 0 | 0 | 0 | 0 | 0 | 0 | 0 | 0 | 0 | 0 | 0
F10_Commercial_Interruptible - Miscellaneous_Existing_Space Heating_Natural Gas_Advanced New Construction Designs_A_Achievable Technical Potential | F10 | Commercial | Interruptible - Miscellaneous | Existing | Space Heating | Natural Gas | Advanced New Construction Designs | A | Purchases (Incremental) | Achievable Technical Potential | 0 | 0 | 0 | 0 | 0 | 0 | 0 | 0 | 0 | 0 | 0 | 0 | 0 | 0 | 0 | 0 | 0 | 0 | 0 | 0 | 0 | 0 | 0 | 0 | 0 | 0 | 0
F11_Commercial_Interruptible - Miscellaneous_Existing_Space Heating_Natural Gas_Advanced New Construction Designs_A_Achievable Technical Potential | F11 | Commercial | Interruptible - Miscellaneous | Existing | Space Heating | Natural Gas | Advanced New Construction Designs | A | Purchases (Cumulative) | Achievable Technical Potential | 0 | 0 | 0 | 0 | 0 | 0 | 0 | 0 | 0 | 0 | 0 | 0 | 0 | 0 | 0 | 0 | 0 | 0 | 0 | 0 | 0 | 0 | 0 | 0 | 0 | 0 | 0
F1_Commercial_Interruptible - Miscellaneous_Existing_Water Heating_Natural Gas_Advanced New Construction Designs_A_Achievable Technical Potential | F1 | Commercial | Interruptible - Miscellaneous | Existing | Water Heating | Natural Gas | Advanced New Construction Designs | A | Integrated Unit Energy Savings (kWh or therms) | Achievable Technical Potential | 0 | 0 | 0 | 0 | 0 | 0 | 0 | 0 | 0 | 0 | 0 | 0 | 0 | 0 | 0 | 0 | 0 | 0 | 0 | 0 | 0 | 0 | 0 | 0 | 0 | 0 | 0
F2_Commercial_Interruptible - Miscellaneous_Existing_Water Heating_Natural Gas_Advanced New Construction Designs_A_Achievable Technical Potential | F2 | Commercial | Interruptible - Miscellaneous | Existing | Water Heating | Natural Gas | Advanced New Construction Designs | A | Integrated Unit Summer Peak Savings (kW) | Achievable Technical Potential | 0 | 0 | 0 | 0 | 0 | 0 | 0 | 0 | 0 | 0 | 0 | 0 | 0 | 0 | 0 | 0 | 0 | 0 | 0 | 0 | 0 | 0 | 0 | 0 | 0 | 0 | 0
F3_Commercial_Interruptible - Miscellaneous_Existing_Water Heating_Natural Gas_Advanced New Construction Designs_A_Achievable Technical Potential | F3 | Commercial | Interruptible - Miscellaneous | Existing | Water Heating | Natural Gas | Advanced New Construction Designs | A | Integrated Unit Winter Peak Savings (kW) | Achievable Technical Potential | 0 | 0 | 0 | 0 | 0 | 0 | 0 | 0 | 0 | 0 | 0 | 0 | 0 | 0 | 0 | 0 | 0 | 0 | 0 | 0 | 0 | 0 | 0 | 0 | 0 | 0 | 0
F4_Commercial_Interruptible - Miscellaneous_Existing_Water Heating_Natural Gas_Advanced New Construction Designs_A_Achievable Technical Potential | F4 | Commercial | Interruptible - Miscellaneous | Existing | Water Heating | Natural Gas | Advanced New Construction Designs | A | Incremental Energy Savings (MWh or mTherms) | Achievable Technical Potential | 0 | 0 | 0 | 0 | 0 | 0 | 0 | 0 | 0 | 0 | 0 | 0 | 0 | 0 | 0 | 0 | 0 | 0 | 0 | 0 | 0 | 0 | 0 | 0 | 0 | 0 | 0
F5_Commercial_Interruptible - Miscellaneous_Existing_Water Heating_Natural Gas_Advanced New Construction Designs_A_Achievable Technical Potential | F5 | Commercial | Interruptible - Miscellaneous | Existing | Water Heating | Natural Gas | Advanced New Construction Designs | A | Incremental Summer Peak Savings (MW) | Achievable Technical Potential | 0 | 0 | 0 | 0 | 0 | 0 | 0 | 0 | 0 | 0 | 0 | 0 | 0 | 0 | 0 | 0 | 0 | 0 | 0 | 0 | 0 | 0 | 0 | 0 | 0 | 0 | 0
F6_Commercial_Interruptible - Miscellaneous_Existing_Water Heating_Natural Gas_Advanced New Construction Designs_A_Achievable Technical Potential | F6 | Commercial | Interruptible - Miscellaneous | Existing | Water Heating | Natural Gas | Advanced New Construction Designs | A | Incremental Winter Peak Savings (MW) | Achievable Technical Potential | 0 | 0 | 0 | 0 | 0 | 0 | 0 | 0 | 0 | 0 | 0 | 0 | 0 | 0 | 0 | 0 | 0 | 0 | 0 | 0 | 0 | 0 | 0 | 0 | 0 | 0 | 0
F7_Commercial_Interruptible - Miscellaneous_Existing_Water Heating_Natural Gas_Advanced New Construction Designs_A_Achievable Technical Potential | F7 | Commercial | Interruptible - Miscellaneous | Existing | Water Heating | Natural Gas | Advanced New Construction Designs | A | Cumulative Energy Savings (MWh or mTherms) | Achievable Technical Potential | 0 | 0 | 0 | 0 | 0 | 0 | 0 | 0 | 0 | 0 | 0 | 0 | 0 | 0 | 0 | 0 | 0 | 0 | 0 | 0 | 0 | 0 | 0 | 0 | 0 | 0 | 0
F8_Commercial_Interruptible - Miscellaneous_Existing_Water Heating_Natural Gas_Advanced New Construction Designs_A_Achievable Technical Potential | F8 | Commercial | Interruptible - Miscellaneous | Existing | Water Heating | Natural Gas | Advanced New Construction Designs | A | Cumulative Summer Peak Savings (MW) | Achievable Technical Potential | 0 | 0 | 0 | 0 | 0 | 0 | 0 | 0 | 0 | 0 | 0 | 0 | 0 | 0 | 0 | 0 | 0 | 0 | 0 | 0 | 0 | 0 | 0 | 0 | 0 | 0 | 0
F9_Commercial_Interruptible - Miscellaneous_Existing_Water Heating_Natural Gas_Advanced New Construction Designs_A_Achievable Technical Potential | F9 | Commercial | Interruptible - Miscellaneous | Existing | Water Heating | Natural Gas | Advanced New Construction Designs | A | Cumulative Winter Peak Savings (MW) | Achievable Technical Potential | 0 | 0 | 0 | 0 | 0 | 0 | 0 | 0 | 0 | 0 | 0 | 0 | 0 | 0 | 0 | 0 | 0 | 0 | 0 | 0 | 0 | 0 | 0 | 0 | 0 | 0 | 0
F10_Commercial_Interruptible - Miscellaneous_Existing_Water Heating_Natural Gas_Advanced New Construction Designs_A_Achievable Technical Potential | F10 | Commercial | Interruptible - Miscellaneous | Existing | Water Heating | Natural Gas | Advanced New Construction Designs | A | Purchases (Incremental) | Achievable Technical Potential | 0 | 0 | 0 | 0 | 0 | 0 | 0 | 0 | 0 | 0 | 0 | 0 | 0 | 0 | 0 | 0 | 0 | 0 | 0 | 0 | 0 | 0 | 0 | 0 | 0 | 0 | 0
F11_Commercial_Interruptible - Miscellaneous_Existing_Water Heating_Natural Gas_Advanced New Construction Designs_A_Achievable Technical Potential | F11 | Commercial | Interruptible - Miscellaneous | Existing | Water Heating | Natural Gas | Advanced New Construction Designs | A | Purchases (Cumulative) | Achievable Technical Potential | 0 | 0 | 0 | 0 | 0 | 0 | 0 | 0 | 0 | 0 | 0 | 0 | 0 | 0 | 0 | 0 | 0 | 0 | 0 | 0 | 0 | 0 | 0 | 0 | 0 | 0 | 0
F1_Commercial_Interruptible - Miscellaneous_Existing_Space Heating_Natural Gas_Strategic Energy Management_A_Achievable Technical Potential | F1 | Commercial | Interruptible - Miscellaneous | Existing | Space Heating | Natural Gas | Strategic Energy Management | A | Integrated Unit Energy Savings (kWh or therms) | Achievable Technical Potential | 0 | 0 | 0.036479 | 0.036113 | 0.035686 | 0.035212 | 0.034676 | 0.034092 | 0.033444 | 0.032734 | 0.031973 | 0.03118 | 0.030382 | 0.029592 | 0.028826 | 0.028102 | 0.027445 | 0.026886 | 0.02643 | 0.026043 | 0.025741 | 0.025463 | 0.025306 | 0.025156 | 0.025013 | 0.024876 | 0.024745
F2_Commercial_Interruptible - Miscellaneous_Existing_Space Heating_Natural Gas_Strategic Energy Management_A_Achievable Technical Potential | F2 | Commercial | Interruptible - Miscellaneous | Existing | Space Heating | Natural Gas | Strategic Energy Management | A | Integrated Unit Summer Peak Savings (kW) | Achievable Technical Potential | 0 | 0 | 0 | 0 | 0 | 0 | 0 | 0 | 0 | 0 | 0 | 0 | 0 | 0 | 0 | 0 | 0 | 0 | 0 | 0 | 0 | 0 | 0 | 0 | 0 | 0 | 0
F3_Commercial_Interruptible - Miscellaneous_Existing_Space Heating_Natural Gas_Strategic Energy Management_A_Achievable Technical Potential | F3 | Commercial | Interruptible - Miscellaneous | Existing | Space Heating | Natural Gas | Strategic Energy Management | A | Integrated Unit Winter Peak Savings (kW) | Achievable Technical Potential | 0 | 0 | 0 | 0 | 0 | 0 | 0 | 0 | 0 | 0 | 0 | 0 | 0 | 0 | 0 | 0 | 0 | 0 | 0 | 0 | 0 | 0 | 0 | 0 | 0 | 0 | 0
F4_Commercial_Interruptible - Miscellaneous_Existing_Space Heating_Natural Gas_Strategic Energy Management_A_Achievable Technical Potential | F4 | Commercial | Interruptible - Miscellaneous | Existing | Space Heating | Natural Gas | Strategic Energy Management | A | Incremental Energy Savings (MWh or mTherms) | Achievable Technical Potential | 0 | 0 | 0.046046 | 0.093568 | 0.092462 | 0.046786 | 0 | 0 | 0 | 0 | 0 | 0 | 0 | 0 | 0 | 0 | 0 | 0 | 0 | 0 | 0 | 0 | 0 | 0 | 0 | 0 | 0
F5_Commercial_Interruptible - Miscellaneous_Existing_Space Heating_Natural Gas_Strategic Energy Management_A_Achievable Technical Potential | F5 | Commercial | Interruptible - Miscellaneous | Existing | Space Heating | Natural Gas | Strategic Energy Management | A | Incremental Summer Peak Savings (MW) | Achievable Technical Potential | 0 | 0 | 0 | 0 | 0 | 0 | 0 | 0 | 0 | 0 | 0 | 0 | 0 | 0 | 0 | 0 | 0 | 0 | 0 | 0 | 0 | 0 | 0 | 0 | 0 | 0 | 0
F6_Commercial_Interruptible - Miscellaneous_Existing_Space Heating_Natural Gas_Strategic Energy Management_A_Achievable Technical Potential | F6 | Commercial | Interruptible - Miscellaneous | Existing | Space Heating | Natural Gas | Strategic Energy Management | A | Incremental Winter Peak Savings (MW) | Achievable Technical Potential | 0 | 0 | 0 | 0 | 0 | 0 | 0 | 0 | 0 | 0 | 0 | 0 | 0 | 0 | 0 | 0 | 0 | 0 | 0 | 0 | 0 | 0 | 0 | 0 | 0 | 0 | 0
F7_Commercial_Interruptible - Miscellaneous_Existing_Space Heating_Natural Gas_Strategic Energy Management_A_Achievable Technical Potential | F7 | Commercial | Interruptible - Miscellaneous | Existing | Space Heating | Natural Gas | Strategic Energy Management | A | Cumulative Energy Savings (MWh or mTherms) | Achievable Technical Potential | 0 | 0 | 0.046046 | 0.13915 | 0.22997 | 0.2737 | 0.26954 | 0.26499 | 0.25996 | 0.25444 | 0.24852 | 0.24236 | 0.23616 | 0.23002 | 0.22406 | 0.21844 | 0.21333 | 0.20899 | 0.20544 | 0.20243 | 0.20008 | 0.19793 | 0.1967 | 0.19553 | 0.19442 | 0.19336 | 0.19234
F8_Commercial_Interruptible - Miscellaneous_Existing_Space Heating_Natural Gas_Strategic Energy Management_A_Achievable Technical Potential | F8 | Commercial | Interruptible - Miscellaneous | Existing | Space Heating | Natural Gas | Strategic Energy Management | A | Cumulative Summer Peak Savings (MW) | Achievable Technical Potential | 0 | 0 | 0 | 0 | 0 | 0 | 0 | 0 | 0 | 0 | 0 | 0 | 0 | 0 | 0 | 0 | 0 | 0 | 0 | 0 | 0 | 0 | 0 | 0 | 0 | 0 | 0
F9_Commercial_Interruptible - Miscellaneous_Existing_Space Heating_Natural Gas_Strategic Energy Management_A_Achievable Technical Potential | F9 | Commercial | Interruptible - Miscellaneous | Existing | Space Heating | Natural Gas | Strategic Energy Management | A | Cumulative Winter Peak Savings (MW) | Achievable Technical Potential | 0 | 0 | 0 | 0 | 0 | 0 | 0 | 0 | 0 | 0 | 0 | 0 | 0 | 0 | 0 | 0 | 0 | 0 | 0 | 0 | 0 | 0 | 0 | 0 | 0 | 0 | 0
F10_Commercial_Interruptible - Miscellaneous_Existing_Space Heating_Natural Gas_Strategic Energy Management_A_Achievable Technical Potential | F10 | Commercial | Interruptible - Miscellaneous | Existing | Space Heating | Natural Gas | Strategic Energy Management | A | Purchases (Incremental) | Achievable Technical Potential | 0 | 0 | 1262.269 | 2590.9733 | 2590.9733 | 1328.7043 | 0 | 0 | 0 | 0 | 0 | 0 | 0 | 0 | 0 | 0 | 0 | 0 | 0 | 0 | 0 | 0 | 0 | 0 | 0 | 0 | 0
F11_Commercial_Interruptible - Miscellaneous_Existing_Space Heating_Natural Gas_Strategic Energy Management_A_Achievable Technical Potential | F11 | Commercial | Interruptible - Miscellaneous | Existing | Space Heating | Natural Gas | Strategic Energy Management | A | Purchases (Cumulative) | Achievable Technical Potential | 0 | 0 | 1262.269 | 3853.2423 | 6444.2156 | 7772.9199 | 7772.9199 | 7772.9199 | 7772.9199 | 7772.9199 | 7772.9199 | 7772.9199 | 7772.9199 | 7772.9199 | 7772.9199 | 7772.9199 | 7772.9199 | 7772.9199 | 7772.9199 | 7772.9199 | 7772.9199 | 7772.9199 | 7772.9199 | 7772.9199 | 7772.9199 | 7772.9199 | 7772.9199
F1_Commercial_Interruptible - Miscellaneous_Existing_Water Heating_Natural Gas_Strategic Energy Management_A_Achievable Technical Potential | F1 | Commercial | Interruptible - Miscellaneous | Existing | Water Heating | Natural Gas | Strategic Energy Management | A | Integrated Unit Energy Savings (kWh or therms) | Achievable Technical Potential | 0 | 0 | 0.017158 | 0.01679 | 0.01645 | 0.016125 | 0.015815 | 0.015512 | 0.015232 | 0.014974 | 0.014737 | 0.014528 | 0.014359 | 0.014228 | 0.014144 | 0.014061 | 0.014001 | 0.013953 | 0.013916 | 0.013886 | 0.013865 | 0.013849 | 0.013839 | 0.013831 | 0.013821 | 0.013818 | 0.013816
F2_Commercial_Interruptible - Miscellaneous_Existing_Water Heating_Natural Gas_Strategic Energy Management_A_Achievable Technical Potential | F2 | Commercial | Interruptible - Miscellaneous | Existing | Water Heating | Natural Gas | Strategic Energy Management | A | Integrated Unit Summer Peak Savings (kW) | Achievable Technical Potential | 0 | 0 | 0 | 0 | 0 | 0 | 0 | 0 | 0 | 0 | 0 | 0 | 0 | 0 | 0 | 0 | 0 | 0 | 0 | 0 | 0 | 0 | 0 | 0 | 0 | 0 | 0
F3_Commercial_Interruptible - Miscellaneous_Existing_Water Heating_Natural Gas_Strategic Energy Management_A_Achievable Technical Potential | F3 | Commercial | Interruptible - Miscellaneous | Existing | Water Heating | Natural Gas | Strategic Energy Management | A | Integrated Unit Winter Peak Savings (kW) | Achievable Technical Potential | 0 | 0 | 0 | 0 | 0 | 0 | 0 | 0 | 0 | 0 | 0 | 0 | 0 | 0 | 0 | 0 | 0 | 0 | 0 | 0 | 0 | 0 | 0 | 0 | 0 | 0 | 0
F4_Commercial_Interruptible - Miscellaneous_Existing_Water Heating_Natural Gas_Strategic Energy Management_A_Achievable Technical Potential | F4 | Commercial | Interruptible - Miscellaneous | Existing | Water Heating | Natural Gas | Strategic Energy Management | A | Incremental Energy Savings (MWh or mTherms) | Achievable Technical Potential | 0 | 0 | 0.016036 | 0.032212 | 0.031559 | 0.015864 | 0 | 0 | 0 | 0 | 0 | 0 | 0 | 0 | 0 | 0 | 0 | 0 | 0 | 0 | 0 | 0 | 0 | 0 | 0 | 0 | 0
F5_Commercial_Interruptible - Miscellaneous_Existing_Water Heating_Natural Gas_Strategic Energy Management_A_Achievable Technical Potential | F5 | Commercial | Interruptible - Miscellaneous | Existing | Water Heating | Natural Gas | Strategic Energy Management | A | Incremental Summer Peak Savings (MW) | Achievable Technical Potential | 0 | 0 | 0 | 0 | 0 | 0 | 0 | 0 | 0 | 0 | 0 | 0 | 0 | 0 | 0 | 0 | 0 | 0 | 0 | 0 | 0 | 0 | 0 | 0 | 0 | 0 | 0
F6_Commercial_Interruptible - Miscellaneous_Existing_Water Heating_Natural Gas_Strategic Energy Management_A_Achievable Technical Potential | F6 | Commercial | Interruptible - Miscellaneous | Existing | Water Heating | Natural Gas | Strategic Energy Management | A | Incremental Winter Peak Savings (MW) | Achievable Technical Potential | 0 | 0 | 0 | 0 | 0 | 0 | 0 | 0 | 0 | 0 | 0 | 0 | 0 | 0 | 0 | 0 | 0 | 0 | 0 | 0 | 0 | 0 | 0 | 0 | 0 | 0 | 0
F7_Commercial_Interruptible - Miscellaneous_Existing_Water Heating_Natural Gas_Strategic Energy Management_A_Achievable Technical Potential | F7 | Commercial | Interruptible - Miscellaneous | Existing | Water Heating | Natural Gas | Strategic Energy Management | A | Cumulative Energy Savings (MWh or mTherms) | Achievable Technical Potential | 0 | 0 | 0.016036 | 0.047905 | 0.078493 | 0.092807 | 0.09102 | 0.089276 | 0.087665 | 0.08618 | 0.084817 | 0.083616 | 0.082642 | 0.081888 | 0.081405 | 0.080926 | 0.080581 | 0.080307 | 0.080092 | 0.079919 | 0.079796 | 0.079709 | 0.079647 | 0.079603 | 0.079544 | 0.079529 | 0.079517
F8_Commercial_Interruptible - Miscellaneous_Existing_Water Heating_Natural Gas_Strategic Energy Management_A_Achievable Technical Potential | F8 | Commercial | Interruptible - Miscellaneous | Existing | Water Heating | Natural Gas | Strategic Energy Management | A | Cumulative Summer Peak Savings (MW) | Achievable Technical Potential | 0 | 0 | 0 | 0 | 0 | 0 | 0 | 0 | 0 | 0 | 0 | 0 | 0 | 0 | 0 | 0 | 0 | 0 | 0 | 0 | 0 | 0 | 0 | 0 | 0 | 0 | 0
F9_Commercial_Interruptible - Miscellaneous_Existing_Water Heating_Natural Gas_Strategic Energy Management_A_Achievable Technical Potential | F9 | Commercial | Interruptible - Miscellaneous | Existing | Water Heating | Natural Gas | Strategic Energy Management | A | Cumulative Winter Peak Savings (MW) | Achievable Technical Potential | 0 | 0 | 0 | 0 | 0 | 0 | 0 | 0 | 0 | 0 | 0 | 0 | 0 | 0 | 0 | 0 | 0 | 0 | 0 | 0 | 0 | 0 | 0 | 0 | 0 | 0 | 0
F10_Commercial_Interruptible - Miscellaneous_Existing_Water Heating_Natural Gas_Strategic Energy Management_A_Achievable Technical Potential | F10 | Commercial | Interruptible - Miscellaneous | Existing | Water Heating | Natural Gas | Strategic Energy Management | A | Purchases (Incremental) | Achievable Technical Potential | 0 | 0 | 934.6353 | 1918.462 | 1918.462 | 983.8267 | 0 | 0 | 0 | 0 | 0 | 0 | 0 | 0 | 0 | 0 | 0 | 0 | 0 | 0 | 0 | 0 | 0 | 0 | 0 | 0 | 0
F11_Commercial_Interruptible - Miscellaneous_Existing_Water Heating_Natural Gas_Strategic Energy Management_A_Achievable Technical Potential | F11 | Commercial | Interruptible - Miscellaneous | Existing | Water Heating | Natural Gas | Strategic Energy Management | A | Purchases (Cumulative) | Achievable Technical Potential | 0 | 0 | 934.6353 | 2853.0973 | 4771.5593 | 5755.3859 | 5755.3859 | 5755.3859 | 5755.3859 | 5755.3859 | 5755.3859 | 5755.3859 | 5755.3859 | 5755.3859 | 5755.3859 | 5755.3859 | 5755.3859 | 5755.3859 | 5755.3859 | 5755.3859 | 5755.3859 | 5755.3859 | 5755.3859 | 5755.3859 | 5755.3859 | 5755.3859 | 5755.3859
F1_Commercial_Interruptible - Miscellaneous_Existing_Space Heating_Natural Gas_Retrocommissioning_A_Achievable Technical Potential | F1 | Commercial | Interruptible - Miscellaneous | Existing | Space Heating | Natural Gas | Retrocommissioning | A | Integrated Unit Energy Savings (kWh or therms) | Achievable Technical Potential | 0 | 0 | 0.044757 | 0.044235 | 0.043641 | 0.043024 | 0.04237 | 0.041656 | 0.040864 | 0.039996 | 0.039067 | 0.038097 | 0.037123 | 0.036157 | 0.035221 | 0.034337 | 0.033534 | 0.032851 | 0.032294 | 0.03182 | 0.031452 | 0.031113 | 0.03092 | 0.030737 | 0.030562 | 0.030395 | 0.030235
F2_Commercial_Interruptible - Miscellaneous_Existing_Space Heating_Natural Gas_Retrocommissioning_A_Achievable Technical Potential | F2 | Commercial | Interruptible - Miscellaneous | Existing | Space Heating | Natural Gas | Retrocommissioning | A | Integrated Unit Summer Peak Savings (kW) | Achievable Technical Potential | 0 | 0 | 0 | 0 | 0 | 0 | 0 | 0 | 0 | 0 | 0 | 0 | 0 | 0 | 0 | 0 | 0 | 0 | 0 | 0 | 0 | 0 | 0 | 0 | 0 | 0 | 0
F3_Commercial_Interruptible - Miscellaneous_Existing_Space Heating_Natural Gas_Retrocommissioning_A_Achievable Technical Potential | F3 | Commercial | Interruptible - Miscellaneous | Existing | Space Heating | Natural Gas | Retrocommissioning | A | Integrated Unit Winter Peak Savings (kW) | Achievable Technical Potential | 0 | 0 | 0 | 0 | 0 | 0 | 0 | 0 | 0 | 0 | 0 | 0 | 0 | 0 | 0 | 0 | 0 | 0 | 0 | 0 | 0 | 0 | 0 | 0 | 0 | 0 | 0
F4_Commercial_Interruptible - Miscellaneous_Existing_Space Heating_Natural Gas_Retrocommissioning_A_Achievable Technical Potential | F4 | Commercial | Interruptible - Miscellaneous | Existing | Space Heating | Natural Gas | Retrocommissioning | A | Incremental Energy Savings (MWh or mTherms) | Achievable Technical Potential | 0 | 0 | 0.05625 | 0.11412 | 0.11258 | 0.056918 | 1.9268e-17 | 0 | 1.8583e-17 | 0 | 0 | 0 | 0 | 0 | 0 | 0 | 0 | 0 | 0 | 0 | 0 | 0 | 0 | 0 | 0 | 0 | 0
F5_Commercial_Interruptible - Miscellaneous_Existing_Space Heating_Natural Gas_Retrocommissioning_A_Achievable Technical Potential | F5 | Commercial | Interruptible - Miscellaneous | Existing | Space Heating | Natural Gas | Retrocommissioning | A | Incremental Summer Peak Savings (MW) | Achievable Technical Potential | 0 | 0 | 0 | 0 | 0 | 0 | 0 | 0 | 0 | 0 | 0 | 0 | 0 | 0 | 0 | 0 | 0 | 0 | 0 | 0 | 0 | 0 | 0 | 0 | 0 | 0 | 0
F6_Commercial_Interruptible - Miscellaneous_Existing_Space Heating_Natural Gas_Retrocommissioning_A_Achievable Technical Potential | F6 | Commercial | Interruptible - Miscellaneous | Existing | Space Heating | Natural Gas | Retrocommissioning | A | Incremental Winter Peak Savings (MW) | Achievable Technical Potential | 0 | 0 | 0 | 0 | 0 | 0 | 0 | 0 | 0 | 0 | 0 | 0 | 0 | 0 | 0 | 0 | 0 | 0 | 0 | 0 | 0 | 0 | 0 | 0 | 0 | 0 | 0
F7_Commercial_Interruptible - Miscellaneous_Existing_Space Heating_Natural Gas_Retrocommissioning_A_Achievable Technical Potential | F7 | Commercial | Interruptible - Miscellaneous | Existing | Space Heating | Natural Gas | Retrocommissioning | A | Cumulative Energy Savings (MWh or mTherms) | Achievable Technical Potential | 0 | 0 | 0.05625 | 0.16971 | 0.28001 | 0.33297 | 0.32791 | 0.32238 | 0.31626 | 0.30954 | 0.30235 | 0.29485 | 0.2873 | 0.27983 | 0.27258 | 0.26574 | 0.25953 | 0.25425 | 0.24993 | 0.24627 | 0.24342 | 0.24079 | 0.2393 | 0.23788 | 0.23653 | 0.23524 | 0.234
F8_Commercial_Interruptible - Miscellaneous_Existing_Space Heating_Natural Gas_Retrocommissioning_A_Achievable Technical Potential | F8 | Commercial | Interruptible - Miscellaneous | Existing | Space Heating | Natural Gas | Retrocommissioning | A | Cumulative Summer Peak Savings (MW) | Achievable Technical Potential | 0 | 0 | 0 | 0 | 0 | 0 | 0 | 0 | 0 | 0 | 0 | 0 | 0 | 0 | 0 | 0 | 0 | 0 | 0 | 0 | 0 | 0 | 0 | 0 | 0 | 0 | 0
F9_Commercial_Interruptible - Miscellaneous_Existing_Space Heating_Natural Gas_Retrocommissioning_A_Achievable Technical Potential | F9 | Commercial | Interruptible - Miscellaneous | Existing | Space Heating | Natural Gas | Retrocommissioning | A | Cumulative Winter Peak Savings (MW) | Achievable Technical Potential | 0 | 0 | 0 | 0 | 0 | 0 | 0 | 0 | 0 | 0 | 0 | 0 | 0 | 0 | 0 | 0 | 0 | 0 | 0 | 0 | 0 | 0 | 0 | 0 | 0 | 0 | 0
F10_Commercial_Interruptible - Miscellaneous_Existing_Space Heating_Natural Gas_Retrocommissioning_A_Achievable Technical Potential | F10 | Commercial | Interruptible - Miscellaneous | Existing | Space Heating | Natural Gas | Retrocommissioning | A | Purchases (Incremental) | Achievable Technical Potential | 0 | 0 | 1256.8047 | 2579.757 | 2579.757 | 1322.9523 | 4.5475e-13 | 0 | 4.5475e-13 | 0 | 0 | 0 | 0 | 0 | 0 | 0 | 0 | 0 | 0 | 0 | 0 | 0 | 0 | 0 | 0 | 0 | 0
F11_Commercial_Interruptible - Miscellaneous_Existing_Space Heating_Natural Gas_Retrocommissioning_A_Achievable Technical Potential | F11 | Commercial | Interruptible - Miscellaneous | Existing | Space Heating | Natural Gas | Retrocommissioning | A | Purchases (Cumulative) | Achievable Technical Potential | 0 | 0 | 1256.8047 | 3836.5616 | 6416.3186 | 7739.2709 | 7739.2709 | 7739.2709 | 7739.2709 | 7739.2709 | 7739.2709 | 7739.2709 | 7739.2709 | 7739.2709 | 7739.2709 | 7739.2709 | 7739.2709 | 7739.2709 | 7739.2709 | 7739.2709 | 7739.2709 | 7739.2709 | 7739.2709 | 7739.2709 | 7739.2709 | 7739.2709 | 7739.2709
F1_Commercial_Interruptible - Miscellaneous_Existing_Water Heating_Natural Gas_Retrocommissioning_A_Achievable Technical Potential | F1 | Commercial | Interruptible - Miscellaneous | Existing | Water Heating | Natural Gas | Retrocommissioning | A | Integrated Unit Energy Savings (kWh or therms) | Achievable Technical Potential | 0 | 0 | 0.021014 | 0.020487 | 0.019986 | 0.019515 | 0.019072 | 0.01863 | 0.018211 | 0.01782 | 0.017461 | 0.017149 | 0.016903 | 0.016719 | 0.016621 | 0.016523 | 0.016452 | 0.016396 | 0.016353 | 0.016317 | 0.016292 | 0.016274 | 0.016262 | 0.016253 | 0.016241 | 0.016238 | 0.016235
F2_Commercial_Interruptible - Miscellaneous_Existing_Water Heating_Natural Gas_Retrocommissioning_A_Achievable Technical Potential | F2 | Commercial | Interruptible - Miscellaneous | Existing | Water Heating | Natural Gas | Retrocommissioning | A | Integrated Unit Summer Peak Savings (kW) | Achievable Technical Potential | 0 | 0 | 0 | 0 | 0 | 0 | 0 | 0 | 0 | 0 | 0 | 0 | 0 | 0 | 0 | 0 | 0 | 0 | 0 | 0 | 0 | 0 | 0 | 0 | 0 | 0 | 0
F3_Commercial_Interruptible - Miscellaneous_Existing_Water Heating_Natural Gas_Retrocommissioning_A_Achievable Technical Potential | F3 | Commercial | Interruptible - Miscellaneous | Existing | Water Heating | Natural Gas | Retrocommissioning | A | Integrated Unit Winter Peak Savings (kW) | Achievable Technical Potential | 0 | 0 | 0 | 0 | 0 | 0 | 0 | 0 | 0 | 0 | 0 | 0 | 0 | 0 | 0 | 0 | 0 | 0 | 0 | 0 | 0 | 0 | 0 | 0 | 0 | 0 | 0
F4_Commercial_Interruptible - Miscellaneous_Existing_Water Heating_Natural Gas_Retrocommissioning_A_Achievable Technical Potential | F4 | Commercial | Interruptible - Miscellaneous | Existing | Water Heating | Natural Gas | Retrocommissioning | A | Incremental Energy Savings (MWh or mTherms) | Achievable Technical Potential | 0 | 0 | 0.019556 | 0.039133 | 0.038176 | 0.019116 | 0 | 0 | 0 | 0 | 0 | 0 | 0 | 0 | 0 | 0 | 0 | 0 | 0 | 0 | 0 | 0 | 0 | 0 | 0 | 0 | 0
F5_Commercial_Interruptible - Miscellaneous_Existing_Water Heating_Natural Gas_Retrocommissioning_A_Achievable Technical Potential | F5 | Commercial | Interruptible - Miscellaneous | Existing | Water Heating | Natural Gas | Retrocommissioning | A | Incremental Summer Peak Savings (MW) | Achievable Technical Potential | 0 | 0 | 0 | 0 | 0 | 0 | 0 | 0 | 0 | 0 | 0 | 0 | 0 | 0 | 0 | 0 | 0 | 0 | 0 | 0 | 0 | 0 | 0 | 0 | 0 | 0 | 0
F6_Commercial_Interruptible - Miscellaneous_Existing_Water Heating_Natural Gas_Retrocommissioning_A_Achievable Technical Potential | F6 | Commercial | Interruptible - Miscellaneous | Existing | Water Heating | Natural Gas | Retrocommissioning | A | Incremental Winter Peak Savings (MW) | Achievable Technical Potential | 0 | 0 | 0 | 0 | 0 | 0 | 0 | 0 | 0 | 0 | 0 | 0 | 0 | 0 | 0 | 0 | 0 | 0 | 0 | 0 | 0 | 0 | 0 | 0 | 0 | 0 | 0
F7_Commercial_Interruptible - Miscellaneous_Existing_Water Heating_Natural Gas_Retrocommissioning_A_Achievable Technical Potential | F7 | Commercial | Interruptible - Miscellaneous | Existing | Water Heating | Natural Gas | Retrocommissioning | A | Cumulative Energy Savings (MWh or mTherms) | Achievable Technical Potential | 0 | 0 | 0.019556 | 0.058198 | 0.094952 | 0.11183 | 0.10929 | 0.10676 | 0.10436 | 0.10212 | 0.10006 | 0.098273 | 0.096864 | 0.095809 | 0.095244 | 0.094684 | 0.09428 | 0.093959 | 0.093708 | 0.093506 | 0.093362 | 0.09326 | 0.093188 | 0.093136 | 0.093066 | 0.093049 | 0.093035
F8_Commercial_Interruptible - Miscellaneous_Existing_Water Heating_Natural Gas_Retrocommissioning_A_Achievable Technical Potential | F8 | Commercial | Interruptible - Miscellaneous | Existing | Water Heating | Natural Gas | Retrocommissioning | A | Cumulative Summer Peak Savings (MW) | Achievable Technical Potential | 0 | 0 | 0 | 0 | 0 | 0 | 0 | 0 | 0 | 0 | 0 | 0 | 0 | 0 | 0 | 0 | 0 | 0 | 0 | 0 | 0 | 0 | 0 | 0 | 0 | 0 | 0
F9_Commercial_Interruptible - Miscellaneous_Existing_Water Heating_Natural Gas_Retrocommissioning_A_Achievable Technical Potential | F9 | Commercial | Interruptible - Miscellaneous | Existing | Water Heating | Natural Gas | Retrocommissioning | A | Cumulative Winter Peak Savings (MW) | Achievable Technical Potential | 0 | 0 | 0 | 0 | 0 | 0 | 0 | 0 | 0 | 0 | 0 | 0 | 0 | 0 | 0 | 0 | 0 | 0 | 0 | 0 | 0 | 0 | 0 | 0 | 0 | 0 | 0
F10_Commercial_Interruptible - Miscellaneous_Existing_Water Heating_Natural Gas_Retrocommissioning_A_Achievable Technical Potential | F10 | Commercial | Interruptible - Miscellaneous | Existing | Water Heating | Natural Gas | Retrocommissioning | A | Purchases (Incremental) | Achievable Technical Potential | 0 | 0 | 930.5893 | 1910.1569 | 1910.1569 | 979.5677 | 0 | 0 | 0 | 0 | 0 | 0 | 0 | 0 | 0 | 0 | 0 | 0 | 0 | 0 | 0 | 0 | 0 | 0 | 0 | 0 | 0
F11_Commercial_Interruptible - Miscellaneous_Existing_Water Heating_Natural Gas_Retrocommissioning_A_Achievable Technical Potential | F11 | Commercial | Interruptible - Miscellaneous | Existing | Water Heating | Natural Gas | Retrocommissioning | A | Purchases (Cumulative) | Achievable Technical Potential | 0 | 0 | 930.5893 | 2840.7462 | 4750.9032 | 5730.4708 | 5730.4708 | 5730.4708 | 5730.4708 | 5730.4708 | 5730.4708 | 5730.4708 | 5730.4708 | 5730.4708 | 5730.4708 | 5730.4708 | 5730.4708 | 5730.4708 | 5730.4708 | 5730.4708 | 5730.4708 | 5730.4708 | 5730.4708 | 5730.4708 | 5730.4708 | 5730.4708 | 5730.4708
F1_Commercial_Interruptible - Miscellaneous_New_Space Heating_Natural Gas_Insulation - Ceiling_A_Achievable Technical Potential | F1 | Commercial | Interruptible - Miscellaneous | New | Space Heating | Natural Gas | Insulation - Ceiling | A | Integrated Unit Energy Savings (kWh or therms) | Achievable Technical Potential | 0 | 0 | 0 | 0 | 0 | 0 | 0 | 0 | 0 | 0 | 0 | 0 | 0 | 0 | 0 | 0 | 0 | 0 | 0 | 0 | 0 | 0 | 0 | 0 | 0 | 0 | 0
F2_Commercial_Interruptible - Miscellaneous_New_Space Heating_Natural Gas_Insulation - Ceiling_A_Achievable Technical Potential | F2 | Commercial | Interruptible - Miscellaneous | New | Space Heating | Natural Gas | Insulation - Ceiling | A | Integrated Unit Summer Peak Savings (kW) | Achievable Technical Potential | 0 | 0 | 0 | 0 | 0 | 0 | 0 | 0 | 0 | 0 | 0 | 0 | 0 | 0 | 0 | 0 | 0 | 0 | 0 | 0 | 0 | 0 | 0 | 0 | 0 | 0 | 0
F3_Commercial_Interruptible - Miscellaneous_New_Space Heating_Natural Gas_Insulation - Ceiling_A_Achievable Technical Potential | F3 | Commercial | Interruptible - Miscellaneous | New | Space Heating | Natural Gas | Insulation - Ceiling | A | Integrated Unit Winter Peak Savings (kW) | Achievable Technical Potential | 0 | 0 | 0 | 0 | 0 | 0 | 0 | 0 | 0 | 0 | 0 | 0 | 0 | 0 | 0 | 0 | 0 | 0 | 0 | 0 | 0 | 0 | 0 | 0 | 0 | 0 | 0
F4_Commercial_Interruptible - Miscellaneous_New_Space Heating_Natural Gas_Insulation - Ceiling_A_Achievable Technical Potential | F4 | Commercial | Interruptible - Miscellaneous | New | Space Heating | Natural Gas | Insulation - Ceiling | A | Incremental Energy Savings (MWh or mTherms) | Achievable Technical Potential | 0 | 0 | 0 | 0 | 0 | 0 | 0 | 0 | 0 | 0 | 0 | 0 | 0 | 0 | 0 | 0 | 0 | 0 | 0 | 0 | 0 | 0 | 0 | 0 | 0 | 0 | 0
F5_Commercial_Interruptible - Miscellaneous_New_Space Heating_Natural Gas_Insulation - Ceiling_A_Achievable Technical Potential | F5 | Commercial | Interruptible - Miscellaneous | New | Space Heating | Natural Gas | Insulation - Ceiling | A | Incremental Summer Peak Savings (MW) | Achievable Technical Potential | 0 | 0 | 0 | 0 | 0 | 0 | 0 | 0 | 0 | 0 | 0 | 0 | 0 | 0 | 0 | 0 | 0 | 0 | 0 | 0 | 0 | 0 | 0 | 0 | 0 | 0 | 0
F6_Commercial_Interruptible - Miscellaneous_New_Space Heating_Natural Gas_Insulation - Ceiling_A_Achievable Technical Potential | F6 | Commercial | Interruptible - Miscellaneous | New | Space Heating | Natural Gas | Insulation - Ceiling | A | Incremental Winter Peak Savings (MW) | Achievable Technical Potential | 0 | 0 | 0 | 0 | 0 | 0 | 0 | 0 | 0 | 0 | 0 | 0 | 0 | 0 | 0 | 0 | 0 | 0 | 0 | 0 | 0 | 0 | 0 | 0 | 0 | 0 | 0
F7_Commercial_Interruptible - Miscellaneous_New_Space Heating_Natural Gas_Insulation - Ceiling_A_Achievable Technical Potential | F7 | Commercial | Interruptible - Miscellaneous | New | Space Heating | Natural Gas | Insulation - Ceiling | A | Cumulative Energy Savings (MWh or mTherms) | Achievable Technical Potential | 0 | 0 | 0 | 0 | 0 | 0 | 0 | 0 | 0 | 0 | 0 | 0 | 0 | 0 | 0 | 0 | 0 | 0 | 0 | 0 | 0 | 0 | 0 | 0 | 0 | 0 | 0
F8_Commercial_Interruptible - Miscellaneous_New_Space Heating_Natural Gas_Insulation - Ceiling_A_Achievable Technical Potential | F8 | Commercial | Interruptible - Miscellaneous | New | Space Heating | Natural Gas | Insulation - Ceiling | A | Cumulative Summer Peak Savings (MW) | Achievable Technical Potential | 0 | 0 | 0 | 0 | 0 | 0 | 0 | 0 | 0 | 0 | 0 | 0 | 0 | 0 | 0 | 0 | 0 | 0 | 0 | 0 | 0 | 0 | 0 | 0 | 0 | 0 | 0
F9_Commercial_Interruptible - Miscellaneous_New_Space Heating_Natural Gas_Insulation - Ceiling_A_Achievable Technical Potential | F9 | Commercial | Interruptible - Miscellaneous | New | Space Heating | Natural Gas | Insulation - Ceiling | A | Cumulative Winter Peak Savings (MW) | Achievable Technical Potential | 0 | 0 | 0 | 0 | 0 | 0 | 0 | 0 | 0 | 0 | 0 | 0 | 0 | 0 | 0 | 0 | 0 | 0 | 0 | 0 | 0 | 0 | 0 | 0 | 0 | 0 | 0
F10_Commercial_Interruptible - Miscellaneous_New_Space Heating_Natural Gas_Insulation - Ceiling_A_Achievable Technical Potential | F10 | Commercial | Interruptible - Miscellaneous | New | Space Heating | Natural Gas | Insulation - Ceiling | A | Purchases (Incremental) | Achievable Technical Potential | 0 | 0 | 0 | 0 | 0 | 0 | 0 | 0 | 0 | 0 | 0 | 0 | 0 | 0 | 0 | 0 | 0 | 0 | 0 | 0 | 0 | 0 | 0 | 0 | 0 | 0 | 0
F11_Commercial_Interruptible - Miscellaneous_New_Space Heating_Natural Gas_Insulation - Ceiling_A_Achievable Technical Potential | F11 | Commercial | Interruptible - Miscellaneous | New | Space Heating | Natural Gas | Insulation - Ceiling | A | Purchases (Cumulative) | Achievable Technical Potential | 0 | 0 | 0 | 0 | 0 | 0 | 0 | 0 | 0 | 0 | 0 | 0 | 0 | 0 | 0 | 0 | 0 | 0 | 0 | 0 | 0 | 0 | 0 | 0 | 0 | 0 | 0
F1_Commercial_Interruptible - Miscellaneous_New_Space Heating_Natural Gas_Insulation - Ducting_A_Achievable Technical Potential | F1 | Commercial | Interruptible - Miscellaneous | New | Space Heating | Natural Gas | Insulation - Ducting | A | Integrated Unit Energy Savings (kWh or therms) | Achievable Technical Potential | 0 | 0 | 0 | 0 | 0 | 0 | 0 | 0 | 0 | 0 | 0 | 0 | 0 | 0 | 0 | 0 | 0 | 0 | 0 | 0 | 0 | 0 | 0 | 0 | 0 | 0 | 0
F2_Commercial_Interruptible - Miscellaneous_New_Space Heating_Natural Gas_Insulation - Ducting_A_Achievable Technical Potential | F2 | Commercial | Interruptible - Miscellaneous | New | Space Heating | Natural Gas | Insulation - Ducting | A | Integrated Unit Summer Peak Savings (kW) | Achievable Technical Potential | 0 | 0 | 0 | 0 | 0 | 0 | 0 | 0 | 0 | 0 | 0 | 0 | 0 | 0 | 0 | 0 | 0 | 0 | 0 | 0 | 0 | 0 | 0 | 0 | 0 | 0 | 0
F3_Commercial_Interruptible - Miscellaneous_New_Space Heating_Natural Gas_Insulation - Ducting_A_Achievable Technical Potential | F3 | Commercial | Interruptible - Miscellaneous | New | Space Heating | Natural Gas | Insulation - Ducting | A | Integrated Unit Winter Peak Savings (kW) | Achievable Technical Potential | 0 | 0 | 0 | 0 | 0 | 0 | 0 | 0 | 0 | 0 | 0 | 0 | 0 | 0 | 0 | 0 | 0 | 0 | 0 | 0 | 0 | 0 | 0 | 0 | 0 | 0 | 0
F4_Commercial_Interruptible - Miscellaneous_New_Space Heating_Natural Gas_Insulation - Ducting_A_Achievable Technical Potential | F4 | Commercial | Interruptible - Miscellaneous | New | Space Heating | Natural Gas | Insulation - Ducting | A | Incremental Energy Savings (MWh or mTherms) | Achievable Technical Potential | 0 | 0 | 0 | 0 | 0 | 0 | 0 | 0 | 0 | 0 | 0 | 0 | 0 | 0 | 0 | 0 | 0 | 0 | 0 | 0 | 0 | 0 | 0 | 0 | 0 | 0 | 0
F5_Commercial_Interruptible - Miscellaneous_New_Space Heating_Natural Gas_Insulation - Ducting_A_Achievable Technical Potential | F5 | Commercial | Interruptible - Miscellaneous | New | Space Heating | Natural Gas | Insulation - Ducting | A | Incremental Summer Peak Savings (MW) | Achievable Technical Potential | 0 | 0 | 0 | 0 | 0 | 0 | 0 | 0 | 0 | 0 | 0 | 0 | 0 | 0 | 0 | 0 | 0 | 0 | 0 | 0 | 0 | 0 | 0 | 0 | 0 | 0 | 0
F6_Commercial_Interruptible - Miscellaneous_New_Space Heating_Natural Gas_Insulation - Ducting_A_Achievable Technical Potential | F6 | Commercial | Interruptible - Miscellaneous | New | Space Heating | Natural Gas | Insulation - Ducting | A | Incremental Winter Peak Savings (MW) | Achievable Technical Potential | 0 | 0 | 0 | 0 | 0 | 0 | 0 | 0 | 0 | 0 | 0 | 0 | 0 | 0 | 0 | 0 | 0 | 0 | 0 | 0 | 0 | 0 | 0 | 0 | 0 | 0 | 0
F7_Commercial_Interruptible - Miscellaneous_New_Space Heating_Natural Gas_Insulation - Ducting_A_Achievable Technical Potential | F7 | Commercial | Interruptible - Miscellaneous | New | Space Heating | Natural Gas | Insulation - Ducting | A | Cumulative Energy Savings (MWh or mTherms) | Achievable Technical Potential | 0 | 0 | 0 | 0 | 0 | 0 | 0 | 0 | 0 | 0 | 0 | 0 | 0 | 0 | 0 | 0 | 0 | 0 | 0 | 0 | 0 | 0 | 0 | 0 | 0 | 0 | 0
F8_Commercial_Interruptible - Miscellaneous_New_Space Heating_Natural Gas_Insulation - Ducting_A_Achievable Technical Potential | F8 | Commercial | Interruptible - Miscellaneous | New | Space Heating | Natural Gas | Insulation - Ducting | A | Cumulative Summer Peak Savings (MW) | Achievable Technical Potential | 0 | 0 | 0 | 0 | 0 | 0 | 0 | 0 | 0 | 0 | 0 | 0 | 0 | 0 | 0 | 0 | 0 | 0 | 0 | 0 | 0 | 0 | 0 | 0 | 0 | 0 | 0
F9_Commercial_Interruptible - Miscellaneous_New_Space Heating_Natural Gas_Insulation - Ducting_A_Achievable Technical Potential | F9 | Commercial | Interruptible - Miscellaneous | New | Space Heating | Natural Gas | Insulation - Ducting | A | Cumulative Winter Peak Savings (MW) | Achievable Technical Potential | 0 | 0 | 0 | 0 | 0 | 0 | 0 | 0 | 0 | 0 | 0 | 0 | 0 | 0 | 0 | 0 | 0 | 0 | 0 | 0 | 0 | 0 | 0 | 0 | 0 | 0 | 0
F10_Commercial_Interruptible - Miscellaneous_New_Space Heating_Natural Gas_Insulation - Ducting_A_Achievable Technical Potential | F10 | Commercial | Interruptible - Miscellaneous | New | Space Heating | Natural Gas | Insulation - Ducting | A | Purchases (Incremental) | Achievable Technical Potential | 0 | 0 | 0 | 0 | 0 | 0 | 0 | 0 | 0 | 0 | 0 | 0 | 0 | 0 | 0 | 0 | 0 | 0 | 0 | 0 | 0 | 0 | 0 | 0 | 0 | 0 | 0
F11_Commercial_Interruptible - Miscellaneous_New_Space Heating_Natural Gas_Insulation - Ducting_A_Achievable Technical Potential | F11 | Commercial | Interruptible - Miscellaneous | New | Space Heating | Natural Gas | Insulation - Ducting | A | Purchases (Cumulative) | Achievable Technical Potential | 0 | 0 | 0 | 0 | 0 | 0 | 0 | 0 | 0 | 0 | 0 | 0 | 0 | 0 | 0 | 0 | 0 | 0 | 0 | 0 | 0 | 0 | 0 | 0 | 0 | 0 | 0
F1_Commercial_Interruptible - Miscellaneous_New_Space Heating_Natural Gas_Insulation - Wall Cavity_A_Achievable Technical Potential | F1 | Commercial | Interruptible - Miscellaneous | New | Space Heating | Natural Gas | Insulation - Wall Cavity | A | Integrated Unit Energy Savings (kWh or therms) | Achievable Technical Potential | 0 | 0 | 0 | 0 | 0 | 0 | 0 | 0 | 0 | 0 | 0 | 0 | 0 | 0 | 0 | 0 | 0 | 0 | 0 | 0 | 0 | 0 | 0 | 0 | 0 | 0 | 0
F2_Commercial_Interruptible - Miscellaneous_New_Space Heating_Natural Gas_Insulation - Wall Cavity_A_Achievable Technical Potential | F2 | Commercial | Interruptible - Miscellaneous | New | Space Heating | Natural Gas | Insulation - Wall Cavity | A | Integrated Unit Summer Peak Savings (kW) | Achievable Technical Potential | 0 | 0 | 0 | 0 | 0 | 0 | 0 | 0 | 0 | 0 | 0 | 0 | 0 | 0 | 0 | 0 | 0 | 0 | 0 | 0 | 0 | 0 | 0 | 0 | 0 | 0 | 0
F3_Commercial_Interruptible - Miscellaneous_New_Space Heating_Natural Gas_Insulation - Wall Cavity_A_Achievable Technical Potential | F3 | Commercial | Interruptible - Miscellaneous | New | Space Heating | Natural Gas | Insulation - Wall Cavity | A | Integrated Unit Winter Peak Savings (kW) | Achievable Technical Potential | 0 | 0 | 0 | 0 | 0 | 0 | 0 | 0 | 0 | 0 | 0 | 0 | 0 | 0 | 0 | 0 | 0 | 0 | 0 | 0 | 0 | 0 | 0 | 0 | 0 | 0 | 0
F4_Commercial_Interruptible - Miscellaneous_New_Space Heating_Natural Gas_Insulation - Wall Cavity_A_Achievable Technical Potential | F4 | Commercial | Interruptible - Miscellaneous | New | Space Heating | Natural Gas | Insulation - Wall Cavity | A | Incremental Energy Savings (MWh or mTherms) | Achievable Technical Potential | 0 | 0 | 0 | 0 | 0 | 0 | 0 | 0 | 0 | 0 | 0 | 0 | 0 | 0 | 0 | 0 | 0 | 0 | 0 | 0 | 0 | 0 | 0 | 0 | 0 | 0 | 0
F5_Commercial_Interruptible - Miscellaneous_New_Space Heating_Natural Gas_Insulation - Wall Cavity_A_Achievable Technical Potential | F5 | Commercial | Interruptible - Miscellaneous | New | Space Heating | Natural Gas | Insulation - Wall Cavity | A | Incremental Summer Peak Savings (MW) | Achievable Technical Potential | 0 | 0 | 0 | 0 | 0 | 0 | 0 | 0 | 0 | 0 | 0 | 0 | 0 | 0 | 0 | 0 | 0 | 0 | 0 | 0 | 0 | 0 | 0 | 0 | 0 | 0 | 0
F6_Commercial_Interruptible - Miscellaneous_New_Space Heating_Natural Gas_Insulation - Wall Cavity_A_Achievable Technical Potential | F6 | Commercial | Interruptible - Miscellaneous | New | Space Heating | Natural Gas | Insulation - Wall Cavity | A | Incremental Winter Peak Savings (MW) | Achievable Technical Potential | 0 | 0 | 0 | 0 | 0 | 0 | 0 | 0 | 0 | 0 | 0 | 0 | 0 | 0 | 0 | 0 | 0 | 0 | 0 | 0 | 0 | 0 | 0 | 0 | 0 | 0 | 0
F7_Commercial_Interruptible - Miscellaneous_New_Space Heating_Natural Gas_Insulation - Wall Cavity_A_Achievable Technical Potential | F7 | Commercial | Interruptible - Miscellaneous | New | Space Heating | Natural Gas | Insulation - Wall Cavity | A | Cumulative Energy Savings (MWh or mTherms) | Achievable Technical Potential | 0 | 0 | 0 | 0 | 0 | 0 | 0 | 0 | 0 | 0 | 0 | 0 | 0 | 0 | 0 | 0 | 0 | 0 | 0 | 0 | 0 | 0 | 0 | 0 | 0 | 0 | 0
F8_Commercial_Interruptible - Miscellaneous_New_Space Heating_Natural Gas_Insulation - Wall Cavity_A_Achievable Technical Potential | F8 | Commercial | Interruptible - Miscellaneous | New | Space Heating | Natural Gas | Insulation - Wall Cavity | A | Cumulative Summer Peak Savings (MW) | Achievable Technical Potential | 0 | 0 | 0 | 0 | 0 | 0 | 0 | 0 | 0 | 0 | 0 | 0 | 0 | 0 | 0 | 0 | 0 | 0 | 0 | 0 | 0 | 0 | 0 | 0 | 0 | 0 | 0
F9_Commercial_Interruptible - Miscellaneous_New_Space Heating_Natural Gas_Insulation - Wall Cavity_A_Achievable Technical Potential | F9 | Commercial | Interruptible - Miscellaneous | New | Space Heating | Natural Gas | Insulation - Wall Cavity | A | Cumulative Winter Peak Savings (MW) | Achievable Technical Potential | 0 | 0 | 0 | 0 | 0 | 0 | 0 | 0 | 0 | 0 | 0 | 0 | 0 | 0 | 0 | 0 | 0 | 0 | 0 | 0 | 0 | 0 | 0 | 0 | 0 | 0 | 0
F10_Commercial_Interruptible - Miscellaneous_New_Space Heating_Natural Gas_Insulation - Wall Cavity_A_Achievable Technical Potential | F10 | Commercial | Interruptible - Miscellaneous | New | Space Heating | Natural Gas | Insulation - Wall Cavity | A | Purchases (Incremental) | Achievable Technical Potential | 0 | 0 | 0 | 0 | 0 | 0 | 0 | 0 | 0 | 0 | 0 | 0 | 0 | 0 | 0 | 0 | 0 | 0 | 0 | 0 | 0 | 0 | 0 | 0 | 0 | 0 | 0
F11_Commercial_Interruptible - Miscellaneous_New_Space Heating_Natural Gas_Insulation - Wall Cavity_A_Achievable Technical Potential | F11 | Commercial | Interruptible - Miscellaneous | New | Space Heating | Natural Gas | Insulation - Wall Cavity | A | Purchases (Cumulative) | Achievable Technical Potential | 0 | 0 | 0 | 0 | 0 | 0 | 0 | 0 | 0 | 0 | 0 | 0 | 0 | 0 | 0 | 0 | 0 | 0 | 0 | 0 | 0 | 0 | 0 | 0 | 0 | 0 | 0
F1_Commercial_Interruptible - Miscellaneous_New_Space Heating_Natural Gas_Green Roof - Vegetated Rooftop_A_Achievable Technical Potential | F1 | Commercial | Interruptible - Miscellaneous | New | Space Heating | Natural Gas | Green Roof - Vegetated Rooftop | A | Integrated Unit Energy Savings (kWh or therms) | Achievable Technical Potential | 0 | 0 | 0 | 0 | 0 | 0 | 0 | 0 | 0 | 0 | 0 | 0 | 0 | 0 | 0 | 0 | 0 | 0 | 0 | 0 | 0 | 0 | 0 | 0 | 0 | 0 | 0
F2_Commercial_Interruptible - Miscellaneous_New_Space Heating_Natural Gas_Green Roof - Vegetated Rooftop_A_Achievable Technical Potential | F2 | Commercial | Interruptible - Miscellaneous | New | Space Heating | Natural Gas | Green Roof - Vegetated Rooftop | A | Integrated Unit Summer Peak Savings (kW) | Achievable Technical Potential | 0 | 0 | 0 | 0 | 0 | 0 | 0 | 0 | 0 | 0 | 0 | 0 | 0 | 0 | 0 | 0 | 0 | 0 | 0 | 0 | 0 | 0 | 0 | 0 | 0 | 0 | 0
F3_Commercial_Interruptible - Miscellaneous_New_Space Heating_Natural Gas_Green Roof - Vegetated Rooftop_A_Achievable Technical Potential | F3 | Commercial | Interruptible - Miscellaneous | New | Space Heating | Natural Gas | Green Roof - Vegetated Rooftop | A | Integrated Unit Winter Peak Savings (kW) | Achievable Technical Potential | 0 | 0 | 0 | 0 | 0 | 0 | 0 | 0 | 0 | 0 | 0 | 0 | 0 | 0 | 0 | 0 | 0 | 0 | 0 | 0 | 0 | 0 | 0 | 0 | 0 | 0 | 0
F4_Commercial_Interruptible - Miscellaneous_New_Space Heating_Natural Gas_Green Roof - Vegetated Rooftop_A_Achievable Technical Potential | F4 | Commercial | Interruptible - Miscellaneous | New | Space Heating | Natural Gas | Green Roof - Vegetated Rooftop | A | Incremental Energy Savings (MWh or mTherms) | Achievable Technical Potential | 0 | 0 | 0 | 0 | 0 | 0 | 0 | 0 | 0 | 0 | 0 | 0 | 0 | 0 | 0 | 0 | 0 | 0 | 0 | 0 | 0 | 0 | 0 | 0 | 0 | 0 | 0
F5_Commercial_Interruptible - Miscellaneous_New_Space Heating_Natural Gas_Green Roof - Vegetated Rooftop_A_Achievable Technical Potential | F5 | Commercial | Interruptible - Miscellaneous | New | Space Heating | Natural Gas | Green Roof - Vegetated Rooftop | A | Incremental Summer Peak Savings (MW) | Achievable Technical Potential | 0 | 0 | 0 | 0 | 0 | 0 | 0 | 0 | 0 | 0 | 0 | 0 | 0 | 0 | 0 | 0 | 0 | 0 | 0 | 0 | 0 | 0 | 0 | 0 | 0 | 0 | 0
F6_Commercial_Interruptible - Miscellaneous_New_Space Heating_Natural Gas_Green Roof - Vegetated Rooftop_A_Achievable Technical Potential | F6 | Commercial | Interruptible - Miscellaneous | New | Space Heating | Natural Gas | Green Roof - Vegetated Rooftop | A | Incremental Winter Peak Savings (MW) | Achievable Technical Potential | 0 | 0 | 0 | 0 | 0 | 0 | 0 | 0 | 0 | 0 | 0 | 0 | 0 | 0 | 0 | 0 | 0 | 0 | 0 | 0 | 0 | 0 | 0 | 0 | 0 | 0 | 0
F7_Commercial_Interruptible - Miscellaneous_New_Space Heating_Natural Gas_Green Roof - Vegetated Rooftop_A_Achievable Technical Potential | F7 | Commercial | Interruptible - Miscellaneous | New | Space Heating | Natural Gas | Green Roof - Vegetated Rooftop | A | Cumulative Energy Savings (MWh or mTherms) | Achievable Technical Potential | 0 | 0 | 0 | 0 | 0 | 0 | 0 | 0 | 0 | 0 | 0 | 0 | 0 | 0 | 0 | 0 | 0 | 0 | 0 | 0 | 0 | 0 | 0 | 0 | 0 | 0 | 0
F8_Commercial_Interruptible - Miscellaneous_New_Space Heating_Natural Gas_Green Roof - Vegetated Rooftop_A_Achievable Technical Potential | F8 | Commercial | Interruptible - Miscellaneous | New | Space Heating | Natural Gas | Green Roof - Vegetated Rooftop | A | Cumulative Summer Peak Savings (MW) | Achievable Technical Potential | 0 | 0 | 0 | 0 | 0 | 0 | 0 | 0 | 0 | 0 | 0 | 0 | 0 | 0 | 0 | 0 | 0 | 0 | 0 | 0 | 0 | 0 | 0 | 0 | 0 | 0 | 0
F9_Commercial_Interruptible - Miscellaneous_New_Space Heating_Natural Gas_Green Roof - Vegetated Rooftop_A_Achievable Technical Potential | F9 | Commercial | Interruptible - Miscellaneous | New | Space Heating | Natural Gas | Green Roof - Vegetated Rooftop | A | Cumulative Winter Peak Savings (MW) | Achievable Technical Potential | 0 | 0 | 0 | 0 | 0 | 0 | 0 | 0 | 0 | 0 | 0 | 0 | 0 | 0 | 0 | 0 | 0 | 0 | 0 | 0 | 0 | 0 | 0 | 0 | 0 | 0 | 0
F10_Commercial_Interruptible - Miscellaneous_New_Space Heating_Natural Gas_Green Roof - Vegetated Rooftop_A_Achievable Technical Potential | F10 | Commercial | Interruptible - Miscellaneous | New | Space Heating | Natural Gas | Green Roof - Vegetated Rooftop | A | Purchases (Incremental) | Achievable Technical Potential | 0 | 0 | 0 | 0 | 0 | 0 | 0 | 0 | 0 | 0 | 0 | 0 | 0 | 0 | 0 | 0 | 0 | 0 | 0 | 0 | 0 | 0 | 0 | 0 | 0 | 0 | 0
F11_Commercial_Interruptible - Miscellaneous_New_Space Heating_Natural Gas_Green Roof - Vegetated Rooftop_A_Achievable Technical Potential | F11 | Commercial | Interruptible - Miscellaneous | New | Space Heating | Natural Gas | Green Roof - Vegetated Rooftop | A | Purchases (Cumulative) | Achievable Technical Potential | 0 | 0 | 0 | 0 | 0 | 0 | 0 | 0 | 0 | 0 | 0 | 0 | 0 | 0 | 0 | 0 | 0 | 0 | 0 | 0 | 0 | 0 | 0 | 0 | 0 | 0 | 0
F1_Commercial_Interruptible - Miscellaneous_New_Space Heating_Natural Gas_Ducting - Repair and Sealing_A_Achievable Technical Potential | F1 | Commercial | Interruptible - Miscellaneous | New | Space Heating | Natural Gas | Ducting - Repair and Sealing | A | Integrated Unit Energy Savings (kWh or therms) | Achievable Technical Potential | 0 | 0 | 0 | 0 | 0 | 0 | 0 | 0 | 0 | 0 | 0 | 0 | 0 | 0 | 0 | 0 | 0 | 0 | 0 | 0 | 0 | 0 | 0 | 0 | 0 | 0 | 0
F2_Commercial_Interruptible - Miscellaneous_New_Space Heating_Natural Gas_Ducting - Repair and Sealing_A_Achievable Technical Potential | F2 | Commercial | Interruptible - Miscellaneous | New | Space Heating | Natural Gas | Ducting - Repair and Sealing | A | Integrated Unit Summer Peak Savings (kW) | Achievable Technical Potential | 0 | 0 | 0 | 0 | 0 | 0 | 0 | 0 | 0 | 0 | 0 | 0 | 0 | 0 | 0 | 0 | 0 | 0 | 0 | 0 | 0 | 0 | 0 | 0 | 0 | 0 | 0
F3_Commercial_Interruptible - Miscellaneous_New_Space Heating_Natural Gas_Ducting - Repair and Sealing_A_Achievable Technical Potential | F3 | Commercial | Interruptible - Miscellaneous | New | Space Heating | Natural Gas | Ducting - Repair and Sealing | A | Integrated Unit Winter Peak Savings (kW) | Achievable Technical Potential | 0 | 0 | 0 | 0 | 0 | 0 | 0 | 0 | 0 | 0 | 0 | 0 | 0 | 0 | 0 | 0 | 0 | 0 | 0 | 0 | 0 | 0 | 0 | 0 | 0 | 0 | 0
F4_Commercial_Interruptible - Miscellaneous_New_Space Heating_Natural Gas_Ducting - Repair and Sealing_A_Achievable Technical Potential | F4 | Commercial | Interruptible - Miscellaneous | New | Space Heating | Natural Gas | Ducting - Repair and Sealing | A | Incremental Energy Savings (MWh or mTherms) | Achievable Technical Potential | 0 | 0 | 0 | 0 | 0 | 0 | 0 | 0 | 0 | 0 | 0 | 0 | 0 | 0 | 0 | 0 | 0 | 0 | 0 | 0 | 0 | 0 | 0 | 0 | 0 | 0 | 0
F5_Commercial_Interruptible - Miscellaneous_New_Space Heating_Natural Gas_Ducting - Repair and Sealing_A_Achievable Technical Potential | F5 | Commercial | Interruptible - Miscellaneous | New | Space Heating | Natural Gas | Ducting - Repair and Sealing | A | Incremental Summer Peak Savings (MW) | Achievable Technical Potential | 0 | 0 | 0 | 0 | 0 | 0 | 0 | 0 | 0 | 0 | 0 | 0 | 0 | 0 | 0 | 0 | 0 | 0 | 0 | 0 | 0 | 0 | 0 | 0 | 0 | 0 | 0
F6_Commercial_Interruptible - Miscellaneous_New_Space Heating_Natural Gas_Ducting - Repair and Sealing_A_Achievable Technical Potential | F6 | Commercial | Interruptible - Miscellaneous | New | Space Heating | Natural Gas | Ducting - Repair and Sealing | A | Incremental Winter Peak Savings (MW) | Achievable Technical Potential | 0 | 0 | 0 | 0 | 0 | 0 | 0 | 0 | 0 | 0 | 0 | 0 | 0 | 0 | 0 | 0 | 0 | 0 | 0 | 0 | 0 | 0 | 0 | 0 | 0 | 0 | 0
F7_Commercial_Interruptible - Miscellaneous_New_Space Heating_Natural Gas_Ducting - Repair and Sealing_A_Achievable Technical Potential | F7 | Commercial | Interruptible - Miscellaneous | New | Space Heating | Natural Gas | Ducting - Repair and Sealing | A | Cumulative Energy Savings (MWh or mTherms) | Achievable Technical Potential | 0 | 0 | 0 | 0 | 0 | 0 | 0 | 0 | 0 | 0 | 0 | 0 | 0 | 0 | 0 | 0 | 0 | 0 | 0 | 0 | 0 | 0 | 0 | 0 | 0 | 0 | 0
F8_Commercial_Interruptible - Miscellaneous_New_Space Heating_Natural Gas_Ducting - Repair and Sealing_A_Achievable Technical Potential | F8 | Commercial | Interruptible - Miscellaneous | New | Space Heating | Natural Gas | Ducting - Repair and Sealing | A | Cumulative Summer Peak Savings (MW) | Achievable Technical Potential | 0 | 0 | 0 | 0 | 0 | 0 | 0 | 0 | 0 | 0 | 0 | 0 | 0 | 0 | 0 | 0 | 0 | 0 | 0 | 0 | 0 | 0 | 0 | 0 | 0 | 0 | 0
F9_Commercial_Interruptible - Miscellaneous_New_Space Heating_Natural Gas_Ducting - Repair and Sealing_A_Achievable Technical Potential | F9 | Commercial | Interruptible - Miscellaneous | New | Space Heating | Natural Gas | Ducting - Repair and Sealing | A | Cumulative Winter Peak Savings (MW) | Achievable Technical Potential | 0 | 0 | 0 | 0 | 0 | 0 | 0 | 0 | 0 | 0 | 0 | 0 | 0 | 0 | 0 | 0 | 0 | 0 | 0 | 0 | 0 | 0 | 0 | 0 | 0 | 0 | 0
F10_Commercial_Interruptible - Miscellaneous_New_Space Heating_Natural Gas_Ducting - Repair and Sealing_A_Achievable Technical Potential | F10 | Commercial | Interruptible - Miscellaneous | New | Space Heating | Natural Gas | Ducting - Repair and Sealing | A | Purchases (Incremental) | Achievable Technical Potential | 0 | 0 | 0 | 0 | 0 | 0 | 0 | 0 | 0 | 0 | 0 | 0 | 0 | 0 | 0 | 0 | 0 | 0 | 0 | 0 | 0 | 0 | 0 | 0 | 0 | 0 | 0
F11_Commercial_Interruptible - Miscellaneous_New_Space Heating_Natural Gas_Ducting - Repair and Sealing_A_Achievable Technical Potential | F11 | Commercial | Interruptible - Miscellaneous | New | Space Heating | Natural Gas | Ducting - Repair and Sealing | A | Purchases (Cumulative) | Achievable Technical Potential | 0 | 0 | 0 | 0 | 0 | 0 | 0 | 0 | 0 | 0 | 0 | 0 | 0 | 0 | 0 | 0 | 0 | 0 | 0 | 0 | 0 | 0 | 0 | 0 | 0 | 0 | 0
F1_Commercial_Interruptible - Miscellaneous_New_Space Heating_Natural Gas_Windows - High Efficiency Glazing_A_Achievable Technical Potential | F1 | Commercial | Interruptible - Miscellaneous | New | Space Heating | Natural Gas | Windows - High Efficiency Glazing | A | Integrated Unit Energy Savings (kWh or therms) | Achievable Technical Potential | 0 | 0 | 0 | 0 | 0 | 0 | 0 | 0 | 0 | 0 | 0 | 0 | 0 | 0 | 0 | 0 | 0 | 0 | 0 | 0 | 0 | 0 | 0 | 0 | 0 | 0 | 0
F2_Commercial_Interruptible - Miscellaneous_New_Space Heating_Natural Gas_Windows - High Efficiency Glazing_A_Achievable Technical Potential | F2 | Commercial | Interruptible - Miscellaneous | New | Space Heating | Natural Gas | Windows - High Efficiency Glazing | A | Integrated Unit Summer Peak Savings (kW) | Achievable Technical Potential | 0 | 0 | 0 | 0 | 0 | 0 | 0 | 0 | 0 | 0 | 0 | 0 | 0 | 0 | 0 | 0 | 0 | 0 | 0 | 0 | 0 | 0 | 0 | 0 | 0 | 0 | 0
F3_Commercial_Interruptible - Miscellaneous_New_Space Heating_Natural Gas_Windows - High Efficiency Glazing_A_Achievable Technical Potential | F3 | Commercial | Interruptible - Miscellaneous | New | Space Heating | Natural Gas | Windows - High Efficiency Glazing | A | Integrated Unit Winter Peak Savings (kW) | Achievable Technical Potential | 0 | 0 | 0 | 0 | 0 | 0 | 0 | 0 | 0 | 0 | 0 | 0 | 0 | 0 | 0 | 0 | 0 | 0 | 0 | 0 | 0 | 0 | 0 | 0 | 0 | 0 | 0
F4_Commercial_Interruptible - Miscellaneous_New_Space Heating_Natural Gas_Windows - High Efficiency Glazing_A_Achievable Technical Potential | F4 | Commercial | Interruptible - Miscellaneous | New | Space Heating | Natural Gas | Windows - High Efficiency Glazing | A | Incremental Energy Savings (MWh or mTherms) | Achievable Technical Potential | 0 | 0 | 0 | 0 | 0 | 0 | 0 | 0 | 0 | 0 | 0 | 0 | 0 | 0 | 0 | 0 | 0 | 0 | 0 | 0 | 0 | 0 | 0 | 0 | 0 | 0 | 0
F5_Commercial_Interruptible - Miscellaneous_New_Space Heating_Natural Gas_Windows - High Efficiency Glazing_A_Achievable Technical Potential | F5 | Commercial | Interruptible - Miscellaneous | New | Space Heating | Natural Gas | Windows - High Efficiency Glazing | A | Incremental Summer Peak Savings (MW) | Achievable Technical Potential | 0 | 0 | 0 | 0 | 0 | 0 | 0 | 0 | 0 | 0 | 0 | 0 | 0 | 0 | 0 | 0 | 0 | 0 | 0 | 0 | 0 | 0 | 0 | 0 | 0 | 0 | 0
F6_Commercial_Interruptible - Miscellaneous_New_Space Heating_Natural Gas_Windows - High Efficiency Glazing_A_Achievable Technical Potential | F6 | Commercial | Interruptible - Miscellaneous | New | Space Heating | Natural Gas | Windows - High Efficiency Glazing | A | Incremental Winter Peak Savings (MW) | Achievable Technical Potential | 0 | 0 | 0 | 0 | 0 | 0 | 0 | 0 | 0 | 0 | 0 | 0 | 0 | 0 | 0 | 0 | 0 | 0 | 0 | 0 | 0 | 0 | 0 | 0 | 0 | 0 | 0
F7_Commercial_Interruptible - Miscellaneous_New_Space Heating_Natural Gas_Windows - High Efficiency Glazing_A_Achievable Technical Potential | F7 | Commercial | Interruptible - Miscellaneous | New | Space Heating | Natural Gas | Windows - High Efficiency Glazing | A | Cumulative Energy Savings (MWh or mTherms) | Achievable Technical Potential | 0 | 0 | 0 | 0 | 0 | 0 | 0 | 0 | 0 | 0 | 0 | 0 | 0 | 0 | 0 | 0 | 0 | 0 | 0 | 0 | 0 | 0 | 0 | 0 | 0 | 0 | 0
F8_Commercial_Interruptible - Miscellaneous_New_Space Heating_Natural Gas_Windows - High Efficiency Glazing_A_Achievable Technical Potential | F8 | Commercial | Interruptible - Miscellaneous | New | Space Heating | Natural Gas | Windows - High Efficiency Glazing | A | Cumulative Summer Peak Savings (MW) | Achievable Technical Potential | 0 | 0 | 0 | 0 | 0 | 0 | 0 | 0 | 0 | 0 | 0 | 0 | 0 | 0 | 0 | 0 | 0 | 0 | 0 | 0 | 0 | 0 | 0 | 0 | 0 | 0 | 0
F9_Commercial_Interruptible - Miscellaneous_New_Space Heating_Natural Gas_Windows - High Efficiency Glazing_A_Achievable Technical Potential | F9 | Commercial | Interruptible - Miscellaneous | New | Space Heating | Natural Gas | Windows - High Efficiency Glazing | A | Cumulative Winter Peak Savings (MW) | Achievable Technical Potential | 0 | 0 | 0 | 0 | 0 | 0 | 0 | 0 | 0 | 0 | 0 | 0 | 0 | 0 | 0 | 0 | 0 | 0 | 0 | 0 | 0 | 0 | 0 | 0 | 0 | 0 | 0
F10_Commercial_Interruptible - Miscellaneous_New_Space Heating_Natural Gas_Windows - High Efficiency Glazing_A_Achievable Technical Potential | F10 | Commercial | Interruptible - Miscellaneous | New | Space Heating | Natural Gas | Windows - High Efficiency Glazing | A | Purchases (Incremental) | Achievable Technical Potential | 0 | 0 | 0 | 0 | 0 | 0 | 0 | 0 | 0 | 0 | 0 | 0 | 0 | 0 | 0 | 0 | 0 | 0 | 0 | 0 | 0 | 0 | 0 | 0 | 0 | 0 | 0
F11_Commercial_Interruptible - Miscellaneous_New_Space Heating_Natural Gas_Windows - High Efficiency Glazing_A_Achievable Technical Potential | F11 | Commercial | Interruptible - Miscellaneous | New | Space Heating | Natural Gas | Windows - High Efficiency Glazing | A | Purchases (Cumulative) | Achievable Technical Potential | 0 | 0 | 0 | 0 | 0 | 0 | 0 | 0 | 0 | 0 | 0 | 0 | 0 | 0 | 0 | 0 | 0 | 0 | 0 | 0 | 0 | 0 | 0 | 0 | 0 | 0 | 0
F1_Commercial_Interruptible - Miscellaneous_New_Space Heating_Natural Gas_Windows - Secondary Glazing Systems_A_Achievable Technical Potential | F1 | Commercial | Interruptible - Miscellaneous | New | Space Heating | Natural Gas | Windows - Secondary Glazing Systems | A | Integrated Unit Energy Savings (kWh or therms) | Achievable Technical Potential | 0 | 0 | 0 | 0 | 0 | 0 | 0 | 0 | 0 | 0 | 0 | 0 | 0 | 0 | 0 | 0 | 0 | 0 | 0 | 0 | 0 | 0 | 0 | 0 | 0 | 0 | 0
F2_Commercial_Interruptible - Miscellaneous_New_Space Heating_Natural Gas_Windows - Secondary Glazing Systems_A_Achievable Technical Potential | F2 | Commercial | Interruptible - Miscellaneous | New | Space Heating | Natural Gas | Windows - Secondary Glazing Systems | A | Integrated Unit Summer Peak Savings (kW) | Achievable Technical Potential | 0 | 0 | 0 | 0 | 0 | 0 | 0 | 0 | 0 | 0 | 0 | 0 | 0 | 0 | 0 | 0 | 0 | 0 | 0 | 0 | 0 | 0 | 0 | 0 | 0 | 0 | 0
F3_Commercial_Interruptible - Miscellaneous_New_Space Heating_Natural Gas_Windows - Secondary Glazing Systems_A_Achievable Technical Potential | F3 | Commercial | Interruptible - Miscellaneous | New | Space Heating | Natural Gas | Windows - Secondary Glazing Systems | A | Integrated Unit Winter Peak Savings (kW) | Achievable Technical Potential | 0 | 0 | 0 | 0 | 0 | 0 | 0 | 0 | 0 | 0 | 0 | 0 | 0 | 0 | 0 | 0 | 0 | 0 | 0 | 0 | 0 | 0 | 0 | 0 | 0 | 0 | 0
F4_Commercial_Interruptible - Miscellaneous_New_Space Heating_Natural Gas_Windows - Secondary Glazing Systems_A_Achievable Technical Potential | F4 | Commercial | Interruptible - Miscellaneous | New | Space Heating | Natural Gas | Windows - Secondary Glazing Systems | A | Incremental Energy Savings (MWh or mTherms) | Achievable Technical Potential | 0 | 0 | 0 | 0 | 0 | 0 | 0 | 0 | 0 | 0 | 0 | 0 | 0 | 0 | 0 | 0 | 0 | 0 | 0 | 0 | 0 | 0 | 0 | 0 | 0 | 0 | 0
F5_Commercial_Interruptible - Miscellaneous_New_Space Heating_Natural Gas_Windows - Secondary Glazing Systems_A_Achievable Technical Potential | F5 | Commercial | Interruptible - Miscellaneous | New | Space Heating | Natural Gas | Windows - Secondary Glazing Systems | A | Incremental Summer Peak Savings (MW) | Achievable Technical Potential | 0 | 0 | 0 | 0 | 0 | 0 | 0 | 0 | 0 | 0 | 0 | 0 | 0 | 0 | 0 | 0 | 0 | 0 | 0 | 0 | 0 | 0 | 0 | 0 | 0 | 0 | 0
F6_Commercial_Interruptible - Miscellaneous_New_Space Heating_Natural Gas_Windows - Secondary Glazing Systems_A_Achievable Technical Potential | F6 | Commercial | Interruptible - Miscellaneous | New | Space Heating | Natural Gas | Windows - Secondary Glazing Systems | A | Incremental Winter Peak Savings (MW) | Achievable Technical Potential | 0 | 0 | 0 | 0 | 0 | 0 | 0 | 0 | 0 | 0 | 0 | 0 | 0 | 0 | 0 | 0 | 0 | 0 | 0 | 0 | 0 | 0 | 0 | 0 | 0 | 0 | 0
F7_Commercial_Interruptible - Miscellaneous_New_Space Heating_Natural Gas_Windows - Secondary Glazing Systems_A_Achievable Technical Potential | F7 | Commercial | Interruptible - Miscellaneous | New | Space Heating | Natural Gas | Windows - Secondary Glazing Systems | A | Cumulative Energy Savings (MWh or mTherms) | Achievable Technical Potential | 0 | 0 | 0 | 0 | 0 | 0 | 0 | 0 | 0 | 0 | 0 | 0 | 0 | 0 | 0 | 0 | 0 | 0 | 0 | 0 | 0 | 0 | 0 | 0 | 0 | 0 | 0
F8_Commercial_Interruptible - Miscellaneous_New_Space Heating_Natural Gas_Windows - Secondary Glazing Systems_A_Achievable Technical Potential | F8 | Commercial | Interruptible - Miscellaneous | New | Space Heating | Natural Gas | Windows - Secondary Glazing Systems | A | Cumulative Summer Peak Savings (MW) | Achievable Technical Potential | 0 | 0 | 0 | 0 | 0 | 0 | 0 | 0 | 0 | 0 | 0 | 0 | 0 | 0 | 0 | 0 | 0 | 0 | 0 | 0 | 0 | 0 | 0 | 0 | 0 | 0 | 0
F9_Commercial_Interruptible - Miscellaneous_New_Space Heating_Natural Gas_Windows - Secondary Glazing Systems_A_Achievable Technical Potential | F9 | Commercial | Interruptible - Miscellaneous | New | Space Heating | Natural Gas | Windows - Secondary Glazing Systems | A | Cumulative Winter Peak Savings (MW) | Achievable Technical Potential | 0 | 0 | 0 | 0 | 0 | 0 | 0 | 0 | 0 | 0 | 0 | 0 | 0 | 0 | 0 | 0 | 0 | 0 | 0 | 0 | 0 | 0 | 0 | 0 | 0 | 0 | 0
F10_Commercial_Interruptible - Miscellaneous_New_Space Heating_Natural Gas_Windows - Secondary Glazing Systems_A_Achievable Technical Potential | F10 | Commercial | Interruptible - Miscellaneous | New | Space Heating | Natural Gas | Windows - Secondary Glazing Systems | A | Purchases (Incremental) | Achievable Technical Potential | 0 | 0 | 0 | 0 | 0 | 0 | 0 | 0 | 0 | 0 | 0 | 0 | 0 | 0 | 0 | 0 | 0 | 0 | 0 | 0 | 0 | 0 | 0 | 0 | 0 | 0 | 0
F11_Commercial_Interruptible - Miscellaneous_New_Space Heating_Natural Gas_Windows - Secondary Glazing Systems_A_Achievable Technical Potential | F11 | Commercial | Interruptible - Miscellaneous | New | Space Heating | Natural Gas | Windows - Secondary Glazing Systems | A | Purchases (Cumulative) | Achievable Technical Potential | 0 | 0 | 0 | 0 | 0 | 0 | 0 | 0 | 0 | 0 | 0 | 0 | 0 | 0 | 0 | 0 | 0 | 0 | 0 | 0 | 0 | 0 | 0 | 0 | 0 | 0 | 0
F1_Commercial_Interruptible - Miscellaneous_New_Space Heating_Natural Gas_HVAC - Energy Recovery Ventilator_A_Achievable Technical Potential | F1 | Commercial | Interruptible - Miscellaneous | New | Space Heating | Natural Gas | HVAC - Energy Recovery Ventilator | A | Integrated Unit Energy Savings (kWh or therms) | Achievable Technical Potential | 0 | 0 | 0 | 0 | 0 | 0 | 0 | 0 | 0 | 0 | 0 | 0 | 0 | 0 | 0 | 0 | 0 | 0 | 0 | 0 | 0 | 0 | 0 | 0 | 0 | 0 | 0
F2_Commercial_Interruptible - Miscellaneous_New_Space Heating_Natural Gas_HVAC - Energy Recovery Ventilator_A_Achievable Technical Potential | F2 | Commercial | Interruptible - Miscellaneous | New | Space Heating | Natural Gas | HVAC - Energy Recovery Ventilator | A | Integrated Unit Summer Peak Savings (kW) | Achievable Technical Potential | 0 | 0 | 0 | 0 | 0 | 0 | 0 | 0 | 0 | 0 | 0 | 0 | 0 | 0 | 0 | 0 | 0 | 0 | 0 | 0 | 0 | 0 | 0 | 0 | 0 | 0 | 0
F3_Commercial_Interruptible - Miscellaneous_New_Space Heating_Natural Gas_HVAC - Energy Recovery Ventilator_A_Achievable Technical Potential | F3 | Commercial | Interruptible - Miscellaneous | New | Space Heating | Natural Gas | HVAC - Energy Recovery Ventilator | A | Integrated Unit Winter Peak Savings (kW) | Achievable Technical Potential | 0 | 0 | 0 | 0 | 0 | 0 | 0 | 0 | 0 | 0 | 0 | 0 | 0 | 0 | 0 | 0 | 0 | 0 | 0 | 0 | 0 | 0 | 0 | 0 | 0 | 0 | 0
F4_Commercial_Interruptible - Miscellaneous_New_Space Heating_Natural Gas_HVAC - Energy Recovery Ventilator_A_Achievable Technical Potential | F4 | Commercial | Interruptible - Miscellaneous | New | Space Heating | Natural Gas | HVAC - Energy Recovery Ventilator | A | Incremental Energy Savings (MWh or mTherms) | Achievable Technical Potential | 0 | 0 | 0 | 0 | 0 | 0 | 0 | 0 | 0 | 0 | 0 | 0 | 0 | 0 | 0 | 0 | 0 | 0 | 0 | 0 | 0 | 0 | 0 | 0 | 0 | 0 | 0
F5_Commercial_Interruptible - Miscellaneous_New_Space Heating_Natural Gas_HVAC - Energy Recovery Ventilator_A_Achievable Technical Potential | F5 | Commercial | Interruptible - Miscellaneous | New | Space Heating | Natural Gas | HVAC - Energy Recovery Ventilator | A | Incremental Summer Peak Savings (MW) | Achievable Technical Potential | 0 | 0 | 0 | 0 | 0 | 0 | 0 | 0 | 0 | 0 | 0 | 0 | 0 | 0 | 0 | 0 | 0 | 0 | 0 | 0 | 0 | 0 | 0 | 0 | 0 | 0 | 0
F6_Commercial_Interruptible - Miscellaneous_New_Space Heating_Natural Gas_HVAC - Energy Recovery Ventilator_A_Achievable Technical Potential | F6 | Commercial | Interruptible - Miscellaneous | New | Space Heating | Natural Gas | HVAC - Energy Recovery Ventilator | A | Incremental Winter Peak Savings (MW) | Achievable Technical Potential | 0 | 0 | 0 | 0 | 0 | 0 | 0 | 0 | 0 | 0 | 0 | 0 | 0 | 0 | 0 | 0 | 0 | 0 | 0 | 0 | 0 | 0 | 0 | 0 | 0 | 0 | 0
F7_Commercial_Interruptible - Miscellaneous_New_Space Heating_Natural Gas_HVAC - Energy Recovery Ventilator_A_Achievable Technical Potential | F7 | Commercial | Interruptible - Miscellaneous | New | Space Heating | Natural Gas | HVAC - Energy Recovery Ventilator | A | Cumulative Energy Savings (MWh or mTherms) | Achievable Technical Potential | 0 | 0 | 0 | 0 | 0 | 0 | 0 | 0 | 0 | 0 | 0 | 0 | 0 | 0 | 0 | 0 | 0 | 0 | 0 | 0 | 0 | 0 | 0 | 0 | 0 | 0 | 0
F8_Commercial_Interruptible - Miscellaneous_New_Space Heating_Natural Gas_HVAC - Energy Recovery Ventilator_A_Achievable Technical Potential | F8 | Commercial | Interruptible - Miscellaneous | New | Space Heating | Natural Gas | HVAC - Energy Recovery Ventilator | A | Cumulative Summer Peak Savings (MW) | Achievable Technical Potential | 0 | 0 | 0 | 0 | 0 | 0 | 0 | 0 | 0 | 0 | 0 | 0 | 0 | 0 | 0 | 0 | 0 | 0 | 0 | 0 | 0 | 0 | 0 | 0 | 0 | 0 | 0
F9_Commercial_Interruptible - Miscellaneous_New_Space Heating_Natural Gas_HVAC - Energy Recovery Ventilator_A_Achievable Technical Potential | F9 | Commercial | Interruptible - Miscellaneous | New | Space Heating | Natural Gas | HVAC - Energy Recovery Ventilator | A | Cumulative Winter Peak Savings (MW) | Achievable Technical Potential | 0 | 0 | 0 | 0 | 0 | 0 | 0 | 0 | 0 | 0 | 0 | 0 | 0 | 0 | 0 | 0 | 0 | 0 | 0 | 0 | 0 | 0 | 0 | 0 | 0 | 0 | 0
F10_Commercial_Interruptible - Miscellaneous_New_Space Heating_Natural Gas_HVAC - Energy Recovery Ventilator_A_Achievable Technical Potential | F10 | Commercial | Interruptible - Miscellaneous | New | Space Heating | Natural Gas | HVAC - Energy Recovery Ventilator | A | Purchases (Incremental) | Achievable Technical Potential | 0 | 0 | 0 | 0 | 0 | 0 | 0 | 0 | 0 | 0 | 0 | 0 | 0 | 0 | 0 | 0 | 0 | 0 | 0 | 0 | 0 | 0 | 0 | 0 | 0 | 0 | 0
F11_Commercial_Interruptible - Miscellaneous_New_Space Heating_Natural Gas_HVAC - Energy Recovery Ventilator_A_Achievable Technical Potential | F11 | Commercial | Interruptible - Miscellaneous | New | Space Heating | Natural Gas | HVAC - Energy Recovery Ventilator | A | Purchases (Cumulative) | Achievable Technical Potential | 0 | 0 | 0 | 0 | 0 | 0 | 0 | 0 | 0 | 0 | 0 | 0 | 0 | 0 | 0 | 0 | 0 | 0 | 0 | 0 | 0 | 0 | 0 | 0 | 0 | 0 | 0
F1_Commercial_Interruptible - Miscellaneous_New_Space Heating_Natural Gas_Building Shell - Air Sealing (Infiltration Control)_A_Achievable Technical Potential | F1 | Commercial | Interruptible - Miscellaneous | New | Space Heating | Natural Gas | Building Shell - Air Sealing (Infiltration Control) | A | Integrated Unit Energy Savings (kWh or therms) | Achievable Technical Potential | 0 | 0 | 0 | 0 | 0 | 0 | 0 | 0 | 0 | 0 | 0 | 0 | 0 | 0 | 0 | 0 | 0 | 0 | 0 | 0 | 0 | 0 | 0 | 0 | 0 | 0 | 0
F2_Commercial_Interruptible - Miscellaneous_New_Space Heating_Natural Gas_Building Shell - Air Sealing (Infiltration Control)_A_Achievable Technical Potential | F2 | Commercial | Interruptible - Miscellaneous | New | Space Heating | Natural Gas | Building Shell - Air Sealing (Infiltration Control) | A | Integrated Unit Summer Peak Savings (kW) | Achievable Technical Potential | 0 | 0 | 0 | 0 | 0 | 0 | 0 | 0 | 0 | 0 | 0 | 0 | 0 | 0 | 0 | 0 | 0 | 0 | 0 | 0 | 0 | 0 | 0 | 0 | 0 | 0 | 0
F3_Commercial_Interruptible - Miscellaneous_New_Space Heating_Natural Gas_Building Shell - Air Sealing (Infiltration Control)_A_Achievable Technical Potential | F3 | Commercial | Interruptible - Miscellaneous | New | Space Heating | Natural Gas | Building Shell - Air Sealing (Infiltration Control) | A | Integrated Unit Winter Peak Savings (kW) | Achievable Technical Potential | 0 | 0 | 0 | 0 | 0 | 0 | 0 | 0 | 0 | 0 | 0 | 0 | 0 | 0 | 0 | 0 | 0 | 0 | 0 | 0 | 0 | 0 | 0 | 0 | 0 | 0 | 0
F4_Commercial_Interruptible - Miscellaneous_New_Space Heating_Natural Gas_Building Shell - Air Sealing (Infiltration Control)_A_Achievable Technical Potential | F4 | Commercial | Interruptible - Miscellaneous | New | Space Heating | Natural Gas | Building Shell - Air Sealing (Infiltration Control) | A | Incremental Energy Savings (MWh or mTherms) | Achievable Technical Potential | 0 | 0 | 0 | 0 | 0 | 0 | 0 | 0 | 0 | 0 | 0 | 0 | 0 | 0 | 0 | 0 | 0 | 0 | 0 | 0 | 0 | 0 | 0 | 0 | 0 | 0 | 0
F5_Commercial_Interruptible - Miscellaneous_New_Space Heating_Natural Gas_Building Shell - Air Sealing (Infiltration Control)_A_Achievable Technical Potential | F5 | Commercial | Interruptible - Miscellaneous | New | Space Heating | Natural Gas | Building Shell - Air Sealing (Infiltration Control) | A | Incremental Summer Peak Savings (MW) | Achievable Technical Potential | 0 | 0 | 0 | 0 | 0 | 0 | 0 | 0 | 0 | 0 | 0 | 0 | 0 | 0 | 0 | 0 | 0 | 0 | 0 | 0 | 0 | 0 | 0 | 0 | 0 | 0 | 0
F6_Commercial_Interruptible - Miscellaneous_New_Space Heating_Natural Gas_Building Shell - Air Sealing (Infiltration Control)_A_Achievable Technical Potential | F6 | Commercial | Interruptible - Miscellaneous | New | Space Heating | Natural Gas | Building Shell - Air Sealing (Infiltration Control) | A | Incremental Winter Peak Savings (MW) | Achievable Technical Potential | 0 | 0 | 0 | 0 | 0 | 0 | 0 | 0 | 0 | 0 | 0 | 0 | 0 | 0 | 0 | 0 | 0 | 0 | 0 | 0 | 0 | 0 | 0 | 0 | 0 | 0 | 0
F7_Commercial_Interruptible - Miscellaneous_New_Space Heating_Natural Gas_Building Shell - Air Sealing (Infiltration Control)_A_Achievable Technical Potential | F7 | Commercial | Interruptible - Miscellaneous | New | Space Heating | Natural Gas | Building Shell - Air Sealing (Infiltration Control) | A | Cumulative Energy Savings (MWh or mTherms) | Achievable Technical Potential | 0 | 0 | 0 | 0 | 0 | 0 | 0 | 0 | 0 | 0 | 0 | 0 | 0 | 0 | 0 | 0 | 0 | 0 | 0 | 0 | 0 | 0 | 0 | 0 | 0 | 0 | 0
F8_Commercial_Interruptible - Miscellaneous_New_Space Heating_Natural Gas_Building Shell - Air Sealing (Infiltration Control)_A_Achievable Technical Potential | F8 | Commercial | Interruptible - Miscellaneous | New | Space Heating | Natural Gas | Building Shell - Air Sealing (Infiltration Control) | A | Cumulative Summer Peak Savings (MW) | Achievable Technical Potential | 0 | 0 | 0 | 0 | 0 | 0 | 0 | 0 | 0 | 0 | 0 | 0 | 0 | 0 | 0 | 0 | 0 | 0 | 0 | 0 | 0 | 0 | 0 | 0 | 0 | 0 | 0
F9_Commercial_Interruptible - Miscellaneous_New_Space Heating_Natural Gas_Building Shell - Air Sealing (Infiltration Control)_A_Achievable Technical Potential | F9 | Commercial | Interruptible - Miscellaneous | New | Space Heating | Natural Gas | Building Shell - Air Sealing (Infiltration Control) | A | Cumulative Winter Peak Savings (MW) | Achievable Technical Potential | 0 | 0 | 0 | 0 | 0 | 0 | 0 | 0 | 0 | 0 | 0 | 0 | 0 | 0 | 0 | 0 | 0 | 0 | 0 | 0 | 0 | 0 | 0 | 0 | 0 | 0 | 0
F10_Commercial_Interruptible - Miscellaneous_New_Space Heating_Natural Gas_Building Shell - Air Sealing (Infiltration Control)_A_Achievable Technical Potential | F10 | Commercial | Interruptible - Miscellaneous | New | Space Heating | Natural Gas | Building Shell - Air Sealing (Infiltration Control) | A | Purchases (Incremental) | Achievable Technical Potential | 0 | 0 | 0 | 0 | 0 | 0 | 0 | 0 | 0 | 0 | 0 | 0 | 0 | 0 | 0 | 0 | 0 | 0 | 0 | 0 | 0 | 0 | 0 | 0 | 0 | 0 | 0
F11_Commercial_Interruptible - Miscellaneous_New_Space Heating_Natural Gas_Building Shell - Air Sealing (Infiltration Control)_A_Achievable Technical Potential | F11 | Commercial | Interruptible - Miscellaneous | New | Space Heating | Natural Gas | Building Shell - Air Sealing (Infiltration Control) | A | Purchases (Cumulative) | Achievable Technical Potential | 0 | 0 | 0 | 0 | 0 | 0 | 0 | 0 | 0 | 0 | 0 | 0 | 0 | 0 | 0 | 0 | 0 | 0 | 0 | 0 | 0 | 0 | 0 | 0 | 0 | 0 | 0
F1_Commercial_Interruptible - Miscellaneous_New_Space Heating_Natural Gas_Ventilation - Demand Controlled_A_Achievable Technical Potential | F1 | Commercial | Interruptible - Miscellaneous | New | Space Heating | Natural Gas | Ventilation - Demand Controlled | A | Integrated Unit Energy Savings (kWh or therms) | Achievable Technical Potential | 0 | 0 | 0 | 0 | 0 | 0 | 0 | 0 | 0 | 0 | 0 | 0 | 0 | 0 | 0 | 0 | 0 | 0 | 0 | 0 | 0 | 0 | 0 | 0 | 0 | 0 | 0
F2_Commercial_Interruptible - Miscellaneous_New_Space Heating_Natural Gas_Ventilation - Demand Controlled_A_Achievable Technical Potential | F2 | Commercial | Interruptible - Miscellaneous | New | Space Heating | Natural Gas | Ventilation - Demand Controlled | A | Integrated Unit Summer Peak Savings (kW) | Achievable Technical Potential | 0 | 0 | 0 | 0 | 0 | 0 | 0 | 0 | 0 | 0 | 0 | 0 | 0 | 0 | 0 | 0 | 0 | 0 | 0 | 0 | 0 | 0 | 0 | 0 | 0 | 0 | 0
F3_Commercial_Interruptible - Miscellaneous_New_Space Heating_Natural Gas_Ventilation - Demand Controlled_A_Achievable Technical Potential | F3 | Commercial | Interruptible - Miscellaneous | New | Space Heating | Natural Gas | Ventilation - Demand Controlled | A | Integrated Unit Winter Peak Savings (kW) | Achievable Technical Potential | 0 | 0 | 0 | 0 | 0 | 0 | 0 | 0 | 0 | 0 | 0 | 0 | 0 | 0 | 0 | 0 | 0 | 0 | 0 | 0 | 0 | 0 | 0 | 0 | 0 | 0 | 0
F4_Commercial_Interruptible - Miscellaneous_New_Space Heating_Natural Gas_Ventilation - Demand Controlled_A_Achievable Technical Potential | F4 | Commercial | Interruptible - Miscellaneous | New | Space Heating | Natural Gas | Ventilation - Demand Controlled | A | Incremental Energy Savings (MWh or mTherms) | Achievable Technical Potential | 0 | 0 | 0 | 0 | 0 | 0 | 0 | 0 | 0 | 0 | 0 | 0 | 0 | 0 | 0 | 0 | 0 | 0 | 0 | 0 | 0 | 0 | 0 | 0 | 0 | 0 | 0
F5_Commercial_Interruptible - Miscellaneous_New_Space Heating_Natural Gas_Ventilation - Demand Controlled_A_Achievable Technical Potential | F5 | Commercial | Interruptible - Miscellaneous | New | Space Heating | Natural Gas | Ventilation - Demand Controlled | A | Incremental Summer Peak Savings (MW) | Achievable Technical Potential | 0 | 0 | 0 | 0 | 0 | 0 | 0 | 0 | 0 | 0 | 0 | 0 | 0 | 0 | 0 | 0 | 0 | 0 | 0 | 0 | 0 | 0 | 0 | 0 | 0 | 0 | 0
F6_Commercial_Interruptible - Miscellaneous_New_Space Heating_Natural Gas_Ventilation - Demand Controlled_A_Achievable Technical Potential | F6 | Commercial | Interruptible - Miscellaneous | New | Space Heating | Natural Gas | Ventilation - Demand Controlled | A | Incremental Winter Peak Savings (MW) | Achievable Technical Potential | 0 | 0 | 0 | 0 | 0 | 0 | 0 | 0 | 0 | 0 | 0 | 0 | 0 | 0 | 0 | 0 | 0 | 0 | 0 | 0 | 0 | 0 | 0 | 0 | 0 | 0 | 0
F7_Commercial_Interruptible - Miscellaneous_New_Space Heating_Natural Gas_Ventilation - Demand Controlled_A_Achievable Technical Potential | F7 | Commercial | Interruptible - Miscellaneous | New | Space Heating | Natural Gas | Ventilation - Demand Controlled | A | Cumulative Energy Savings (MWh or mTherms) | Achievable Technical Potential | 0 | 0 | 0 | 0 | 0 | 0 | 0 | 0 | 0 | 0 | 0 | 0 | 0 | 0 | 0 | 0 | 0 | 0 | 0 | 0 | 0 | 0 | 0 | 0 | 0 | 0 | 0
F8_Commercial_Interruptible - Miscellaneous_New_Space Heating_Natural Gas_Ventilation - Demand Controlled_A_Achievable Technical Potential | F8 | Commercial | Interruptible - Miscellaneous | New | Space Heating | Natural Gas | Ventilation - Demand Controlled | A | Cumulative Summer Peak Savings (MW) | Achievable Technical Potential | 0 | 0 | 0 | 0 | 0 | 0 | 0 | 0 | 0 | 0 | 0 | 0 | 0 | 0 | 0 | 0 | 0 | 0 | 0 | 0 | 0 | 0 | 0 | 0 | 0 | 0 | 0
F9_Commercial_Interruptible - Miscellaneous_New_Space Heating_Natural Gas_Ventilation - Demand Controlled_A_Achievable Technical Potential | F9 | Commercial | Interruptible - Miscellaneous | New | Space Heating | Natural Gas | Ventilation - Demand Controlled | A | Cumulative Winter Peak Savings (MW) | Achievable Technical Potential | 0 | 0 | 0 | 0 | 0 | 0 | 0 | 0 | 0 | 0 | 0 | 0 | 0 | 0 | 0 | 0 | 0 | 0 | 0 | 0 | 0 | 0 | 0 | 0 | 0 | 0 | 0
F10_Commercial_Interruptible - Miscellaneous_New_Space Heating_Natural Gas_Ventilation - Demand Controlled_A_Achievable Technical Potential | F10 | Commercial | Interruptible - Miscellaneous | New | Space Heating | Natural Gas | Ventilation - Demand Controlled | A | Purchases (Incremental) | Achievable Technical Potential | 0 | 0 | 0 | 0 | 0 | 0 | 0 | 0 | 0 | 0 | 0 | 0 | 0 | 0 | 0 | 0 | 0 | 0 | 0 | 0 | 0 | 0 | 0 | 0 | 0 | 0 | 0
F11_Commercial_Interruptible - Miscellaneous_New_Space Heating_Natural Gas_Ventilation - Demand Controlled_A_Achievable Technical Potential | F11 | Commercial | Interruptible - Miscellaneous | New | Space Heating | Natural Gas | Ventilation - Demand Controlled | A | Purchases (Cumulative) | Achievable Technical Potential | 0 | 0 | 0 | 0 | 0 | 0 | 0 | 0 | 0 | 0 | 0 | 0 | 0 | 0 | 0 | 0 | 0 | 0 | 0 | 0 | 0 | 0 | 0 | 0 | 0 | 0 | 0
F1_Commercial_Interruptible - Miscellaneous_New_Space Heating_Natural Gas_HVAC - Dedicated Outdoor Air System (DOAS)_A_Achievable Technical Potential | F1 | Commercial | Interruptible - Miscellaneous | New | Space Heating | Natural Gas | HVAC - Dedicated Outdoor Air System (DOAS) | A | Integrated Unit Energy Savings (kWh or therms) | Achievable Technical Potential | 0 | 0 | 0 | 0 | 0 | 0 | 0 | 0 | 0 | 0 | 0 | 0 | 0 | 0 | 0 | 0 | 0 | 0 | 0 | 0 | 0 | 0 | 0 | 0 | 0 | 0 | 0
F2_Commercial_Interruptible - Miscellaneous_New_Space Heating_Natural Gas_HVAC - Dedicated Outdoor Air System (DOAS)_A_Achievable Technical Potential | F2 | Commercial | Interruptible - Miscellaneous | New | Space Heating | Natural Gas | HVAC - Dedicated Outdoor Air System (DOAS) | A | Integrated Unit Summer Peak Savings (kW) | Achievable Technical Potential | 0 | 0 | 0 | 0 | 0 | 0 | 0 | 0 | 0 | 0 | 0 | 0 | 0 | 0 | 0 | 0 | 0 | 0 | 0 | 0 | 0 | 0 | 0 | 0 | 0 | 0 | 0
F3_Commercial_Interruptible - Miscellaneous_New_Space Heating_Natural Gas_HVAC - Dedicated Outdoor Air System (DOAS)_A_Achievable Technical Potential | F3 | Commercial | Interruptible - Miscellaneous | New | Space Heating | Natural Gas | HVAC - Dedicated Outdoor Air System (DOAS) | A | Integrated Unit Winter Peak Savings (kW) | Achievable Technical Potential | 0 | 0 | 0 | 0 | 0 | 0 | 0 | 0 | 0 | 0 | 0 | 0 | 0 | 0 | 0 | 0 | 0 | 0 | 0 | 0 | 0 | 0 | 0 | 0 | 0 | 0 | 0
F4_Commercial_Interruptible - Miscellaneous_New_Space Heating_Natural Gas_HVAC - Dedicated Outdoor Air System (DOAS)_A_Achievable Technical Potential | F4 | Commercial | Interruptible - Miscellaneous | New | Space Heating | Natural Gas | HVAC - Dedicated Outdoor Air System (DOAS) | A | Incremental Energy Savings (MWh or mTherms) | Achievable Technical Potential | 0 | 0 | 0 | 0 | 0 | 0 | 0 | 0 | 0 | 0 | 0 | 0 | 0 | 0 | 0 | 0 | 0 | 0 | 0 | 0 | 0 | 0 | 0 | 0 | 0 | 0 | 0
F5_Commercial_Interruptible - Miscellaneous_New_Space Heating_Natural Gas_HVAC - Dedicated Outdoor Air System (DOAS)_A_Achievable Technical Potential | F5 | Commercial | Interruptible - Miscellaneous | New | Space Heating | Natural Gas | HVAC - Dedicated Outdoor Air System (DOAS) | A | Incremental Summer Peak Savings (MW) | Achievable Technical Potential | 0 | 0 | 0 | 0 | 0 | 0 | 0 | 0 | 0 | 0 | 0 | 0 | 0 | 0 | 0 | 0 | 0 | 0 | 0 | 0 | 0 | 0 | 0 | 0 | 0 | 0 | 0
F6_Commercial_Interruptible - Miscellaneous_New_Space Heating_Natural Gas_HVAC - Dedicated Outdoor Air System (DOAS)_A_Achievable Technical Potential | F6 | Commercial | Interruptible - Miscellaneous | New | Space Heating | Natural Gas | HVAC - Dedicated Outdoor Air System (DOAS) | A | Incremental Winter Peak Savings (MW) | Achievable Technical Potential | 0 | 0 | 0 | 0 | 0 | 0 | 0 | 0 | 0 | 0 | 0 | 0 | 0 | 0 | 0 | 0 | 0 | 0 | 0 | 0 | 0 | 0 | 0 | 0 | 0 | 0 | 0
F7_Commercial_Interruptible - Miscellaneous_New_Space Heating_Natural Gas_HVAC - Dedicated Outdoor Air System (DOAS)_A_Achievable Technical Potential | F7 | Commercial | Interruptible - Miscellaneous | New | Space Heating | Natural Gas | HVAC - Dedicated Outdoor Air System (DOAS) | A | Cumulative Energy Savings (MWh or mTherms) | Achievable Technical Potential | 0 | 0 | 0 | 0 | 0 | 0 | 0 | 0 | 0 | 0 | 0 | 0 | 0 | 0 | 0 | 0 | 0 | 0 | 0 | 0 | 0 | 0 | 0 | 0 | 0 | 0 | 0
F8_Commercial_Interruptible - Miscellaneous_New_Space Heating_Natural Gas_HVAC - Dedicated Outdoor Air System (DOAS)_A_Achievable Technical Potential | F8 | Commercial | Interruptible - Miscellaneous | New | Space Heating | Natural Gas | HVAC - Dedicated Outdoor Air System (DOAS) | A | Cumulative Summer Peak Savings (MW) | Achievable Technical Potential | 0 | 0 | 0 | 0 | 0 | 0 | 0 | 0 | 0 | 0 | 0 | 0 | 0 | 0 | 0 | 0 | 0 | 0 | 0 | 0 | 0 | 0 | 0 | 0 | 0 | 0 | 0
F9_Commercial_Interruptible - Miscellaneous_New_Space Heating_Natural Gas_HVAC - Dedicated Outdoor Air System (DOAS)_A_Achievable Technical Potential | F9 | Commercial | Interruptible - Miscellaneous | New | Space Heating | Natural Gas | HVAC - Dedicated Outdoor Air System (DOAS) | A | Cumulative Winter Peak Savings (MW) | Achievable Technical Potential | 0 | 0 | 0 | 0 | 0 | 0 | 0 | 0 | 0 | 0 | 0 | 0 | 0 | 0 | 0 | 0 | 0 | 0 | 0 | 0 | 0 | 0 | 0 | 0 | 0 | 0 | 0
F10_Commercial_Interruptible - Miscellaneous_New_Space Heating_Natural Gas_HVAC - Dedicated Outdoor Air System (DOAS)_A_Achievable Technical Potential | F10 | Commercial | Interruptible - Miscellaneous | New | Space Heating | Natural Gas | HVAC - Dedicated Outdoor Air System (DOAS) | A | Purchases (Incremental) | Achievable Technical Potential | 0 | 0 | 0 | 0 | 0 | 0 | 0 | 0 | 0 | 0 | 0 | 0 | 0 | 0 | 0 | 0 | 0 | 0 | 0 | 0 | 0 | 0 | 0 | 0 | 0 | 0 | 0
F11_Commercial_Interruptible - Miscellaneous_New_Space Heating_Natural Gas_HVAC - Dedicated Outdoor Air System (DOAS)_A_Achievable Technical Potential | F11 | Commercial | Interruptible - Miscellaneous | New | Space Heating | Natural Gas | HVAC - Dedicated Outdoor Air System (DOAS) | A | Purchases (Cumulative) | Achievable Technical Potential | 0 | 0 | 0 | 0 | 0 | 0 | 0 | 0 | 0 | 0 | 0 | 0 | 0 | 0 | 0 | 0 | 0 | 0 | 0 | 0 | 0 | 0 | 0 | 0 | 0 | 0 | 0
F1_Commercial_Interruptible - Miscellaneous_New_Space Heating_Natural Gas_Destratification Fans (HVLS)_A_Achievable Technical Potential | F1 | Commercial | Interruptible - Miscellaneous | New | Space Heating | Natural Gas | Destratification Fans (HVLS) | A | Integrated Unit Energy Savings (kWh or therms) | Achievable Technical Potential | 0 | 0 | 0 | 0 | 0 | 0 | 0 | 0 | 0 | 0 | 0 | 0 | 0 | 0 | 0 | 0 | 0 | 0 | 0 | 0 | 0 | 0 | 0 | 0 | 0 | 0 | 0
F2_Commercial_Interruptible - Miscellaneous_New_Space Heating_Natural Gas_Destratification Fans (HVLS)_A_Achievable Technical Potential | F2 | Commercial | Interruptible - Miscellaneous | New | Space Heating | Natural Gas | Destratification Fans (HVLS) | A | Integrated Unit Summer Peak Savings (kW) | Achievable Technical Potential | 0 | 0 | 0 | 0 | 0 | 0 | 0 | 0 | 0 | 0 | 0 | 0 | 0 | 0 | 0 | 0 | 0 | 0 | 0 | 0 | 0 | 0 | 0 | 0 | 0 | 0 | 0
F3_Commercial_Interruptible - Miscellaneous_New_Space Heating_Natural Gas_Destratification Fans (HVLS)_A_Achievable Technical Potential | F3 | Commercial | Interruptible - Miscellaneous | New | Space Heating | Natural Gas | Destratification Fans (HVLS) | A | Integrated Unit Winter Peak Savings (kW) | Achievable Technical Potential | 0 | 0 | 0 | 0 | 0 | 0 | 0 | 0 | 0 | 0 | 0 | 0 | 0 | 0 | 0 | 0 | 0 | 0 | 0 | 0 | 0 | 0 | 0 | 0 | 0 | 0 | 0
F4_Commercial_Interruptible - Miscellaneous_New_Space Heating_Natural Gas_Destratification Fans (HVLS)_A_Achievable Technical Potential | F4 | Commercial | Interruptible - Miscellaneous | New | Space Heating | Natural Gas | Destratification Fans (HVLS) | A | Incremental Energy Savings (MWh or mTherms) | Achievable Technical Potential | 0 | 0 | 0 | 0 | 0 | 0 | 0 | 0 | 0 | 0 | 0 | 0 | 0 | 0 | 0 | 0 | 0 | 0 | 0 | 0 | 0 | 0 | 0 | 0 | 0 | 0 | 0
F5_Commercial_Interruptible - Miscellaneous_New_Space Heating_Natural Gas_Destratification Fans (HVLS)_A_Achievable Technical Potential | F5 | Commercial | Interruptible - Miscellaneous | New | Space Heating | Natural Gas | Destratification Fans (HVLS) | A | Incremental Summer Peak Savings (MW) | Achievable Technical Potential | 0 | 0 | 0 | 0 | 0 | 0 | 0 | 0 | 0 | 0 | 0 | 0 | 0 | 0 | 0 | 0 | 0 | 0 | 0 | 0 | 0 | 0 | 0 | 0 | 0 | 0 | 0
F6_Commercial_Interruptible - Miscellaneous_New_Space Heating_Natural Gas_Destratification Fans (HVLS)_A_Achievable Technical Potential | F6 | Commercial | Interruptible - Miscellaneous | New | Space Heating | Natural Gas | Destratification Fans (HVLS) | A | Incremental Winter Peak Savings (MW) | Achievable Technical Potential | 0 | 0 | 0 | 0 | 0 | 0 | 0 | 0 | 0 | 0 | 0 | 0 | 0 | 0 | 0 | 0 | 0 | 0 | 0 | 0 | 0 | 0 | 0 | 0 | 0 | 0 | 0
F7_Commercial_Interruptible - Miscellaneous_New_Space Heating_Natural Gas_Destratification Fans (HVLS)_A_Achievable Technical Potential | F7 | Commercial | Interruptible - Miscellaneous | New | Space Heating | Natural Gas | Destratification Fans (HVLS) | A | Cumulative Energy Savings (MWh or mTherms) | Achievable Technical Potential | 0 | 0 | 0 | 0 | 0 | 0 | 0 | 0 | 0 | 0 | 0 | 0 | 0 | 0 | 0 | 0 | 0 | 0 | 0 | 0 | 0 | 0 | 0 | 0 | 0 | 0 | 0
F8_Commercial_Interruptible - Miscellaneous_New_Space Heating_Natural Gas_Destratification Fans (HVLS)_A_Achievable Technical Potential | F8 | Commercial | Interruptible - Miscellaneous | New | Space Heating | Natural Gas | Destratification Fans (HVLS) | A | Cumulative Summer Peak Savings (MW) | Achievable Technical Potential | 0 | 0 | 0 | 0 | 0 | 0 | 0 | 0 | 0 | 0 | 0 | 0 | 0 | 0 | 0 | 0 | 0 | 0 | 0 | 0 | 0 | 0 | 0 | 0 | 0 | 0 | 0
F9_Commercial_Interruptible - Miscellaneous_New_Space Heating_Natural Gas_Destratification Fans (HVLS)_A_Achievable Technical Potential | F9 | Commercial | Interruptible - Miscellaneous | New | Space Heating | Natural Gas | Destratification Fans (HVLS) | A | Cumulative Winter Peak Savings (MW) | Achievable Technical Potential | 0 | 0 | 0 | 0 | 0 | 0 | 0 | 0 | 0 | 0 | 0 | 0 | 0 | 0 | 0 | 0 | 0 | 0 | 0 | 0 | 0 | 0 | 0 | 0 | 0 | 0 | 0
F10_Commercial_Interruptible - Miscellaneous_New_Space Heating_Natural Gas_Destratification Fans (HVLS)_A_Achievable Technical Potential | F10 | Commercial | Interruptible - Miscellaneous | New | Space Heating | Natural Gas | Destratification Fans (HVLS) | A | Purchases (Incremental) | Achievable Technical Potential | 0 | 0 | 0 | 0 | 0 | 0 | 0 | 0 | 0 | 0 | 0 | 0 | 0 | 0 | 0 | 0 | 0 | 0 | 0 | 0 | 0 | 0 | 0 | 0 | 0 | 0 | 0
F11_Commercial_Interruptible - Miscellaneous_New_Space Heating_Natural Gas_Destratification Fans (HVLS)_A_Achievable Technical Potential | F11 | Commercial | Interruptible - Miscellaneous | New | Space Heating | Natural Gas | Destratification Fans (HVLS) | A | Purchases (Cumulative) | Achievable Technical Potential | 0 | 0 | 0 | 0 | 0 | 0 | 0 | 0 | 0 | 0 | 0 | 0 | 0 | 0 | 0 | 0 | 0 | 0 | 0 | 0 | 0 | 0 | 0 | 0 | 0 | 0 | 0
F1_Commercial_Interruptible - Miscellaneous_New_Space Heating_Natural Gas_Gas Boiler - Maintenance_A_Achievable Technical Potential | F1 | Commercial | Interruptible - Miscellaneous | New | Space Heating | Natural Gas | Gas Boiler - Maintenance | A | Integrated Unit Energy Savings (kWh or therms) | Achievable Technical Potential | 0 | 0 | 0 | 0 | 0 | 0 | 0 | 0 | 0 | 0 | 0 | 0 | 0 | 0 | 0 | 0 | 0 | 0 | 0 | 0 | 0 | 0 | 0 | 0 | 0 | 0 | 0
F2_Commercial_Interruptible - Miscellaneous_New_Space Heating_Natural Gas_Gas Boiler - Maintenance_A_Achievable Technical Potential | F2 | Commercial | Interruptible - Miscellaneous | New | Space Heating | Natural Gas | Gas Boiler - Maintenance | A | Integrated Unit Summer Peak Savings (kW) | Achievable Technical Potential | 0 | 0 | 0 | 0 | 0 | 0 | 0 | 0 | 0 | 0 | 0 | 0 | 0 | 0 | 0 | 0 | 0 | 0 | 0 | 0 | 0 | 0 | 0 | 0 | 0 | 0 | 0
F3_Commercial_Interruptible - Miscellaneous_New_Space Heating_Natural Gas_Gas Boiler - Maintenance_A_Achievable Technical Potential | F3 | Commercial | Interruptible - Miscellaneous | New | Space Heating | Natural Gas | Gas Boiler - Maintenance | A | Integrated Unit Winter Peak Savings (kW) | Achievable Technical Potential | 0 | 0 | 0 | 0 | 0 | 0 | 0 | 0 | 0 | 0 | 0 | 0 | 0 | 0 | 0 | 0 | 0 | 0 | 0 | 0 | 0 | 0 | 0 | 0 | 0 | 0 | 0
F4_Commercial_Interruptible - Miscellaneous_New_Space Heating_Natural Gas_Gas Boiler - Maintenance_A_Achievable Technical Potential | F4 | Commercial | Interruptible - Miscellaneous | New | Space Heating | Natural Gas | Gas Boiler - Maintenance | A | Incremental Energy Savings (MWh or mTherms) | Achievable Technical Potential | 0 | 0 | 0 | 0 | 0 | 0 | 0 | 0 | 0 | 0 | 0 | 0 | 0 | 0 | 0 | 0 | 0 | 0 | 0 | 0 | 0 | 0 | 0 | 0 | 0 | 0 | 0
F5_Commercial_Interruptible - Miscellaneous_New_Space Heating_Natural Gas_Gas Boiler - Maintenance_A_Achievable Technical Potential | F5 | Commercial | Interruptible - Miscellaneous | New | Space Heating | Natural Gas | Gas Boiler - Maintenance | A | Incremental Summer Peak Savings (MW) | Achievable Technical Potential | 0 | 0 | 0 | 0 | 0 | 0 | 0 | 0 | 0 | 0 | 0 | 0 | 0 | 0 | 0 | 0 | 0 | 0 | 0 | 0 | 0 | 0 | 0 | 0 | 0 | 0 | 0
F6_Commercial_Interruptible - Miscellaneous_New_Space Heating_Natural Gas_Gas Boiler - Maintenance_A_Achievable Technical Potential | F6 | Commercial | Interruptible - Miscellaneous | New | Space Heating | Natural Gas | Gas Boiler - Maintenance | A | Incremental Winter Peak Savings (MW) | Achievable Technical Potential | 0 | 0 | 0 | 0 | 0 | 0 | 0 | 0 | 0 | 0 | 0 | 0 | 0 | 0 | 0 | 0 | 0 | 0 | 0 | 0 | 0 | 0 | 0 | 0 | 0 | 0 | 0
F7_Commercial_Interruptible - Miscellaneous_New_Space Heating_Natural Gas_Gas Boiler - Maintenance_A_Achievable Technical Potential | F7 | Commercial | Interruptible - Miscellaneous | New | Space Heating | Natural Gas | Gas Boiler - Maintenance | A | Cumulative Energy Savings (MWh or mTherms) | Achievable Technical Potential | 0 | 0 | 0 | 0 | 0 | 0 | 0 | 0 | 0 | 0 | 0 | 0 | 0 | 0 | 0 | 0 | 0 | 0 | 0 | 0 | 0 | 0 | 0 | 0 | 0 | 0 | 0
F8_Commercial_Interruptible - Miscellaneous_New_Space Heating_Natural Gas_Gas Boiler - Maintenance_A_Achievable Technical Potential | F8 | Commercial | Interruptible - Miscellaneous | New | Space Heating | Natural Gas | Gas Boiler - Maintenance | A | Cumulative Summer Peak Savings (MW) | Achievable Technical Potential | 0 | 0 | 0 | 0 | 0 | 0 | 0 | 0 | 0 | 0 | 0 | 0 | 0 | 0 | 0 | 0 | 0 | 0 | 0 | 0 | 0 | 0 | 0 | 0 | 0 | 0 | 0
F9_Commercial_Interruptible - Miscellaneous_New_Space Heating_Natural Gas_Gas Boiler - Maintenance_A_Achievable Technical Potential | F9 | Commercial | Interruptible - Miscellaneous | New | Space Heating | Natural Gas | Gas Boiler - Maintenance | A | Cumulative Winter Peak Savings (MW) | Achievable Technical Potential | 0 | 0 | 0 | 0 | 0 | 0 | 0 | 0 | 0 | 0 | 0 | 0 | 0 | 0 | 0 | 0 | 0 | 0 | 0 | 0 | 0 | 0 | 0 | 0 | 0 | 0 | 0
F10_Commercial_Interruptible - Miscellaneous_New_Space Heating_Natural Gas_Gas Boiler - Maintenance_A_Achievable Technical Potential | F10 | Commercial | Interruptible - Miscellaneous | New | Space Heating | Natural Gas | Gas Boiler - Maintenance | A | Purchases (Incremental) | Achievable Technical Potential | 0 | 0 | 0 | 0 | 0 | 0 | 0 | 0 | 0 | 0 | 0 | 0 | 0 | 0 | 0 | 0 | 0 | 0 | 0 | 0 | 0 | 0 | 0 | 0 | 0 | 0 | 0
F11_Commercial_Interruptible - Miscellaneous_New_Space Heating_Natural Gas_Gas Boiler - Maintenance_A_Achievable Technical Potential | F11 | Commercial | Interruptible - Miscellaneous | New | Space Heating | Natural Gas | Gas Boiler - Maintenance | A | Purchases (Cumulative) | Achievable Technical Potential | 0 | 0 | 0 | 0 | 0 | 0 | 0 | 0 | 0 | 0 | 0 | 0 | 0 | 0 | 0 | 0 | 0 | 0 | 0 | 0 | 0 | 0 | 0 | 0 | 0 | 0 | 0
F1_Commercial_Interruptible - Miscellaneous_New_Space Heating_Natural Gas_Gas Furnace - Maintenance_A_Achievable Technical Potential | F1 | Commercial | Interruptible - Miscellaneous | New | Space Heating | Natural Gas | Gas Furnace - Maintenance | A | Integrated Unit Energy Savings (kWh or therms) | Achievable Technical Potential | 0 | 0 | 0 | 0 | 0 | 0 | 0 | 0 | 0 | 0 | 0 | 0 | 0 | 0 | 0 | 0 | 0 | 0 | 0 | 0 | 0 | 0 | 0 | 0 | 0 | 0 | 0
F2_Commercial_Interruptible - Miscellaneous_New_Space Heating_Natural Gas_Gas Furnace - Maintenance_A_Achievable Technical Potential | F2 | Commercial | Interruptible - Miscellaneous | New | Space Heating | Natural Gas | Gas Furnace - Maintenance | A | Integrated Unit Summer Peak Savings (kW) | Achievable Technical Potential | 0 | 0 | 0 | 0 | 0 | 0 | 0 | 0 | 0 | 0 | 0 | 0 | 0 | 0 | 0 | 0 | 0 | 0 | 0 | 0 | 0 | 0 | 0 | 0 | 0 | 0 | 0
F3_Commercial_Interruptible - Miscellaneous_New_Space Heating_Natural Gas_Gas Furnace - Maintenance_A_Achievable Technical Potential | F3 | Commercial | Interruptible - Miscellaneous | New | Space Heating | Natural Gas | Gas Furnace - Maintenance | A | Integrated Unit Winter Peak Savings (kW) | Achievable Technical Potential | 0 | 0 | 0 | 0 | 0 | 0 | 0 | 0 | 0 | 0 | 0 | 0 | 0 | 0 | 0 | 0 | 0 | 0 | 0 | 0 | 0 | 0 | 0 | 0 | 0 | 0 | 0
F4_Commercial_Interruptible - Miscellaneous_New_Space Heating_Natural Gas_Gas Furnace - Maintenance_A_Achievable Technical Potential | F4 | Commercial | Interruptible - Miscellaneous | New | Space Heating | Natural Gas | Gas Furnace - Maintenance | A | Incremental Energy Savings (MWh or mTherms) | Achievable Technical Potential | 0 | 0 | 0 | 0 | 0 | 0 | 0 | 0 | 0 | 0 | 0 | 0 | 0 | 0 | 0 | 0 | 0 | 0 | 0 | 0 | 0 | 0 | 0 | 0 | 0 | 0 | 0
F5_Commercial_Interruptible - Miscellaneous_New_Space Heating_Natural Gas_Gas Furnace - Maintenance_A_Achievable Technical Potential | F5 | Commercial | Interruptible - Miscellaneous | New | Space Heating | Natural Gas | Gas Furnace - Maintenance | A | Incremental Summer Peak Savings (MW) | Achievable Technical Potential | 0 | 0 | 0 | 0 | 0 | 0 | 0 | 0 | 0 | 0 | 0 | 0 | 0 | 0 | 0 | 0 | 0 | 0 | 0 | 0 | 0 | 0 | 0 | 0 | 0 | 0 | 0
F6_Commercial_Interruptible - Miscellaneous_New_Space Heating_Natural Gas_Gas Furnace - Maintenance_A_Achievable Technical Potential | F6 | Commercial | Interruptible - Miscellaneous | New | Space Heating | Natural Gas | Gas Furnace - Maintenance | A | Incremental Winter Peak Savings (MW) | Achievable Technical Potential | 0 | 0 | 0 | 0 | 0 | 0 | 0 | 0 | 0 | 0 | 0 | 0 | 0 | 0 | 0 | 0 | 0 | 0 | 0 | 0 | 0 | 0 | 0 | 0 | 0 | 0 | 0
F7_Commercial_Interruptible - Miscellaneous_New_Space Heating_Natural Gas_Gas Furnace - Maintenance_A_Achievable Technical Potential | F7 | Commercial | Interruptible - Miscellaneous | New | Space Heating | Natural Gas | Gas Furnace - Maintenance | A | Cumulative Energy Savings (MWh or mTherms) | Achievable Technical Potential | 0 | 0 | 0 | 0 | 0 | 0 | 0 | 0 | 0 | 0 | 0 | 0 | 0 | 0 | 0 | 0 | 0 | 0 | 0 | 0 | 0 | 0 | 0 | 0 | 0 | 0 | 0
F8_Commercial_Interruptible - Miscellaneous_New_Space Heating_Natural Gas_Gas Furnace - Maintenance_A_Achievable Technical Potential | F8 | Commercial | Interruptible - Miscellaneous | New | Space Heating | Natural Gas | Gas Furnace - Maintenance | A | Cumulative Summer Peak Savings (MW) | Achievable Technical Potential | 0 | 0 | 0 | 0 | 0 | 0 | 0 | 0 | 0 | 0 | 0 | 0 | 0 | 0 | 0 | 0 | 0 | 0 | 0 | 0 | 0 | 0 | 0 | 0 | 0 | 0 | 0
F9_Commercial_Interruptible - Miscellaneous_New_Space Heating_Natural Gas_Gas Furnace - Maintenance_A_Achievable Technical Potential | F9 | Commercial | Interruptible - Miscellaneous | New | Space Heating | Natural Gas | Gas Furnace - Maintenance | A | Cumulative Winter Peak Savings (MW) | Achievable Technical Potential | 0 | 0 | 0 | 0 | 0 | 0 | 0 | 0 | 0 | 0 | 0 | 0 | 0 | 0 | 0 | 0 | 0 | 0 | 0 | 0 | 0 | 0 | 0 | 0 | 0 | 0 | 0
F10_Commercial_Interruptible - Miscellaneous_New_Space Heating_Natural Gas_Gas Furnace - Maintenance_A_Achievable Technical Potential | F10 | Commercial | Interruptible - Miscellaneous | New | Space Heating | Natural Gas | Gas Furnace - Maintenance | A | Purchases (Incremental) | Achievable Technical Potential | 0 | 0 | 0 | 0 | 0 | 0 | 0 | 0 | 0 | 0 | 0 | 0 | 0 | 0 | 0 | 0 | 0 | 0 | 0 | 0 | 0 | 0 | 0 | 0 | 0 | 0 | 0
F11_Commercial_Interruptible - Miscellaneous_New_Space Heating_Natural Gas_Gas Furnace - Maintenance_A_Achievable Technical Potential | F11 | Commercial | Interruptible - Miscellaneous | New | Space Heating | Natural Gas | Gas Furnace - Maintenance | A | Purchases (Cumulative) | Achievable Technical Potential | 0 | 0 | 0 | 0 | 0 | 0 | 0 | 0 | 0 | 0 | 0 | 0 | 0 | 0 | 0 | 0 | 0 | 0 | 0 | 0 | 0 | 0 | 0 | 0 | 0 | 0 | 0
F1_Commercial_Interruptible - Miscellaneous_New_Space Heating_Natural Gas_Gas Boiler - Hot Water Reset_A_Achievable Technical Potential | F1 | Commercial | Interruptible - Miscellaneous | New | Space Heating | Natural Gas | Gas Boiler - Hot Water Reset | A | Integrated Unit Energy Savings (kWh or therms) | Achievable Technical Potential | 0 | 0 | 0 | 0 | 0 | 0 | 0 | 0 | 0 | 0 | 0 | 0 | 0 | 0 | 0 | 0 | 0 | 0 | 0 | 0 | 0 | 0 | 0 | 0 | 0 | 0 | 0
F2_Commercial_Interruptible - Miscellaneous_New_Space Heating_Natural Gas_Gas Boiler - Hot Water Reset_A_Achievable Technical Potential | F2 | Commercial | Interruptible - Miscellaneous | New | Space Heating | Natural Gas | Gas Boiler - Hot Water Reset | A | Integrated Unit Summer Peak Savings (kW) | Achievable Technical Potential | 0 | 0 | 0 | 0 | 0 | 0 | 0 | 0 | 0 | 0 | 0 | 0 | 0 | 0 | 0 | 0 | 0 | 0 | 0 | 0 | 0 | 0 | 0 | 0 | 0 | 0 | 0
F3_Commercial_Interruptible - Miscellaneous_New_Space Heating_Natural Gas_Gas Boiler - Hot Water Reset_A_Achievable Technical Potential | F3 | Commercial | Interruptible - Miscellaneous | New | Space Heating | Natural Gas | Gas Boiler - Hot Water Reset | A | Integrated Unit Winter Peak Savings (kW) | Achievable Technical Potential | 0 | 0 | 0 | 0 | 0 | 0 | 0 | 0 | 0 | 0 | 0 | 0 | 0 | 0 | 0 | 0 | 0 | 0 | 0 | 0 | 0 | 0 | 0 | 0 | 0 | 0 | 0
F4_Commercial_Interruptible - Miscellaneous_New_Space Heating_Natural Gas_Gas Boiler - Hot Water Reset_A_Achievable Technical Potential | F4 | Commercial | Interruptible - Miscellaneous | New | Space Heating | Natural Gas | Gas Boiler - Hot Water Reset | A | Incremental Energy Savings (MWh or mTherms) | Achievable Technical Potential | 0 | 0 | 0 | 0 | 0 | 0 | 0 | 0 | 0 | 0 | 0 | 0 | 0 | 0 | 0 | 0 | 0 | 0 | 0 | 0 | 0 | 0 | 0 | 0 | 0 | 0 | 0
F5_Commercial_Interruptible - Miscellaneous_New_Space Heating_Natural Gas_Gas Boiler - Hot Water Reset_A_Achievable Technical Potential | F5 | Commercial | Interruptible - Miscellaneous | New | Space Heating | Natural Gas | Gas Boiler - Hot Water Reset | A | Incremental Summer Peak Savings (MW) | Achievable Technical Potential | 0 | 0 | 0 | 0 | 0 | 0 | 0 | 0 | 0 | 0 | 0 | 0 | 0 | 0 | 0 | 0 | 0 | 0 | 0 | 0 | 0 | 0 | 0 | 0 | 0 | 0 | 0
F6_Commercial_Interruptible - Miscellaneous_New_Space Heating_Natural Gas_Gas Boiler - Hot Water Reset_A_Achievable Technical Potential | F6 | Commercial | Interruptible - Miscellaneous | New | Space Heating | Natural Gas | Gas Boiler - Hot Water Reset | A | Incremental Winter Peak Savings (MW) | Achievable Technical Potential | 0 | 0 | 0 | 0 | 0 | 0 | 0 | 0 | 0 | 0 | 0 | 0 | 0 | 0 | 0 | 0 | 0 | 0 | 0 | 0 | 0 | 0 | 0 | 0 | 0 | 0 | 0
F7_Commercial_Interruptible - Miscellaneous_New_Space Heating_Natural Gas_Gas Boiler - Hot Water Reset_A_Achievable Technical Potential | F7 | Commercial | Interruptible - Miscellaneous | New | Space Heating | Natural Gas | Gas Boiler - Hot Water Reset | A | Cumulative Energy Savings (MWh or mTherms) | Achievable Technical Potential | 0 | 0 | 0 | 0 | 0 | 0 | 0 | 0 | 0 | 0 | 0 | 0 | 0 | 0 | 0 | 0 | 0 | 0 | 0 | 0 | 0 | 0 | 0 | 0 | 0 | 0 | 0
F8_Commercial_Interruptible - Miscellaneous_New_Space Heating_Natural Gas_Gas Boiler - Hot Water Reset_A_Achievable Technical Potential | F8 | Commercial | Interruptible - Miscellaneous | New | Space Heating | Natural Gas | Gas Boiler - Hot Water Reset | A | Cumulative Summer Peak Savings (MW) | Achievable Technical Potential | 0 | 0 | 0 | 0 | 0 | 0 | 0 | 0 | 0 | 0 | 0 | 0 | 0 | 0 | 0 | 0 | 0 | 0 | 0 | 0 | 0 | 0 | 0 | 0 | 0 | 0 | 0
F9_Commercial_Interruptible - Miscellaneous_New_Space Heating_Natural Gas_Gas Boiler - Hot Water Reset_A_Achievable Technical Potential | F9 | Commercial | Interruptible - Miscellaneous | New | Space Heating | Natural Gas | Gas Boiler - Hot Water Reset | A | Cumulative Winter Peak Savings (MW) | Achievable Technical Potential | 0 | 0 | 0 | 0 | 0 | 0 | 0 | 0 | 0 | 0 | 0 | 0 | 0 | 0 | 0 | 0 | 0 | 0 | 0 | 0 | 0 | 0 | 0 | 0 | 0 | 0 | 0
F10_Commercial_Interruptible - Miscellaneous_New_Space Heating_Natural Gas_Gas Boiler - Hot Water Reset_A_Achievable Technical Potential | F10 | Commercial | Interruptible - Miscellaneous | New | Space Heating | Natural Gas | Gas Boiler - Hot Water Reset | A | Purchases (Incremental) | Achievable Technical Potential | 0 | 0 | 0 | 0 | 0 | 0 | 0 | 0 | 0 | 0 | 0 | 0 | 0 | 0 | 0 | 0 | 0 | 0 | 0 | 0 | 0 | 0 | 0 | 0 | 0 | 0 | 0
F11_Commercial_Interruptible - Miscellaneous_New_Space Heating_Natural Gas_Gas Boiler - Hot Water Reset_A_Achievable Technical Potential | F11 | Commercial | Interruptible - Miscellaneous | New | Space Heating | Natural Gas | Gas Boiler - Hot Water Reset | A | Purchases (Cumulative) | Achievable Technical Potential | 0 | 0 | 0 | 0 | 0 | 0 | 0 | 0 | 0 | 0 | 0 | 0 | 0 | 0 | 0 | 0 | 0 | 0 | 0 | 0 | 0 | 0 | 0 | 0 | 0 | 0 | 0
F1_Commercial_Interruptible - Miscellaneous_New_Space Heating_Natural Gas_Gas Boiler - Steam Trap Replacement_A_Achievable Technical Potential | F1 | Commercial | Interruptible - Miscellaneous | New | Space Heating | Natural Gas | Gas Boiler - Steam Trap Replacement | A | Integrated Unit Energy Savings (kWh or therms) | Achievable Technical Potential | 0 | 0 | 0 | 0 | 0 | 0 | 0 | 0 | 0 | 0 | 0 | 0 | 0 | 0 | 0 | 0 | 0 | 0 | 0 | 0 | 0 | 0 | 0 | 0 | 0 | 0 | 0
F2_Commercial_Interruptible - Miscellaneous_New_Space Heating_Natural Gas_Gas Boiler - Steam Trap Replacement_A_Achievable Technical Potential | F2 | Commercial | Interruptible - Miscellaneous | New | Space Heating | Natural Gas | Gas Boiler - Steam Trap Replacement | A | Integrated Unit Summer Peak Savings (kW) | Achievable Technical Potential | 0 | 0 | 0 | 0 | 0 | 0 | 0 | 0 | 0 | 0 | 0 | 0 | 0 | 0 | 0 | 0 | 0 | 0 | 0 | 0 | 0 | 0 | 0 | 0 | 0 | 0 | 0
F3_Commercial_Interruptible - Miscellaneous_New_Space Heating_Natural Gas_Gas Boiler - Steam Trap Replacement_A_Achievable Technical Potential | F3 | Commercial | Interruptible - Miscellaneous | New | Space Heating | Natural Gas | Gas Boiler - Steam Trap Replacement | A | Integrated Unit Winter Peak Savings (kW) | Achievable Technical Potential | 0 | 0 | 0 | 0 | 0 | 0 | 0 | 0 | 0 | 0 | 0 | 0 | 0 | 0 | 0 | 0 | 0 | 0 | 0 | 0 | 0 | 0 | 0 | 0 | 0 | 0 | 0
F4_Commercial_Interruptible - Miscellaneous_New_Space Heating_Natural Gas_Gas Boiler - Steam Trap Replacement_A_Achievable Technical Potential | F4 | Commercial | Interruptible - Miscellaneous | New | Space Heating | Natural Gas | Gas Boiler - Steam Trap Replacement | A | Incremental Energy Savings (MWh or mTherms) | Achievable Technical Potential | 0 | 0 | 0 | 0 | 0 | 0 | 0 | 0 | 0 | 0 | 0 | 0 | 0 | 0 | 0 | 0 | 0 | 0 | 0 | 0 | 0 | 0 | 0 | 0 | 0 | 0 | 0
F5_Commercial_Interruptible - Miscellaneous_New_Space Heating_Natural Gas_Gas Boiler - Steam Trap Replacement_A_Achievable Technical Potential | F5 | Commercial | Interruptible - Miscellaneous | New | Space Heating | Natural Gas | Gas Boiler - Steam Trap Replacement | A | Incremental Summer Peak Savings (MW) | Achievable Technical Potential | 0 | 0 | 0 | 0 | 0 | 0 | 0 | 0 | 0 | 0 | 0 | 0 | 0 | 0 | 0 | 0 | 0 | 0 | 0 | 0 | 0 | 0 | 0 | 0 | 0 | 0 | 0
F6_Commercial_Interruptible - Miscellaneous_New_Space Heating_Natural Gas_Gas Boiler - Steam Trap Replacement_A_Achievable Technical Potential | F6 | Commercial | Interruptible - Miscellaneous | New | Space Heating | Natural Gas | Gas Boiler - Steam Trap Replacement | A | Incremental Winter Peak Savings (MW) | Achievable Technical Potential | 0 | 0 | 0 | 0 | 0 | 0 | 0 | 0 | 0 | 0 | 0 | 0 | 0 | 0 | 0 | 0 | 0 | 0 | 0 | 0 | 0 | 0 | 0 | 0 | 0 | 0 | 0
F7_Commercial_Interruptible - Miscellaneous_New_Space Heating_Natural Gas_Gas Boiler - Steam Trap Replacement_A_Achievable Technical Potential | F7 | Commercial | Interruptible - Miscellaneous | New | Space Heating | Natural Gas | Gas Boiler - Steam Trap Replacement | A | Cumulative Energy Savings (MWh or mTherms) | Achievable Technical Potential | 0 | 0 | 0 | 0 | 0 | 0 | 0 | 0 | 0 | 0 | 0 | 0 | 0 | 0 | 0 | 0 | 0 | 0 | 0 | 0 | 0 | 0 | 0 | 0 | 0 | 0 | 0
F8_Commercial_Interruptible - Miscellaneous_New_Space Heating_Natural Gas_Gas Boiler - Steam Trap Replacement_A_Achievable Technical Potential | F8 | Commercial | Interruptible - Miscellaneous | New | Space Heating | Natural Gas | Gas Boiler - Steam Trap Replacement | A | Cumulative Summer Peak Savings (MW) | Achievable Technical Potential | 0 | 0 | 0 | 0 | 0 | 0 | 0 | 0 | 0 | 0 | 0 | 0 | 0 | 0 | 0 | 0 | 0 | 0 | 0 | 0 | 0 | 0 | 0 | 0 | 0 | 0 | 0
F9_Commercial_Interruptible - Miscellaneous_New_Space Heating_Natural Gas_Gas Boiler - Steam Trap Replacement_A_Achievable Technical Potential | F9 | Commercial | Interruptible - Miscellaneous | New | Space Heating | Natural Gas | Gas Boiler - Steam Trap Replacement | A | Cumulative Winter Peak Savings (MW) | Achievable Technical Potential | 0 | 0 | 0 | 0 | 0 | 0 | 0 | 0 | 0 | 0 | 0 | 0 | 0 | 0 | 0 | 0 | 0 | 0 | 0 | 0 | 0 | 0 | 0 | 0 | 0 | 0 | 0
F10_Commercial_Interruptible - Miscellaneous_New_Space Heating_Natural Gas_Gas Boiler - Steam Trap Replacement_A_Achievable Technical Potential | F10 | Commercial | Interruptible - Miscellaneous | New | Space Heating | Natural Gas | Gas Boiler - Steam Trap Replacement | A | Purchases (Incremental) | Achievable Technical Potential | 0 | 0 | 0 | 0 | 0 | 0 | 0 | 0 | 0 | 0 | 0 | 0 | 0 | 0 | 0 | 0 | 0 | 0 | 0 | 0 | 0 | 0 | 0 | 0 | 0 | 0 | 0
F11_Commercial_Interruptible - Miscellaneous_New_Space Heating_Natural Gas_Gas Boiler - Steam Trap Replacement_A_Achievable Technical Potential | F11 | Commercial | Interruptible - Miscellaneous | New | Space Heating | Natural Gas | Gas Boiler - Steam Trap Replacement | A | Purchases (Cumulative) | Achievable Technical Potential | 0 | 0 | 0 | 0 | 0 | 0 | 0 | 0 | 0 | 0 | 0 | 0 | 0 | 0 | 0 | 0 | 0 | 0 | 0 | 0 | 0 | 0 | 0 | 0 | 0 | 0 | 0
F1_Commercial_Interruptible - Miscellaneous_New_Space Heating_Natural Gas_Gas Boiler - High Turndown Burner_A_Achievable Technical Potential | F1 | Commercial | Interruptible - Miscellaneous | New | Space Heating | Natural Gas | Gas Boiler - High Turndown Burner | A | Integrated Unit Energy Savings (kWh or therms) | Achievable Technical Potential | 0 | 0 | 0 | 0 | 0 | 0 | 0 | 0 | 0 | 0 | 0 | 0 | 0 | 0 | 0 | 0 | 0 | 0 | 0 | 0 | 0 | 0 | 0 | 0 | 0 | 0 | 0
F2_Commercial_Interruptible - Miscellaneous_New_Space Heating_Natural Gas_Gas Boiler - High Turndown Burner_A_Achievable Technical Potential | F2 | Commercial | Interruptible - Miscellaneous | New | Space Heating | Natural Gas | Gas Boiler - High Turndown Burner | A | Integrated Unit Summer Peak Savings (kW) | Achievable Technical Potential | 0 | 0 | 0 | 0 | 0 | 0 | 0 | 0 | 0 | 0 | 0 | 0 | 0 | 0 | 0 | 0 | 0 | 0 | 0 | 0 | 0 | 0 | 0 | 0 | 0 | 0 | 0
F3_Commercial_Interruptible - Miscellaneous_New_Space Heating_Natural Gas_Gas Boiler - High Turndown Burner_A_Achievable Technical Potential | F3 | Commercial | Interruptible - Miscellaneous | New | Space Heating | Natural Gas | Gas Boiler - High Turndown Burner | A | Integrated Unit Winter Peak Savings (kW) | Achievable Technical Potential | 0 | 0 | 0 | 0 | 0 | 0 | 0 | 0 | 0 | 0 | 0 | 0 | 0 | 0 | 0 | 0 | 0 | 0 | 0 | 0 | 0 | 0 | 0 | 0 | 0 | 0 | 0
F4_Commercial_Interruptible - Miscellaneous_New_Space Heating_Natural Gas_Gas Boiler - High Turndown Burner_A_Achievable Technical Potential | F4 | Commercial | Interruptible - Miscellaneous | New | Space Heating | Natural Gas | Gas Boiler - High Turndown Burner | A | Incremental Energy Savings (MWh or mTherms) | Achievable Technical Potential | 0 | 0 | 0 | 0 | 0 | 0 | 0 | 0 | 0 | 0 | 0 | 0 | 0 | 0 | 0 | 0 | 0 | 0 | 0 | 0 | 0 | 0 | 0 | 0 | 0 | 0 | 0
F5_Commercial_Interruptible - Miscellaneous_New_Space Heating_Natural Gas_Gas Boiler - High Turndown Burner_A_Achievable Technical Potential | F5 | Commercial | Interruptible - Miscellaneous | New | Space Heating | Natural Gas | Gas Boiler - High Turndown Burner | A | Incremental Summer Peak Savings (MW) | Achievable Technical Potential | 0 | 0 | 0 | 0 | 0 | 0 | 0 | 0 | 0 | 0 | 0 | 0 | 0 | 0 | 0 | 0 | 0 | 0 | 0 | 0 | 0 | 0 | 0 | 0 | 0 | 0 | 0
F6_Commercial_Interruptible - Miscellaneous_New_Space Heating_Natural Gas_Gas Boiler - High Turndown Burner_A_Achievable Technical Potential | F6 | Commercial | Interruptible - Miscellaneous | New | Space Heating | Natural Gas | Gas Boiler - High Turndown Burner | A | Incremental Winter Peak Savings (MW) | Achievable Technical Potential | 0 | 0 | 0 | 0 | 0 | 0 | 0 | 0 | 0 | 0 | 0 | 0 | 0 | 0 | 0 | 0 | 0 | 0 | 0 | 0 | 0 | 0 | 0 | 0 | 0 | 0 | 0
F7_Commercial_Interruptible - Miscellaneous_New_Space Heating_Natural Gas_Gas Boiler - High Turndown Burner_A_Achievable Technical Potential | F7 | Commercial | Interruptible - Miscellaneous | New | Space Heating | Natural Gas | Gas Boiler - High Turndown Burner | A | Cumulative Energy Savings (MWh or mTherms) | Achievable Technical Potential | 0 | 0 | 0 | 0 | 0 | 0 | 0 | 0 | 0 | 0 | 0 | 0 | 0 | 0 | 0 | 0 | 0 | 0 | 0 | 0 | 0 | 0 | 0 | 0 | 0 | 0 | 0
F8_Commercial_Interruptible - Miscellaneous_New_Space Heating_Natural Gas_Gas Boiler - High Turndown Burner_A_Achievable Technical Potential | F8 | Commercial | Interruptible - Miscellaneous | New | Space Heating | Natural Gas | Gas Boiler - High Turndown Burner | A | Cumulative Summer Peak Savings (MW) | Achievable Technical Potential | 0 | 0 | 0 | 0 | 0 | 0 | 0 | 0 | 0 | 0 | 0 | 0 | 0 | 0 | 0 | 0 | 0 | 0 | 0 | 0 | 0 | 0 | 0 | 0 | 0 | 0 | 0
F9_Commercial_Interruptible - Miscellaneous_New_Space Heating_Natural Gas_Gas Boiler - High Turndown Burner_A_Achievable Technical Potential | F9 | Commercial | Interruptible - Miscellaneous | New | Space Heating | Natural Gas | Gas Boiler - High Turndown Burner | A | Cumulative Winter Peak Savings (MW) | Achievable Technical Potential | 0 | 0 | 0 | 0 | 0 | 0 | 0 | 0 | 0 | 0 | 0 | 0 | 0 | 0 | 0 | 0 | 0 | 0 | 0 | 0 | 0 | 0 | 0 | 0 | 0 | 0 | 0
F10_Commercial_Interruptible - Miscellaneous_New_Space Heating_Natural Gas_Gas Boiler - High Turndown Burner_A_Achievable Technical Potential | F10 | Commercial | Interruptible - Miscellaneous | New | Space Heating | Natural Gas | Gas Boiler - High Turndown Burner | A | Purchases (Incremental) | Achievable Technical Potential | 0 | 0 | 0 | 0 | 0 | 0 | 0 | 0 | 0 | 0 | 0 | 0 | 0 | 0 | 0 | 0 | 0 | 0 | 0 | 0 | 0 | 0 | 0 | 0 | 0 | 0 | 0
F11_Commercial_Interruptible - Miscellaneous_New_Space Heating_Natural Gas_Gas Boiler - High Turndown Burner_A_Achievable Technical Potential | F11 | Commercial | Interruptible - Miscellaneous | New | Space Heating | Natural Gas | Gas Boiler - High Turndown Burner | A | Purchases (Cumulative) | Achievable Technical Potential | 0 | 0 | 0 | 0 | 0 | 0 | 0 | 0 | 0 | 0 | 0 | 0 | 0 | 0 | 0 | 0 | 0 | 0 | 0 | 0 | 0 | 0 | 0 | 0 | 0 | 0 | 0
F1_Commercial_Interruptible - Miscellaneous_New_Space Heating_Natural Gas_Gas Boiler - Burner Control Optimization_A_Achievable Technical Potential | F1 | Commercial | Interruptible - Miscellaneous | New | Space Heating | Natural Gas | Gas Boiler - Burner Control Optimization | A | Integrated Unit Energy Savings (kWh or therms) | Achievable Technical Potential | 0 | 0 | 0 | 0 | 0 | 0 | 0 | 0 | 0 | 0 | 0 | 0 | 0 | 0 | 0 | 0 | 0 | 0 | 0 | 0 | 0 | 0 | 0 | 0 | 0 | 0 | 0
F2_Commercial_Interruptible - Miscellaneous_New_Space Heating_Natural Gas_Gas Boiler - Burner Control Optimization_A_Achievable Technical Potential | F2 | Commercial | Interruptible - Miscellaneous | New | Space Heating | Natural Gas | Gas Boiler - Burner Control Optimization | A | Integrated Unit Summer Peak Savings (kW) | Achievable Technical Potential | 0 | 0 | 0 | 0 | 0 | 0 | 0 | 0 | 0 | 0 | 0 | 0 | 0 | 0 | 0 | 0 | 0 | 0 | 0 | 0 | 0 | 0 | 0 | 0 | 0 | 0 | 0
F3_Commercial_Interruptible - Miscellaneous_New_Space Heating_Natural Gas_Gas Boiler - Burner Control Optimization_A_Achievable Technical Potential | F3 | Commercial | Interruptible - Miscellaneous | New | Space Heating | Natural Gas | Gas Boiler - Burner Control Optimization | A | Integrated Unit Winter Peak Savings (kW) | Achievable Technical Potential | 0 | 0 | 0 | 0 | 0 | 0 | 0 | 0 | 0 | 0 | 0 | 0 | 0 | 0 | 0 | 0 | 0 | 0 | 0 | 0 | 0 | 0 | 0 | 0 | 0 | 0 | 0
F4_Commercial_Interruptible - Miscellaneous_New_Space Heating_Natural Gas_Gas Boiler - Burner Control Optimization_A_Achievable Technical Potential | F4 | Commercial | Interruptible - Miscellaneous | New | Space Heating | Natural Gas | Gas Boiler - Burner Control Optimization | A | Incremental Energy Savings (MWh or mTherms) | Achievable Technical Potential | 0 | 0 | 0 | 0 | 0 | 0 | 0 | 0 | 0 | 0 | 0 | 0 | 0 | 0 | 0 | 0 | 0 | 0 | 0 | 0 | 0 | 0 | 0 | 0 | 0 | 0 | 0
F5_Commercial_Interruptible - Miscellaneous_New_Space Heating_Natural Gas_Gas Boiler - Burner Control Optimization_A_Achievable Technical Potential | F5 | Commercial | Interruptible - Miscellaneous | New | Space Heating | Natural Gas | Gas Boiler - Burner Control Optimization | A | Incremental Summer Peak Savings (MW) | Achievable Technical Potential | 0 | 0 | 0 | 0 | 0 | 0 | 0 | 0 | 0 | 0 | 0 | 0 | 0 | 0 | 0 | 0 | 0 | 0 | 0 | 0 | 0 | 0 | 0 | 0 | 0 | 0 | 0
F6_Commercial_Interruptible - Miscellaneous_New_Space Heating_Natural Gas_Gas Boiler - Burner Control Optimization_A_Achievable Technical Potential | F6 | Commercial | Interruptible - Miscellaneous | New | Space Heating | Natural Gas | Gas Boiler - Burner Control Optimization | A | Incremental Winter Peak Savings (MW) | Achievable Technical Potential | 0 | 0 | 0 | 0 | 0 | 0 | 0 | 0 | 0 | 0 | 0 | 0 | 0 | 0 | 0 | 0 | 0 | 0 | 0 | 0 | 0 | 0 | 0 | 0 | 0 | 0 | 0
F7_Commercial_Interruptible - Miscellaneous_New_Space Heating_Natural Gas_Gas Boiler - Burner Control Optimization_A_Achievable Technical Potential | F7 | Commercial | Interruptible - Miscellaneous | New | Space Heating | Natural Gas | Gas Boiler - Burner Control Optimization | A | Cumulative Energy Savings (MWh or mTherms) | Achievable Technical Potential | 0 | 0 | 0 | 0 | 0 | 0 | 0 | 0 | 0 | 0 | 0 | 0 | 0 | 0 | 0 | 0 | 0 | 0 | 0 | 0 | 0 | 0 | 0 | 0 | 0 | 0 | 0
F8_Commercial_Interruptible - Miscellaneous_New_Space Heating_Natural Gas_Gas Boiler - Burner Control Optimization_A_Achievable Technical Potential | F8 | Commercial | Interruptible - Miscellaneous | New | Space Heating | Natural Gas | Gas Boiler - Burner Control Optimization | A | Cumulative Summer Peak Savings (MW) | Achievable Technical Potential | 0 | 0 | 0 | 0 | 0 | 0 | 0 | 0 | 0 | 0 | 0 | 0 | 0 | 0 | 0 | 0 | 0 | 0 | 0 | 0 | 0 | 0 | 0 | 0 | 0 | 0 | 0
F9_Commercial_Interruptible - Miscellaneous_New_Space Heating_Natural Gas_Gas Boiler - Burner Control Optimization_A_Achievable Technical Potential | F9 | Commercial | Interruptible - Miscellaneous | New | Space Heating | Natural Gas | Gas Boiler - Burner Control Optimization | A | Cumulative Winter Peak Savings (MW) | Achievable Technical Potential | 0 | 0 | 0 | 0 | 0 | 0 | 0 | 0 | 0 | 0 | 0 | 0 | 0 | 0 | 0 | 0 | 0 | 0 | 0 | 0 | 0 | 0 | 0 | 0 | 0 | 0 | 0
F10_Commercial_Interruptible - Miscellaneous_New_Space Heating_Natural Gas_Gas Boiler - Burner Control Optimization_A_Achievable Technical Potential | F10 | Commercial | Interruptible - Miscellaneous | New | Space Heating | Natural Gas | Gas Boiler - Burner Control Optimization | A | Purchases (Incremental) | Achievable Technical Potential | 0 | 0 | 0 | 0 | 0 | 0 | 0 | 0 | 0 | 0 | 0 | 0 | 0 | 0 | 0 | 0 | 0 | 0 | 0 | 0 | 0 | 0 | 0 | 0 | 0 | 0 | 0
F11_Commercial_Interruptible - Miscellaneous_New_Space Heating_Natural Gas_Gas Boiler - Burner Control Optimization_A_Achievable Technical Potential | F11 | Commercial | Interruptible - Miscellaneous | New | Space Heating | Natural Gas | Gas Boiler - Burner Control Optimization | A | Purchases (Cumulative) | Achievable Technical Potential | 0 | 0 | 0 | 0 | 0 | 0 | 0 | 0 | 0 | 0 | 0 | 0 | 0 | 0 | 0 | 0 | 0 | 0 | 0 | 0 | 0 | 0 | 0 | 0 | 0 | 0 | 0
F1_Commercial_Interruptible - Miscellaneous_New_Space Heating_Natural Gas_Gas Boiler - Stack Economizer_A_Achievable Technical Potential | F1 | Commercial | Interruptible - Miscellaneous | New | Space Heating | Natural Gas | Gas Boiler - Stack Economizer | A | Integrated Unit Energy Savings (kWh or therms) | Achievable Technical Potential | 0 | 0 | 0 | 0 | 0 | 0 | 0 | 0 | 0 | 0 | 0 | 0 | 0 | 0 | 0 | 0 | 0 | 0 | 0 | 0 | 0 | 0 | 0 | 0 | 0 | 0 | 0
F2_Commercial_Interruptible - Miscellaneous_New_Space Heating_Natural Gas_Gas Boiler - Stack Economizer_A_Achievable Technical Potential | F2 | Commercial | Interruptible - Miscellaneous | New | Space Heating | Natural Gas | Gas Boiler - Stack Economizer | A | Integrated Unit Summer Peak Savings (kW) | Achievable Technical Potential | 0 | 0 | 0 | 0 | 0 | 0 | 0 | 0 | 0 | 0 | 0 | 0 | 0 | 0 | 0 | 0 | 0 | 0 | 0 | 0 | 0 | 0 | 0 | 0 | 0 | 0 | 0
F3_Commercial_Interruptible - Miscellaneous_New_Space Heating_Natural Gas_Gas Boiler - Stack Economizer_A_Achievable Technical Potential | F3 | Commercial | Interruptible - Miscellaneous | New | Space Heating | Natural Gas | Gas Boiler - Stack Economizer | A | Integrated Unit Winter Peak Savings (kW) | Achievable Technical Potential | 0 | 0 | 0 | 0 | 0 | 0 | 0 | 0 | 0 | 0 | 0 | 0 | 0 | 0 | 0 | 0 | 0 | 0 | 0 | 0 | 0 | 0 | 0 | 0 | 0 | 0 | 0
F4_Commercial_Interruptible - Miscellaneous_New_Space Heating_Natural Gas_Gas Boiler - Stack Economizer_A_Achievable Technical Potential | F4 | Commercial | Interruptible - Miscellaneous | New | Space Heating | Natural Gas | Gas Boiler - Stack Economizer | A | Incremental Energy Savings (MWh or mTherms) | Achievable Technical Potential | 0 | 0 | 0 | 0 | 0 | 0 | 0 | 0 | 0 | 0 | 0 | 0 | 0 | 0 | 0 | 0 | 0 | 0 | 0 | 0 | 0 | 0 | 0 | 0 | 0 | 0 | 0
F5_Commercial_Interruptible - Miscellaneous_New_Space Heating_Natural Gas_Gas Boiler - Stack Economizer_A_Achievable Technical Potential | F5 | Commercial | Interruptible - Miscellaneous | New | Space Heating | Natural Gas | Gas Boiler - Stack Economizer | A | Incremental Summer Peak Savings (MW) | Achievable Technical Potential | 0 | 0 | 0 | 0 | 0 | 0 | 0 | 0 | 0 | 0 | 0 | 0 | 0 | 0 | 0 | 0 | 0 | 0 | 0 | 0 | 0 | 0 | 0 | 0 | 0 | 0 | 0
F6_Commercial_Interruptible - Miscellaneous_New_Space Heating_Natural Gas_Gas Boiler - Stack Economizer_A_Achievable Technical Potential | F6 | Commercial | Interruptible - Miscellaneous | New | Space Heating | Natural Gas | Gas Boiler - Stack Economizer | A | Incremental Winter Peak Savings (MW) | Achievable Technical Potential | 0 | 0 | 0 | 0 | 0 | 0 | 0 | 0 | 0 | 0 | 0 | 0 | 0 | 0 | 0 | 0 | 0 | 0 | 0 | 0 | 0 | 0 | 0 | 0 | 0 | 0 | 0
F7_Commercial_Interruptible - Miscellaneous_New_Space Heating_Natural Gas_Gas Boiler - Stack Economizer_A_Achievable Technical Potential | F7 | Commercial | Interruptible - Miscellaneous | New | Space Heating | Natural Gas | Gas Boiler - Stack Economizer | A | Cumulative Energy Savings (MWh or mTherms) | Achievable Technical Potential | 0 | 0 | 0 | 0 | 0 | 0 | 0 | 0 | 0 | 0 | 0 | 0 | 0 | 0 | 0 | 0 | 0 | 0 | 0 | 0 | 0 | 0 | 0 | 0 | 0 | 0 | 0
F8_Commercial_Interruptible - Miscellaneous_New_Space Heating_Natural Gas_Gas Boiler - Stack Economizer_A_Achievable Technical Potential | F8 | Commercial | Interruptible - Miscellaneous | New | Space Heating | Natural Gas | Gas Boiler - Stack Economizer | A | Cumulative Summer Peak Savings (MW) | Achievable Technical Potential | 0 | 0 | 0 | 0 | 0 | 0 | 0 | 0 | 0 | 0 | 0 | 0 | 0 | 0 | 0 | 0 | 0 | 0 | 0 | 0 | 0 | 0 | 0 | 0 | 0 | 0 | 0
F9_Commercial_Interruptible - Miscellaneous_New_Space Heating_Natural Gas_Gas Boiler - Stack Economizer_A_Achievable Technical Potential | F9 | Commercial | Interruptible - Miscellaneous | New | Space Heating | Natural Gas | Gas Boiler - Stack Economizer | A | Cumulative Winter Peak Savings (MW) | Achievable Technical Potential | 0 | 0 | 0 | 0 | 0 | 0 | 0 | 0 | 0 | 0 | 0 | 0 | 0 | 0 | 0 | 0 | 0 | 0 | 0 | 0 | 0 | 0 | 0 | 0 | 0 | 0 | 0
F10_Commercial_Interruptible - Miscellaneous_New_Space Heating_Natural Gas_Gas Boiler - Stack Economizer_A_Achievable Technical Potential | F10 | Commercial | Interruptible - Miscellaneous | New | Space Heating | Natural Gas | Gas Boiler - Stack Economizer | A | Purchases (Incremental) | Achievable Technical Potential | 0 | 0 | 0 | 0 | 0 | 0 | 0 | 0 | 0 | 0 | 0 | 0 | 0 | 0 | 0 | 0 | 0 | 0 | 0 | 0 | 0 | 0 | 0 | 0 | 0 | 0 | 0
F11_Commercial_Interruptible - Miscellaneous_New_Space Heating_Natural Gas_Gas Boiler - Stack Economizer_A_Achievable Technical Potential | F11 | Commercial | Interruptible - Miscellaneous | New | Space Heating | Natural Gas | Gas Boiler - Stack Economizer | A | Purchases (Cumulative) | Achievable Technical Potential | 0 | 0 | 0 | 0 | 0 | 0 | 0 | 0 | 0 | 0 | 0 | 0 | 0 | 0 | 0 | 0 | 0 | 0 | 0 | 0 | 0 | 0 | 0 | 0 | 0 | 0 | 0
F1_Commercial_Interruptible - Miscellaneous_New_Space Heating_Natural Gas_Gas Boiler - Thermostatic Radiator Valves_A_Achievable Technical Potential | F1 | Commercial | Interruptible - Miscellaneous | New | Space Heating | Natural Gas | Gas Boiler - Thermostatic Radiator Valves | A | Integrated Unit Energy Savings (kWh or therms) | Achievable Technical Potential | 0 | 0 | 0 | 0 | 0 | 0 | 0 | 0 | 0 | 0 | 0 | 0 | 0 | 0 | 0 | 0 | 0 | 0 | 0 | 0 | 0 | 0 | 0 | 0 | 0 | 0 | 0
F2_Commercial_Interruptible - Miscellaneous_New_Space Heating_Natural Gas_Gas Boiler - Thermostatic Radiator Valves_A_Achievable Technical Potential | F2 | Commercial | Interruptible - Miscellaneous | New | Space Heating | Natural Gas | Gas Boiler - Thermostatic Radiator Valves | A | Integrated Unit Summer Peak Savings (kW) | Achievable Technical Potential | 0 | 0 | 0 | 0 | 0 | 0 | 0 | 0 | 0 | 0 | 0 | 0 | 0 | 0 | 0 | 0 | 0 | 0 | 0 | 0 | 0 | 0 | 0 | 0 | 0 | 0 | 0
F3_Commercial_Interruptible - Miscellaneous_New_Space Heating_Natural Gas_Gas Boiler - Thermostatic Radiator Valves_A_Achievable Technical Potential | F3 | Commercial | Interruptible - Miscellaneous | New | Space Heating | Natural Gas | Gas Boiler - Thermostatic Radiator Valves | A | Integrated Unit Winter Peak Savings (kW) | Achievable Technical Potential | 0 | 0 | 0 | 0 | 0 | 0 | 0 | 0 | 0 | 0 | 0 | 0 | 0 | 0 | 0 | 0 | 0 | 0 | 0 | 0 | 0 | 0 | 0 | 0 | 0 | 0 | 0
F4_Commercial_Interruptible - Miscellaneous_New_Space Heating_Natural Gas_Gas Boiler - Thermostatic Radiator Valves_A_Achievable Technical Potential | F4 | Commercial | Interruptible - Miscellaneous | New | Space Heating | Natural Gas | Gas Boiler - Thermostatic Radiator Valves | A | Incremental Energy Savings (MWh or mTherms) | Achievable Technical Potential | 0 | 0 | 0 | 0 | 0 | 0 | 0 | 0 | 0 | 0 | 0 | 0 | 0 | 0 | 0 | 0 | 0 | 0 | 0 | 0 | 0 | 0 | 0 | 0 | 0 | 0 | 0
F5_Commercial_Interruptible - Miscellaneous_New_Space Heating_Natural Gas_Gas Boiler - Thermostatic Radiator Valves_A_Achievable Technical Potential | F5 | Commercial | Interruptible - Miscellaneous | New | Space Heating | Natural Gas | Gas Boiler - Thermostatic Radiator Valves | A | Incremental Summer Peak Savings (MW) | Achievable Technical Potential | 0 | 0 | 0 | 0 | 0 | 0 | 0 | 0 | 0 | 0 | 0 | 0 | 0 | 0 | 0 | 0 | 0 | 0 | 0 | 0 | 0 | 0 | 0 | 0 | 0 | 0 | 0
F6_Commercial_Interruptible - Miscellaneous_New_Space Heating_Natural Gas_Gas Boiler - Thermostatic Radiator Valves_A_Achievable Technical Potential | F6 | Commercial | Interruptible - Miscellaneous | New | Space Heating | Natural Gas | Gas Boiler - Thermostatic Radiator Valves | A | Incremental Winter Peak Savings (MW) | Achievable Technical Potential | 0 | 0 | 0 | 0 | 0 | 0 | 0 | 0 | 0 | 0 | 0 | 0 | 0 | 0 | 0 | 0 | 0 | 0 | 0 | 0 | 0 | 0 | 0 | 0 | 0 | 0 | 0
F7_Commercial_Interruptible - Miscellaneous_New_Space Heating_Natural Gas_Gas Boiler - Thermostatic Radiator Valves_A_Achievable Technical Potential | F7 | Commercial | Interruptible - Miscellaneous | New | Space Heating | Natural Gas | Gas Boiler - Thermostatic Radiator Valves | A | Cumulative Energy Savings (MWh or mTherms) | Achievable Technical Potential | 0 | 0 | 0 | 0 | 0 | 0 | 0 | 0 | 0 | 0 | 0 | 0 | 0 | 0 | 0 | 0 | 0 | 0 | 0 | 0 | 0 | 0 | 0 | 0 | 0 | 0 | 0
F8_Commercial_Interruptible - Miscellaneous_New_Space Heating_Natural Gas_Gas Boiler - Thermostatic Radiator Valves_A_Achievable Technical Potential | F8 | Commercial | Interruptible - Miscellaneous | New | Space Heating | Natural Gas | Gas Boiler - Thermostatic Radiator Valves | A | Cumulative Summer Peak Savings (MW) | Achievable Technical Potential | 0 | 0 | 0 | 0 | 0 | 0 | 0 | 0 | 0 | 0 | 0 | 0 | 0 | 0 | 0 | 0 | 0 | 0 | 0 | 0 | 0 | 0 | 0 | 0 | 0 | 0 | 0
F9_Commercial_Interruptible - Miscellaneous_New_Space Heating_Natural Gas_Gas Boiler - Thermostatic Radiator Valves_A_Achievable Technical Potential | F9 | Commercial | Interruptible - Miscellaneous | New | Space Heating | Natural Gas | Gas Boiler - Thermostatic Radiator Valves | A | Cumulative Winter Peak Savings (MW) | Achievable Technical Potential | 0 | 0 | 0 | 0 | 0 | 0 | 0 | 0 | 0 | 0 | 0 | 0 | 0 | 0 | 0 | 0 | 0 | 0 | 0 | 0 | 0 | 0 | 0 | 0 | 0 | 0 | 0
F10_Commercial_Interruptible - Miscellaneous_New_Space Heating_Natural Gas_Gas Boiler - Thermostatic Radiator Valves_A_Achievable Technical Potential | F10 | Commercial | Interruptible - Miscellaneous | New | Space Heating | Natural Gas | Gas Boiler - Thermostatic Radiator Valves | A | Purchases (Incremental) | Achievable Technical Potential | 0 | 0 | 0 | 0 | 0 | 0 | 0 | 0 | 0 | 0 | 0 | 0 | 0 | 0 | 0 | 0 | 0 | 0 | 0 | 0 | 0 | 0 | 0 | 0 | 0 | 0 | 0
F11_Commercial_Interruptible - Miscellaneous_New_Space Heating_Natural Gas_Gas Boiler - Thermostatic Radiator Valves_A_Achievable Technical Potential | F11 | Commercial | Interruptible - Miscellaneous | New | Space Heating | Natural Gas | Gas Boiler - Thermostatic Radiator Valves | A | Purchases (Cumulative) | Achievable Technical Potential | 0 | 0 | 0 | 0 | 0 | 0 | 0 | 0 | 0 | 0 | 0 | 0 | 0 | 0 | 0 | 0 | 0 | 0 | 0 | 0 | 0 | 0 | 0 | 0 | 0 | 0 | 0
F1_Commercial_Interruptible - Miscellaneous_New_Space Heating_Natural Gas_HVAC - Shut Off Damper_A_Achievable Technical Potential | F1 | Commercial | Interruptible - Miscellaneous | New | Space Heating | Natural Gas | HVAC - Shut Off Damper | A | Integrated Unit Energy Savings (kWh or therms) | Achievable Technical Potential | 0 | 0 | 0 | 0 | 0 | 0 | 0 | 0 | 0 | 0 | 0 | 0 | 0 | 0 | 0 | 0 | 0 | 0 | 0 | 0 | 0 | 0 | 0 | 0 | 0 | 0 | 0
F2_Commercial_Interruptible - Miscellaneous_New_Space Heating_Natural Gas_HVAC - Shut Off Damper_A_Achievable Technical Potential | F2 | Commercial | Interruptible - Miscellaneous | New | Space Heating | Natural Gas | HVAC - Shut Off Damper | A | Integrated Unit Summer Peak Savings (kW) | Achievable Technical Potential | 0 | 0 | 0 | 0 | 0 | 0 | 0 | 0 | 0 | 0 | 0 | 0 | 0 | 0 | 0 | 0 | 0 | 0 | 0 | 0 | 0 | 0 | 0 | 0 | 0 | 0 | 0
F3_Commercial_Interruptible - Miscellaneous_New_Space Heating_Natural Gas_HVAC - Shut Off Damper_A_Achievable Technical Potential | F3 | Commercial | Interruptible - Miscellaneous | New | Space Heating | Natural Gas | HVAC - Shut Off Damper | A | Integrated Unit Winter Peak Savings (kW) | Achievable Technical Potential | 0 | 0 | 0 | 0 | 0 | 0 | 0 | 0 | 0 | 0 | 0 | 0 | 0 | 0 | 0 | 0 | 0 | 0 | 0 | 0 | 0 | 0 | 0 | 0 | 0 | 0 | 0
F4_Commercial_Interruptible - Miscellaneous_New_Space Heating_Natural Gas_HVAC - Shut Off Damper_A_Achievable Technical Potential | F4 | Commercial | Interruptible - Miscellaneous | New | Space Heating | Natural Gas | HVAC - Shut Off Damper | A | Incremental Energy Savings (MWh or mTherms) | Achievable Technical Potential | 0 | 0 | 0 | 0 | 0 | 0 | 0 | 0 | 0 | 0 | 0 | 0 | 0 | 0 | 0 | 0 | 0 | 0 | 0 | 0 | 0 | 0 | 0 | 0 | 0 | 0 | 0
F5_Commercial_Interruptible - Miscellaneous_New_Space Heating_Natural Gas_HVAC - Shut Off Damper_A_Achievable Technical Potential | F5 | Commercial | Interruptible - Miscellaneous | New | Space Heating | Natural Gas | HVAC - Shut Off Damper | A | Incremental Summer Peak Savings (MW) | Achievable Technical Potential | 0 | 0 | 0 | 0 | 0 | 0 | 0 | 0 | 0 | 0 | 0 | 0 | 0 | 0 | 0 | 0 | 0 | 0 | 0 | 0 | 0 | 0 | 0 | 0 | 0 | 0 | 0
F6_Commercial_Interruptible - Miscellaneous_New_Space Heating_Natural Gas_HVAC - Shut Off Damper_A_Achievable Technical Potential | F6 | Commercial | Interruptible - Miscellaneous | New | Space Heating | Natural Gas | HVAC - Shut Off Damper | A | Incremental Winter Peak Savings (MW) | Achievable Technical Potential | 0 | 0 | 0 | 0 | 0 | 0 | 0 | 0 | 0 | 0 | 0 | 0 | 0 | 0 | 0 | 0 | 0 | 0 | 0 | 0 | 0 | 0 | 0 | 0 | 0 | 0 | 0
F7_Commercial_Interruptible - Miscellaneous_New_Space Heating_Natural Gas_HVAC - Shut Off Damper_A_Achievable Technical Potential | F7 | Commercial | Interruptible - Miscellaneous | New | Space Heating | Natural Gas | HVAC - Shut Off Damper | A | Cumulative Energy Savings (MWh or mTherms) | Achievable Technical Potential | 0 | 0 | 0 | 0 | 0 | 0 | 0 | 0 | 0 | 0 | 0 | 0 | 0 | 0 | 0 | 0 | 0 | 0 | 0 | 0 | 0 | 0 | 0 | 0 | 0 | 0 | 0
F8_Commercial_Interruptible - Miscellaneous_New_Space Heating_Natural Gas_HVAC - Shut Off Damper_A_Achievable Technical Potential | F8 | Commercial | Interruptible - Miscellaneous | New | Space Heating | Natural Gas | HVAC - Shut Off Damper | A | Cumulative Summer Peak Savings (MW) | Achievable Technical Potential | 0 | 0 | 0 | 0 | 0 | 0 | 0 | 0 | 0 | 0 | 0 | 0 | 0 | 0 | 0 | 0 | 0 | 0 | 0 | 0 | 0 | 0 | 0 | 0 | 0 | 0 | 0
F9_Commercial_Interruptible - Miscellaneous_New_Space Heating_Natural Gas_HVAC - Shut Off Damper_A_Achievable Technical Potential | F9 | Commercial | Interruptible - Miscellaneous | New | Space Heating | Natural Gas | HVAC - Shut Off Damper | A | Cumulative Winter Peak Savings (MW) | Achievable Technical Potential | 0 | 0 | 0 | 0 | 0 | 0 | 0 | 0 | 0 | 0 | 0 | 0 | 0 | 0 | 0 | 0 | 0 | 0 | 0 | 0 | 0 | 0 | 0 | 0 | 0 | 0 | 0
F10_Commercial_Interruptible - Miscellaneous_New_Space Heating_Natural Gas_HVAC - Shut Off Damper_A_Achievable Technical Potential | F10 | Commercial | Interruptible - Miscellaneous | New | Space Heating | Natural Gas | HVAC - Shut Off Damper | A | Purchases (Incremental) | Achievable Technical Potential | 0 | 0 | 0 | 0 | 0 | 0 | 0 | 0 | 0 | 0 | 0 | 0 | 0 | 0 | 0 | 0 | 0 | 0 | 0 | 0 | 0 | 0 | 0 | 0 | 0 | 0 | 0
F11_Commercial_Interruptible - Miscellaneous_New_Space Heating_Natural Gas_HVAC - Shut Off Damper_A_Achievable Technical Potential | F11 | Commercial | Interruptible - Miscellaneous | New | Space Heating | Natural Gas | HVAC - Shut Off Damper | A | Purchases (Cumulative) | Achievable Technical Potential | 0 | 0 | 0 | 0 | 0 | 0 | 0 | 0 | 0 | 0 | 0 | 0 | 0 | 0 | 0 | 0 | 0 | 0 | 0 | 0 | 0 | 0 | 0 | 0 | 0 | 0 | 0
F1_Commercial_Interruptible - Miscellaneous_New_Space Heating_Natural Gas_Gas Furnace - Tube Inserts_A_Achievable Technical Potential | F1 | Commercial | Interruptible - Miscellaneous | New | Space Heating | Natural Gas | Gas Furnace - Tube Inserts | A | Integrated Unit Energy Savings (kWh or therms) | Achievable Technical Potential | 0 | 0 | 0 | 0 | 0 | 0 | 0 | 0 | 0 | 0 | 0 | 0 | 0 | 0 | 0 | 0 | 0 | 0 | 0 | 0 | 0 | 0 | 0 | 0 | 0 | 0 | 0
F2_Commercial_Interruptible - Miscellaneous_New_Space Heating_Natural Gas_Gas Furnace - Tube Inserts_A_Achievable Technical Potential | F2 | Commercial | Interruptible - Miscellaneous | New | Space Heating | Natural Gas | Gas Furnace - Tube Inserts | A | Integrated Unit Summer Peak Savings (kW) | Achievable Technical Potential | 0 | 0 | 0 | 0 | 0 | 0 | 0 | 0 | 0 | 0 | 0 | 0 | 0 | 0 | 0 | 0 | 0 | 0 | 0 | 0 | 0 | 0 | 0 | 0 | 0 | 0 | 0
F3_Commercial_Interruptible - Miscellaneous_New_Space Heating_Natural Gas_Gas Furnace - Tube Inserts_A_Achievable Technical Potential | F3 | Commercial | Interruptible - Miscellaneous | New | Space Heating | Natural Gas | Gas Furnace - Tube Inserts | A | Integrated Unit Winter Peak Savings (kW) | Achievable Technical Potential | 0 | 0 | 0 | 0 | 0 | 0 | 0 | 0 | 0 | 0 | 0 | 0 | 0 | 0 | 0 | 0 | 0 | 0 | 0 | 0 | 0 | 0 | 0 | 0 | 0 | 0 | 0
F4_Commercial_Interruptible - Miscellaneous_New_Space Heating_Natural Gas_Gas Furnace - Tube Inserts_A_Achievable Technical Potential | F4 | Commercial | Interruptible - Miscellaneous | New | Space Heating | Natural Gas | Gas Furnace - Tube Inserts | A | Incremental Energy Savings (MWh or mTherms) | Achievable Technical Potential | 0 | 0 | 0 | 0 | 0 | 0 | 0 | 0 | 0 | 0 | 0 | 0 | 0 | 0 | 0 | 0 | 0 | 0 | 0 | 0 | 0 | 0 | 0 | 0 | 0 | 0 | 0
F5_Commercial_Interruptible - Miscellaneous_New_Space Heating_Natural Gas_Gas Furnace - Tube Inserts_A_Achievable Technical Potential | F5 | Commercial | Interruptible - Miscellaneous | New | Space Heating | Natural Gas | Gas Furnace - Tube Inserts | A | Incremental Summer Peak Savings (MW) | Achievable Technical Potential | 0 | 0 | 0 | 0 | 0 | 0 | 0 | 0 | 0 | 0 | 0 | 0 | 0 | 0 | 0 | 0 | 0 | 0 | 0 | 0 | 0 | 0 | 0 | 0 | 0 | 0 | 0
F6_Commercial_Interruptible - Miscellaneous_New_Space Heating_Natural Gas_Gas Furnace - Tube Inserts_A_Achievable Technical Potential | F6 | Commercial | Interruptible - Miscellaneous | New | Space Heating | Natural Gas | Gas Furnace - Tube Inserts | A | Incremental Winter Peak Savings (MW) | Achievable Technical Potential | 0 | 0 | 0 | 0 | 0 | 0 | 0 | 0 | 0 | 0 | 0 | 0 | 0 | 0 | 0 | 0 | 0 | 0 | 0 | 0 | 0 | 0 | 0 | 0 | 0 | 0 | 0
F7_Commercial_Interruptible - Miscellaneous_New_Space Heating_Natural Gas_Gas Furnace - Tube Inserts_A_Achievable Technical Potential | F7 | Commercial | Interruptible - Miscellaneous | New | Space Heating | Natural Gas | Gas Furnace - Tube Inserts | A | Cumulative Energy Savings (MWh or mTherms) | Achievable Technical Potential | 0 | 0 | 0 | 0 | 0 | 0 | 0 | 0 | 0 | 0 | 0 | 0 | 0 | 0 | 0 | 0 | 0 | 0 | 0 | 0 | 0 | 0 | 0 | 0 | 0 | 0 | 0
F8_Commercial_Interruptible - Miscellaneous_New_Space Heating_Natural Gas_Gas Furnace - Tube Inserts_A_Achievable Technical Potential | F8 | Commercial | Interruptible - Miscellaneous | New | Space Heating | Natural Gas | Gas Furnace - Tube Inserts | A | Cumulative Summer Peak Savings (MW) | Achievable Technical Potential | 0 | 0 | 0 | 0 | 0 | 0 | 0 | 0 | 0 | 0 | 0 | 0 | 0 | 0 | 0 | 0 | 0 | 0 | 0 | 0 | 0 | 0 | 0 | 0 | 0 | 0 | 0
F9_Commercial_Interruptible - Miscellaneous_New_Space Heating_Natural Gas_Gas Furnace - Tube Inserts_A_Achievable Technical Potential | F9 | Commercial | Interruptible - Miscellaneous | New | Space Heating | Natural Gas | Gas Furnace - Tube Inserts | A | Cumulative Winter Peak Savings (MW) | Achievable Technical Potential | 0 | 0 | 0 | 0 | 0 | 0 | 0 | 0 | 0 | 0 | 0 | 0 | 0 | 0 | 0 | 0 | 0 | 0 | 0 | 0 | 0 | 0 | 0 | 0 | 0 | 0 | 0
F10_Commercial_Interruptible - Miscellaneous_New_Space Heating_Natural Gas_Gas Furnace - Tube Inserts_A_Achievable Technical Potential | F10 | Commercial | Interruptible - Miscellaneous | New | Space Heating | Natural Gas | Gas Furnace - Tube Inserts | A | Purchases (Incremental) | Achievable Technical Potential | 0 | 0 | 0 | 0 | 0 | 0 | 0 | 0 | 0 | 0 | 0 | 0 | 0 | 0 | 0 | 0 | 0 | 0 | 0 | 0 | 0 | 0 | 0 | 0 | 0 | 0 | 0
F11_Commercial_Interruptible - Miscellaneous_New_Space Heating_Natural Gas_Gas Furnace - Tube Inserts_A_Achievable Technical Potential | F11 | Commercial | Interruptible - Miscellaneous | New | Space Heating | Natural Gas | Gas Furnace - Tube Inserts | A | Purchases (Cumulative) | Achievable Technical Potential | 0 | 0 | 0 | 0 | 0 | 0 | 0 | 0 | 0 | 0 | 0 | 0 | 0 | 0 | 0 | 0 | 0 | 0 | 0 | 0 | 0 | 0 | 0 | 0 | 0 | 0 | 0
F1_Commercial_Interruptible - Miscellaneous_New_Space Heating_Natural Gas_Gas Boiler - Insulate Steam Lines/Condensate Tank_A_Achievable Technical Potential | F1 | Commercial | Interruptible - Miscellaneous | New | Space Heating | Natural Gas | Gas Boiler - Insulate Steam Lines/Condensate Tank | A | Integrated Unit Energy Savings (kWh or therms) | Achievable Technical Potential | 0 | 0 | 0 | 0 | 0 | 0 | 0 | 0 | 0 | 0 | 0 | 0 | 0 | 0 | 0 | 0 | 0 | 0 | 0 | 0 | 0 | 0 | 0 | 0 | 0 | 0 | 0
F2_Commercial_Interruptible - Miscellaneous_New_Space Heating_Natural Gas_Gas Boiler - Insulate Steam Lines/Condensate Tank_A_Achievable Technical Potential | F2 | Commercial | Interruptible - Miscellaneous | New | Space Heating | Natural Gas | Gas Boiler - Insulate Steam Lines/Condensate Tank | A | Integrated Unit Summer Peak Savings (kW) | Achievable Technical Potential | 0 | 0 | 0 | 0 | 0 | 0 | 0 | 0 | 0 | 0 | 0 | 0 | 0 | 0 | 0 | 0 | 0 | 0 | 0 | 0 | 0 | 0 | 0 | 0 | 0 | 0 | 0
F3_Commercial_Interruptible - Miscellaneous_New_Space Heating_Natural Gas_Gas Boiler - Insulate Steam Lines/Condensate Tank_A_Achievable Technical Potential | F3 | Commercial | Interruptible - Miscellaneous | New | Space Heating | Natural Gas | Gas Boiler - Insulate Steam Lines/Condensate Tank | A | Integrated Unit Winter Peak Savings (kW) | Achievable Technical Potential | 0 | 0 | 0 | 0 | 0 | 0 | 0 | 0 | 0 | 0 | 0 | 0 | 0 | 0 | 0 | 0 | 0 | 0 | 0 | 0 | 0 | 0 | 0 | 0 | 0 | 0 | 0
F4_Commercial_Interruptible - Miscellaneous_New_Space Heating_Natural Gas_Gas Boiler - Insulate Steam Lines/Condensate Tank_A_Achievable Technical Potential | F4 | Commercial | Interruptible - Miscellaneous | New | Space Heating | Natural Gas | Gas Boiler - Insulate Steam Lines/Condensate Tank | A | Incremental Energy Savings (MWh or mTherms) | Achievable Technical Potential | 0 | 0 | 0 | 0 | 0 | 0 | 0 | 0 | 0 | 0 | 0 | 0 | 0 | 0 | 0 | 0 | 0 | 0 | 0 | 0 | 0 | 0 | 0 | 0 | 0 | 0 | 0
F5_Commercial_Interruptible - Miscellaneous_New_Space Heating_Natural Gas_Gas Boiler - Insulate Steam Lines/Condensate Tank_A_Achievable Technical Potential | F5 | Commercial | Interruptible - Miscellaneous | New | Space Heating | Natural Gas | Gas Boiler - Insulate Steam Lines/Condensate Tank | A | Incremental Summer Peak Savings (MW) | Achievable Technical Potential | 0 | 0 | 0 | 0 | 0 | 0 | 0 | 0 | 0 | 0 | 0 | 0 | 0 | 0 | 0 | 0 | 0 | 0 | 0 | 0 | 0 | 0 | 0 | 0 | 0 | 0 | 0
F6_Commercial_Interruptible - Miscellaneous_New_Space Heating_Natural Gas_Gas Boiler - Insulate Steam Lines/Condensate Tank_A_Achievable Technical Potential | F6 | Commercial | Interruptible - Miscellaneous | New | Space Heating | Natural Gas | Gas Boiler - Insulate Steam Lines/Condensate Tank | A | Incremental Winter Peak Savings (MW) | Achievable Technical Potential | 0 | 0 | 0 | 0 | 0 | 0 | 0 | 0 | 0 | 0 | 0 | 0 | 0 | 0 | 0 | 0 | 0 | 0 | 0 | 0 | 0 | 0 | 0 | 0 | 0 | 0 | 0
F7_Commercial_Interruptible - Miscellaneous_New_Space Heating_Natural Gas_Gas Boiler - Insulate Steam Lines/Condensate Tank_A_Achievable Technical Potential | F7 | Commercial | Interruptible - Miscellaneous | New | Space Heating | Natural Gas | Gas Boiler - Insulate Steam Lines/Condensate Tank | A | Cumulative Energy Savings (MWh or mTherms) | Achievable Technical Potential | 0 | 0 | 0 | 0 | 0 | 0 | 0 | 0 | 0 | 0 | 0 | 0 | 0 | 0 | 0 | 0 | 0 | 0 | 0 | 0 | 0 | 0 | 0 | 0 | 0 | 0 | 0
F8_Commercial_Interruptible - Miscellaneous_New_Space Heating_Natural Gas_Gas Boiler - Insulate Steam Lines/Condensate Tank_A_Achievable Technical Potential | F8 | Commercial | Interruptible - Miscellaneous | New | Space Heating | Natural Gas | Gas Boiler - Insulate Steam Lines/Condensate Tank | A | Cumulative Summer Peak Savings (MW) | Achievable Technical Potential | 0 | 0 | 0 | 0 | 0 | 0 | 0 | 0 | 0 | 0 | 0 | 0 | 0 | 0 | 0 | 0 | 0 | 0 | 0 | 0 | 0 | 0 | 0 | 0 | 0 | 0 | 0
F9_Commercial_Interruptible - Miscellaneous_New_Space Heating_Natural Gas_Gas Boiler - Insulate Steam Lines/Condensate Tank_A_Achievable Technical Potential | F9 | Commercial | Interruptible - Miscellaneous | New | Space Heating | Natural Gas | Gas Boiler - Insulate Steam Lines/Condensate Tank | A | Cumulative Winter Peak Savings (MW) | Achievable Technical Potential | 0 | 0 | 0 | 0 | 0 | 0 | 0 | 0 | 0 | 0 | 0 | 0 | 0 | 0 | 0 | 0 | 0 | 0 | 0 | 0 | 0 | 0 | 0 | 0 | 0 | 0 | 0
F10_Commercial_Interruptible - Miscellaneous_New_Space Heating_Natural Gas_Gas Boiler - Insulate Steam Lines/Condensate Tank_A_Achievable Technical Potential | F10 | Commercial | Interruptible - Miscellaneous | New | Space Heating | Natural Gas | Gas Boiler - Insulate Steam Lines/Condensate Tank | A | Purchases (Incremental) | Achievable Technical Potential | 0 | 0 | 0 | 0 | 0 | 0 | 0 | 0 | 0 | 0 | 0 | 0 | 0 | 0 | 0 | 0 | 0 | 0 | 0 | 0 | 0 | 0 | 0 | 0 | 0 | 0 | 0
F11_Commercial_Interruptible - Miscellaneous_New_Space Heating_Natural Gas_Gas Boiler - Insulate Steam Lines/Condensate Tank_A_Achievable Technical Potential | F11 | Commercial | Interruptible - Miscellaneous | New | Space Heating | Natural Gas | Gas Boiler - Insulate Steam Lines/Condensate Tank | A | Purchases (Cumulative) | Achievable Technical Potential | 0 | 0 | 0 | 0 | 0 | 0 | 0 | 0 | 0 | 0 | 0 | 0 | 0 | 0 | 0 | 0 | 0 | 0 | 0 | 0 | 0 | 0 | 0 | 0 | 0 | 0 | 0
F1_Commercial_Interruptible - Miscellaneous_New_Space Heating_Natural Gas_Gas Boiler - Insulate Hot Water Lines_A_Achievable Technical Potential | F1 | Commercial | Interruptible - Miscellaneous | New | Space Heating | Natural Gas | Gas Boiler - Insulate Hot Water Lines | A | Integrated Unit Energy Savings (kWh or therms) | Achievable Technical Potential | 0 | 0 | 0 | 0 | 0 | 0 | 0 | 0 | 0 | 0 | 0 | 0 | 0 | 0 | 0 | 0 | 0 | 0 | 0 | 0 | 0 | 0 | 0 | 0 | 0 | 0 | 0
F2_Commercial_Interruptible - Miscellaneous_New_Space Heating_Natural Gas_Gas Boiler - Insulate Hot Water Lines_A_Achievable Technical Potential | F2 | Commercial | Interruptible - Miscellaneous | New | Space Heating | Natural Gas | Gas Boiler - Insulate Hot Water Lines | A | Integrated Unit Summer Peak Savings (kW) | Achievable Technical Potential | 0 | 0 | 0 | 0 | 0 | 0 | 0 | 0 | 0 | 0 | 0 | 0 | 0 | 0 | 0 | 0 | 0 | 0 | 0 | 0 | 0 | 0 | 0 | 0 | 0 | 0 | 0
F3_Commercial_Interruptible - Miscellaneous_New_Space Heating_Natural Gas_Gas Boiler - Insulate Hot Water Lines_A_Achievable Technical Potential | F3 | Commercial | Interruptible - Miscellaneous | New | Space Heating | Natural Gas | Gas Boiler - Insulate Hot Water Lines | A | Integrated Unit Winter Peak Savings (kW) | Achievable Technical Potential | 0 | 0 | 0 | 0 | 0 | 0 | 0 | 0 | 0 | 0 | 0 | 0 | 0 | 0 | 0 | 0 | 0 | 0 | 0 | 0 | 0 | 0 | 0 | 0 | 0 | 0 | 0
F4_Commercial_Interruptible - Miscellaneous_New_Space Heating_Natural Gas_Gas Boiler - Insulate Hot Water Lines_A_Achievable Technical Potential | F4 | Commercial | Interruptible - Miscellaneous | New | Space Heating | Natural Gas | Gas Boiler - Insulate Hot Water Lines | A | Incremental Energy Savings (MWh or mTherms) | Achievable Technical Potential | 0 | 0 | 0 | 0 | 0 | 0 | 0 | 0 | 0 | 0 | 0 | 0 | 0 | 0 | 0 | 0 | 0 | 0 | 0 | 0 | 0 | 0 | 0 | 0 | 0 | 0 | 0
F5_Commercial_Interruptible - Miscellaneous_New_Space Heating_Natural Gas_Gas Boiler - Insulate Hot Water Lines_A_Achievable Technical Potential | F5 | Commercial | Interruptible - Miscellaneous | New | Space Heating | Natural Gas | Gas Boiler - Insulate Hot Water Lines | A | Incremental Summer Peak Savings (MW) | Achievable Technical Potential | 0 | 0 | 0 | 0 | 0 | 0 | 0 | 0 | 0 | 0 | 0 | 0 | 0 | 0 | 0 | 0 | 0 | 0 | 0 | 0 | 0 | 0 | 0 | 0 | 0 | 0 | 0
F6_Commercial_Interruptible - Miscellaneous_New_Space Heating_Natural Gas_Gas Boiler - Insulate Hot Water Lines_A_Achievable Technical Potential | F6 | Commercial | Interruptible - Miscellaneous | New | Space Heating | Natural Gas | Gas Boiler - Insulate Hot Water Lines | A | Incremental Winter Peak Savings (MW) | Achievable Technical Potential | 0 | 0 | 0 | 0 | 0 | 0 | 0 | 0 | 0 | 0 | 0 | 0 | 0 | 0 | 0 | 0 | 0 | 0 | 0 | 0 | 0 | 0 | 0 | 0 | 0 | 0 | 0
F7_Commercial_Interruptible - Miscellaneous_New_Space Heating_Natural Gas_Gas Boiler - Insulate Hot Water Lines_A_Achievable Technical Potential | F7 | Commercial | Interruptible - Miscellaneous | New | Space Heating | Natural Gas | Gas Boiler - Insulate Hot Water Lines | A | Cumulative Energy Savings (MWh or mTherms) | Achievable Technical Potential | 0 | 0 | 0 | 0 | 0 | 0 | 0 | 0 | 0 | 0 | 0 | 0 | 0 | 0 | 0 | 0 | 0 | 0 | 0 | 0 | 0 | 0 | 0 | 0 | 0 | 0 | 0
F8_Commercial_Interruptible - Miscellaneous_New_Space Heating_Natural Gas_Gas Boiler - Insulate Hot Water Lines_A_Achievable Technical Potential | F8 | Commercial | Interruptible - Miscellaneous | New | Space Heating | Natural Gas | Gas Boiler - Insulate Hot Water Lines | A | Cumulative Summer Peak Savings (MW) | Achievable Technical Potential | 0 | 0 | 0 | 0 | 0 | 0 | 0 | 0 | 0 | 0 | 0 | 0 | 0 | 0 | 0 | 0 | 0 | 0 | 0 | 0 | 0 | 0 | 0 | 0 | 0 | 0 | 0
F9_Commercial_Interruptible - Miscellaneous_New_Space Heating_Natural Gas_Gas Boiler - Insulate Hot Water Lines_A_Achievable Technical Potential | F9 | Commercial | Interruptible - Miscellaneous | New | Space Heating | Natural Gas | Gas Boiler - Insulate Hot Water Lines | A | Cumulative Winter Peak Savings (MW) | Achievable Technical Potential | 0 | 0 | 0 | 0 | 0 | 0 | 0 | 0 | 0 | 0 | 0 | 0 | 0 | 0 | 0 | 0 | 0 | 0 | 0 | 0 | 0 | 0 | 0 | 0 | 0 | 0 | 0
F10_Commercial_Interruptible - Miscellaneous_New_Space Heating_Natural Gas_Gas Boiler - Insulate Hot Water Lines_A_Achievable Technical Potential | F10 | Commercial | Interruptible - Miscellaneous | New | Space Heating | Natural Gas | Gas Boiler - Insulate Hot Water Lines | A | Purchases (Incremental) | Achievable Technical Potential | 0 | 0 | 0 | 0 | 0 | 0 | 0 | 0 | 0 | 0 | 0 | 0 | 0 | 0 | 0 | 0 | 0 | 0 | 0 | 0 | 0 | 0 | 0 | 0 | 0 | 0 | 0
F11_Commercial_Interruptible - Miscellaneous_New_Space Heating_Natural Gas_Gas Boiler - Insulate Hot Water Lines_A_Achievable Technical Potential | F11 | Commercial | Interruptible - Miscellaneous | New | Space Heating | Natural Gas | Gas Boiler - Insulate Hot Water Lines | A | Purchases (Cumulative) | Achievable Technical Potential | 0 | 0 | 0 | 0 | 0 | 0 | 0 | 0 | 0 | 0 | 0 | 0 | 0 | 0 | 0 | 0 | 0 | 0 | 0 | 0 | 0 | 0 | 0 | 0 | 0 | 0 | 0
F1_Commercial_Interruptible - Miscellaneous_New_Space Heating_Natural Gas_Condensing RTU_A_Achievable Technical Potential | F1 | Commercial | Interruptible - Miscellaneous | New | Space Heating | Natural Gas | Condensing RTU | A | Integrated Unit Energy Savings (kWh or therms) | Achievable Technical Potential | 0 | 0 | 0 | 0 | 0 | 0 | 0 | 0 | 0 | 0 | 0 | 0 | 0 | 0 | 0 | 0 | 0 | 0 | 0 | 0 | 0 | 0 | 0 | 0 | 0 | 0 | 0
F2_Commercial_Interruptible - Miscellaneous_New_Space Heating_Natural Gas_Condensing RTU_A_Achievable Technical Potential | F2 | Commercial | Interruptible - Miscellaneous | New | Space Heating | Natural Gas | Condensing RTU | A | Integrated Unit Summer Peak Savings (kW) | Achievable Technical Potential | 0 | 0 | 0 | 0 | 0 | 0 | 0 | 0 | 0 | 0 | 0 | 0 | 0 | 0 | 0 | 0 | 0 | 0 | 0 | 0 | 0 | 0 | 0 | 0 | 0 | 0 | 0
F3_Commercial_Interruptible - Miscellaneous_New_Space Heating_Natural Gas_Condensing RTU_A_Achievable Technical Potential | F3 | Commercial | Interruptible - Miscellaneous | New | Space Heating | Natural Gas | Condensing RTU | A | Integrated Unit Winter Peak Savings (kW) | Achievable Technical Potential | 0 | 0 | 0 | 0 | 0 | 0 | 0 | 0 | 0 | 0 | 0 | 0 | 0 | 0 | 0 | 0 | 0 | 0 | 0 | 0 | 0 | 0 | 0 | 0 | 0 | 0 | 0
F4_Commercial_Interruptible - Miscellaneous_New_Space Heating_Natural Gas_Condensing RTU_A_Achievable Technical Potential | F4 | Commercial | Interruptible - Miscellaneous | New | Space Heating | Natural Gas | Condensing RTU | A | Incremental Energy Savings (MWh or mTherms) | Achievable Technical Potential | 0 | 0 | 0 | 0 | 0 | 0 | 0 | 0 | 0 | 0 | 0 | 0 | 0 | 0 | 0 | 0 | 0 | 0 | 0 | 0 | 0 | 0 | 0 | 0 | 0 | 0 | 0
F5_Commercial_Interruptible - Miscellaneous_New_Space Heating_Natural Gas_Condensing RTU_A_Achievable Technical Potential | F5 | Commercial | Interruptible - Miscellaneous | New | Space Heating | Natural Gas | Condensing RTU | A | Incremental Summer Peak Savings (MW) | Achievable Technical Potential | 0 | 0 | 0 | 0 | 0 | 0 | 0 | 0 | 0 | 0 | 0 | 0 | 0 | 0 | 0 | 0 | 0 | 0 | 0 | 0 | 0 | 0 | 0 | 0 | 0 | 0 | 0
F6_Commercial_Interruptible - Miscellaneous_New_Space Heating_Natural Gas_Condensing RTU_A_Achievable Technical Potential | F6 | Commercial | Interruptible - Miscellaneous | New | Space Heating | Natural Gas | Condensing RTU | A | Incremental Winter Peak Savings (MW) | Achievable Technical Potential | 0 | 0 | 0 | 0 | 0 | 0 | 0 | 0 | 0 | 0 | 0 | 0 | 0 | 0 | 0 | 0 | 0 | 0 | 0 | 0 | 0 | 0 | 0 | 0 | 0 | 0 | 0
F7_Commercial_Interruptible - Miscellaneous_New_Space Heating_Natural Gas_Condensing RTU_A_Achievable Technical Potential | F7 | Commercial | Interruptible - Miscellaneous | New | Space Heating | Natural Gas | Condensing RTU | A | Cumulative Energy Savings (MWh or mTherms) | Achievable Technical Potential | 0 | 0 | 0 | 0 | 0 | 0 | 0 | 0 | 0 | 0 | 0 | 0 | 0 | 0 | 0 | 0 | 0 | 0 | 0 | 0 | 0 | 0 | 0 | 0 | 0 | 0 | 0
F8_Commercial_Interruptible - Miscellaneous_New_Space Heating_Natural Gas_Condensing RTU_A_Achievable Technical Potential | F8 | Commercial | Interruptible - Miscellaneous | New | Space Heating | Natural Gas | Condensing RTU | A | Cumulative Summer Peak Savings (MW) | Achievable Technical Potential | 0 | 0 | 0 | 0 | 0 | 0 | 0 | 0 | 0 | 0 | 0 | 0 | 0 | 0 | 0 | 0 | 0 | 0 | 0 | 0 | 0 | 0 | 0 | 0 | 0 | 0 | 0
F9_Commercial_Interruptible - Miscellaneous_New_Space Heating_Natural Gas_Condensing RTU_A_Achievable Technical Potential | F9 | Commercial | Interruptible - Miscellaneous | New | Space Heating | Natural Gas | Condensing RTU | A | Cumulative Winter Peak Savings (MW) | Achievable Technical Potential | 0 | 0 | 0 | 0 | 0 | 0 | 0 | 0 | 0 | 0 | 0 | 0 | 0 | 0 | 0 | 0 | 0 | 0 | 0 | 0 | 0 | 0 | 0 | 0 | 0 | 0 | 0
F10_Commercial_Interruptible - Miscellaneous_New_Space Heating_Natural Gas_Condensing RTU_A_Achievable Technical Potential | F10 | Commercial | Interruptible - Miscellaneous | New | Space Heating | Natural Gas | Condensing RTU | A | Purchases (Incremental) | Achievable Technical Potential | 0 | 0 | 0 | 0 | 0 | 0 | 0 | 0 | 0 | 0 | 0 | 0 | 0 | 0 | 0 | 0 | 0 | 0 | 0 | 0 | 0 | 0 | 0 | 0 | 0 | 0 | 0
F11_Commercial_Interruptible - Miscellaneous_New_Space Heating_Natural Gas_Condensing RTU_A_Achievable Technical Potential | F11 | Commercial | Interruptible - Miscellaneous | New | Space Heating | Natural Gas | Condensing RTU | A | Purchases (Cumulative) | Achievable Technical Potential | 0 | 0 | 0 | 0 | 0 | 0 | 0 | 0 | 0 | 0 | 0 | 0 | 0 | 0 | 0 | 0 | 0 | 0 | 0 | 0 | 0 | 0 | 0 | 0 | 0 | 0 | 0
F1_Commercial_Interruptible - Miscellaneous_New_Space Heating_Natural Gas_Hydronic Heating Radiator Replacement_A_Achievable Technical Potential | F1 | Commercial | Interruptible - Miscellaneous | New | Space Heating | Natural Gas | Hydronic Heating Radiator Replacement | A | Integrated Unit Energy Savings (kWh or therms) | Achievable Technical Potential | 0 | 0 | 0 | 0 | 0 | 0 | 0 | 0 | 0 | 0 | 0 | 0 | 0 | 0 | 0 | 0 | 0 | 0 | 0 | 0 | 0 | 0 | 0 | 0 | 0 | 0 | 0
F2_Commercial_Interruptible - Miscellaneous_New_Space Heating_Natural Gas_Hydronic Heating Radiator Replacement_A_Achievable Technical Potential | F2 | Commercial | Interruptible - Miscellaneous | New | Space Heating | Natural Gas | Hydronic Heating Radiator Replacement | A | Integrated Unit Summer Peak Savings (kW) | Achievable Technical Potential | 0 | 0 | 0 | 0 | 0 | 0 | 0 | 0 | 0 | 0 | 0 | 0 | 0 | 0 | 0 | 0 | 0 | 0 | 0 | 0 | 0 | 0 | 0 | 0 | 0 | 0 | 0
F3_Commercial_Interruptible - Miscellaneous_New_Space Heating_Natural Gas_Hydronic Heating Radiator Replacement_A_Achievable Technical Potential | F3 | Commercial | Interruptible - Miscellaneous | New | Space Heating | Natural Gas | Hydronic Heating Radiator Replacement | A | Integrated Unit Winter Peak Savings (kW) | Achievable Technical Potential | 0 | 0 | 0 | 0 | 0 | 0 | 0 | 0 | 0 | 0 | 0 | 0 | 0 | 0 | 0 | 0 | 0 | 0 | 0 | 0 | 0 | 0 | 0 | 0 | 0 | 0 | 0
F4_Commercial_Interruptible - Miscellaneous_New_Space Heating_Natural Gas_Hydronic Heating Radiator Replacement_A_Achievable Technical Potential | F4 | Commercial | Interruptible - Miscellaneous | New | Space Heating | Natural Gas | Hydronic Heating Radiator Replacement | A | Incremental Energy Savings (MWh or mTherms) | Achievable Technical Potential | 0 | 0 | 0 | 0 | 0 | 0 | 0 | 0 | 0 | 0 | 0 | 0 | 0 | 0 | 0 | 0 | 0 | 0 | 0 | 0 | 0 | 0 | 0 | 0 | 0 | 0 | 0
F5_Commercial_Interruptible - Miscellaneous_New_Space Heating_Natural Gas_Hydronic Heating Radiator Replacement_A_Achievable Technical Potential | F5 | Commercial | Interruptible - Miscellaneous | New | Space Heating | Natural Gas | Hydronic Heating Radiator Replacement | A | Incremental Summer Peak Savings (MW) | Achievable Technical Potential | 0 | 0 | 0 | 0 | 0 | 0 | 0 | 0 | 0 | 0 | 0 | 0 | 0 | 0 | 0 | 0 | 0 | 0 | 0 | 0 | 0 | 0 | 0 | 0 | 0 | 0 | 0
F6_Commercial_Interruptible - Miscellaneous_New_Space Heating_Natural Gas_Hydronic Heating Radiator Replacement_A_Achievable Technical Potential | F6 | Commercial | Interruptible - Miscellaneous | New | Space Heating | Natural Gas | Hydronic Heating Radiator Replacement | A | Incremental Winter Peak Savings (MW) | Achievable Technical Potential | 0 | 0 | 0 | 0 | 0 | 0 | 0 | 0 | 0 | 0 | 0 | 0 | 0 | 0 | 0 | 0 | 0 | 0 | 0 | 0 | 0 | 0 | 0 | 0 | 0 | 0 | 0
F7_Commercial_Interruptible - Miscellaneous_New_Space Heating_Natural Gas_Hydronic Heating Radiator Replacement_A_Achievable Technical Potential | F7 | Commercial | Interruptible - Miscellaneous | New | Space Heating | Natural Gas | Hydronic Heating Radiator Replacement | A | Cumulative Energy Savings (MWh or mTherms) | Achievable Technical Potential | 0 | 0 | 0 | 0 | 0 | 0 | 0 | 0 | 0 | 0 | 0 | 0 | 0 | 0 | 0 | 0 | 0 | 0 | 0 | 0 | 0 | 0 | 0 | 0 | 0 | 0 | 0
F8_Commercial_Interruptible - Miscellaneous_New_Space Heating_Natural Gas_Hydronic Heating Radiator Replacement_A_Achievable Technical Potential | F8 | Commercial | Interruptible - Miscellaneous | New | Space Heating | Natural Gas | Hydronic Heating Radiator Replacement | A | Cumulative Summer Peak Savings (MW) | Achievable Technical Potential | 0 | 0 | 0 | 0 | 0 | 0 | 0 | 0 | 0 | 0 | 0 | 0 | 0 | 0 | 0 | 0 | 0 | 0 | 0 | 0 | 0 | 0 | 0 | 0 | 0 | 0 | 0
F9_Commercial_Interruptible - Miscellaneous_New_Space Heating_Natural Gas_Hydronic Heating Radiator Replacement_A_Achievable Technical Potential | F9 | Commercial | Interruptible - Miscellaneous | New | Space Heating | Natural Gas | Hydronic Heating Radiator Replacement | A | Cumulative Winter Peak Savings (MW) | Achievable Technical Potential | 0 | 0 | 0 | 0 | 0 | 0 | 0 | 0 | 0 | 0 | 0 | 0 | 0 | 0 | 0 | 0 | 0 | 0 | 0 | 0 | 0 | 0 | 0 | 0 | 0 | 0 | 0
F10_Commercial_Interruptible - Miscellaneous_New_Space Heating_Natural Gas_Hydronic Heating Radiator Replacement_A_Achievable Technical Potential | F10 | Commercial | Interruptible - Miscellaneous | New | Space Heating | Natural Gas | Hydronic Heating Radiator Replacement | A | Purchases (Incremental) | Achievable Technical Potential | 0 | 0 | 0 | 0 | 0 | 0 | 0 | 0 | 0 | 0 | 0 | 0 | 0 | 0 | 0 | 0 | 0 | 0 | 0 | 0 | 0 | 0 | 0 | 0 | 0 | 0 | 0
F11_Commercial_Interruptible - Miscellaneous_New_Space Heating_Natural Gas_Hydronic Heating Radiator Replacement_A_Achievable Technical Potential | F11 | Commercial | Interruptible - Miscellaneous | New | Space Heating | Natural Gas | Hydronic Heating Radiator Replacement | A | Purchases (Cumulative) | Achievable Technical Potential | 0 | 0 | 0 | 0 | 0 | 0 | 0 | 0 | 0 | 0 | 0 | 0 | 0 | 0 | 0 | 0 | 0 | 0 | 0 | 0 | 0 | 0 | 0 | 0 | 0 | 0 | 0
F1_Commercial_Interruptible - Miscellaneous_New_Space Heating_Natural Gas_Thermostat - Connected_A_Achievable Technical Potential | F1 | Commercial | Interruptible - Miscellaneous | New | Space Heating | Natural Gas | Thermostat - Connected | A | Integrated Unit Energy Savings (kWh or therms) | Achievable Technical Potential | 0 | 0 | 0 | 0 | 0 | 0 | 0 | 0 | 0 | 0 | 0 | 0 | 0 | 0 | 0 | 0 | 0 | 0 | 0 | 0 | 0 | 0 | 0 | 0 | 0 | 0 | 0
F2_Commercial_Interruptible - Miscellaneous_New_Space Heating_Natural Gas_Thermostat - Connected_A_Achievable Technical Potential | F2 | Commercial | Interruptible - Miscellaneous | New | Space Heating | Natural Gas | Thermostat - Connected | A | Integrated Unit Summer Peak Savings (kW) | Achievable Technical Potential | 0 | 0 | 0 | 0 | 0 | 0 | 0 | 0 | 0 | 0 | 0 | 0 | 0 | 0 | 0 | 0 | 0 | 0 | 0 | 0 | 0 | 0 | 0 | 0 | 0 | 0 | 0
F3_Commercial_Interruptible - Miscellaneous_New_Space Heating_Natural Gas_Thermostat - Connected_A_Achievable Technical Potential | F3 | Commercial | Interruptible - Miscellaneous | New | Space Heating | Natural Gas | Thermostat - Connected | A | Integrated Unit Winter Peak Savings (kW) | Achievable Technical Potential | 0 | 0 | 0 | 0 | 0 | 0 | 0 | 0 | 0 | 0 | 0 | 0 | 0 | 0 | 0 | 0 | 0 | 0 | 0 | 0 | 0 | 0 | 0 | 0 | 0 | 0 | 0
F4_Commercial_Interruptible - Miscellaneous_New_Space Heating_Natural Gas_Thermostat - Connected_A_Achievable Technical Potential | F4 | Commercial | Interruptible - Miscellaneous | New | Space Heating | Natural Gas | Thermostat - Connected | A | Incremental Energy Savings (MWh or mTherms) | Achievable Technical Potential | 0 | 0 | 0 | 0 | 0 | 0 | 0 | 0 | 0 | 0 | 0 | 0 | 0 | 0 | 0 | 0 | 0 | 0 | 0 | 0 | 0 | 0 | 0 | 0 | 0 | 0 | 0
F5_Commercial_Interruptible - Miscellaneous_New_Space Heating_Natural Gas_Thermostat - Connected_A_Achievable Technical Potential | F5 | Commercial | Interruptible - Miscellaneous | New | Space Heating | Natural Gas | Thermostat - Connected | A | Incremental Summer Peak Savings (MW) | Achievable Technical Potential | 0 | 0 | 0 | 0 | 0 | 0 | 0 | 0 | 0 | 0 | 0 | 0 | 0 | 0 | 0 | 0 | 0 | 0 | 0 | 0 | 0 | 0 | 0 | 0 | 0 | 0 | 0
F6_Commercial_Interruptible - Miscellaneous_New_Space Heating_Natural Gas_Thermostat - Connected_A_Achievable Technical Potential | F6 | Commercial | Interruptible - Miscellaneous | New | Space Heating | Natural Gas | Thermostat - Connected | A | Incremental Winter Peak Savings (MW) | Achievable Technical Potential | 0 | 0 | 0 | 0 | 0 | 0 | 0 | 0 | 0 | 0 | 0 | 0 | 0 | 0 | 0 | 0 | 0 | 0 | 0 | 0 | 0 | 0 | 0 | 0 | 0 | 0 | 0
F7_Commercial_Interruptible - Miscellaneous_New_Space Heating_Natural Gas_Thermostat - Connected_A_Achievable Technical Potential | F7 | Commercial | Interruptible - Miscellaneous | New | Space Heating | Natural Gas | Thermostat - Connected | A | Cumulative Energy Savings (MWh or mTherms) | Achievable Technical Potential | 0 | 0 | 0 | 0 | 0 | 0 | 0 | 0 | 0 | 0 | 0 | 0 | 0 | 0 | 0 | 0 | 0 | 0 | 0 | 0 | 0 | 0 | 0 | 0 | 0 | 0 | 0
F8_Commercial_Interruptible - Miscellaneous_New_Space Heating_Natural Gas_Thermostat - Connected_A_Achievable Technical Potential | F8 | Commercial | Interruptible - Miscellaneous | New | Space Heating | Natural Gas | Thermostat - Connected | A | Cumulative Summer Peak Savings (MW) | Achievable Technical Potential | 0 | 0 | 0 | 0 | 0 | 0 | 0 | 0 | 0 | 0 | 0 | 0 | 0 | 0 | 0 | 0 | 0 | 0 | 0 | 0 | 0 | 0 | 0 | 0 | 0 | 0 | 0
F9_Commercial_Interruptible - Miscellaneous_New_Space Heating_Natural Gas_Thermostat - Connected_A_Achievable Technical Potential | F9 | Commercial | Interruptible - Miscellaneous | New | Space Heating | Natural Gas | Thermostat - Connected | A | Cumulative Winter Peak Savings (MW) | Achievable Technical Potential | 0 | 0 | 0 | 0 | 0 | 0 | 0 | 0 | 0 | 0 | 0 | 0 | 0 | 0 | 0 | 0 | 0 | 0 | 0 | 0 | 0 | 0 | 0 | 0 | 0 | 0 | 0
F10_Commercial_Interruptible - Miscellaneous_New_Space Heating_Natural Gas_Thermostat - Connected_A_Achievable Technical Potential | F10 | Commercial | Interruptible - Miscellaneous | New | Space Heating | Natural Gas | Thermostat - Connected | A | Purchases (Incremental) | Achievable Technical Potential | 0 | 0 | 0 | 0 | 0 | 0 | 0 | 0 | 0 | 0 | 0 | 0 | 0 | 0 | 0 | 0 | 0 | 0 | 0 | 0 | 0 | 0 | 0 | 0 | 0 | 0 | 0
F11_Commercial_Interruptible - Miscellaneous_New_Space Heating_Natural Gas_Thermostat - Connected_A_Achievable Technical Potential | F11 | Commercial | Interruptible - Miscellaneous | New | Space Heating | Natural Gas | Thermostat - Connected | A | Purchases (Cumulative) | Achievable Technical Potential | 0 | 0 | 0 | 0 | 0 | 0 | 0 | 0 | 0 | 0 | 0 | 0 | 0 | 0 | 0 | 0 | 0 | 0 | 0 | 0 | 0 | 0 | 0 | 0 | 0 | 0 | 0
F1_Commercial_Interruptible - Miscellaneous_New_Water Heating_Natural Gas_Water Heater - Thermostatic Shower Restriction Valve_A_Achievable Technical Potential | F1 | Commercial | Interruptible - Miscellaneous | New | Water Heating | Natural Gas | Water Heater - Thermostatic Shower Restriction Valve | A | Integrated Unit Energy Savings (kWh or therms) | Achievable Technical Potential | 0 | 0 | 0 | 0 | 0 | 0 | 0 | 0 | 0 | 0 | 0 | 0 | 0 | 0 | 0 | 0 | 0 | 0 | 0 | 0 | 0 | 0 | 0 | 0 | 0 | 0 | 0
F2_Commercial_Interruptible - Miscellaneous_New_Water Heating_Natural Gas_Water Heater - Thermostatic Shower Restriction Valve_A_Achievable Technical Potential | F2 | Commercial | Interruptible - Miscellaneous | New | Water Heating | Natural Gas | Water Heater - Thermostatic Shower Restriction Valve | A | Integrated Unit Summer Peak Savings (kW) | Achievable Technical Potential | 0 | 0 | 0 | 0 | 0 | 0 | 0 | 0 | 0 | 0 | 0 | 0 | 0 | 0 | 0 | 0 | 0 | 0 | 0 | 0 | 0 | 0 | 0 | 0 | 0 | 0 | 0
F3_Commercial_Interruptible - Miscellaneous_New_Water Heating_Natural Gas_Water Heater - Thermostatic Shower Restriction Valve_A_Achievable Technical Potential | F3 | Commercial | Interruptible - Miscellaneous | New | Water Heating | Natural Gas | Water Heater - Thermostatic Shower Restriction Valve | A | Integrated Unit Winter Peak Savings (kW) | Achievable Technical Potential | 0 | 0 | 0 | 0 | 0 | 0 | 0 | 0 | 0 | 0 | 0 | 0 | 0 | 0 | 0 | 0 | 0 | 0 | 0 | 0 | 0 | 0 | 0 | 0 | 0 | 0 | 0
F4_Commercial_Interruptible - Miscellaneous_New_Water Heating_Natural Gas_Water Heater - Thermostatic Shower Restriction Valve_A_Achievable Technical Potential | F4 | Commercial | Interruptible - Miscellaneous | New | Water Heating | Natural Gas | Water Heater - Thermostatic Shower Restriction Valve | A | Incremental Energy Savings (MWh or mTherms) | Achievable Technical Potential | 0 | 0 | 0 | 0 | 0 | 0 | 0 | 0 | 0 | 0 | 0 | 0 | 0 | 0 | 0 | 0 | 0 | 0 | 0 | 0 | 0 | 0 | 0 | 0 | 0 | 0 | 0
F5_Commercial_Interruptible - Miscellaneous_New_Water Heating_Natural Gas_Water Heater - Thermostatic Shower Restriction Valve_A_Achievable Technical Potential | F5 | Commercial | Interruptible - Miscellaneous | New | Water Heating | Natural Gas | Water Heater - Thermostatic Shower Restriction Valve | A | Incremental Summer Peak Savings (MW) | Achievable Technical Potential | 0 | 0 | 0 | 0 | 0 | 0 | 0 | 0 | 0 | 0 | 0 | 0 | 0 | 0 | 0 | 0 | 0 | 0 | 0 | 0 | 0 | 0 | 0 | 0 | 0 | 0 | 0
F6_Commercial_Interruptible - Miscellaneous_New_Water Heating_Natural Gas_Water Heater - Thermostatic Shower Restriction Valve_A_Achievable Technical Potential | F6 | Commercial | Interruptible - Miscellaneous | New | Water Heating | Natural Gas | Water Heater - Thermostatic Shower Restriction Valve | A | Incremental Winter Peak Savings (MW) | Achievable Technical Potential | 0 | 0 | 0 | 0 | 0 | 0 | 0 | 0 | 0 | 0 | 0 | 0 | 0 | 0 | 0 | 0 | 0 | 0 | 0 | 0 | 0 | 0 | 0 | 0 | 0 | 0 | 0
F7_Commercial_Interruptible - Miscellaneous_New_Water Heating_Natural Gas_Water Heater - Thermostatic Shower Restriction Valve_A_Achievable Technical Potential | F7 | Commercial | Interruptible - Miscellaneous | New | Water Heating | Natural Gas | Water Heater - Thermostatic Shower Restriction Valve | A | Cumulative Energy Savings (MWh or mTherms) | Achievable Technical Potential | 0 | 0 | 0 | 0 | 0 | 0 | 0 | 0 | 0 | 0 | 0 | 0 | 0 | 0 | 0 | 0 | 0 | 0 | 0 | 0 | 0 | 0 | 0 | 0 | 0 | 0 | 0
F8_Commercial_Interruptible - Miscellaneous_New_Water Heating_Natural Gas_Water Heater - Thermostatic Shower Restriction Valve_A_Achievable Technical Potential | F8 | Commercial | Interruptible - Miscellaneous | New | Water Heating | Natural Gas | Water Heater - Thermostatic Shower Restriction Valve | A | Cumulative Summer Peak Savings (MW) | Achievable Technical Potential | 0 | 0 | 0 | 0 | 0 | 0 | 0 | 0 | 0 | 0 | 0 | 0 | 0 | 0 | 0 | 0 | 0 | 0 | 0 | 0 | 0 | 0 | 0 | 0 | 0 | 0 | 0
F9_Commercial_Interruptible - Miscellaneous_New_Water Heating_Natural Gas_Water Heater - Thermostatic Shower Restriction Valve_A_Achievable Technical Potential | F9 | Commercial | Interruptible - Miscellaneous | New | Water Heating | Natural Gas | Water Heater - Thermostatic Shower Restriction Valve | A | Cumulative Winter Peak Savings (MW) | Achievable Technical Potential | 0 | 0 | 0 | 0 | 0 | 0 | 0 | 0 | 0 | 0 | 0 | 0 | 0 | 0 | 0 | 0 | 0 | 0 | 0 | 0 | 0 | 0 | 0 | 0 | 0 | 0 | 0
F10_Commercial_Interruptible - Miscellaneous_New_Water Heating_Natural Gas_Water Heater - Thermostatic Shower Restriction Valve_A_Achievable Technical Potential | F10 | Commercial | Interruptible - Miscellaneous | New | Water Heating | Natural Gas | Water Heater - Thermostatic Shower Restriction Valve | A | Purchases (Incremental) | Achievable Technical Potential | 0 | 0 | 0 | 0 | 0 | 0 | 0 | 0 | 0 | 0 | 0 | 0 | 0 | 0 | 0 | 0 | 0 | 0 | 0 | 0 | 0 | 0 | 0 | 0 | 0 | 0 | 0
F11_Commercial_Interruptible - Miscellaneous_New_Water Heating_Natural Gas_Water Heater - Thermostatic Shower Restriction Valve_A_Achievable Technical Potential | F11 | Commercial | Interruptible - Miscellaneous | New | Water Heating | Natural Gas | Water Heater - Thermostatic Shower Restriction Valve | A | Purchases (Cumulative) | Achievable Technical Potential | 0 | 0 | 0 | 0 | 0 | 0 | 0 | 0 | 0 | 0 | 0 | 0 | 0 | 0 | 0 | 0 | 0 | 0 | 0 | 0 | 0 | 0 | 0 | 0 | 0 | 0 | 0
F1_Commercial_Interruptible - Miscellaneous_New_Water Heating_Natural Gas_Water Heater - Pre-Rinse Spray Valve_A_Achievable Technical Potential | F1 | Commercial | Interruptible - Miscellaneous | New | Water Heating | Natural Gas | Water Heater - Pre-Rinse Spray Valve | A | Integrated Unit Energy Savings (kWh or therms) | Achievable Technical Potential | 0 | 0 | 0 | 0 | 0 | 0 | 0 | 0 | 0 | 0 | 0 | 0 | 0 | 0 | 0 | 0 | 0 | 0 | 0 | 0 | 0 | 0 | 0 | 0 | 0 | 0 | 0
F2_Commercial_Interruptible - Miscellaneous_New_Water Heating_Natural Gas_Water Heater - Pre-Rinse Spray Valve_A_Achievable Technical Potential | F2 | Commercial | Interruptible - Miscellaneous | New | Water Heating | Natural Gas | Water Heater - Pre-Rinse Spray Valve | A | Integrated Unit Summer Peak Savings (kW) | Achievable Technical Potential | 0 | 0 | 0 | 0 | 0 | 0 | 0 | 0 | 0 | 0 | 0 | 0 | 0 | 0 | 0 | 0 | 0 | 0 | 0 | 0 | 0 | 0 | 0 | 0 | 0 | 0 | 0
F3_Commercial_Interruptible - Miscellaneous_New_Water Heating_Natural Gas_Water Heater - Pre-Rinse Spray Valve_A_Achievable Technical Potential | F3 | Commercial | Interruptible - Miscellaneous | New | Water Heating | Natural Gas | Water Heater - Pre-Rinse Spray Valve | A | Integrated Unit Winter Peak Savings (kW) | Achievable Technical Potential | 0 | 0 | 0 | 0 | 0 | 0 | 0 | 0 | 0 | 0 | 0 | 0 | 0 | 0 | 0 | 0 | 0 | 0 | 0 | 0 | 0 | 0 | 0 | 0 | 0 | 0 | 0
F4_Commercial_Interruptible - Miscellaneous_New_Water Heating_Natural Gas_Water Heater - Pre-Rinse Spray Valve_A_Achievable Technical Potential | F4 | Commercial | Interruptible - Miscellaneous | New | Water Heating | Natural Gas | Water Heater - Pre-Rinse Spray Valve | A | Incremental Energy Savings (MWh or mTherms) | Achievable Technical Potential | 0 | 0 | 0 | 0 | 0 | 0 | 0 | 0 | 0 | 0 | 0 | 0 | 0 | 0 | 0 | 0 | 0 | 0 | 0 | 0 | 0 | 0 | 0 | 0 | 0 | 0 | 0
F5_Commercial_Interruptible - Miscellaneous_New_Water Heating_Natural Gas_Water Heater - Pre-Rinse Spray Valve_A_Achievable Technical Potential | F5 | Commercial | Interruptible - Miscellaneous | New | Water Heating | Natural Gas | Water Heater - Pre-Rinse Spray Valve | A | Incremental Summer Peak Savings (MW) | Achievable Technical Potential | 0 | 0 | 0 | 0 | 0 | 0 | 0 | 0 | 0 | 0 | 0 | 0 | 0 | 0 | 0 | 0 | 0 | 0 | 0 | 0 | 0 | 0 | 0 | 0 | 0 | 0 | 0
F6_Commercial_Interruptible - Miscellaneous_New_Water Heating_Natural Gas_Water Heater - Pre-Rinse Spray Valve_A_Achievable Technical Potential | F6 | Commercial | Interruptible - Miscellaneous | New | Water Heating | Natural Gas | Water Heater - Pre-Rinse Spray Valve | A | Incremental Winter Peak Savings (MW) | Achievable Technical Potential | 0 | 0 | 0 | 0 | 0 | 0 | 0 | 0 | 0 | 0 | 0 | 0 | 0 | 0 | 0 | 0 | 0 | 0 | 0 | 0 | 0 | 0 | 0 | 0 | 0 | 0 | 0
F7_Commercial_Interruptible - Miscellaneous_New_Water Heating_Natural Gas_Water Heater - Pre-Rinse Spray Valve_A_Achievable Technical Potential | F7 | Commercial | Interruptible - Miscellaneous | New | Water Heating | Natural Gas | Water Heater - Pre-Rinse Spray Valve | A | Cumulative Energy Savings (MWh or mTherms) | Achievable Technical Potential | 0 | 0 | 0 | 0 | 0 | 0 | 0 | 0 | 0 | 0 | 0 | 0 | 0 | 0 | 0 | 0 | 0 | 0 | 0 | 0 | 0 | 0 | 0 | 0 | 0 | 0 | 0
F8_Commercial_Interruptible - Miscellaneous_New_Water Heating_Natural Gas_Water Heater - Pre-Rinse Spray Valve_A_Achievable Technical Potential | F8 | Commercial | Interruptible - Miscellaneous | New | Water Heating | Natural Gas | Water Heater - Pre-Rinse Spray Valve | A | Cumulative Summer Peak Savings (MW) | Achievable Technical Potential | 0 | 0 | 0 | 0 | 0 | 0 | 0 | 0 | 0 | 0 | 0 | 0 | 0 | 0 | 0 | 0 | 0 | 0 | 0 | 0 | 0 | 0 | 0 | 0 | 0 | 0 | 0
F9_Commercial_Interruptible - Miscellaneous_New_Water Heating_Natural Gas_Water Heater - Pre-Rinse Spray Valve_A_Achievable Technical Potential | F9 | Commercial | Interruptible - Miscellaneous | New | Water Heating | Natural Gas | Water Heater - Pre-Rinse Spray Valve | A | Cumulative Winter Peak Savings (MW) | Achievable Technical Potential | 0 | 0 | 0 | 0 | 0 | 0 | 0 | 0 | 0 | 0 | 0 | 0 | 0 | 0 | 0 | 0 | 0 | 0 | 0 | 0 | 0 | 0 | 0 | 0 | 0 | 0 | 0
F10_Commercial_Interruptible - Miscellaneous_New_Water Heating_Natural Gas_Water Heater - Pre-Rinse Spray Valve_A_Achievable Technical Potential | F10 | Commercial | Interruptible - Miscellaneous | New | Water Heating | Natural Gas | Water Heater - Pre-Rinse Spray Valve | A | Purchases (Incremental) | Achievable Technical Potential | 0 | 0 | 0 | 0 | 0 | 0 | 0 | 0 | 0 | 0 | 0 | 0 | 0 | 0 | 0 | 0 | 0 | 0 | 0 | 0 | 0 | 0 | 0 | 0 | 0 | 0 | 0
F11_Commercial_Interruptible - Miscellaneous_New_Water Heating_Natural Gas_Water Heater - Pre-Rinse Spray Valve_A_Achievable Technical Potential | F11 | Commercial | Interruptible - Miscellaneous | New | Water Heating | Natural Gas | Water Heater - Pre-Rinse Spray Valve | A | Purchases (Cumulative) | Achievable Technical Potential | 0 | 0 | 0 | 0 | 0 | 0 | 0 | 0 | 0 | 0 | 0 | 0 | 0 | 0 | 0 | 0 | 0 | 0 | 0 | 0 | 0 | 0 | 0 | 0 | 0 | 0 | 0
F1_Commercial_Interruptible - Miscellaneous_New_Water Heating_Natural Gas_Water Heater - Temperature Setback_A_Achievable Technical Potential | F1 | Commercial | Interruptible - Miscellaneous | New | Water Heating | Natural Gas | Water Heater - Temperature Setback | A | Integrated Unit Energy Savings (kWh or therms) | Achievable Technical Potential | 0 | 0 | 0 | 0 | 0 | 0 | 0 | 0 | 0 | 0 | 0 | 0 | 0 | 0 | 0 | 0 | 0 | 0 | 0 | 0 | 0 | 0 | 0 | 0 | 0 | 0 | 0
F2_Commercial_Interruptible - Miscellaneous_New_Water Heating_Natural Gas_Water Heater - Temperature Setback_A_Achievable Technical Potential | F2 | Commercial | Interruptible - Miscellaneous | New | Water Heating | Natural Gas | Water Heater - Temperature Setback | A | Integrated Unit Summer Peak Savings (kW) | Achievable Technical Potential | 0 | 0 | 0 | 0 | 0 | 0 | 0 | 0 | 0 | 0 | 0 | 0 | 0 | 0 | 0 | 0 | 0 | 0 | 0 | 0 | 0 | 0 | 0 | 0 | 0 | 0 | 0
F3_Commercial_Interruptible - Miscellaneous_New_Water Heating_Natural Gas_Water Heater - Temperature Setback_A_Achievable Technical Potential | F3 | Commercial | Interruptible - Miscellaneous | New | Water Heating | Natural Gas | Water Heater - Temperature Setback | A | Integrated Unit Winter Peak Savings (kW) | Achievable Technical Potential | 0 | 0 | 0 | 0 | 0 | 0 | 0 | 0 | 0 | 0 | 0 | 0 | 0 | 0 | 0 | 0 | 0 | 0 | 0 | 0 | 0 | 0 | 0 | 0 | 0 | 0 | 0
F4_Commercial_Interruptible - Miscellaneous_New_Water Heating_Natural Gas_Water Heater - Temperature Setback_A_Achievable Technical Potential | F4 | Commercial | Interruptible - Miscellaneous | New | Water Heating | Natural Gas | Water Heater - Temperature Setback | A | Incremental Energy Savings (MWh or mTherms) | Achievable Technical Potential | 0 | 0 | 0 | 0 | 0 | 0 | 0 | 0 | 0 | 0 | 0 | 0 | 0 | 0 | 0 | 0 | 0 | 0 | 0 | 0 | 0 | 0 | 0 | 0 | 0 | 0 | 0
F5_Commercial_Interruptible - Miscellaneous_New_Water Heating_Natural Gas_Water Heater - Temperature Setback_A_Achievable Technical Potential | F5 | Commercial | Interruptible - Miscellaneous | New | Water Heating | Natural Gas | Water Heater - Temperature Setback | A | Incremental Summer Peak Savings (MW) | Achievable Technical Potential | 0 | 0 | 0 | 0 | 0 | 0 | 0 | 0 | 0 | 0 | 0 | 0 | 0 | 0 | 0 | 0 | 0 | 0 | 0 | 0 | 0 | 0 | 0 | 0 | 0 | 0 | 0
F6_Commercial_Interruptible - Miscellaneous_New_Water Heating_Natural Gas_Water Heater - Temperature Setback_A_Achievable Technical Potential | F6 | Commercial | Interruptible - Miscellaneous | New | Water Heating | Natural Gas | Water Heater - Temperature Setback | A | Incremental Winter Peak Savings (MW) | Achievable Technical Potential | 0 | 0 | 0 | 0 | 0 | 0 | 0 | 0 | 0 | 0 | 0 | 0 | 0 | 0 | 0 | 0 | 0 | 0 | 0 | 0 | 0 | 0 | 0 | 0 | 0 | 0 | 0
F7_Commercial_Interruptible - Miscellaneous_New_Water Heating_Natural Gas_Water Heater - Temperature Setback_A_Achievable Technical Potential | F7 | Commercial | Interruptible - Miscellaneous | New | Water Heating | Natural Gas | Water Heater - Temperature Setback | A | Cumulative Energy Savings (MWh or mTherms) | Achievable Technical Potential | 0 | 0 | 0 | 0 | 0 | 0 | 0 | 0 | 0 | 0 | 0 | 0 | 0 | 0 | 0 | 0 | 0 | 0 | 0 | 0 | 0 | 0 | 0 | 0 | 0 | 0 | 0
F8_Commercial_Interruptible - Miscellaneous_New_Water Heating_Natural Gas_Water Heater - Temperature Setback_A_Achievable Technical Potential | F8 | Commercial | Interruptible - Miscellaneous | New | Water Heating | Natural Gas | Water Heater - Temperature Setback | A | Cumulative Summer Peak Savings (MW) | Achievable Technical Potential | 0 | 0 | 0 | 0 | 0 | 0 | 0 | 0 | 0 | 0 | 0 | 0 | 0 | 0 | 0 | 0 | 0 | 0 | 0 | 0 | 0 | 0 | 0 | 0 | 0 | 0 | 0
F9_Commercial_Interruptible - Miscellaneous_New_Water Heating_Natural Gas_Water Heater - Temperature Setback_A_Achievable Technical Potential | F9 | Commercial | Interruptible - Miscellaneous | New | Water Heating | Natural Gas | Water Heater - Temperature Setback | A | Cumulative Winter Peak Savings (MW) | Achievable Technical Potential | 0 | 0 | 0 | 0 | 0 | 0 | 0 | 0 | 0 | 0 | 0 | 0 | 0 | 0 | 0 | 0 | 0 | 0 | 0 | 0 | 0 | 0 | 0 | 0 | 0 | 0 | 0
F10_Commercial_Interruptible - Miscellaneous_New_Water Heating_Natural Gas_Water Heater - Temperature Setback_A_Achievable Technical Potential | F10 | Commercial | Interruptible - Miscellaneous | New | Water Heating | Natural Gas | Water Heater - Temperature Setback | A | Purchases (Incremental) | Achievable Technical Potential | 0 | 0 | 0 | 0 | 0 | 0 | 0 | 0 | 0 | 0 | 0 | 0 | 0 | 0 | 0 | 0 | 0 | 0 | 0 | 0 | 0 | 0 | 0 | 0 | 0 | 0 | 0
F11_Commercial_Interruptible - Miscellaneous_New_Water Heating_Natural Gas_Water Heater - Temperature Setback_A_Achievable Technical Potential | F11 | Commercial | Interruptible - Miscellaneous | New | Water Heating | Natural Gas | Water Heater - Temperature Setback | A | Purchases (Cumulative) | Achievable Technical Potential | 0 | 0 | 0 | 0 | 0 | 0 | 0 | 0 | 0 | 0 | 0 | 0 | 0 | 0 | 0 | 0 | 0 | 0 | 0 | 0 | 0 | 0 | 0 | 0 | 0 | 0 | 0
F1_Commercial_Interruptible - Miscellaneous_New_Water Heating_Natural Gas_Water Heater - Faucet Aerators_A_Achievable Technical Potential | F1 | Commercial | Interruptible - Miscellaneous | New | Water Heating | Natural Gas | Water Heater - Faucet Aerators | A | Integrated Unit Energy Savings (kWh or therms) | Achievable Technical Potential | 0 | 0 | 0 | 0 | 0 | 0 | 0 | 0 | 0 | 0 | 0 | 0 | 0 | 0 | 0 | 0 | 0 | 0 | 0 | 0 | 0 | 0 | 0 | 0 | 0 | 0 | 0
F2_Commercial_Interruptible - Miscellaneous_New_Water Heating_Natural Gas_Water Heater - Faucet Aerators_A_Achievable Technical Potential | F2 | Commercial | Interruptible - Miscellaneous | New | Water Heating | Natural Gas | Water Heater - Faucet Aerators | A | Integrated Unit Summer Peak Savings (kW) | Achievable Technical Potential | 0 | 0 | 0 | 0 | 0 | 0 | 0 | 0 | 0 | 0 | 0 | 0 | 0 | 0 | 0 | 0 | 0 | 0 | 0 | 0 | 0 | 0 | 0 | 0 | 0 | 0 | 0
F3_Commercial_Interruptible - Miscellaneous_New_Water Heating_Natural Gas_Water Heater - Faucet Aerators_A_Achievable Technical Potential | F3 | Commercial | Interruptible - Miscellaneous | New | Water Heating | Natural Gas | Water Heater - Faucet Aerators | A | Integrated Unit Winter Peak Savings (kW) | Achievable Technical Potential | 0 | 0 | 0 | 0 | 0 | 0 | 0 | 0 | 0 | 0 | 0 | 0 | 0 | 0 | 0 | 0 | 0 | 0 | 0 | 0 | 0 | 0 | 0 | 0 | 0 | 0 | 0
F4_Commercial_Interruptible - Miscellaneous_New_Water Heating_Natural Gas_Water Heater - Faucet Aerators_A_Achievable Technical Potential | F4 | Commercial | Interruptible - Miscellaneous | New | Water Heating | Natural Gas | Water Heater - Faucet Aerators | A | Incremental Energy Savings (MWh or mTherms) | Achievable Technical Potential | 0 | 0 | 0 | 0 | 0 | 0 | 0 | 0 | 0 | 0 | 0 | 0 | 0 | 0 | 0 | 0 | 0 | 0 | 0 | 0 | 0 | 0 | 0 | 0 | 0 | 0 | 0
F5_Commercial_Interruptible - Miscellaneous_New_Water Heating_Natural Gas_Water Heater - Faucet Aerators_A_Achievable Technical Potential | F5 | Commercial | Interruptible - Miscellaneous | New | Water Heating | Natural Gas | Water Heater - Faucet Aerators | A | Incremental Summer Peak Savings (MW) | Achievable Technical Potential | 0 | 0 | 0 | 0 | 0 | 0 | 0 | 0 | 0 | 0 | 0 | 0 | 0 | 0 | 0 | 0 | 0 | 0 | 0 | 0 | 0 | 0 | 0 | 0 | 0 | 0 | 0
F6_Commercial_Interruptible - Miscellaneous_New_Water Heating_Natural Gas_Water Heater - Faucet Aerators_A_Achievable Technical Potential | F6 | Commercial | Interruptible - Miscellaneous | New | Water Heating | Natural Gas | Water Heater - Faucet Aerators | A | Incremental Winter Peak Savings (MW) | Achievable Technical Potential | 0 | 0 | 0 | 0 | 0 | 0 | 0 | 0 | 0 | 0 | 0 | 0 | 0 | 0 | 0 | 0 | 0 | 0 | 0 | 0 | 0 | 0 | 0 | 0 | 0 | 0 | 0
F7_Commercial_Interruptible - Miscellaneous_New_Water Heating_Natural Gas_Water Heater - Faucet Aerators_A_Achievable Technical Potential | F7 | Commercial | Interruptible - Miscellaneous | New | Water Heating | Natural Gas | Water Heater - Faucet Aerators | A | Cumulative Energy Savings (MWh or mTherms) | Achievable Technical Potential | 0 | 0 | 0 | 0 | 0 | 0 | 0 | 0 | 0 | 0 | 0 | 0 | 0 | 0 | 0 | 0 | 0 | 0 | 0 | 0 | 0 | 0 | 0 | 0 | 0 | 0 | 0
F8_Commercial_Interruptible - Miscellaneous_New_Water Heating_Natural Gas_Water Heater - Faucet Aerators_A_Achievable Technical Potential | F8 | Commercial | Interruptible - Miscellaneous | New | Water Heating | Natural Gas | Water Heater - Faucet Aerators | A | Cumulative Summer Peak Savings (MW) | Achievable Technical Potential | 0 | 0 | 0 | 0 | 0 | 0 | 0 | 0 | 0 | 0 | 0 | 0 | 0 | 0 | 0 | 0 | 0 | 0 | 0 | 0 | 0 | 0 | 0 | 0 | 0 | 0 | 0
F9_Commercial_Interruptible - Miscellaneous_New_Water Heating_Natural Gas_Water Heater - Faucet Aerators_A_Achievable Technical Potential | F9 | Commercial | Interruptible - Miscellaneous | New | Water Heating | Natural Gas | Water Heater - Faucet Aerators | A | Cumulative Winter Peak Savings (MW) | Achievable Technical Potential | 0 | 0 | 0 | 0 | 0 | 0 | 0 | 0 | 0 | 0 | 0 | 0 | 0 | 0 | 0 | 0 | 0 | 0 | 0 | 0 | 0 | 0 | 0 | 0 | 0 | 0 | 0
F10_Commercial_Interruptible - Miscellaneous_New_Water Heating_Natural Gas_Water Heater - Faucet Aerators_A_Achievable Technical Potential | F10 | Commercial | Interruptible - Miscellaneous | New | Water Heating | Natural Gas | Water Heater - Faucet Aerators | A | Purchases (Incremental) | Achievable Technical Potential | 0 | 0 | 0 | 0 | 0 | 0 | 0 | 0 | 0 | 0 | 0 | 0 | 0 | 0 | 0 | 0 | 0 | 0 | 0 | 0 | 0 | 0 | 0 | 0 | 0 | 0 | 0
F11_Commercial_Interruptible - Miscellaneous_New_Water Heating_Natural Gas_Water Heater - Faucet Aerators_A_Achievable Technical Potential | F11 | Commercial | Interruptible - Miscellaneous | New | Water Heating | Natural Gas | Water Heater - Faucet Aerators | A | Purchases (Cumulative) | Achievable Technical Potential | 0 | 0 | 0 | 0 | 0 | 0 | 0 | 0 | 0 | 0 | 0 | 0 | 0 | 0 | 0 | 0 | 0 | 0 | 0 | 0 | 0 | 0 | 0 | 0 | 0 | 0 | 0
F1_Commercial_Interruptible - Miscellaneous_New_Water Heating_Natural Gas_Water Heater - Low-Flow Showerheads_A_Achievable Technical Potential | F1 | Commercial | Interruptible - Miscellaneous | New | Water Heating | Natural Gas | Water Heater - Low-Flow Showerheads | A | Integrated Unit Energy Savings (kWh or therms) | Achievable Technical Potential | 0 | 0 | 0 | 0 | 0 | 0 | 0 | 0 | 0 | 0 | 0 | 0 | 0 | 0 | 0 | 0 | 0 | 0 | 0 | 0 | 0 | 0 | 0 | 0 | 0 | 0 | 0
F2_Commercial_Interruptible - Miscellaneous_New_Water Heating_Natural Gas_Water Heater - Low-Flow Showerheads_A_Achievable Technical Potential | F2 | Commercial | Interruptible - Miscellaneous | New | Water Heating | Natural Gas | Water Heater - Low-Flow Showerheads | A | Integrated Unit Summer Peak Savings (kW) | Achievable Technical Potential | 0 | 0 | 0 | 0 | 0 | 0 | 0 | 0 | 0 | 0 | 0 | 0 | 0 | 0 | 0 | 0 | 0 | 0 | 0 | 0 | 0 | 0 | 0 | 0 | 0 | 0 | 0
F3_Commercial_Interruptible - Miscellaneous_New_Water Heating_Natural Gas_Water Heater - Low-Flow Showerheads_A_Achievable Technical Potential | F3 | Commercial | Interruptible - Miscellaneous | New | Water Heating | Natural Gas | Water Heater - Low-Flow Showerheads | A | Integrated Unit Winter Peak Savings (kW) | Achievable Technical Potential | 0 | 0 | 0 | 0 | 0 | 0 | 0 | 0 | 0 | 0 | 0 | 0 | 0 | 0 | 0 | 0 | 0 | 0 | 0 | 0 | 0 | 0 | 0 | 0 | 0 | 0 | 0
F4_Commercial_Interruptible - Miscellaneous_New_Water Heating_Natural Gas_Water Heater - Low-Flow Showerheads_A_Achievable Technical Potential | F4 | Commercial | Interruptible - Miscellaneous | New | Water Heating | Natural Gas | Water Heater - Low-Flow Showerheads | A | Incremental Energy Savings (MWh or mTherms) | Achievable Technical Potential | 0 | 0 | 0 | 0 | 0 | 0 | 0 | 0 | 0 | 0 | 0 | 0 | 0 | 0 | 0 | 0 | 0 | 0 | 0 | 0 | 0 | 0 | 0 | 0 | 0 | 0 | 0
F5_Commercial_Interruptible - Miscellaneous_New_Water Heating_Natural Gas_Water Heater - Low-Flow Showerheads_A_Achievable Technical Potential | F5 | Commercial | Interruptible - Miscellaneous | New | Water Heating | Natural Gas | Water Heater - Low-Flow Showerheads | A | Incremental Summer Peak Savings (MW) | Achievable Technical Potential | 0 | 0 | 0 | 0 | 0 | 0 | 0 | 0 | 0 | 0 | 0 | 0 | 0 | 0 | 0 | 0 | 0 | 0 | 0 | 0 | 0 | 0 | 0 | 0 | 0 | 0 | 0
F6_Commercial_Interruptible - Miscellaneous_New_Water Heating_Natural Gas_Water Heater - Low-Flow Showerheads_A_Achievable Technical Potential | F6 | Commercial | Interruptible - Miscellaneous | New | Water Heating | Natural Gas | Water Heater - Low-Flow Showerheads | A | Incremental Winter Peak Savings (MW) | Achievable Technical Potential | 0 | 0 | 0 | 0 | 0 | 0 | 0 | 0 | 0 | 0 | 0 | 0 | 0 | 0 | 0 | 0 | 0 | 0 | 0 | 0 | 0 | 0 | 0 | 0 | 0 | 0 | 0
F7_Commercial_Interruptible - Miscellaneous_New_Water Heating_Natural Gas_Water Heater - Low-Flow Showerheads_A_Achievable Technical Potential | F7 | Commercial | Interruptible - Miscellaneous | New | Water Heating | Natural Gas | Water Heater - Low-Flow Showerheads | A | Cumulative Energy Savings (MWh or mTherms) | Achievable Technical Potential | 0 | 0 | 0 | 0 | 0 | 0 | 0 | 0 | 0 | 0 | 0 | 0 | 0 | 0 | 0 | 0 | 0 | 0 | 0 | 0 | 0 | 0 | 0 | 0 | 0 | 0 | 0
F8_Commercial_Interruptible - Miscellaneous_New_Water Heating_Natural Gas_Water Heater - Low-Flow Showerheads_A_Achievable Technical Potential | F8 | Commercial | Interruptible - Miscellaneous | New | Water Heating | Natural Gas | Water Heater - Low-Flow Showerheads | A | Cumulative Summer Peak Savings (MW) | Achievable Technical Potential | 0 | 0 | 0 | 0 | 0 | 0 | 0 | 0 | 0 | 0 | 0 | 0 | 0 | 0 | 0 | 0 | 0 | 0 | 0 | 0 | 0 | 0 | 0 | 0 | 0 | 0 | 0
F9_Commercial_Interruptible - Miscellaneous_New_Water Heating_Natural Gas_Water Heater - Low-Flow Showerheads_A_Achievable Technical Potential | F9 | Commercial | Interruptible - Miscellaneous | New | Water Heating | Natural Gas | Water Heater - Low-Flow Showerheads | A | Cumulative Winter Peak Savings (MW) | Achievable Technical Potential | 0 | 0 | 0 | 0 | 0 | 0 | 0 | 0 | 0 | 0 | 0 | 0 | 0 | 0 | 0 | 0 | 0 | 0 | 0 | 0 | 0 | 0 | 0 | 0 | 0 | 0 | 0
F10_Commercial_Interruptible - Miscellaneous_New_Water Heating_Natural Gas_Water Heater - Low-Flow Showerheads_A_Achievable Technical Potential | F10 | Commercial | Interruptible - Miscellaneous | New | Water Heating | Natural Gas | Water Heater - Low-Flow Showerheads | A | Purchases (Incremental) | Achievable Technical Potential | 0 | 0 | 0 | 0 | 0 | 0 | 0 | 0 | 0 | 0 | 0 | 0 | 0 | 0 | 0 | 0 | 0 | 0 | 0 | 0 | 0 | 0 | 0 | 0 | 0 | 0 | 0
F11_Commercial_Interruptible - Miscellaneous_New_Water Heating_Natural Gas_Water Heater - Low-Flow Showerheads_A_Achievable Technical Potential | F11 | Commercial | Interruptible - Miscellaneous | New | Water Heating | Natural Gas | Water Heater - Low-Flow Showerheads | A | Purchases (Cumulative) | Achievable Technical Potential | 0 | 0 | 0 | 0 | 0 | 0 | 0 | 0 | 0 | 0 | 0 | 0 | 0 | 0 | 0 | 0 | 0 | 0 | 0 | 0 | 0 | 0 | 0 | 0 | 0 | 0 | 0
F1_Commercial_Interruptible - Miscellaneous_New_Water Heating_Natural Gas_Water Heater - Tank Blanket/Insulation_A_Achievable Technical Potential | F1 | Commercial | Interruptible - Miscellaneous | New | Water Heating | Natural Gas | Water Heater - Tank Blanket/Insulation | A | Integrated Unit Energy Savings (kWh or therms) | Achievable Technical Potential | 0 | 0 | 0 | 0 | 0 | 0 | 0 | 0 | 0 | 0 | 0 | 0 | 0 | 0 | 0 | 0 | 0 | 0 | 0 | 0 | 0 | 0 | 0 | 0 | 0 | 0 | 0
F2_Commercial_Interruptible - Miscellaneous_New_Water Heating_Natural Gas_Water Heater - Tank Blanket/Insulation_A_Achievable Technical Potential | F2 | Commercial | Interruptible - Miscellaneous | New | Water Heating | Natural Gas | Water Heater - Tank Blanket/Insulation | A | Integrated Unit Summer Peak Savings (kW) | Achievable Technical Potential | 0 | 0 | 0 | 0 | 0 | 0 | 0 | 0 | 0 | 0 | 0 | 0 | 0 | 0 | 0 | 0 | 0 | 0 | 0 | 0 | 0 | 0 | 0 | 0 | 0 | 0 | 0
F3_Commercial_Interruptible - Miscellaneous_New_Water Heating_Natural Gas_Water Heater - Tank Blanket/Insulation_A_Achievable Technical Potential | F3 | Commercial | Interruptible - Miscellaneous | New | Water Heating | Natural Gas | Water Heater - Tank Blanket/Insulation | A | Integrated Unit Winter Peak Savings (kW) | Achievable Technical Potential | 0 | 0 | 0 | 0 | 0 | 0 | 0 | 0 | 0 | 0 | 0 | 0 | 0 | 0 | 0 | 0 | 0 | 0 | 0 | 0 | 0 | 0 | 0 | 0 | 0 | 0 | 0
F4_Commercial_Interruptible - Miscellaneous_New_Water Heating_Natural Gas_Water Heater - Tank Blanket/Insulation_A_Achievable Technical Potential | F4 | Commercial | Interruptible - Miscellaneous | New | Water Heating | Natural Gas | Water Heater - Tank Blanket/Insulation | A | Incremental Energy Savings (MWh or mTherms) | Achievable Technical Potential | 0 | 0 | 0 | 0 | 0 | 0 | 0 | 0 | 0 | 0 | 0 | 0 | 0 | 0 | 0 | 0 | 0 | 0 | 0 | 0 | 0 | 0 | 0 | 0 | 0 | 0 | 0
F5_Commercial_Interruptible - Miscellaneous_New_Water Heating_Natural Gas_Water Heater - Tank Blanket/Insulation_A_Achievable Technical Potential | F5 | Commercial | Interruptible - Miscellaneous | New | Water Heating | Natural Gas | Water Heater - Tank Blanket/Insulation | A | Incremental Summer Peak Savings (MW) | Achievable Technical Potential | 0 | 0 | 0 | 0 | 0 | 0 | 0 | 0 | 0 | 0 | 0 | 0 | 0 | 0 | 0 | 0 | 0 | 0 | 0 | 0 | 0 | 0 | 0 | 0 | 0 | 0 | 0
F6_Commercial_Interruptible - Miscellaneous_New_Water Heating_Natural Gas_Water Heater - Tank Blanket/Insulation_A_Achievable Technical Potential | F6 | Commercial | Interruptible - Miscellaneous | New | Water Heating | Natural Gas | Water Heater - Tank Blanket/Insulation | A | Incremental Winter Peak Savings (MW) | Achievable Technical Potential | 0 | 0 | 0 | 0 | 0 | 0 | 0 | 0 | 0 | 0 | 0 | 0 | 0 | 0 | 0 | 0 | 0 | 0 | 0 | 0 | 0 | 0 | 0 | 0 | 0 | 0 | 0
F7_Commercial_Interruptible - Miscellaneous_New_Water Heating_Natural Gas_Water Heater - Tank Blanket/Insulation_A_Achievable Technical Potential | F7 | Commercial | Interruptible - Miscellaneous | New | Water Heating | Natural Gas | Water Heater - Tank Blanket/Insulation | A | Cumulative Energy Savings (MWh or mTherms) | Achievable Technical Potential | 0 | 0 | 0 | 0 | 0 | 0 | 0 | 0 | 0 | 0 | 0 | 0 | 0 | 0 | 0 | 0 | 0 | 0 | 0 | 0 | 0 | 0 | 0 | 0 | 0 | 0 | 0
F8_Commercial_Interruptible - Miscellaneous_New_Water Heating_Natural Gas_Water Heater - Tank Blanket/Insulation_A_Achievable Technical Potential | F8 | Commercial | Interruptible - Miscellaneous | New | Water Heating | Natural Gas | Water Heater - Tank Blanket/Insulation | A | Cumulative Summer Peak Savings (MW) | Achievable Technical Potential | 0 | 0 | 0 | 0 | 0 | 0 | 0 | 0 | 0 | 0 | 0 | 0 | 0 | 0 | 0 | 0 | 0 | 0 | 0 | 0 | 0 | 0 | 0 | 0 | 0 | 0 | 0
F9_Commercial_Interruptible - Miscellaneous_New_Water Heating_Natural Gas_Water Heater - Tank Blanket/Insulation_A_Achievable Technical Potential | F9 | Commercial | Interruptible - Miscellaneous | New | Water Heating | Natural Gas | Water Heater - Tank Blanket/Insulation | A | Cumulative Winter Peak Savings (MW) | Achievable Technical Potential | 0 | 0 | 0 | 0 | 0 | 0 | 0 | 0 | 0 | 0 | 0 | 0 | 0 | 0 | 0 | 0 | 0 | 0 | 0 | 0 | 0 | 0 | 0 | 0 | 0 | 0 | 0
F10_Commercial_Interruptible - Miscellaneous_New_Water Heating_Natural Gas_Water Heater - Tank Blanket/Insulation_A_Achievable Technical Potential | F10 | Commercial | Interruptible - Miscellaneous | New | Water Heating | Natural Gas | Water Heater - Tank Blanket/Insulation | A | Purchases (Incremental) | Achievable Technical Potential | 0 | 0 | 0 | 0 | 0 | 0 | 0 | 0 | 0 | 0 | 0 | 0 | 0 | 0 | 0 | 0 | 0 | 0 | 0 | 0 | 0 | 0 | 0 | 0 | 0 | 0 | 0
F11_Commercial_Interruptible - Miscellaneous_New_Water Heating_Natural Gas_Water Heater - Tank Blanket/Insulation_A_Achievable Technical Potential | F11 | Commercial | Interruptible - Miscellaneous | New | Water Heating | Natural Gas | Water Heater - Tank Blanket/Insulation | A | Purchases (Cumulative) | Achievable Technical Potential | 0 | 0 | 0 | 0 | 0 | 0 | 0 | 0 | 0 | 0 | 0 | 0 | 0 | 0 | 0 | 0 | 0 | 0 | 0 | 0 | 0 | 0 | 0 | 0 | 0 | 0 | 0
F1_Commercial_Interruptible - Miscellaneous_New_Water Heating_Natural Gas_Water Heater - Drainwater Heat Recovery_A_Achievable Technical Potential | F1 | Commercial | Interruptible - Miscellaneous | New | Water Heating | Natural Gas | Water Heater - Drainwater Heat Recovery | A | Integrated Unit Energy Savings (kWh or therms) | Achievable Technical Potential | 0 | 0 | 0 | 0 | 0 | 0 | 0 | 0 | 0 | 0 | 0 | 0 | 0 | 0 | 0 | 0 | 0 | 0 | 0 | 0 | 0 | 0 | 0 | 0 | 0 | 0 | 0
F2_Commercial_Interruptible - Miscellaneous_New_Water Heating_Natural Gas_Water Heater - Drainwater Heat Recovery_A_Achievable Technical Potential | F2 | Commercial | Interruptible - Miscellaneous | New | Water Heating | Natural Gas | Water Heater - Drainwater Heat Recovery | A | Integrated Unit Summer Peak Savings (kW) | Achievable Technical Potential | 0 | 0 | 0 | 0 | 0 | 0 | 0 | 0 | 0 | 0 | 0 | 0 | 0 | 0 | 0 | 0 | 0 | 0 | 0 | 0 | 0 | 0 | 0 | 0 | 0 | 0 | 0
F3_Commercial_Interruptible - Miscellaneous_New_Water Heating_Natural Gas_Water Heater - Drainwater Heat Recovery_A_Achievable Technical Potential | F3 | Commercial | Interruptible - Miscellaneous | New | Water Heating | Natural Gas | Water Heater - Drainwater Heat Recovery | A | Integrated Unit Winter Peak Savings (kW) | Achievable Technical Potential | 0 | 0 | 0 | 0 | 0 | 0 | 0 | 0 | 0 | 0 | 0 | 0 | 0 | 0 | 0 | 0 | 0 | 0 | 0 | 0 | 0 | 0 | 0 | 0 | 0 | 0 | 0
F4_Commercial_Interruptible - Miscellaneous_New_Water Heating_Natural Gas_Water Heater - Drainwater Heat Recovery_A_Achievable Technical Potential | F4 | Commercial | Interruptible - Miscellaneous | New | Water Heating | Natural Gas | Water Heater - Drainwater Heat Recovery | A | Incremental Energy Savings (MWh or mTherms) | Achievable Technical Potential | 0 | 0 | 0 | 0 | 0 | 0 | 0 | 0 | 0 | 0 | 0 | 0 | 0 | 0 | 0 | 0 | 0 | 0 | 0 | 0 | 0 | 0 | 0 | 0 | 0 | 0 | 0
F5_Commercial_Interruptible - Miscellaneous_New_Water Heating_Natural Gas_Water Heater - Drainwater Heat Recovery_A_Achievable Technical Potential | F5 | Commercial | Interruptible - Miscellaneous | New | Water Heating | Natural Gas | Water Heater - Drainwater Heat Recovery | A | Incremental Summer Peak Savings (MW) | Achievable Technical Potential | 0 | 0 | 0 | 0 | 0 | 0 | 0 | 0 | 0 | 0 | 0 | 0 | 0 | 0 | 0 | 0 | 0 | 0 | 0 | 0 | 0 | 0 | 0 | 0 | 0 | 0 | 0
F6_Commercial_Interruptible - Miscellaneous_New_Water Heating_Natural Gas_Water Heater - Drainwater Heat Recovery_A_Achievable Technical Potential | F6 | Commercial | Interruptible - Miscellaneous | New | Water Heating | Natural Gas | Water Heater - Drainwater Heat Recovery | A | Incremental Winter Peak Savings (MW) | Achievable Technical Potential | 0 | 0 | 0 | 0 | 0 | 0 | 0 | 0 | 0 | 0 | 0 | 0 | 0 | 0 | 0 | 0 | 0 | 0 | 0 | 0 | 0 | 0 | 0 | 0 | 0 | 0 | 0
F7_Commercial_Interruptible - Miscellaneous_New_Water Heating_Natural Gas_Water Heater - Drainwater Heat Recovery_A_Achievable Technical Potential | F7 | Commercial | Interruptible - Miscellaneous | New | Water Heating | Natural Gas | Water Heater - Drainwater Heat Recovery | A | Cumulative Energy Savings (MWh or mTherms) | Achievable Technical Potential | 0 | 0 | 0 | 0 | 0 | 0 | 0 | 0 | 0 | 0 | 0 | 0 | 0 | 0 | 0 | 0 | 0 | 0 | 0 | 0 | 0 | 0 | 0 | 0 | 0 | 0 | 0
F8_Commercial_Interruptible - Miscellaneous_New_Water Heating_Natural Gas_Water Heater - Drainwater Heat Recovery_A_Achievable Technical Potential | F8 | Commercial | Interruptible - Miscellaneous | New | Water Heating | Natural Gas | Water Heater - Drainwater Heat Recovery | A | Cumulative Summer Peak Savings (MW) | Achievable Technical Potential | 0 | 0 | 0 | 0 | 0 | 0 | 0 | 0 | 0 | 0 | 0 | 0 | 0 | 0 | 0 | 0 | 0 | 0 | 0 | 0 | 0 | 0 | 0 | 0 | 0 | 0 | 0
F9_Commercial_Interruptible - Miscellaneous_New_Water Heating_Natural Gas_Water Heater - Drainwater Heat Recovery_A_Achievable Technical Potential | F9 | Commercial | Interruptible - Miscellaneous | New | Water Heating | Natural Gas | Water Heater - Drainwater Heat Recovery | A | Cumulative Winter Peak Savings (MW) | Achievable Technical Potential | 0 | 0 | 0 | 0 | 0 | 0 | 0 | 0 | 0 | 0 | 0 | 0 | 0 | 0 | 0 | 0 | 0 | 0 | 0 | 0 | 0 | 0 | 0 | 0 | 0 | 0 | 0
F10_Commercial_Interruptible - Miscellaneous_New_Water Heating_Natural Gas_Water Heater - Drainwater Heat Recovery_A_Achievable Technical Potential | F10 | Commercial | Interruptible - Miscellaneous | New | Water Heating | Natural Gas | Water Heater - Drainwater Heat Recovery | A | Purchases (Incremental) | Achievable Technical Potential | 0 | 0 | 0 | 0 | 0 | 0 | 0 | 0 | 0 | 0 | 0 | 0 | 0 | 0 | 0 | 0 | 0 | 0 | 0 | 0 | 0 | 0 | 0 | 0 | 0 | 0 | 0
F11_Commercial_Interruptible - Miscellaneous_New_Water Heating_Natural Gas_Water Heater - Drainwater Heat Recovery_A_Achievable Technical Potential | F11 | Commercial | Interruptible - Miscellaneous | New | Water Heating | Natural Gas | Water Heater - Drainwater Heat Recovery | A | Purchases (Cumulative) | Achievable Technical Potential | 0 | 0 | 0 | 0 | 0 | 0 | 0 | 0 | 0 | 0 | 0 | 0 | 0 | 0 | 0 | 0 | 0 | 0 | 0 | 0 | 0 | 0 | 0 | 0 | 0 | 0 | 0
F1_Commercial_Interruptible - Miscellaneous_New_Water Heating_Natural Gas_Water Heater - Circulation Pump Controls_A_Achievable Technical Potential | F1 | Commercial | Interruptible - Miscellaneous | New | Water Heating | Natural Gas | Water Heater - Circulation Pump Controls | A | Integrated Unit Energy Savings (kWh or therms) | Achievable Technical Potential | 0 | 0 | 0 | 0 | 0 | 0 | 0 | 0 | 0 | 0 | 0 | 0 | 0 | 0 | 0 | 0 | 0 | 0 | 0 | 0 | 0 | 0 | 0 | 0 | 0 | 0 | 0
F2_Commercial_Interruptible - Miscellaneous_New_Water Heating_Natural Gas_Water Heater - Circulation Pump Controls_A_Achievable Technical Potential | F2 | Commercial | Interruptible - Miscellaneous | New | Water Heating | Natural Gas | Water Heater - Circulation Pump Controls | A | Integrated Unit Summer Peak Savings (kW) | Achievable Technical Potential | 0 | 0 | 0 | 0 | 0 | 0 | 0 | 0 | 0 | 0 | 0 | 0 | 0 | 0 | 0 | 0 | 0 | 0 | 0 | 0 | 0 | 0 | 0 | 0 | 0 | 0 | 0
F3_Commercial_Interruptible - Miscellaneous_New_Water Heating_Natural Gas_Water Heater - Circulation Pump Controls_A_Achievable Technical Potential | F3 | Commercial | Interruptible - Miscellaneous | New | Water Heating | Natural Gas | Water Heater - Circulation Pump Controls | A | Integrated Unit Winter Peak Savings (kW) | Achievable Technical Potential | 0 | 0 | 0 | 0 | 0 | 0 | 0 | 0 | 0 | 0 | 0 | 0 | 0 | 0 | 0 | 0 | 0 | 0 | 0 | 0 | 0 | 0 | 0 | 0 | 0 | 0 | 0
F4_Commercial_Interruptible - Miscellaneous_New_Water Heating_Natural Gas_Water Heater - Circulation Pump Controls_A_Achievable Technical Potential | F4 | Commercial | Interruptible - Miscellaneous | New | Water Heating | Natural Gas | Water Heater - Circulation Pump Controls | A | Incremental Energy Savings (MWh or mTherms) | Achievable Technical Potential | 0 | 0 | 0 | 0 | 0 | 0 | 0 | 0 | 0 | 0 | 0 | 0 | 0 | 0 | 0 | 0 | 0 | 0 | 0 | 0 | 0 | 0 | 0 | 0 | 0 | 0 | 0
F5_Commercial_Interruptible - Miscellaneous_New_Water Heating_Natural Gas_Water Heater - Circulation Pump Controls_A_Achievable Technical Potential | F5 | Commercial | Interruptible - Miscellaneous | New | Water Heating | Natural Gas | Water Heater - Circulation Pump Controls | A | Incremental Summer Peak Savings (MW) | Achievable Technical Potential | 0 | 0 | 0 | 0 | 0 | 0 | 0 | 0 | 0 | 0 | 0 | 0 | 0 | 0 | 0 | 0 | 0 | 0 | 0 | 0 | 0 | 0 | 0 | 0 | 0 | 0 | 0
F6_Commercial_Interruptible - Miscellaneous_New_Water Heating_Natural Gas_Water Heater - Circulation Pump Controls_A_Achievable Technical Potential | F6 | Commercial | Interruptible - Miscellaneous | New | Water Heating | Natural Gas | Water Heater - Circulation Pump Controls | A | Incremental Winter Peak Savings (MW) | Achievable Technical Potential | 0 | 0 | 0 | 0 | 0 | 0 | 0 | 0 | 0 | 0 | 0 | 0 | 0 | 0 | 0 | 0 | 0 | 0 | 0 | 0 | 0 | 0 | 0 | 0 | 0 | 0 | 0
F7_Commercial_Interruptible - Miscellaneous_New_Water Heating_Natural Gas_Water Heater - Circulation Pump Controls_A_Achievable Technical Potential | F7 | Commercial | Interruptible - Miscellaneous | New | Water Heating | Natural Gas | Water Heater - Circulation Pump Controls | A | Cumulative Energy Savings (MWh or mTherms) | Achievable Technical Potential | 0 | 0 | 0 | 0 | 0 | 0 | 0 | 0 | 0 | 0 | 0 | 0 | 0 | 0 | 0 | 0 | 0 | 0 | 0 | 0 | 0 | 0 | 0 | 0 | 0 | 0 | 0
F8_Commercial_Interruptible - Miscellaneous_New_Water Heating_Natural Gas_Water Heater - Circulation Pump Controls_A_Achievable Technical Potential | F8 | Commercial | Interruptible - Miscellaneous | New | Water Heating | Natural Gas | Water Heater - Circulation Pump Controls | A | Cumulative Summer Peak Savings (MW) | Achievable Technical Potential | 0 | 0 | 0 | 0 | 0 | 0 | 0 | 0 | 0 | 0 | 0 | 0 | 0 | 0 | 0 | 0 | 0 | 0 | 0 | 0 | 0 | 0 | 0 | 0 | 0 | 0 | 0
F9_Commercial_Interruptible - Miscellaneous_New_Water Heating_Natural Gas_Water Heater - Circulation Pump Controls_A_Achievable Technical Potential | F9 | Commercial | Interruptible - Miscellaneous | New | Water Heating | Natural Gas | Water Heater - Circulation Pump Controls | A | Cumulative Winter Peak Savings (MW) | Achievable Technical Potential | 0 | 0 | 0 | 0 | 0 | 0 | 0 | 0 | 0 | 0 | 0 | 0 | 0 | 0 | 0 | 0 | 0 | 0 | 0 | 0 | 0 | 0 | 0 | 0 | 0 | 0 | 0
F10_Commercial_Interruptible - Miscellaneous_New_Water Heating_Natural Gas_Water Heater - Circulation Pump Controls_A_Achievable Technical Potential | F10 | Commercial | Interruptible - Miscellaneous | New | Water Heating | Natural Gas | Water Heater - Circulation Pump Controls | A | Purchases (Incremental) | Achievable Technical Potential | 0 | 0 | 0 | 0 | 0 | 0 | 0 | 0 | 0 | 0 | 0 | 0 | 0 | 0 | 0 | 0 | 0 | 0 | 0 | 0 | 0 | 0 | 0 | 0 | 0 | 0 | 0
F11_Commercial_Interruptible - Miscellaneous_New_Water Heating_Natural Gas_Water Heater - Circulation Pump Controls_A_Achievable Technical Potential | F11 | Commercial | Interruptible - Miscellaneous | New | Water Heating | Natural Gas | Water Heater - Circulation Pump Controls | A | Purchases (Cumulative) | Achievable Technical Potential | 0 | 0 | 0 | 0 | 0 | 0 | 0 | 0 | 0 | 0 | 0 | 0 | 0 | 0 | 0 | 0 | 0 | 0 | 0 | 0 | 0 | 0 | 0 | 0 | 0 | 0 | 0
F1_Commercial_Interruptible - Miscellaneous_New_Water Heating_Natural Gas_Water Heater - Pipe Insulation_A_Achievable Technical Potential | F1 | Commercial | Interruptible - Miscellaneous | New | Water Heating | Natural Gas | Water Heater - Pipe Insulation | A | Integrated Unit Energy Savings (kWh or therms) | Achievable Technical Potential | 0 | 0 | 0 | 0 | 0 | 0 | 0 | 0 | 0 | 0 | 0 | 0 | 0 | 0 | 0 | 0 | 0 | 0 | 0 | 0 | 0 | 0 | 0 | 0 | 0 | 0 | 0
F2_Commercial_Interruptible - Miscellaneous_New_Water Heating_Natural Gas_Water Heater - Pipe Insulation_A_Achievable Technical Potential | F2 | Commercial | Interruptible - Miscellaneous | New | Water Heating | Natural Gas | Water Heater - Pipe Insulation | A | Integrated Unit Summer Peak Savings (kW) | Achievable Technical Potential | 0 | 0 | 0 | 0 | 0 | 0 | 0 | 0 | 0 | 0 | 0 | 0 | 0 | 0 | 0 | 0 | 0 | 0 | 0 | 0 | 0 | 0 | 0 | 0 | 0 | 0 | 0
F3_Commercial_Interruptible - Miscellaneous_New_Water Heating_Natural Gas_Water Heater - Pipe Insulation_A_Achievable Technical Potential | F3 | Commercial | Interruptible - Miscellaneous | New | Water Heating | Natural Gas | Water Heater - Pipe Insulation | A | Integrated Unit Winter Peak Savings (kW) | Achievable Technical Potential | 0 | 0 | 0 | 0 | 0 | 0 | 0 | 0 | 0 | 0 | 0 | 0 | 0 | 0 | 0 | 0 | 0 | 0 | 0 | 0 | 0 | 0 | 0 | 0 | 0 | 0 | 0
F4_Commercial_Interruptible - Miscellaneous_New_Water Heating_Natural Gas_Water Heater - Pipe Insulation_A_Achievable Technical Potential | F4 | Commercial | Interruptible - Miscellaneous | New | Water Heating | Natural Gas | Water Heater - Pipe Insulation | A | Incremental Energy Savings (MWh or mTherms) | Achievable Technical Potential | 0 | 0 | 0 | 0 | 0 | 0 | 0 | 0 | 0 | 0 | 0 | 0 | 0 | 0 | 0 | 0 | 0 | 0 | 0 | 0 | 0 | 0 | 0 | 0 | 0 | 0 | 0
F5_Commercial_Interruptible - Miscellaneous_New_Water Heating_Natural Gas_Water Heater - Pipe Insulation_A_Achievable Technical Potential | F5 | Commercial | Interruptible - Miscellaneous | New | Water Heating | Natural Gas | Water Heater - Pipe Insulation | A | Incremental Summer Peak Savings (MW) | Achievable Technical Potential | 0 | 0 | 0 | 0 | 0 | 0 | 0 | 0 | 0 | 0 | 0 | 0 | 0 | 0 | 0 | 0 | 0 | 0 | 0 | 0 | 0 | 0 | 0 | 0 | 0 | 0 | 0
F6_Commercial_Interruptible - Miscellaneous_New_Water Heating_Natural Gas_Water Heater - Pipe Insulation_A_Achievable Technical Potential | F6 | Commercial | Interruptible - Miscellaneous | New | Water Heating | Natural Gas | Water Heater - Pipe Insulation | A | Incremental Winter Peak Savings (MW) | Achievable Technical Potential | 0 | 0 | 0 | 0 | 0 | 0 | 0 | 0 | 0 | 0 | 0 | 0 | 0 | 0 | 0 | 0 | 0 | 0 | 0 | 0 | 0 | 0 | 0 | 0 | 0 | 0 | 0
F7_Commercial_Interruptible - Miscellaneous_New_Water Heating_Natural Gas_Water Heater - Pipe Insulation_A_Achievable Technical Potential | F7 | Commercial | Interruptible - Miscellaneous | New | Water Heating | Natural Gas | Water Heater - Pipe Insulation | A | Cumulative Energy Savings (MWh or mTherms) | Achievable Technical Potential | 0 | 0 | 0 | 0 | 0 | 0 | 0 | 0 | 0 | 0 | 0 | 0 | 0 | 0 | 0 | 0 | 0 | 0 | 0 | 0 | 0 | 0 | 0 | 0 | 0 | 0 | 0
F8_Commercial_Interruptible - Miscellaneous_New_Water Heating_Natural Gas_Water Heater - Pipe Insulation_A_Achievable Technical Potential | F8 | Commercial | Interruptible - Miscellaneous | New | Water Heating | Natural Gas | Water Heater - Pipe Insulation | A | Cumulative Summer Peak Savings (MW) | Achievable Technical Potential | 0 | 0 | 0 | 0 | 0 | 0 | 0 | 0 | 0 | 0 | 0 | 0 | 0 | 0 | 0 | 0 | 0 | 0 | 0 | 0 | 0 | 0 | 0 | 0 | 0 | 0 | 0
F9_Commercial_Interruptible - Miscellaneous_New_Water Heating_Natural Gas_Water Heater - Pipe Insulation_A_Achievable Technical Potential | F9 | Commercial | Interruptible - Miscellaneous | New | Water Heating | Natural Gas | Water Heater - Pipe Insulation | A | Cumulative Winter Peak Savings (MW) | Achievable Technical Potential | 0 | 0 | 0 | 0 | 0 | 0 | 0 | 0 | 0 | 0 | 0 | 0 | 0 | 0 | 0 | 0 | 0 | 0 | 0 | 0 | 0 | 0 | 0 | 0 | 0 | 0 | 0
F10_Commercial_Interruptible - Miscellaneous_New_Water Heating_Natural Gas_Water Heater - Pipe Insulation_A_Achievable Technical Potential | F10 | Commercial | Interruptible - Miscellaneous | New | Water Heating | Natural Gas | Water Heater - Pipe Insulation | A | Purchases (Incremental) | Achievable Technical Potential | 0 | 0 | 0 | 0 | 0 | 0 | 0 | 0 | 0 | 0 | 0 | 0 | 0 | 0 | 0 | 0 | 0 | 0 | 0 | 0 | 0 | 0 | 0 | 0 | 0 | 0 | 0
F11_Commercial_Interruptible - Miscellaneous_New_Water Heating_Natural Gas_Water Heater - Pipe Insulation_A_Achievable Technical Potential | F11 | Commercial | Interruptible - Miscellaneous | New | Water Heating | Natural Gas | Water Heater - Pipe Insulation | A | Purchases (Cumulative) | Achievable Technical Potential | 0 | 0 | 0 | 0 | 0 | 0 | 0 | 0 | 0 | 0 | 0 | 0 | 0 | 0 | 0 | 0 | 0 | 0 | 0 | 0 | 0 | 0 | 0 | 0 | 0 | 0 | 0
F1_Commercial_Interruptible - Miscellaneous_New_Water Heating_Natural Gas_Water Heater - Motion Control Faucet_A_Achievable Technical Potential | F1 | Commercial | Interruptible - Miscellaneous | New | Water Heating | Natural Gas | Water Heater - Motion Control Faucet | A | Integrated Unit Energy Savings (kWh or therms) | Achievable Technical Potential | 0 | 0 | 0 | 0 | 0 | 0 | 0 | 0 | 0 | 0 | 0 | 0 | 0 | 0 | 0 | 0 | 0 | 0 | 0 | 0 | 0 | 0 | 0 | 0 | 0 | 0 | 0
F2_Commercial_Interruptible - Miscellaneous_New_Water Heating_Natural Gas_Water Heater - Motion Control Faucet_A_Achievable Technical Potential | F2 | Commercial | Interruptible - Miscellaneous | New | Water Heating | Natural Gas | Water Heater - Motion Control Faucet | A | Integrated Unit Summer Peak Savings (kW) | Achievable Technical Potential | 0 | 0 | 0 | 0 | 0 | 0 | 0 | 0 | 0 | 0 | 0 | 0 | 0 | 0 | 0 | 0 | 0 | 0 | 0 | 0 | 0 | 0 | 0 | 0 | 0 | 0 | 0
F3_Commercial_Interruptible - Miscellaneous_New_Water Heating_Natural Gas_Water Heater - Motion Control Faucet_A_Achievable Technical Potential | F3 | Commercial | Interruptible - Miscellaneous | New | Water Heating | Natural Gas | Water Heater - Motion Control Faucet | A | Integrated Unit Winter Peak Savings (kW) | Achievable Technical Potential | 0 | 0 | 0 | 0 | 0 | 0 | 0 | 0 | 0 | 0 | 0 | 0 | 0 | 0 | 0 | 0 | 0 | 0 | 0 | 0 | 0 | 0 | 0 | 0 | 0 | 0 | 0
F4_Commercial_Interruptible - Miscellaneous_New_Water Heating_Natural Gas_Water Heater - Motion Control Faucet_A_Achievable Technical Potential | F4 | Commercial | Interruptible - Miscellaneous | New | Water Heating | Natural Gas | Water Heater - Motion Control Faucet | A | Incremental Energy Savings (MWh or mTherms) | Achievable Technical Potential | 0 | 0 | 0 | 0 | 0 | 0 | 0 | 0 | 0 | 0 | 0 | 0 | 0 | 0 | 0 | 0 | 0 | 0 | 0 | 0 | 0 | 0 | 0 | 0 | 0 | 0 | 0
F5_Commercial_Interruptible - Miscellaneous_New_Water Heating_Natural Gas_Water Heater - Motion Control Faucet_A_Achievable Technical Potential | F5 | Commercial | Interruptible - Miscellaneous | New | Water Heating | Natural Gas | Water Heater - Motion Control Faucet | A | Incremental Summer Peak Savings (MW) | Achievable Technical Potential | 0 | 0 | 0 | 0 | 0 | 0 | 0 | 0 | 0 | 0 | 0 | 0 | 0 | 0 | 0 | 0 | 0 | 0 | 0 | 0 | 0 | 0 | 0 | 0 | 0 | 0 | 0
F6_Commercial_Interruptible - Miscellaneous_New_Water Heating_Natural Gas_Water Heater - Motion Control Faucet_A_Achievable Technical Potential | F6 | Commercial | Interruptible - Miscellaneous | New | Water Heating | Natural Gas | Water Heater - Motion Control Faucet | A | Incremental Winter Peak Savings (MW) | Achievable Technical Potential | 0 | 0 | 0 | 0 | 0 | 0 | 0 | 0 | 0 | 0 | 0 | 0 | 0 | 0 | 0 | 0 | 0 | 0 | 0 | 0 | 0 | 0 | 0 | 0 | 0 | 0 | 0
F7_Commercial_Interruptible - Miscellaneous_New_Water Heating_Natural Gas_Water Heater - Motion Control Faucet_A_Achievable Technical Potential | F7 | Commercial | Interruptible - Miscellaneous | New | Water Heating | Natural Gas | Water Heater - Motion Control Faucet | A | Cumulative Energy Savings (MWh or mTherms) | Achievable Technical Potential | 0 | 0 | 0 | 0 | 0 | 0 | 0 | 0 | 0 | 0 | 0 | 0 | 0 | 0 | 0 | 0 | 0 | 0 | 0 | 0 | 0 | 0 | 0 | 0 | 0 | 0 | 0
F8_Commercial_Interruptible - Miscellaneous_New_Water Heating_Natural Gas_Water Heater - Motion Control Faucet_A_Achievable Technical Potential | F8 | Commercial | Interruptible - Miscellaneous | New | Water Heating | Natural Gas | Water Heater - Motion Control Faucet | A | Cumulative Summer Peak Savings (MW) | Achievable Technical Potential | 0 | 0 | 0 | 0 | 0 | 0 | 0 | 0 | 0 | 0 | 0 | 0 | 0 | 0 | 0 | 0 | 0 | 0 | 0 | 0 | 0 | 0 | 0 | 0 | 0 | 0 | 0
F9_Commercial_Interruptible - Miscellaneous_New_Water Heating_Natural Gas_Water Heater - Motion Control Faucet_A_Achievable Technical Potential | F9 | Commercial | Interruptible - Miscellaneous | New | Water Heating | Natural Gas | Water Heater - Motion Control Faucet | A | Cumulative Winter Peak Savings (MW) | Achievable Technical Potential | 0 | 0 | 0 | 0 | 0 | 0 | 0 | 0 | 0 | 0 | 0 | 0 | 0 | 0 | 0 | 0 | 0 | 0 | 0 | 0 | 0 | 0 | 0 | 0 | 0 | 0 | 0
F10_Commercial_Interruptible - Miscellaneous_New_Water Heating_Natural Gas_Water Heater - Motion Control Faucet_A_Achievable Technical Potential | F10 | Commercial | Interruptible - Miscellaneous | New | Water Heating | Natural Gas | Water Heater - Motion Control Faucet | A | Purchases (Incremental) | Achievable Technical Potential | 0 | 0 | 0 | 0 | 0 | 0 | 0 | 0 | 0 | 0 | 0 | 0 | 0 | 0 | 0 | 0 | 0 | 0 | 0 | 0 | 0 | 0 | 0 | 0 | 0 | 0 | 0
F11_Commercial_Interruptible - Miscellaneous_New_Water Heating_Natural Gas_Water Heater - Motion Control Faucet_A_Achievable Technical Potential | F11 | Commercial | Interruptible - Miscellaneous | New | Water Heating | Natural Gas | Water Heater - Motion Control Faucet | A | Purchases (Cumulative) | Achievable Technical Potential | 0 | 0 | 0 | 0 | 0 | 0 | 0 | 0 | 0 | 0 | 0 | 0 | 0 | 0 | 0 | 0 | 0 | 0 | 0 | 0 | 0 | 0 | 0 | 0 | 0 | 0 | 0
F1_Commercial_Interruptible - Miscellaneous_New_Water Heating_Natural Gas_Water Heater - Solar System_A_Achievable Technical Potential | F1 | Commercial | Interruptible - Miscellaneous | New | Water Heating | Natural Gas | Water Heater - Solar System | A | Integrated Unit Energy Savings (kWh or therms) | Achievable Technical Potential | 0 | 0 | 0 | 0 | 0 | 0 | 0 | 0 | 0 | 0 | 0 | 0 | 0 | 0 | 0 | 0 | 0 | 0 | 0 | 0 | 0 | 0 | 0 | 0 | 0 | 0 | 0
F2_Commercial_Interruptible - Miscellaneous_New_Water Heating_Natural Gas_Water Heater - Solar System_A_Achievable Technical Potential | F2 | Commercial | Interruptible - Miscellaneous | New | Water Heating | Natural Gas | Water Heater - Solar System | A | Integrated Unit Summer Peak Savings (kW) | Achievable Technical Potential | 0 | 0 | 0 | 0 | 0 | 0 | 0 | 0 | 0 | 0 | 0 | 0 | 0 | 0 | 0 | 0 | 0 | 0 | 0 | 0 | 0 | 0 | 0 | 0 | 0 | 0 | 0
F3_Commercial_Interruptible - Miscellaneous_New_Water Heating_Natural Gas_Water Heater - Solar System_A_Achievable Technical Potential | F3 | Commercial | Interruptible - Miscellaneous | New | Water Heating | Natural Gas | Water Heater - Solar System | A | Integrated Unit Winter Peak Savings (kW) | Achievable Technical Potential | 0 | 0 | 0 | 0 | 0 | 0 | 0 | 0 | 0 | 0 | 0 | 0 | 0 | 0 | 0 | 0 | 0 | 0 | 0 | 0 | 0 | 0 | 0 | 0 | 0 | 0 | 0
F4_Commercial_Interruptible - Miscellaneous_New_Water Heating_Natural Gas_Water Heater - Solar System_A_Achievable Technical Potential | F4 | Commercial | Interruptible - Miscellaneous | New | Water Heating | Natural Gas | Water Heater - Solar System | A | Incremental Energy Savings (MWh or mTherms) | Achievable Technical Potential | 0 | 0 | 0 | 0 | 0 | 0 | 0 | 0 | 0 | 0 | 0 | 0 | 0 | 0 | 0 | 0 | 0 | 0 | 0 | 0 | 0 | 0 | 0 | 0 | 0 | 0 | 0
F5_Commercial_Interruptible - Miscellaneous_New_Water Heating_Natural Gas_Water Heater - Solar System_A_Achievable Technical Potential | F5 | Commercial | Interruptible - Miscellaneous | New | Water Heating | Natural Gas | Water Heater - Solar System | A | Incremental Summer Peak Savings (MW) | Achievable Technical Potential | 0 | 0 | 0 | 0 | 0 | 0 | 0 | 0 | 0 | 0 | 0 | 0 | 0 | 0 | 0 | 0 | 0 | 0 | 0 | 0 | 0 | 0 | 0 | 0 | 0 | 0 | 0
F6_Commercial_Interruptible - Miscellaneous_New_Water Heating_Natural Gas_Water Heater - Solar System_A_Achievable Technical Potential | F6 | Commercial | Interruptible - Miscellaneous | New | Water Heating | Natural Gas | Water Heater - Solar System | A | Incremental Winter Peak Savings (MW) | Achievable Technical Potential | 0 | 0 | 0 | 0 | 0 | 0 | 0 | 0 | 0 | 0 | 0 | 0 | 0 | 0 | 0 | 0 | 0 | 0 | 0 | 0 | 0 | 0 | 0 | 0 | 0 | 0 | 0
F7_Commercial_Interruptible - Miscellaneous_New_Water Heating_Natural Gas_Water Heater - Solar System_A_Achievable Technical Potential | F7 | Commercial | Interruptible - Miscellaneous | New | Water Heating | Natural Gas | Water Heater - Solar System | A | Cumulative Energy Savings (MWh or mTherms) | Achievable Technical Potential | 0 | 0 | 0 | 0 | 0 | 0 | 0 | 0 | 0 | 0 | 0 | 0 | 0 | 0 | 0 | 0 | 0 | 0 | 0 | 0 | 0 | 0 | 0 | 0 | 0 | 0 | 0
F8_Commercial_Interruptible - Miscellaneous_New_Water Heating_Natural Gas_Water Heater - Solar System_A_Achievable Technical Potential | F8 | Commercial | Interruptible - Miscellaneous | New | Water Heating | Natural Gas | Water Heater - Solar System | A | Cumulative Summer Peak Savings (MW) | Achievable Technical Potential | 0 | 0 | 0 | 0 | 0 | 0 | 0 | 0 | 0 | 0 | 0 | 0 | 0 | 0 | 0 | 0 | 0 | 0 | 0 | 0 | 0 | 0 | 0 | 0 | 0 | 0 | 0
F9_Commercial_Interruptible - Miscellaneous_New_Water Heating_Natural Gas_Water Heater - Solar System_A_Achievable Technical Potential | F9 | Commercial | Interruptible - Miscellaneous | New | Water Heating | Natural Gas | Water Heater - Solar System | A | Cumulative Winter Peak Savings (MW) | Achievable Technical Potential | 0 | 0 | 0 | 0 | 0 | 0 | 0 | 0 | 0 | 0 | 0 | 0 | 0 | 0 | 0 | 0 | 0 | 0 | 0 | 0 | 0 | 0 | 0 | 0 | 0 | 0 | 0
F10_Commercial_Interruptible - Miscellaneous_New_Water Heating_Natural Gas_Water Heater - Solar System_A_Achievable Technical Potential | F10 | Commercial | Interruptible - Miscellaneous | New | Water Heating | Natural Gas | Water Heater - Solar System | A | Purchases (Incremental) | Achievable Technical Potential | 0 | 0 | 0 | 0 | 0 | 0 | 0 | 0 | 0 | 0 | 0 | 0 | 0 | 0 | 0 | 0 | 0 | 0 | 0 | 0 | 0 | 0 | 0 | 0 | 0 | 0 | 0
F11_Commercial_Interruptible - Miscellaneous_New_Water Heating_Natural Gas_Water Heater - Solar System_A_Achievable Technical Potential | F11 | Commercial | Interruptible - Miscellaneous | New | Water Heating | Natural Gas | Water Heater - Solar System | A | Purchases (Cumulative) | Achievable Technical Potential | 0 | 0 | 0 | 0 | 0 | 0 | 0 | 0 | 0 | 0 | 0 | 0 | 0 | 0 | 0 | 0 | 0 | 0 | 0 | 0 | 0 | 0 | 0 | 0 | 0 | 0 | 0
F1_Commercial_Interruptible - Miscellaneous_New_Water Heating_Natural Gas_Commercial Laundry - Ozone Treatment_A_Achievable Technical Potential | F1 | Commercial | Interruptible - Miscellaneous | New | Water Heating | Natural Gas | Commercial Laundry - Ozone Treatment | A | Integrated Unit Energy Savings (kWh or therms) | Achievable Technical Potential | 0 | 0 | 0 | 0 | 0 | 0 | 0 | 0 | 0 | 0 | 0 | 0 | 0 | 0 | 0 | 0 | 0 | 0 | 0 | 0 | 0 | 0 | 0 | 0 | 0 | 0 | 0
F2_Commercial_Interruptible - Miscellaneous_New_Water Heating_Natural Gas_Commercial Laundry - Ozone Treatment_A_Achievable Technical Potential | F2 | Commercial | Interruptible - Miscellaneous | New | Water Heating | Natural Gas | Commercial Laundry - Ozone Treatment | A | Integrated Unit Summer Peak Savings (kW) | Achievable Technical Potential | 0 | 0 | 0 | 0 | 0 | 0 | 0 | 0 | 0 | 0 | 0 | 0 | 0 | 0 | 0 | 0 | 0 | 0 | 0 | 0 | 0 | 0 | 0 | 0 | 0 | 0 | 0
F3_Commercial_Interruptible - Miscellaneous_New_Water Heating_Natural Gas_Commercial Laundry - Ozone Treatment_A_Achievable Technical Potential | F3 | Commercial | Interruptible - Miscellaneous | New | Water Heating | Natural Gas | Commercial Laundry - Ozone Treatment | A | Integrated Unit Winter Peak Savings (kW) | Achievable Technical Potential | 0 | 0 | 0 | 0 | 0 | 0 | 0 | 0 | 0 | 0 | 0 | 0 | 0 | 0 | 0 | 0 | 0 | 0 | 0 | 0 | 0 | 0 | 0 | 0 | 0 | 0 | 0
F4_Commercial_Interruptible - Miscellaneous_New_Water Heating_Natural Gas_Commercial Laundry - Ozone Treatment_A_Achievable Technical Potential | F4 | Commercial | Interruptible - Miscellaneous | New | Water Heating | Natural Gas | Commercial Laundry - Ozone Treatment | A | Incremental Energy Savings (MWh or mTherms) | Achievable Technical Potential | 0 | 0 | 0 | 0 | 0 | 0 | 0 | 0 | 0 | 0 | 0 | 0 | 0 | 0 | 0 | 0 | 0 | 0 | 0 | 0 | 0 | 0 | 0 | 0 | 0 | 0 | 0
F5_Commercial_Interruptible - Miscellaneous_New_Water Heating_Natural Gas_Commercial Laundry - Ozone Treatment_A_Achievable Technical Potential | F5 | Commercial | Interruptible - Miscellaneous | New | Water Heating | Natural Gas | Commercial Laundry - Ozone Treatment | A | Incremental Summer Peak Savings (MW) | Achievable Technical Potential | 0 | 0 | 0 | 0 | 0 | 0 | 0 | 0 | 0 | 0 | 0 | 0 | 0 | 0 | 0 | 0 | 0 | 0 | 0 | 0 | 0 | 0 | 0 | 0 | 0 | 0 | 0
F6_Commercial_Interruptible - Miscellaneous_New_Water Heating_Natural Gas_Commercial Laundry - Ozone Treatment_A_Achievable Technical Potential | F6 | Commercial | Interruptible - Miscellaneous | New | Water Heating | Natural Gas | Commercial Laundry - Ozone Treatment | A | Incremental Winter Peak Savings (MW) | Achievable Technical Potential | 0 | 0 | 0 | 0 | 0 | 0 | 0 | 0 | 0 | 0 | 0 | 0 | 0 | 0 | 0 | 0 | 0 | 0 | 0 | 0 | 0 | 0 | 0 | 0 | 0 | 0 | 0
F7_Commercial_Interruptible - Miscellaneous_New_Water Heating_Natural Gas_Commercial Laundry - Ozone Treatment_A_Achievable Technical Potential | F7 | Commercial | Interruptible - Miscellaneous | New | Water Heating | Natural Gas | Commercial Laundry - Ozone Treatment | A | Cumulative Energy Savings (MWh or mTherms) | Achievable Technical Potential | 0 | 0 | 0 | 0 | 0 | 0 | 0 | 0 | 0 | 0 | 0 | 0 | 0 | 0 | 0 | 0 | 0 | 0 | 0 | 0 | 0 | 0 | 0 | 0 | 0 | 0 | 0
F8_Commercial_Interruptible - Miscellaneous_New_Water Heating_Natural Gas_Commercial Laundry - Ozone Treatment_A_Achievable Technical Potential | F8 | Commercial | Interruptible - Miscellaneous | New | Water Heating | Natural Gas | Commercial Laundry - Ozone Treatment | A | Cumulative Summer Peak Savings (MW) | Achievable Technical Potential | 0 | 0 | 0 | 0 | 0 | 0 | 0 | 0 | 0 | 0 | 0 | 0 | 0 | 0 | 0 | 0 | 0 | 0 | 0 | 0 | 0 | 0 | 0 | 0 | 0 | 0 | 0
F9_Commercial_Interruptible - Miscellaneous_New_Water Heating_Natural Gas_Commercial Laundry - Ozone Treatment_A_Achievable Technical Potential | F9 | Commercial | Interruptible - Miscellaneous | New | Water Heating | Natural Gas | Commercial Laundry - Ozone Treatment | A | Cumulative Winter Peak Savings (MW) | Achievable Technical Potential | 0 | 0 | 0 | 0 | 0 | 0 | 0 | 0 | 0 | 0 | 0 | 0 | 0 | 0 | 0 | 0 | 0 | 0 | 0 | 0 | 0 | 0 | 0 | 0 | 0 | 0 | 0
F10_Commercial_Interruptible - Miscellaneous_New_Water Heating_Natural Gas_Commercial Laundry - Ozone Treatment_A_Achievable Technical Potential | F10 | Commercial | Interruptible - Miscellaneous | New | Water Heating | Natural Gas | Commercial Laundry - Ozone Treatment | A | Purchases (Incremental) | Achievable Technical Potential | 0 | 0 | 0 | 0 | 0 | 0 | 0 | 0 | 0 | 0 | 0 | 0 | 0 | 0 | 0 | 0 | 0 | 0 | 0 | 0 | 0 | 0 | 0 | 0 | 0 | 0 | 0
F11_Commercial_Interruptible - Miscellaneous_New_Water Heating_Natural Gas_Commercial Laundry - Ozone Treatment_A_Achievable Technical Potential | F11 | Commercial | Interruptible - Miscellaneous | New | Water Heating | Natural Gas | Commercial Laundry - Ozone Treatment | A | Purchases (Cumulative) | Achievable Technical Potential | 0 | 0 | 0 | 0 | 0 | 0 | 0 | 0 | 0 | 0 | 0 | 0 | 0 | 0 | 0 | 0 | 0 | 0 | 0 | 0 | 0 | 0 | 0 | 0 | 0 | 0 | 0
F1_Commercial_Interruptible - Miscellaneous_New_Water Heating_Natural Gas_Commercial Laundry - ENERGY STAR Washer_A_Achievable Technical Potential | F1 | Commercial | Interruptible - Miscellaneous | New | Water Heating | Natural Gas | Commercial Laundry - ENERGY STAR Washer | A | Integrated Unit Energy Savings (kWh or therms) | Achievable Technical Potential | 0 | 0 | 0 | 0 | 0 | 0 | 0 | 0 | 0 | 0 | 0 | 0 | 0 | 0 | 0 | 0 | 0 | 0 | 0 | 0 | 0 | 0 | 0 | 0 | 0 | 0 | 0
F2_Commercial_Interruptible - Miscellaneous_New_Water Heating_Natural Gas_Commercial Laundry - ENERGY STAR Washer_A_Achievable Technical Potential | F2 | Commercial | Interruptible - Miscellaneous | New | Water Heating | Natural Gas | Commercial Laundry - ENERGY STAR Washer | A | Integrated Unit Summer Peak Savings (kW) | Achievable Technical Potential | 0 | 0 | 0 | 0 | 0 | 0 | 0 | 0 | 0 | 0 | 0 | 0 | 0 | 0 | 0 | 0 | 0 | 0 | 0 | 0 | 0 | 0 | 0 | 0 | 0 | 0 | 0
F3_Commercial_Interruptible - Miscellaneous_New_Water Heating_Natural Gas_Commercial Laundry - ENERGY STAR Washer_A_Achievable Technical Potential | F3 | Commercial | Interruptible - Miscellaneous | New | Water Heating | Natural Gas | Commercial Laundry - ENERGY STAR Washer | A | Integrated Unit Winter Peak Savings (kW) | Achievable Technical Potential | 0 | 0 | 0 | 0 | 0 | 0 | 0 | 0 | 0 | 0 | 0 | 0 | 0 | 0 | 0 | 0 | 0 | 0 | 0 | 0 | 0 | 0 | 0 | 0 | 0 | 0 | 0
F4_Commercial_Interruptible - Miscellaneous_New_Water Heating_Natural Gas_Commercial Laundry - ENERGY STAR Washer_A_Achievable Technical Potential | F4 | Commercial | Interruptible - Miscellaneous | New | Water Heating | Natural Gas | Commercial Laundry - ENERGY STAR Washer | A | Incremental Energy Savings (MWh or mTherms) | Achievable Technical Potential | 0 | 0 | 0 | 0 | 0 | 0 | 0 | 0 | 0 | 0 | 0 | 0 | 0 | 0 | 0 | 0 | 0 | 0 | 0 | 0 | 0 | 0 | 0 | 0 | 0 | 0 | 0
F5_Commercial_Interruptible - Miscellaneous_New_Water Heating_Natural Gas_Commercial Laundry - ENERGY STAR Washer_A_Achievable Technical Potential | F5 | Commercial | Interruptible - Miscellaneous | New | Water Heating | Natural Gas | Commercial Laundry - ENERGY STAR Washer | A | Incremental Summer Peak Savings (MW) | Achievable Technical Potential | 0 | 0 | 0 | 0 | 0 | 0 | 0 | 0 | 0 | 0 | 0 | 0 | 0 | 0 | 0 | 0 | 0 | 0 | 0 | 0 | 0 | 0 | 0 | 0 | 0 | 0 | 0
F6_Commercial_Interruptible - Miscellaneous_New_Water Heating_Natural Gas_Commercial Laundry - ENERGY STAR Washer_A_Achievable Technical Potential | F6 | Commercial | Interruptible - Miscellaneous | New | Water Heating | Natural Gas | Commercial Laundry - ENERGY STAR Washer | A | Incremental Winter Peak Savings (MW) | Achievable Technical Potential | 0 | 0 | 0 | 0 | 0 | 0 | 0 | 0 | 0 | 0 | 0 | 0 | 0 | 0 | 0 | 0 | 0 | 0 | 0 | 0 | 0 | 0 | 0 | 0 | 0 | 0 | 0
F7_Commercial_Interruptible - Miscellaneous_New_Water Heating_Natural Gas_Commercial Laundry - ENERGY STAR Washer_A_Achievable Technical Potential | F7 | Commercial | Interruptible - Miscellaneous | New | Water Heating | Natural Gas | Commercial Laundry - ENERGY STAR Washer | A | Cumulative Energy Savings (MWh or mTherms) | Achievable Technical Potential | 0 | 0 | 0 | 0 | 0 | 0 | 0 | 0 | 0 | 0 | 0 | 0 | 0 | 0 | 0 | 0 | 0 | 0 | 0 | 0 | 0 | 0 | 0 | 0 | 0 | 0 | 0
F8_Commercial_Interruptible - Miscellaneous_New_Water Heating_Natural Gas_Commercial Laundry - ENERGY STAR Washer_A_Achievable Technical Potential | F8 | Commercial | Interruptible - Miscellaneous | New | Water Heating | Natural Gas | Commercial Laundry - ENERGY STAR Washer | A | Cumulative Summer Peak Savings (MW) | Achievable Technical Potential | 0 | 0 | 0 | 0 | 0 | 0 | 0 | 0 | 0 | 0 | 0 | 0 | 0 | 0 | 0 | 0 | 0 | 0 | 0 | 0 | 0 | 0 | 0 | 0 | 0 | 0 | 0
F9_Commercial_Interruptible - Miscellaneous_New_Water Heating_Natural Gas_Commercial Laundry - ENERGY STAR Washer_A_Achievable Technical Potential | F9 | Commercial | Interruptible - Miscellaneous | New | Water Heating | Natural Gas | Commercial Laundry - ENERGY STAR Washer | A | Cumulative Winter Peak Savings (MW) | Achievable Technical Potential | 0 | 0 | 0 | 0 | 0 | 0 | 0 | 0 | 0 | 0 | 0 | 0 | 0 | 0 | 0 | 0 | 0 | 0 | 0 | 0 | 0 | 0 | 0 | 0 | 0 | 0 | 0
F10_Commercial_Interruptible - Miscellaneous_New_Water Heating_Natural Gas_Commercial Laundry - ENERGY STAR Washer_A_Achievable Technical Potential | F10 | Commercial | Interruptible - Miscellaneous | New | Water Heating | Natural Gas | Commercial Laundry - ENERGY STAR Washer | A | Purchases (Incremental) | Achievable Technical Potential | 0 | 0 | 0 | 0 | 0 | 0 | 0 | 0 | 0 | 0 | 0 | 0 | 0 | 0 | 0 | 0 | 0 | 0 | 0 | 0 | 0 | 0 | 0 | 0 | 0 | 0 | 0
F11_Commercial_Interruptible - Miscellaneous_New_Water Heating_Natural Gas_Commercial Laundry - ENERGY STAR Washer_A_Achievable Technical Potential | F11 | Commercial | Interruptible - Miscellaneous | New | Water Heating | Natural Gas | Commercial Laundry - ENERGY STAR Washer | A | Purchases (Cumulative) | Achievable Technical Potential | 0 | 0 | 0 | 0 | 0 | 0 | 0 | 0 | 0 | 0 | 0 | 0 | 0 | 0 | 0 | 0 | 0 | 0 | 0 | 0 | 0 | 0 | 0 | 0 | 0 | 0 | 0
F1_Commercial_Interruptible - Miscellaneous_New_Water Heating_Natural Gas_Water Heater - Efficient Dishwasher_A_Achievable Technical Potential | F1 | Commercial | Interruptible - Miscellaneous | New | Water Heating | Natural Gas | Water Heater - Efficient Dishwasher | A | Integrated Unit Energy Savings (kWh or therms) | Achievable Technical Potential | 0 | 0 | 0 | 0 | 0 | 0 | 0 | 0 | 0 | 0 | 0 | 0 | 0 | 0 | 0 | 0 | 0 | 0 | 0 | 0 | 0 | 0 | 0 | 0 | 0 | 0 | 0
F2_Commercial_Interruptible - Miscellaneous_New_Water Heating_Natural Gas_Water Heater - Efficient Dishwasher_A_Achievable Technical Potential | F2 | Commercial | Interruptible - Miscellaneous | New | Water Heating | Natural Gas | Water Heater - Efficient Dishwasher | A | Integrated Unit Summer Peak Savings (kW) | Achievable Technical Potential | 0 | 0 | 0 | 0 | 0 | 0 | 0 | 0 | 0 | 0 | 0 | 0 | 0 | 0 | 0 | 0 | 0 | 0 | 0 | 0 | 0 | 0 | 0 | 0 | 0 | 0 | 0
F3_Commercial_Interruptible - Miscellaneous_New_Water Heating_Natural Gas_Water Heater - Efficient Dishwasher_A_Achievable Technical Potential | F3 | Commercial | Interruptible - Miscellaneous | New | Water Heating | Natural Gas | Water Heater - Efficient Dishwasher | A | Integrated Unit Winter Peak Savings (kW) | Achievable Technical Potential | 0 | 0 | 0 | 0 | 0 | 0 | 0 | 0 | 0 | 0 | 0 | 0 | 0 | 0 | 0 | 0 | 0 | 0 | 0 | 0 | 0 | 0 | 0 | 0 | 0 | 0 | 0
F4_Commercial_Interruptible - Miscellaneous_New_Water Heating_Natural Gas_Water Heater - Efficient Dishwasher_A_Achievable Technical Potential | F4 | Commercial | Interruptible - Miscellaneous | New | Water Heating | Natural Gas | Water Heater - Efficient Dishwasher | A | Incremental Energy Savings (MWh or mTherms) | Achievable Technical Potential | 0 | 0 | 0 | 0 | 0 | 0 | 0 | 0 | 0 | 0 | 0 | 0 | 0 | 0 | 0 | 0 | 0 | 0 | 0 | 0 | 0 | 0 | 0 | 0 | 0 | 0 | 0
F5_Commercial_Interruptible - Miscellaneous_New_Water Heating_Natural Gas_Water Heater - Efficient Dishwasher_A_Achievable Technical Potential | F5 | Commercial | Interruptible - Miscellaneous | New | Water Heating | Natural Gas | Water Heater - Efficient Dishwasher | A | Incremental Summer Peak Savings (MW) | Achievable Technical Potential | 0 | 0 | 0 | 0 | 0 | 0 | 0 | 0 | 0 | 0 | 0 | 0 | 0 | 0 | 0 | 0 | 0 | 0 | 0 | 0 | 0 | 0 | 0 | 0 | 0 | 0 | 0
F6_Commercial_Interruptible - Miscellaneous_New_Water Heating_Natural Gas_Water Heater - Efficient Dishwasher_A_Achievable Technical Potential | F6 | Commercial | Interruptible - Miscellaneous | New | Water Heating | Natural Gas | Water Heater - Efficient Dishwasher | A | Incremental Winter Peak Savings (MW) | Achievable Technical Potential | 0 | 0 | 0 | 0 | 0 | 0 | 0 | 0 | 0 | 0 | 0 | 0 | 0 | 0 | 0 | 0 | 0 | 0 | 0 | 0 | 0 | 0 | 0 | 0 | 0 | 0 | 0
F7_Commercial_Interruptible - Miscellaneous_New_Water Heating_Natural Gas_Water Heater - Efficient Dishwasher_A_Achievable Technical Potential | F7 | Commercial | Interruptible - Miscellaneous | New | Water Heating | Natural Gas | Water Heater - Efficient Dishwasher | A | Cumulative Energy Savings (MWh or mTherms) | Achievable Technical Potential | 0 | 0 | 0 | 0 | 0 | 0 | 0 | 0 | 0 | 0 | 0 | 0 | 0 | 0 | 0 | 0 | 0 | 0 | 0 | 0 | 0 | 0 | 0 | 0 | 0 | 0 | 0
F8_Commercial_Interruptible - Miscellaneous_New_Water Heating_Natural Gas_Water Heater - Efficient Dishwasher_A_Achievable Technical Potential | F8 | Commercial | Interruptible - Miscellaneous | New | Water Heating | Natural Gas | Water Heater - Efficient Dishwasher | A | Cumulative Summer Peak Savings (MW) | Achievable Technical Potential | 0 | 0 | 0 | 0 | 0 | 0 | 0 | 0 | 0 | 0 | 0 | 0 | 0 | 0 | 0 | 0 | 0 | 0 | 0 | 0 | 0 | 0 | 0 | 0 | 0 | 0 | 0
F9_Commercial_Interruptible - Miscellaneous_New_Water Heating_Natural Gas_Water Heater - Efficient Dishwasher_A_Achievable Technical Potential | F9 | Commercial | Interruptible - Miscellaneous | New | Water Heating | Natural Gas | Water Heater - Efficient Dishwasher | A | Cumulative Winter Peak Savings (MW) | Achievable Technical Potential | 0 | 0 | 0 | 0 | 0 | 0 | 0 | 0 | 0 | 0 | 0 | 0 | 0 | 0 | 0 | 0 | 0 | 0 | 0 | 0 | 0 | 0 | 0 | 0 | 0 | 0 | 0
F10_Commercial_Interruptible - Miscellaneous_New_Water Heating_Natural Gas_Water Heater - Efficient Dishwasher_A_Achievable Technical Potential | F10 | Commercial | Interruptible - Miscellaneous | New | Water Heating | Natural Gas | Water Heater - Efficient Dishwasher | A | Purchases (Incremental) | Achievable Technical Potential | 0 | 0 | 0 | 0 | 0 | 0 | 0 | 0 | 0 | 0 | 0 | 0 | 0 | 0 | 0 | 0 | 0 | 0 | 0 | 0 | 0 | 0 | 0 | 0 | 0 | 0 | 0
F11_Commercial_Interruptible - Miscellaneous_New_Water Heating_Natural Gas_Water Heater - Efficient Dishwasher_A_Achievable Technical Potential | F11 | Commercial | Interruptible - Miscellaneous | New | Water Heating | Natural Gas | Water Heater - Efficient Dishwasher | A | Purchases (Cumulative) | Achievable Technical Potential | 0 | 0 | 0 | 0 | 0 | 0 | 0 | 0 | 0 | 0 | 0 | 0 | 0 | 0 | 0 | 0 | 0 | 0 | 0 | 0 | 0 | 0 | 0 | 0 | 0 | 0 | 0
F1_Commercial_Interruptible - Miscellaneous_New_Water Heating_Natural Gas_Commercial Laundry - Alternative Dry-Cleaning Methods_A_Achievable Technical Potential | F1 | Commercial | Interruptible - Miscellaneous | New | Water Heating | Natural Gas | Commercial Laundry - Alternative Dry-Cleaning Methods | A | Integrated Unit Energy Savings (kWh or therms) | Achievable Technical Potential | 0 | 0 | 0 | 0 | 0 | 0 | 0 | 0 | 0 | 0 | 0 | 0 | 0 | 0 | 0 | 0 | 0 | 0 | 0 | 0 | 0 | 0 | 0 | 0 | 0 | 0 | 0
F2_Commercial_Interruptible - Miscellaneous_New_Water Heating_Natural Gas_Commercial Laundry - Alternative Dry-Cleaning Methods_A_Achievable Technical Potential | F2 | Commercial | Interruptible - Miscellaneous | New | Water Heating | Natural Gas | Commercial Laundry - Alternative Dry-Cleaning Methods | A | Integrated Unit Summer Peak Savings (kW) | Achievable Technical Potential | 0 | 0 | 0 | 0 | 0 | 0 | 0 | 0 | 0 | 0 | 0 | 0 | 0 | 0 | 0 | 0 | 0 | 0 | 0 | 0 | 0 | 0 | 0 | 0 | 0 | 0 | 0
F3_Commercial_Interruptible - Miscellaneous_New_Water Heating_Natural Gas_Commercial Laundry - Alternative Dry-Cleaning Methods_A_Achievable Technical Potential | F3 | Commercial | Interruptible - Miscellaneous | New | Water Heating | Natural Gas | Commercial Laundry - Alternative Dry-Cleaning Methods | A | Integrated Unit Winter Peak Savings (kW) | Achievable Technical Potential | 0 | 0 | 0 | 0 | 0 | 0 | 0 | 0 | 0 | 0 | 0 | 0 | 0 | 0 | 0 | 0 | 0 | 0 | 0 | 0 | 0 | 0 | 0 | 0 | 0 | 0 | 0
F4_Commercial_Interruptible - Miscellaneous_New_Water Heating_Natural Gas_Commercial Laundry - Alternative Dry-Cleaning Methods_A_Achievable Technical Potential | F4 | Commercial | Interruptible - Miscellaneous | New | Water Heating | Natural Gas | Commercial Laundry - Alternative Dry-Cleaning Methods | A | Incremental Energy Savings (MWh or mTherms) | Achievable Technical Potential | 0 | 0 | 0 | 0 | 0 | 0 | 0 | 0 | 0 | 0 | 0 | 0 | 0 | 0 | 0 | 0 | 0 | 0 | 0 | 0 | 0 | 0 | 0 | 0 | 0 | 0 | 0
F5_Commercial_Interruptible - Miscellaneous_New_Water Heating_Natural Gas_Commercial Laundry - Alternative Dry-Cleaning Methods_A_Achievable Technical Potential | F5 | Commercial | Interruptible - Miscellaneous | New | Water Heating | Natural Gas | Commercial Laundry - Alternative Dry-Cleaning Methods | A | Incremental Summer Peak Savings (MW) | Achievable Technical Potential | 0 | 0 | 0 | 0 | 0 | 0 | 0 | 0 | 0 | 0 | 0 | 0 | 0 | 0 | 0 | 0 | 0 | 0 | 0 | 0 | 0 | 0 | 0 | 0 | 0 | 0 | 0
F6_Commercial_Interruptible - Miscellaneous_New_Water Heating_Natural Gas_Commercial Laundry - Alternative Dry-Cleaning Methods_A_Achievable Technical Potential | F6 | Commercial | Interruptible - Miscellaneous | New | Water Heating | Natural Gas | Commercial Laundry - Alternative Dry-Cleaning Methods | A | Incremental Winter Peak Savings (MW) | Achievable Technical Potential | 0 | 0 | 0 | 0 | 0 | 0 | 0 | 0 | 0 | 0 | 0 | 0 | 0 | 0 | 0 | 0 | 0 | 0 | 0 | 0 | 0 | 0 | 0 | 0 | 0 | 0 | 0
F7_Commercial_Interruptible - Miscellaneous_New_Water Heating_Natural Gas_Commercial Laundry - Alternative Dry-Cleaning Methods_A_Achievable Technical Potential | F7 | Commercial | Interruptible - Miscellaneous | New | Water Heating | Natural Gas | Commercial Laundry - Alternative Dry-Cleaning Methods | A | Cumulative Energy Savings (MWh or mTherms) | Achievable Technical Potential | 0 | 0 | 0 | 0 | 0 | 0 | 0 | 0 | 0 | 0 | 0 | 0 | 0 | 0 | 0 | 0 | 0 | 0 | 0 | 0 | 0 | 0 | 0 | 0 | 0 | 0 | 0
F8_Commercial_Interruptible - Miscellaneous_New_Water Heating_Natural Gas_Commercial Laundry - Alternative Dry-Cleaning Methods_A_Achievable Technical Potential | F8 | Commercial | Interruptible - Miscellaneous | New | Water Heating | Natural Gas | Commercial Laundry - Alternative Dry-Cleaning Methods | A | Cumulative Summer Peak Savings (MW) | Achievable Technical Potential | 0 | 0 | 0 | 0 | 0 | 0 | 0 | 0 | 0 | 0 | 0 | 0 | 0 | 0 | 0 | 0 | 0 | 0 | 0 | 0 | 0 | 0 | 0 | 0 | 0 | 0 | 0
F9_Commercial_Interruptible - Miscellaneous_New_Water Heating_Natural Gas_Commercial Laundry - Alternative Dry-Cleaning Methods_A_Achievable Technical Potential | F9 | Commercial | Interruptible - Miscellaneous | New | Water Heating | Natural Gas | Commercial Laundry - Alternative Dry-Cleaning Methods | A | Cumulative Winter Peak Savings (MW) | Achievable Technical Potential | 0 | 0 | 0 | 0 | 0 | 0 | 0 | 0 | 0 | 0 | 0 | 0 | 0 | 0 | 0 | 0 | 0 | 0 | 0 | 0 | 0 | 0 | 0 | 0 | 0 | 0 | 0
F10_Commercial_Interruptible - Miscellaneous_New_Water Heating_Natural Gas_Commercial Laundry - Alternative Dry-Cleaning Methods_A_Achievable Technical Potential | F10 | Commercial | Interruptible - Miscellaneous | New | Water Heating | Natural Gas | Commercial Laundry - Alternative Dry-Cleaning Methods | A | Purchases (Incremental) | Achievable Technical Potential | 0 | 0 | 0 | 0 | 0 | 0 | 0 | 0 | 0 | 0 | 0 | 0 | 0 | 0 | 0 | 0 | 0 | 0 | 0 | 0 | 0 | 0 | 0 | 0 | 0 | 0 | 0
F11_Commercial_Interruptible - Miscellaneous_New_Water Heating_Natural Gas_Commercial Laundry - Alternative Dry-Cleaning Methods_A_Achievable Technical Potential | F11 | Commercial | Interruptible - Miscellaneous | New | Water Heating | Natural Gas | Commercial Laundry - Alternative Dry-Cleaning Methods | A | Purchases (Cumulative) | Achievable Technical Potential | 0 | 0 | 0 | 0 | 0 | 0 | 0 | 0 | 0 | 0 | 0 | 0 | 0 | 0 | 0 | 0 | 0 | 0 | 0 | 0 | 0 | 0 | 0 | 0 | 0 | 0 | 0
F1_Commercial_Interruptible - Miscellaneous_New_Space Heating_Natural Gas_Advanced Kitchen Ventilation Controls_A_Achievable Technical Potential | F1 | Commercial | Interruptible - Miscellaneous | New | Space Heating | Natural Gas | Advanced Kitchen Ventilation Controls | A | Integrated Unit Energy Savings (kWh or therms) | Achievable Technical Potential | 0 | 0 | 0 | 0 | 0 | 0 | 0 | 0 | 0 | 0 | 0 | 0 | 0 | 0 | 0 | 0 | 0 | 0 | 0 | 0 | 0 | 0 | 0 | 0 | 0 | 0 | 0
F2_Commercial_Interruptible - Miscellaneous_New_Space Heating_Natural Gas_Advanced Kitchen Ventilation Controls_A_Achievable Technical Potential | F2 | Commercial | Interruptible - Miscellaneous | New | Space Heating | Natural Gas | Advanced Kitchen Ventilation Controls | A | Integrated Unit Summer Peak Savings (kW) | Achievable Technical Potential | 0 | 0 | 0 | 0 | 0 | 0 | 0 | 0 | 0 | 0 | 0 | 0 | 0 | 0 | 0 | 0 | 0 | 0 | 0 | 0 | 0 | 0 | 0 | 0 | 0 | 0 | 0
F3_Commercial_Interruptible - Miscellaneous_New_Space Heating_Natural Gas_Advanced Kitchen Ventilation Controls_A_Achievable Technical Potential | F3 | Commercial | Interruptible - Miscellaneous | New | Space Heating | Natural Gas | Advanced Kitchen Ventilation Controls | A | Integrated Unit Winter Peak Savings (kW) | Achievable Technical Potential | 0 | 0 | 0 | 0 | 0 | 0 | 0 | 0 | 0 | 0 | 0 | 0 | 0 | 0 | 0 | 0 | 0 | 0 | 0 | 0 | 0 | 0 | 0 | 0 | 0 | 0 | 0
F4_Commercial_Interruptible - Miscellaneous_New_Space Heating_Natural Gas_Advanced Kitchen Ventilation Controls_A_Achievable Technical Potential | F4 | Commercial | Interruptible - Miscellaneous | New | Space Heating | Natural Gas | Advanced Kitchen Ventilation Controls | A | Incremental Energy Savings (MWh or mTherms) | Achievable Technical Potential | 0 | 0 | 0 | 0 | 0 | 0 | 0 | 0 | 0 | 0 | 0 | 0 | 0 | 0 | 0 | 0 | 0 | 0 | 0 | 0 | 0 | 0 | 0 | 0 | 0 | 0 | 0
F5_Commercial_Interruptible - Miscellaneous_New_Space Heating_Natural Gas_Advanced Kitchen Ventilation Controls_A_Achievable Technical Potential | F5 | Commercial | Interruptible - Miscellaneous | New | Space Heating | Natural Gas | Advanced Kitchen Ventilation Controls | A | Incremental Summer Peak Savings (MW) | Achievable Technical Potential | 0 | 0 | 0 | 0 | 0 | 0 | 0 | 0 | 0 | 0 | 0 | 0 | 0 | 0 | 0 | 0 | 0 | 0 | 0 | 0 | 0 | 0 | 0 | 0 | 0 | 0 | 0
F6_Commercial_Interruptible - Miscellaneous_New_Space Heating_Natural Gas_Advanced Kitchen Ventilation Controls_A_Achievable Technical Potential | F6 | Commercial | Interruptible - Miscellaneous | New | Space Heating | Natural Gas | Advanced Kitchen Ventilation Controls | A | Incremental Winter Peak Savings (MW) | Achievable Technical Potential | 0 | 0 | 0 | 0 | 0 | 0 | 0 | 0 | 0 | 0 | 0 | 0 | 0 | 0 | 0 | 0 | 0 | 0 | 0 | 0 | 0 | 0 | 0 | 0 | 0 | 0 | 0
F7_Commercial_Interruptible - Miscellaneous_New_Space Heating_Natural Gas_Advanced Kitchen Ventilation Controls_A_Achievable Technical Potential | F7 | Commercial | Interruptible - Miscellaneous | New | Space Heating | Natural Gas | Advanced Kitchen Ventilation Controls | A | Cumulative Energy Savings (MWh or mTherms) | Achievable Technical Potential | 0 | 0 | 0 | 0 | 0 | 0 | 0 | 0 | 0 | 0 | 0 | 0 | 0 | 0 | 0 | 0 | 0 | 0 | 0 | 0 | 0 | 0 | 0 | 0 | 0 | 0 | 0
F8_Commercial_Interruptible - Miscellaneous_New_Space Heating_Natural Gas_Advanced Kitchen Ventilation Controls_A_Achievable Technical Potential | F8 | Commercial | Interruptible - Miscellaneous | New | Space Heating | Natural Gas | Advanced Kitchen Ventilation Controls | A | Cumulative Summer Peak Savings (MW) | Achievable Technical Potential | 0 | 0 | 0 | 0 | 0 | 0 | 0 | 0 | 0 | 0 | 0 | 0 | 0 | 0 | 0 | 0 | 0 | 0 | 0 | 0 | 0 | 0 | 0 | 0 | 0 | 0 | 0
F9_Commercial_Interruptible - Miscellaneous_New_Space Heating_Natural Gas_Advanced Kitchen Ventilation Controls_A_Achievable Technical Potential | F9 | Commercial | Interruptible - Miscellaneous | New | Space Heating | Natural Gas | Advanced Kitchen Ventilation Controls | A | Cumulative Winter Peak Savings (MW) | Achievable Technical Potential | 0 | 0 | 0 | 0 | 0 | 0 | 0 | 0 | 0 | 0 | 0 | 0 | 0 | 0 | 0 | 0 | 0 | 0 | 0 | 0 | 0 | 0 | 0 | 0 | 0 | 0 | 0
F10_Commercial_Interruptible - Miscellaneous_New_Space Heating_Natural Gas_Advanced Kitchen Ventilation Controls_A_Achievable Technical Potential | F10 | Commercial | Interruptible - Miscellaneous | New | Space Heating | Natural Gas | Advanced Kitchen Ventilation Controls | A | Purchases (Incremental) | Achievable Technical Potential | 0 | 0 | 0 | 0 | 0 | 0 | 0 | 0 | 0 | 0 | 0 | 0 | 0 | 0 | 0 | 0 | 0 | 0 | 0 | 0 | 0 | 0 | 0 | 0 | 0 | 0 | 0
F11_Commercial_Interruptible - Miscellaneous_New_Space Heating_Natural Gas_Advanced Kitchen Ventilation Controls_A_Achievable Technical Potential | F11 | Commercial | Interruptible - Miscellaneous | New | Space Heating | Natural Gas | Advanced Kitchen Ventilation Controls | A | Purchases (Cumulative) | Achievable Technical Potential | 0 | 0 | 0 | 0 | 0 | 0 | 0 | 0 | 0 | 0 | 0 | 0 | 0 | 0 | 0 | 0 | 0 | 0 | 0 | 0 | 0 | 0 | 0 | 0 | 0 | 0 | 0
F1_Commercial_Interruptible - Miscellaneous_New_Space Heating_Natural Gas_Infiltration Control - Loading Dock Sealing_A_Achievable Technical Potential | F1 | Commercial | Interruptible - Miscellaneous | New | Space Heating | Natural Gas | Infiltration Control - Loading Dock Sealing | A | Integrated Unit Energy Savings (kWh or therms) | Achievable Technical Potential | 0 | 0 | 0 | 0 | 0 | 0 | 0 | 0 | 0 | 0 | 0 | 0 | 0 | 0 | 0 | 0 | 0 | 0 | 0 | 0 | 0 | 0 | 0 | 0 | 0 | 0 | 0
F2_Commercial_Interruptible - Miscellaneous_New_Space Heating_Natural Gas_Infiltration Control - Loading Dock Sealing_A_Achievable Technical Potential | F2 | Commercial | Interruptible - Miscellaneous | New | Space Heating | Natural Gas | Infiltration Control - Loading Dock Sealing | A | Integrated Unit Summer Peak Savings (kW) | Achievable Technical Potential | 0 | 0 | 0 | 0 | 0 | 0 | 0 | 0 | 0 | 0 | 0 | 0 | 0 | 0 | 0 | 0 | 0 | 0 | 0 | 0 | 0 | 0 | 0 | 0 | 0 | 0 | 0
F3_Commercial_Interruptible - Miscellaneous_New_Space Heating_Natural Gas_Infiltration Control - Loading Dock Sealing_A_Achievable Technical Potential | F3 | Commercial | Interruptible - Miscellaneous | New | Space Heating | Natural Gas | Infiltration Control - Loading Dock Sealing | A | Integrated Unit Winter Peak Savings (kW) | Achievable Technical Potential | 0 | 0 | 0 | 0 | 0 | 0 | 0 | 0 | 0 | 0 | 0 | 0 | 0 | 0 | 0 | 0 | 0 | 0 | 0 | 0 | 0 | 0 | 0 | 0 | 0 | 0 | 0
F4_Commercial_Interruptible - Miscellaneous_New_Space Heating_Natural Gas_Infiltration Control - Loading Dock Sealing_A_Achievable Technical Potential | F4 | Commercial | Interruptible - Miscellaneous | New | Space Heating | Natural Gas | Infiltration Control - Loading Dock Sealing | A | Incremental Energy Savings (MWh or mTherms) | Achievable Technical Potential | 0 | 0 | 0 | 0 | 0 | 0 | 0 | 0 | 0 | 0 | 0 | 0 | 0 | 0 | 0 | 0 | 0 | 0 | 0 | 0 | 0 | 0 | 0 | 0 | 0 | 0 | 0
F5_Commercial_Interruptible - Miscellaneous_New_Space Heating_Natural Gas_Infiltration Control - Loading Dock Sealing_A_Achievable Technical Potential | F5 | Commercial | Interruptible - Miscellaneous | New | Space Heating | Natural Gas | Infiltration Control - Loading Dock Sealing | A | Incremental Summer Peak Savings (MW) | Achievable Technical Potential | 0 | 0 | 0 | 0 | 0 | 0 | 0 | 0 | 0 | 0 | 0 | 0 | 0 | 0 | 0 | 0 | 0 | 0 | 0 | 0 | 0 | 0 | 0 | 0 | 0 | 0 | 0
F6_Commercial_Interruptible - Miscellaneous_New_Space Heating_Natural Gas_Infiltration Control - Loading Dock Sealing_A_Achievable Technical Potential | F6 | Commercial | Interruptible - Miscellaneous | New | Space Heating | Natural Gas | Infiltration Control - Loading Dock Sealing | A | Incremental Winter Peak Savings (MW) | Achievable Technical Potential | 0 | 0 | 0 | 0 | 0 | 0 | 0 | 0 | 0 | 0 | 0 | 0 | 0 | 0 | 0 | 0 | 0 | 0 | 0 | 0 | 0 | 0 | 0 | 0 | 0 | 0 | 0
F7_Commercial_Interruptible - Miscellaneous_New_Space Heating_Natural Gas_Infiltration Control - Loading Dock Sealing_A_Achievable Technical Potential | F7 | Commercial | Interruptible - Miscellaneous | New | Space Heating | Natural Gas | Infiltration Control - Loading Dock Sealing | A | Cumulative Energy Savings (MWh or mTherms) | Achievable Technical Potential | 0 | 0 | 0 | 0 | 0 | 0 | 0 | 0 | 0 | 0 | 0 | 0 | 0 | 0 | 0 | 0 | 0 | 0 | 0 | 0 | 0 | 0 | 0 | 0 | 0 | 0 | 0
F8_Commercial_Interruptible - Miscellaneous_New_Space Heating_Natural Gas_Infiltration Control - Loading Dock Sealing_A_Achievable Technical Potential | F8 | Commercial | Interruptible - Miscellaneous | New | Space Heating | Natural Gas | Infiltration Control - Loading Dock Sealing | A | Cumulative Summer Peak Savings (MW) | Achievable Technical Potential | 0 | 0 | 0 | 0 | 0 | 0 | 0 | 0 | 0 | 0 | 0 | 0 | 0 | 0 | 0 | 0 | 0 | 0 | 0 | 0 | 0 | 0 | 0 | 0 | 0 | 0 | 0
F9_Commercial_Interruptible - Miscellaneous_New_Space Heating_Natural Gas_Infiltration Control - Loading Dock Sealing_A_Achievable Technical Potential | F9 | Commercial | Interruptible - Miscellaneous | New | Space Heating | Natural Gas | Infiltration Control - Loading Dock Sealing | A | Cumulative Winter Peak Savings (MW) | Achievable Technical Potential | 0 | 0 | 0 | 0 | 0 | 0 | 0 | 0 | 0 | 0 | 0 | 0 | 0 | 0 | 0 | 0 | 0 | 0 | 0 | 0 | 0 | 0 | 0 | 0 | 0 | 0 | 0
F10_Commercial_Interruptible - Miscellaneous_New_Space Heating_Natural Gas_Infiltration Control - Loading Dock Sealing_A_Achievable Technical Potential | F10 | Commercial | Interruptible - Miscellaneous | New | Space Heating | Natural Gas | Infiltration Control - Loading Dock Sealing | A | Purchases (Incremental) | Achievable Technical Potential | 0 | 0 | 0 | 0 | 0 | 0 | 0 | 0 | 0 | 0 | 0 | 0 | 0 | 0 | 0 | 0 | 0 | 0 | 0 | 0 | 0 | 0 | 0 | 0 | 0 | 0 | 0
F11_Commercial_Interruptible - Miscellaneous_New_Space Heating_Natural Gas_Infiltration Control - Loading Dock Sealing_A_Achievable Technical Potential | F11 | Commercial | Interruptible - Miscellaneous | New | Space Heating | Natural Gas | Infiltration Control - Loading Dock Sealing | A | Purchases (Cumulative) | Achievable Technical Potential | 0 | 0 | 0 | 0 | 0 | 0 | 0 | 0 | 0 | 0 | 0 | 0 | 0 | 0 | 0 | 0 | 0 | 0 | 0 | 0 | 0 | 0 | 0 | 0 | 0 | 0 | 0
F1_Commercial_Interruptible - Miscellaneous_New_Space Heating_Natural Gas_Greenhouse Heat Curtain_A_Achievable Technical Potential | F1 | Commercial | Interruptible - Miscellaneous | New | Space Heating | Natural Gas | Greenhouse Heat Curtain | A | Integrated Unit Energy Savings (kWh or therms) | Achievable Technical Potential | 0 | 0 | 0 | 0 | 0 | 0 | 0 | 0 | 0 | 0 | 0 | 0 | 0 | 0 | 0 | 0 | 0 | 0 | 0 | 0 | 0 | 0 | 0 | 0 | 0 | 0 | 0
F2_Commercial_Interruptible - Miscellaneous_New_Space Heating_Natural Gas_Greenhouse Heat Curtain_A_Achievable Technical Potential | F2 | Commercial | Interruptible - Miscellaneous | New | Space Heating | Natural Gas | Greenhouse Heat Curtain | A | Integrated Unit Summer Peak Savings (kW) | Achievable Technical Potential | 0 | 0 | 0 | 0 | 0 | 0 | 0 | 0 | 0 | 0 | 0 | 0 | 0 | 0 | 0 | 0 | 0 | 0 | 0 | 0 | 0 | 0 | 0 | 0 | 0 | 0 | 0
F3_Commercial_Interruptible - Miscellaneous_New_Space Heating_Natural Gas_Greenhouse Heat Curtain_A_Achievable Technical Potential | F3 | Commercial | Interruptible - Miscellaneous | New | Space Heating | Natural Gas | Greenhouse Heat Curtain | A | Integrated Unit Winter Peak Savings (kW) | Achievable Technical Potential | 0 | 0 | 0 | 0 | 0 | 0 | 0 | 0 | 0 | 0 | 0 | 0 | 0 | 0 | 0 | 0 | 0 | 0 | 0 | 0 | 0 | 0 | 0 | 0 | 0 | 0 | 0
F4_Commercial_Interruptible - Miscellaneous_New_Space Heating_Natural Gas_Greenhouse Heat Curtain_A_Achievable Technical Potential | F4 | Commercial | Interruptible - Miscellaneous | New | Space Heating | Natural Gas | Greenhouse Heat Curtain | A | Incremental Energy Savings (MWh or mTherms) | Achievable Technical Potential | 0 | 0 | 0 | 0 | 0 | 0 | 0 | 0 | 0 | 0 | 0 | 0 | 0 | 0 | 0 | 0 | 0 | 0 | 0 | 0 | 0 | 0 | 0 | 0 | 0 | 0 | 0
F5_Commercial_Interruptible - Miscellaneous_New_Space Heating_Natural Gas_Greenhouse Heat Curtain_A_Achievable Technical Potential | F5 | Commercial | Interruptible - Miscellaneous | New | Space Heating | Natural Gas | Greenhouse Heat Curtain | A | Incremental Summer Peak Savings (MW) | Achievable Technical Potential | 0 | 0 | 0 | 0 | 0 | 0 | 0 | 0 | 0 | 0 | 0 | 0 | 0 | 0 | 0 | 0 | 0 | 0 | 0 | 0 | 0 | 0 | 0 | 0 | 0 | 0 | 0
F6_Commercial_Interruptible - Miscellaneous_New_Space Heating_Natural Gas_Greenhouse Heat Curtain_A_Achievable Technical Potential | F6 | Commercial | Interruptible - Miscellaneous | New | Space Heating | Natural Gas | Greenhouse Heat Curtain | A | Incremental Winter Peak Savings (MW) | Achievable Technical Potential | 0 | 0 | 0 | 0 | 0 | 0 | 0 | 0 | 0 | 0 | 0 | 0 | 0 | 0 | 0 | 0 | 0 | 0 | 0 | 0 | 0 | 0 | 0 | 0 | 0 | 0 | 0
F7_Commercial_Interruptible - Miscellaneous_New_Space Heating_Natural Gas_Greenhouse Heat Curtain_A_Achievable Technical Potential | F7 | Commercial | Interruptible - Miscellaneous | New | Space Heating | Natural Gas | Greenhouse Heat Curtain | A | Cumulative Energy Savings (MWh or mTherms) | Achievable Technical Potential | 0 | 0 | 0 | 0 | 0 | 0 | 0 | 0 | 0 | 0 | 0 | 0 | 0 | 0 | 0 | 0 | 0 | 0 | 0 | 0 | 0 | 0 | 0 | 0 | 0 | 0 | 0
F8_Commercial_Interruptible - Miscellaneous_New_Space Heating_Natural Gas_Greenhouse Heat Curtain_A_Achievable Technical Potential | F8 | Commercial | Interruptible - Miscellaneous | New | Space Heating | Natural Gas | Greenhouse Heat Curtain | A | Cumulative Summer Peak Savings (MW) | Achievable Technical Potential | 0 | 0 | 0 | 0 | 0 | 0 | 0 | 0 | 0 | 0 | 0 | 0 | 0 | 0 | 0 | 0 | 0 | 0 | 0 | 0 | 0 | 0 | 0 | 0 | 0 | 0 | 0
F9_Commercial_Interruptible - Miscellaneous_New_Space Heating_Natural Gas_Greenhouse Heat Curtain_A_Achievable Technical Potential | F9 | Commercial | Interruptible - Miscellaneous | New | Space Heating | Natural Gas | Greenhouse Heat Curtain | A | Cumulative Winter Peak Savings (MW) | Achievable Technical Potential | 0 | 0 | 0 | 0 | 0 | 0 | 0 | 0 | 0 | 0 | 0 | 0 | 0 | 0 | 0 | 0 | 0 | 0 | 0 | 0 | 0 | 0 | 0 | 0 | 0 | 0 | 0
F10_Commercial_Interruptible - Miscellaneous_New_Space Heating_Natural Gas_Greenhouse Heat Curtain_A_Achievable Technical Potential | F10 | Commercial | Interruptible - Miscellaneous | New | Space Heating | Natural Gas | Greenhouse Heat Curtain | A | Purchases (Incremental) | Achievable Technical Potential | 0 | 0 | 0 | 0 | 0 | 0 | 0 | 0 | 0 | 0 | 0 | 0 | 0 | 0 | 0 | 0 | 0 | 0 | 0 | 0 | 0 | 0 | 0 | 0 | 0 | 0 | 0
F11_Commercial_Interruptible - Miscellaneous_New_Space Heating_Natural Gas_Greenhouse Heat Curtain_A_Achievable Technical Potential | F11 | Commercial | Interruptible - Miscellaneous | New | Space Heating | Natural Gas | Greenhouse Heat Curtain | A | Purchases (Cumulative) | Achievable Technical Potential | 0 | 0 | 0 | 0 | 0 | 0 | 0 | 0 | 0 | 0 | 0 | 0 | 0 | 0 | 0 | 0 | 0 | 0 | 0 | 0 | 0 | 0 | 0 | 0 | 0 | 0 | 0
F1_Commercial_Interruptible - Miscellaneous_New_Space Heating_Natural Gas_Ventilation - Parking Garages, Demand Controlled_A_Achievable Technical Potential | F1 | Commercial | Interruptible - Miscellaneous | New | Space Heating | Natural Gas | Ventilation - Parking Garages, Demand Controlled | A | Integrated Unit Energy Savings (kWh or therms) | Achievable Technical Potential | 0 | 0 | 0 | 0 | 0 | 0 | 0 | 0 | 0 | 0 | 0 | 0 | 0 | 0 | 0 | 0 | 0 | 0 | 0 | 0 | 0 | 0 | 0 | 0 | 0 | 0 | 0
F2_Commercial_Interruptible - Miscellaneous_New_Space Heating_Natural Gas_Ventilation - Parking Garages, Demand Controlled_A_Achievable Technical Potential | F2 | Commercial | Interruptible - Miscellaneous | New | Space Heating | Natural Gas | Ventilation - Parking Garages, Demand Controlled | A | Integrated Unit Summer Peak Savings (kW) | Achievable Technical Potential | 0 | 0 | 0 | 0 | 0 | 0 | 0 | 0 | 0 | 0 | 0 | 0 | 0 | 0 | 0 | 0 | 0 | 0 | 0 | 0 | 0 | 0 | 0 | 0 | 0 | 0 | 0
F3_Commercial_Interruptible - Miscellaneous_New_Space Heating_Natural Gas_Ventilation - Parking Garages, Demand Controlled_A_Achievable Technical Potential | F3 | Commercial | Interruptible - Miscellaneous | New | Space Heating | Natural Gas | Ventilation - Parking Garages, Demand Controlled | A | Integrated Unit Winter Peak Savings (kW) | Achievable Technical Potential | 0 | 0 | 0 | 0 | 0 | 0 | 0 | 0 | 0 | 0 | 0 | 0 | 0 | 0 | 0 | 0 | 0 | 0 | 0 | 0 | 0 | 0 | 0 | 0 | 0 | 0 | 0
F4_Commercial_Interruptible - Miscellaneous_New_Space Heating_Natural Gas_Ventilation - Parking Garages, Demand Controlled_A_Achievable Technical Potential | F4 | Commercial | Interruptible - Miscellaneous | New | Space Heating | Natural Gas | Ventilation - Parking Garages, Demand Controlled | A | Incremental Energy Savings (MWh or mTherms) | Achievable Technical Potential | 0 | 0 | 0 | 0 | 0 | 0 | 0 | 0 | 0 | 0 | 0 | 0 | 0 | 0 | 0 | 0 | 0 | 0 | 0 | 0 | 0 | 0 | 0 | 0 | 0 | 0 | 0
F5_Commercial_Interruptible - Miscellaneous_New_Space Heating_Natural Gas_Ventilation - Parking Garages, Demand Controlled_A_Achievable Technical Potential | F5 | Commercial | Interruptible - Miscellaneous | New | Space Heating | Natural Gas | Ventilation - Parking Garages, Demand Controlled | A | Incremental Summer Peak Savings (MW) | Achievable Technical Potential | 0 | 0 | 0 | 0 | 0 | 0 | 0 | 0 | 0 | 0 | 0 | 0 | 0 | 0 | 0 | 0 | 0 | 0 | 0 | 0 | 0 | 0 | 0 | 0 | 0 | 0 | 0
F6_Commercial_Interruptible - Miscellaneous_New_Space Heating_Natural Gas_Ventilation - Parking Garages, Demand Controlled_A_Achievable Technical Potential | F6 | Commercial | Interruptible - Miscellaneous | New | Space Heating | Natural Gas | Ventilation - Parking Garages, Demand Controlled | A | Incremental Winter Peak Savings (MW) | Achievable Technical Potential | 0 | 0 | 0 | 0 | 0 | 0 | 0 | 0 | 0 | 0 | 0 | 0 | 0 | 0 | 0 | 0 | 0 | 0 | 0 | 0 | 0 | 0 | 0 | 0 | 0 | 0 | 0
F7_Commercial_Interruptible - Miscellaneous_New_Space Heating_Natural Gas_Ventilation - Parking Garages, Demand Controlled_A_Achievable Technical Potential | F7 | Commercial | Interruptible - Miscellaneous | New | Space Heating | Natural Gas | Ventilation - Parking Garages, Demand Controlled | A | Cumulative Energy Savings (MWh or mTherms) | Achievable Technical Potential | 0 | 0 | 0 | 0 | 0 | 0 | 0 | 0 | 0 | 0 | 0 | 0 | 0 | 0 | 0 | 0 | 0 | 0 | 0 | 0 | 0 | 0 | 0 | 0 | 0 | 0 | 0
F8_Commercial_Interruptible - Miscellaneous_New_Space Heating_Natural Gas_Ventilation - Parking Garages, Demand Controlled_A_Achievable Technical Potential | F8 | Commercial | Interruptible - Miscellaneous | New | Space Heating | Natural Gas | Ventilation - Parking Garages, Demand Controlled | A | Cumulative Summer Peak Savings (MW) | Achievable Technical Potential | 0 | 0 | 0 | 0 | 0 | 0 | 0 | 0 | 0 | 0 | 0 | 0 | 0 | 0 | 0 | 0 | 0 | 0 | 0 | 0 | 0 | 0 | 0 | 0 | 0 | 0 | 0
F9_Commercial_Interruptible - Miscellaneous_New_Space Heating_Natural Gas_Ventilation - Parking Garages, Demand Controlled_A_Achievable Technical Potential | F9 | Commercial | Interruptible - Miscellaneous | New | Space Heating | Natural Gas | Ventilation - Parking Garages, Demand Controlled | A | Cumulative Winter Peak Savings (MW) | Achievable Technical Potential | 0 | 0 | 0 | 0 | 0 | 0 | 0 | 0 | 0 | 0 | 0 | 0 | 0 | 0 | 0 | 0 | 0 | 0 | 0 | 0 | 0 | 0 | 0 | 0 | 0 | 0 | 0
F10_Commercial_Interruptible - Miscellaneous_New_Space Heating_Natural Gas_Ventilation - Parking Garages, Demand Controlled_A_Achievable Technical Potential | F10 | Commercial | Interruptible - Miscellaneous | New | Space Heating | Natural Gas | Ventilation - Parking Garages, Demand Controlled | A | Purchases (Incremental) | Achievable Technical Potential | 0 | 0 | 0 | 0 | 0 | 0 | 0 | 0 | 0 | 0 | 0 | 0 | 0 | 0 | 0 | 0 | 0 | 0 | 0 | 0 | 0 | 0 | 0 | 0 | 0 | 0 | 0
F11_Commercial_Interruptible - Miscellaneous_New_Space Heating_Natural Gas_Ventilation - Parking Garages, Demand Controlled_A_Achievable Technical Potential | F11 | Commercial | Interruptible - Miscellaneous | New | Space Heating | Natural Gas | Ventilation - Parking Garages, Demand Controlled | A | Purchases (Cumulative) | Achievable Technical Potential | 0 | 0 | 0 | 0 | 0 | 0 | 0 | 0 | 0 | 0 | 0 | 0 | 0 | 0 | 0 | 0 | 0 | 0 | 0 | 0 | 0 | 0 | 0 | 0 | 0 | 0 | 0
F1_Commercial_Interruptible - Miscellaneous_New_Miscellaneous_Natural Gas_Pool Heater - Night Covers_A_Achievable Technical Potential | F1 | Commercial | Interruptible - Miscellaneous | New | Miscellaneous | Natural Gas | Pool Heater - Night Covers | A | Integrated Unit Energy Savings (kWh or therms) | Achievable Technical Potential | 0 | 0 | 0 | 0 | 0 | 0 | 0 | 0 | 0 | 0 | 0 | 0 | 0 | 0 | 0 | 0 | 0 | 0 | 0 | 0 | 0 | 0 | 0 | 0 | 0 | 0 | 0
F2_Commercial_Interruptible - Miscellaneous_New_Miscellaneous_Natural Gas_Pool Heater - Night Covers_A_Achievable Technical Potential | F2 | Commercial | Interruptible - Miscellaneous | New | Miscellaneous | Natural Gas | Pool Heater - Night Covers | A | Integrated Unit Summer Peak Savings (kW) | Achievable Technical Potential | 0 | 0 | 0 | 0 | 0 | 0 | 0 | 0 | 0 | 0 | 0 | 0 | 0 | 0 | 0 | 0 | 0 | 0 | 0 | 0 | 0 | 0 | 0 | 0 | 0 | 0 | 0
F3_Commercial_Interruptible - Miscellaneous_New_Miscellaneous_Natural Gas_Pool Heater - Night Covers_A_Achievable Technical Potential | F3 | Commercial | Interruptible - Miscellaneous | New | Miscellaneous | Natural Gas | Pool Heater - Night Covers | A | Integrated Unit Winter Peak Savings (kW) | Achievable Technical Potential | 0 | 0 | 0 | 0 | 0 | 0 | 0 | 0 | 0 | 0 | 0 | 0 | 0 | 0 | 0 | 0 | 0 | 0 | 0 | 0 | 0 | 0 | 0 | 0 | 0 | 0 | 0
F4_Commercial_Interruptible - Miscellaneous_New_Miscellaneous_Natural Gas_Pool Heater - Night Covers_A_Achievable Technical Potential | F4 | Commercial | Interruptible - Miscellaneous | New | Miscellaneous | Natural Gas | Pool Heater - Night Covers | A | Incremental Energy Savings (MWh or mTherms) | Achievable Technical Potential | 0 | 0 | 0 | 0 | 0 | 0 | 0 | 0 | 0 | 0 | 0 | 0 | 0 | 0 | 0 | 0 | 0 | 0 | 0 | 0 | 0 | 0 | 0 | 0 | 0 | 0 | 0
F5_Commercial_Interruptible - Miscellaneous_New_Miscellaneous_Natural Gas_Pool Heater - Night Covers_A_Achievable Technical Potential | F5 | Commercial | Interruptible - Miscellaneous | New | Miscellaneous | Natural Gas | Pool Heater - Night Covers | A | Incremental Summer Peak Savings (MW) | Achievable Technical Potential | 0 | 0 | 0 | 0 | 0 | 0 | 0 | 0 | 0 | 0 | 0 | 0 | 0 | 0 | 0 | 0 | 0 | 0 | 0 | 0 | 0 | 0 | 0 | 0 | 0 | 0 | 0
F6_Commercial_Interruptible - Miscellaneous_New_Miscellaneous_Natural Gas_Pool Heater - Night Covers_A_Achievable Technical Potential | F6 | Commercial | Interruptible - Miscellaneous | New | Miscellaneous | Natural Gas | Pool Heater - Night Covers | A | Incremental Winter Peak Savings (MW) | Achievable Technical Potential | 0 | 0 | 0 | 0 | 0 | 0 | 0 | 0 | 0 | 0 | 0 | 0 | 0 | 0 | 0 | 0 | 0 | 0 | 0 | 0 | 0 | 0 | 0 | 0 | 0 | 0 | 0
F7_Commercial_Interruptible - Miscellaneous_New_Miscellaneous_Natural Gas_Pool Heater - Night Covers_A_Achievable Technical Potential | F7 | Commercial | Interruptible - Miscellaneous | New | Miscellaneous | Natural Gas | Pool Heater - Night Covers | A | Cumulative Energy Savings (MWh or mTherms) | Achievable Technical Potential | 0 | 0 | 0 | 0 | 0 | 0 | 0 | 0 | 0 | 0 | 0 | 0 | 0 | 0 | 0 | 0 | 0 | 0 | 0 | 0 | 0 | 0 | 0 | 0 | 0 | 0 | 0
F8_Commercial_Interruptible - Miscellaneous_New_Miscellaneous_Natural Gas_Pool Heater - Night Covers_A_Achievable Technical Potential | F8 | Commercial | Interruptible - Miscellaneous | New | Miscellaneous | Natural Gas | Pool Heater - Night Covers | A | Cumulative Summer Peak Savings (MW) | Achievable Technical Potential | 0 | 0 | 0 | 0 | 0 | 0 | 0 | 0 | 0 | 0 | 0 | 0 | 0 | 0 | 0 | 0 | 0 | 0 | 0 | 0 | 0 | 0 | 0 | 0 | 0 | 0 | 0
F9_Commercial_Interruptible - Miscellaneous_New_Miscellaneous_Natural Gas_Pool Heater - Night Covers_A_Achievable Technical Potential | F9 | Commercial | Interruptible - Miscellaneous | New | Miscellaneous | Natural Gas | Pool Heater - Night Covers | A | Cumulative Winter Peak Savings (MW) | Achievable Technical Potential | 0 | 0 | 0 | 0 | 0 | 0 | 0 | 0 | 0 | 0 | 0 | 0 | 0 | 0 | 0 | 0 | 0 | 0 | 0 | 0 | 0 | 0 | 0 | 0 | 0 | 0 | 0
F10_Commercial_Interruptible - Miscellaneous_New_Miscellaneous_Natural Gas_Pool Heater - Night Covers_A_Achievable Technical Potential | F10 | Commercial | Interruptible - Miscellaneous | New | Miscellaneous | Natural Gas | Pool Heater - Night Covers | A | Purchases (Incremental) | Achievable Technical Potential | 0 | 0 | 0 | 0 | 0 | 0 | 0 | 0 | 0 | 0 | 0 | 0 | 0 | 0 | 0 | 0 | 0 | 0 | 0 | 0 | 0 | 0 | 0 | 0 | 0 | 0 | 0
F11_Commercial_Interruptible - Miscellaneous_New_Miscellaneous_Natural Gas_Pool Heater - Night Covers_A_Achievable Technical Potential | F11 | Commercial | Interruptible - Miscellaneous | New | Miscellaneous | Natural Gas | Pool Heater - Night Covers | A | Purchases (Cumulative) | Achievable Technical Potential | 0 | 0 | 0 | 0 | 0 | 0 | 0 | 0 | 0 | 0 | 0 | 0 | 0 | 0 | 0 | 0 | 0 | 0 | 0 | 0 | 0 | 0 | 0 | 0 | 0 | 0 | 0
F1_Commercial_Interruptible - Miscellaneous_New_Space Heating_Natural Gas_Advanced New Construction Designs_A_Achievable Technical Potential | F1 | Commercial | Interruptible - Miscellaneous | New | Space Heating | Natural Gas | Advanced New Construction Designs | A | Integrated Unit Energy Savings (kWh or therms) | Achievable Technical Potential | 0 | 0 | 0 | 0 | 0 | 0 | 0 | 0 | 0 | 0 | 0 | 0 | 0 | 0 | 0 | 0 | 0 | 0 | 0 | 0 | 0 | 0 | 0 | 0 | 0 | 0 | 0
F2_Commercial_Interruptible - Miscellaneous_New_Space Heating_Natural Gas_Advanced New Construction Designs_A_Achievable Technical Potential | F2 | Commercial | Interruptible - Miscellaneous | New | Space Heating | Natural Gas | Advanced New Construction Designs | A | Integrated Unit Summer Peak Savings (kW) | Achievable Technical Potential | 0 | 0 | 0 | 0 | 0 | 0 | 0 | 0 | 0 | 0 | 0 | 0 | 0 | 0 | 0 | 0 | 0 | 0 | 0 | 0 | 0 | 0 | 0 | 0 | 0 | 0 | 0
F3_Commercial_Interruptible - Miscellaneous_New_Space Heating_Natural Gas_Advanced New Construction Designs_A_Achievable Technical Potential | F3 | Commercial | Interruptible - Miscellaneous | New | Space Heating | Natural Gas | Advanced New Construction Designs | A | Integrated Unit Winter Peak Savings (kW) | Achievable Technical Potential | 0 | 0 | 0 | 0 | 0 | 0 | 0 | 0 | 0 | 0 | 0 | 0 | 0 | 0 | 0 | 0 | 0 | 0 | 0 | 0 | 0 | 0 | 0 | 0 | 0 | 0 | 0
F4_Commercial_Interruptible - Miscellaneous_New_Space Heating_Natural Gas_Advanced New Construction Designs_A_Achievable Technical Potential | F4 | Commercial | Interruptible - Miscellaneous | New | Space Heating | Natural Gas | Advanced New Construction Designs | A | Incremental Energy Savings (MWh or mTherms) | Achievable Technical Potential | 0 | 0 | 0 | 0 | 0 | 0 | 0 | 0 | 0 | 0 | 0 | 0 | 0 | 0 | 0 | 0 | 0 | 0 | 0 | 0 | 0 | 0 | 0 | 0 | 0 | 0 | 0
F5_Commercial_Interruptible - Miscellaneous_New_Space Heating_Natural Gas_Advanced New Construction Designs_A_Achievable Technical Potential | F5 | Commercial | Interruptible - Miscellaneous | New | Space Heating | Natural Gas | Advanced New Construction Designs | A | Incremental Summer Peak Savings (MW) | Achievable Technical Potential | 0 | 0 | 0 | 0 | 0 | 0 | 0 | 0 | 0 | 0 | 0 | 0 | 0 | 0 | 0 | 0 | 0 | 0 | 0 | 0 | 0 | 0 | 0 | 0 | 0 | 0 | 0
F6_Commercial_Interruptible - Miscellaneous_New_Space Heating_Natural Gas_Advanced New Construction Designs_A_Achievable Technical Potential | F6 | Commercial | Interruptible - Miscellaneous | New | Space Heating | Natural Gas | Advanced New Construction Designs | A | Incremental Winter Peak Savings (MW) | Achievable Technical Potential | 0 | 0 | 0 | 0 | 0 | 0 | 0 | 0 | 0 | 0 | 0 | 0 | 0 | 0 | 0 | 0 | 0 | 0 | 0 | 0 | 0 | 0 | 0 | 0 | 0 | 0 | 0
F7_Commercial_Interruptible - Miscellaneous_New_Space Heating_Natural Gas_Advanced New Construction Designs_A_Achievable Technical Potential | F7 | Commercial | Interruptible - Miscellaneous | New | Space Heating | Natural Gas | Advanced New Construction Designs | A | Cumulative Energy Savings (MWh or mTherms) | Achievable Technical Potential | 0 | 0 | 0 | 0 | 0 | 0 | 0 | 0 | 0 | 0 | 0 | 0 | 0 | 0 | 0 | 0 | 0 | 0 | 0 | 0 | 0 | 0 | 0 | 0 | 0 | 0 | 0
F8_Commercial_Interruptible - Miscellaneous_New_Space Heating_Natural Gas_Advanced New Construction Designs_A_Achievable Technical Potential | F8 | Commercial | Interruptible - Miscellaneous | New | Space Heating | Natural Gas | Advanced New Construction Designs | A | Cumulative Summer Peak Savings (MW) | Achievable Technical Potential | 0 | 0 | 0 | 0 | 0 | 0 | 0 | 0 | 0 | 0 | 0 | 0 | 0 | 0 | 0 | 0 | 0 | 0 | 0 | 0 | 0 | 0 | 0 | 0 | 0 | 0 | 0
F9_Commercial_Interruptible - Miscellaneous_New_Space Heating_Natural Gas_Advanced New Construction Designs_A_Achievable Technical Potential | F9 | Commercial | Interruptible - Miscellaneous | New | Space Heating | Natural Gas | Advanced New Construction Designs | A | Cumulative Winter Peak Savings (MW) | Achievable Technical Potential | 0 | 0 | 0 | 0 | 0 | 0 | 0 | 0 | 0 | 0 | 0 | 0 | 0 | 0 | 0 | 0 | 0 | 0 | 0 | 0 | 0 | 0 | 0 | 0 | 0 | 0 | 0
F10_Commercial_Interruptible - Miscellaneous_New_Space Heating_Natural Gas_Advanced New Construction Designs_A_Achievable Technical Potential | F10 | Commercial | Interruptible - Miscellaneous | New | Space Heating | Natural Gas | Advanced New Construction Designs | A | Purchases (Incremental) | Achievable Technical Potential | 0 | 0 | 0 | 0 | 0 | 0 | 0 | 0 | 0 | 0 | 0 | 0 | 0 | 0 | 0 | 0 | 0 | 0 | 0 | 0 | 0 | 0 | 0 | 0 | 0 | 0 | 0
F11_Commercial_Interruptible - Miscellaneous_New_Space Heating_Natural Gas_Advanced New Construction Designs_A_Achievable Technical Potential | F11 | Commercial | Interruptible - Miscellaneous | New | Space Heating | Natural Gas | Advanced New Construction Designs | A | Purchases (Cumulative) | Achievable Technical Potential | 0 | 0 | 0 | 0 | 0 | 0 | 0 | 0 | 0 | 0 | 0 | 0 | 0 | 0 | 0 | 0 | 0 | 0 | 0 | 0 | 0 | 0 | 0 | 0 | 0 | 0 | 0
F1_Commercial_Interruptible - Miscellaneous_New_Water Heating_Natural Gas_Advanced New Construction Designs_A_Achievable Technical Potential | F1 | Commercial | Interruptible - Miscellaneous | New | Water Heating | Natural Gas | Advanced New Construction Designs | A | Integrated Unit Energy Savings (kWh or therms) | Achievable Technical Potential | 0 | 0 | 0 | 0 | 0 | 0 | 0 | 0 | 0 | 0 | 0 | 0 | 0 | 0 | 0 | 0 | 0 | 0 | 0 | 0 | 0 | 0 | 0 | 0 | 0 | 0 | 0
F2_Commercial_Interruptible - Miscellaneous_New_Water Heating_Natural Gas_Advanced New Construction Designs_A_Achievable Technical Potential | F2 | Commercial | Interruptible - Miscellaneous | New | Water Heating | Natural Gas | Advanced New Construction Designs | A | Integrated Unit Summer Peak Savings (kW) | Achievable Technical Potential | 0 | 0 | 0 | 0 | 0 | 0 | 0 | 0 | 0 | 0 | 0 | 0 | 0 | 0 | 0 | 0 | 0 | 0 | 0 | 0 | 0 | 0 | 0 | 0 | 0 | 0 | 0
F3_Commercial_Interruptible - Miscellaneous_New_Water Heating_Natural Gas_Advanced New Construction Designs_A_Achievable Technical Potential | F3 | Commercial | Interruptible - Miscellaneous | New | Water Heating | Natural Gas | Advanced New Construction Designs | A | Integrated Unit Winter Peak Savings (kW) | Achievable Technical Potential | 0 | 0 | 0 | 0 | 0 | 0 | 0 | 0 | 0 | 0 | 0 | 0 | 0 | 0 | 0 | 0 | 0 | 0 | 0 | 0 | 0 | 0 | 0 | 0 | 0 | 0 | 0
F4_Commercial_Interruptible - Miscellaneous_New_Water Heating_Natural Gas_Advanced New Construction Designs_A_Achievable Technical Potential | F4 | Commercial | Interruptible - Miscellaneous | New | Water Heating | Natural Gas | Advanced New Construction Designs | A | Incremental Energy Savings (MWh or mTherms) | Achievable Technical Potential | 0 | 0 | 0 | 0 | 0 | 0 | 0 | 0 | 0 | 0 | 0 | 0 | 0 | 0 | 0 | 0 | 0 | 0 | 0 | 0 | 0 | 0 | 0 | 0 | 0 | 0 | 0
F5_Commercial_Interruptible - Miscellaneous_New_Water Heating_Natural Gas_Advanced New Construction Designs_A_Achievable Technical Potential | F5 | Commercial | Interruptible - Miscellaneous | New | Water Heating | Natural Gas | Advanced New Construction Designs | A | Incremental Summer Peak Savings (MW) | Achievable Technical Potential | 0 | 0 | 0 | 0 | 0 | 0 | 0 | 0 | 0 | 0 | 0 | 0 | 0 | 0 | 0 | 0 | 0 | 0 | 0 | 0 | 0 | 0 | 0 | 0 | 0 | 0 | 0
F6_Commercial_Interruptible - Miscellaneous_New_Water Heating_Natural Gas_Advanced New Construction Designs_A_Achievable Technical Potential | F6 | Commercial | Interruptible - Miscellaneous | New | Water Heating | Natural Gas | Advanced New Construction Designs | A | Incremental Winter Peak Savings (MW) | Achievable Technical Potential | 0 | 0 | 0 | 0 | 0 | 0 | 0 | 0 | 0 | 0 | 0 | 0 | 0 | 0 | 0 | 0 | 0 | 0 | 0 | 0 | 0 | 0 | 0 | 0 | 0 | 0 | 0
F7_Commercial_Interruptible - Miscellaneous_New_Water Heating_Natural Gas_Advanced New Construction Designs_A_Achievable Technical Potential | F7 | Commercial | Interruptible - Miscellaneous | New | Water Heating | Natural Gas | Advanced New Construction Designs | A | Cumulative Energy Savings (MWh or mTherms) | Achievable Technical Potential | 0 | 0 | 0 | 0 | 0 | 0 | 0 | 0 | 0 | 0 | 0 | 0 | 0 | 0 | 0 | 0 | 0 | 0 | 0 | 0 | 0 | 0 | 0 | 0 | 0 | 0 | 0
F8_Commercial_Interruptible - Miscellaneous_New_Water Heating_Natural Gas_Advanced New Construction Designs_A_Achievable Technical Potential | F8 | Commercial | Interruptible - Miscellaneous | New | Water Heating | Natural Gas | Advanced New Construction Designs | A | Cumulative Summer Peak Savings (MW) | Achievable Technical Potential | 0 | 0 | 0 | 0 | 0 | 0 | 0 | 0 | 0 | 0 | 0 | 0 | 0 | 0 | 0 | 0 | 0 | 0 | 0 | 0 | 0 | 0 | 0 | 0 | 0 | 0 | 0
F9_Commercial_Interruptible - Miscellaneous_New_Water Heating_Natural Gas_Advanced New Construction Designs_A_Achievable Technical Potential | F9 | Commercial | Interruptible - Miscellaneous | New | Water Heating | Natural Gas | Advanced New Construction Designs | A | Cumulative Winter Peak Savings (MW) | Achievable Technical Potential | 0 | 0 | 0 | 0 | 0 | 0 | 0 | 0 | 0 | 0 | 0 | 0 | 0 | 0 | 0 | 0 | 0 | 0 | 0 | 0 | 0 | 0 | 0 | 0 | 0 | 0 | 0
F10_Commercial_Interruptible - Miscellaneous_New_Water Heating_Natural Gas_Advanced New Construction Designs_A_Achievable Technical Potential | F10 | Commercial | Interruptible - Miscellaneous | New | Water Heating | Natural Gas | Advanced New Construction Designs | A | Purchases (Incremental) | Achievable Technical Potential | 0 | 0 | 0 | 0 | 0 | 0 | 0 | 0 | 0 | 0 | 0 | 0 | 0 | 0 | 0 | 0 | 0 | 0 | 0 | 0 | 0 | 0 | 0 | 0 | 0 | 0 | 0
F11_Commercial_Interruptible - Miscellaneous_New_Water Heating_Natural Gas_Advanced New Construction Designs_A_Achievable Technical Potential | F11 | Commercial | Interruptible - Miscellaneous | New | Water Heating | Natural Gas | Advanced New Construction Designs | A | Purchases (Cumulative) | Achievable Technical Potential | 0 | 0 | 0 | 0 | 0 | 0 | 0 | 0 | 0 | 0 | 0 | 0 | 0 | 0 | 0 | 0 | 0 | 0 | 0 | 0 | 0 | 0 | 0 | 0 | 0 | 0 | 0
F1_Commercial_Interruptible - Miscellaneous_New_Space Heating_Natural Gas_Strategic Energy Management_A_Achievable Technical Potential | F1 | Commercial | Interruptible - Miscellaneous | New | Space Heating | Natural Gas | Strategic Energy Management | A | Integrated Unit Energy Savings (kWh or therms) | Achievable Technical Potential | 0 | 0 | 0 | 0 | 0 | 0 | 0 | 0 | 0 | 0 | 0 | 0 | 0 | 0 | 0 | 0 | 0 | 0 | 0 | 0 | 0 | 0 | 0 | 0 | 0 | 0 | 0
F2_Commercial_Interruptible - Miscellaneous_New_Space Heating_Natural Gas_Strategic Energy Management_A_Achievable Technical Potential | F2 | Commercial | Interruptible - Miscellaneous | New | Space Heating | Natural Gas | Strategic Energy Management | A | Integrated Unit Summer Peak Savings (kW) | Achievable Technical Potential | 0 | 0 | 0 | 0 | 0 | 0 | 0 | 0 | 0 | 0 | 0 | 0 | 0 | 0 | 0 | 0 | 0 | 0 | 0 | 0 | 0 | 0 | 0 | 0 | 0 | 0 | 0
F3_Commercial_Interruptible - Miscellaneous_New_Space Heating_Natural Gas_Strategic Energy Management_A_Achievable Technical Potential | F3 | Commercial | Interruptible - Miscellaneous | New | Space Heating | Natural Gas | Strategic Energy Management | A | Integrated Unit Winter Peak Savings (kW) | Achievable Technical Potential | 0 | 0 | 0 | 0 | 0 | 0 | 0 | 0 | 0 | 0 | 0 | 0 | 0 | 0 | 0 | 0 | 0 | 0 | 0 | 0 | 0 | 0 | 0 | 0 | 0 | 0 | 0
F4_Commercial_Interruptible - Miscellaneous_New_Space Heating_Natural Gas_Strategic Energy Management_A_Achievable Technical Potential | F4 | Commercial | Interruptible - Miscellaneous | New | Space Heating | Natural Gas | Strategic Energy Management | A | Incremental Energy Savings (MWh or mTherms) | Achievable Technical Potential | 0 | 0 | 0 | 0 | 0 | 0 | 0 | 0 | 0 | 0 | 0 | 0 | 0 | 0 | 0 | 0 | 0 | 0 | 0 | 0 | 0 | 0 | 0 | 0 | 0 | 0 | 0
F5_Commercial_Interruptible - Miscellaneous_New_Space Heating_Natural Gas_Strategic Energy Management_A_Achievable Technical Potential | F5 | Commercial | Interruptible - Miscellaneous | New | Space Heating | Natural Gas | Strategic Energy Management | A | Incremental Summer Peak Savings (MW) | Achievable Technical Potential | 0 | 0 | 0 | 0 | 0 | 0 | 0 | 0 | 0 | 0 | 0 | 0 | 0 | 0 | 0 | 0 | 0 | 0 | 0 | 0 | 0 | 0 | 0 | 0 | 0 | 0 | 0
F6_Commercial_Interruptible - Miscellaneous_New_Space Heating_Natural Gas_Strategic Energy Management_A_Achievable Technical Potential | F6 | Commercial | Interruptible - Miscellaneous | New | Space Heating | Natural Gas | Strategic Energy Management | A | Incremental Winter Peak Savings (MW) | Achievable Technical Potential | 0 | 0 | 0 | 0 | 0 | 0 | 0 | 0 | 0 | 0 | 0 | 0 | 0 | 0 | 0 | 0 | 0 | 0 | 0 | 0 | 0 | 0 | 0 | 0 | 0 | 0 | 0
F7_Commercial_Interruptible - Miscellaneous_New_Space Heating_Natural Gas_Strategic Energy Management_A_Achievable Technical Potential | F7 | Commercial | Interruptible - Miscellaneous | New | Space Heating | Natural Gas | Strategic Energy Management | A | Cumulative Energy Savings (MWh or mTherms) | Achievable Technical Potential | 0 | 0 | 0 | 0 | 0 | 0 | 0 | 0 | 0 | 0 | 0 | 0 | 0 | 0 | 0 | 0 | 0 | 0 | 0 | 0 | 0 | 0 | 0 | 0 | 0 | 0 | 0
F8_Commercial_Interruptible - Miscellaneous_New_Space Heating_Natural Gas_Strategic Energy Management_A_Achievable Technical Potential | F8 | Commercial | Interruptible - Miscellaneous | New | Space Heating | Natural Gas | Strategic Energy Management | A | Cumulative Summer Peak Savings (MW) | Achievable Technical Potential | 0 | 0 | 0 | 0 | 0 | 0 | 0 | 0 | 0 | 0 | 0 | 0 | 0 | 0 | 0 | 0 | 0 | 0 | 0 | 0 | 0 | 0 | 0 | 0 | 0 | 0 | 0
F9_Commercial_Interruptible - Miscellaneous_New_Space Heating_Natural Gas_Strategic Energy Management_A_Achievable Technical Potential | F9 | Commercial | Interruptible - Miscellaneous | New | Space Heating | Natural Gas | Strategic Energy Management | A | Cumulative Winter Peak Savings (MW) | Achievable Technical Potential | 0 | 0 | 0 | 0 | 0 | 0 | 0 | 0 | 0 | 0 | 0 | 0 | 0 | 0 | 0 | 0 | 0 | 0 | 0 | 0 | 0 | 0 | 0 | 0 | 0 | 0 | 0
F10_Commercial_Interruptible - Miscellaneous_New_Space Heating_Natural Gas_Strategic Energy Management_A_Achievable Technical Potential | F10 | Commercial | Interruptible - Miscellaneous | New | Space Heating | Natural Gas | Strategic Energy Management | A | Purchases (Incremental) | Achievable Technical Potential | 0 | 0 | 0 | 0 | 0 | 0 | 0 | 0 | 0 | 0 | 0 | 0 | 0 | 0 | 0 | 0 | 0 | 0 | 0 | 0 | 0 | 0 | 0 | 0 | 0 | 0 | 0
F11_Commercial_Interruptible - Miscellaneous_New_Space Heating_Natural Gas_Strategic Energy Management_A_Achievable Technical Potential | F11 | Commercial | Interruptible - Miscellaneous | New | Space Heating | Natural Gas | Strategic Energy Management | A | Purchases (Cumulative) | Achievable Technical Potential | 0 | 0 | 0 | 0 | 0 | 0 | 0 | 0 | 0 | 0 | 0 | 0 | 0 | 0 | 0 | 0 | 0 | 0 | 0 | 0 | 0 | 0 | 0 | 0 | 0 | 0 | 0
F1_Commercial_Interruptible - Miscellaneous_New_Water Heating_Natural Gas_Strategic Energy Management_A_Achievable Technical Potential | F1 | Commercial | Interruptible - Miscellaneous | New | Water Heating | Natural Gas | Strategic Energy Management | A | Integrated Unit Energy Savings (kWh or therms) | Achievable Technical Potential | 0 | 0 | 0 | 0 | 0 | 0 | 0 | 0 | 0 | 0 | 0 | 0 | 0 | 0 | 0 | 0 | 0 | 0 | 0 | 0 | 0 | 0 | 0 | 0 | 0 | 0 | 0
F2_Commercial_Interruptible - Miscellaneous_New_Water Heating_Natural Gas_Strategic Energy Management_A_Achievable Technical Potential | F2 | Commercial | Interruptible - Miscellaneous | New | Water Heating | Natural Gas | Strategic Energy Management | A | Integrated Unit Summer Peak Savings (kW) | Achievable Technical Potential | 0 | 0 | 0 | 0 | 0 | 0 | 0 | 0 | 0 | 0 | 0 | 0 | 0 | 0 | 0 | 0 | 0 | 0 | 0 | 0 | 0 | 0 | 0 | 0 | 0 | 0 | 0
F3_Commercial_Interruptible - Miscellaneous_New_Water Heating_Natural Gas_Strategic Energy Management_A_Achievable Technical Potential | F3 | Commercial | Interruptible - Miscellaneous | New | Water Heating | Natural Gas | Strategic Energy Management | A | Integrated Unit Winter Peak Savings (kW) | Achievable Technical Potential | 0 | 0 | 0 | 0 | 0 | 0 | 0 | 0 | 0 | 0 | 0 | 0 | 0 | 0 | 0 | 0 | 0 | 0 | 0 | 0 | 0 | 0 | 0 | 0 | 0 | 0 | 0
F4_Commercial_Interruptible - Miscellaneous_New_Water Heating_Natural Gas_Strategic Energy Management_A_Achievable Technical Potential | F4 | Commercial | Interruptible - Miscellaneous | New | Water Heating | Natural Gas | Strategic Energy Management | A | Incremental Energy Savings (MWh or mTherms) | Achievable Technical Potential | 0 | 0 | 0 | 0 | 0 | 0 | 0 | 0 | 0 | 0 | 0 | 0 | 0 | 0 | 0 | 0 | 0 | 0 | 0 | 0 | 0 | 0 | 0 | 0 | 0 | 0 | 0
F5_Commercial_Interruptible - Miscellaneous_New_Water Heating_Natural Gas_Strategic Energy Management_A_Achievable Technical Potential | F5 | Commercial | Interruptible - Miscellaneous | New | Water Heating | Natural Gas | Strategic Energy Management | A | Incremental Summer Peak Savings (MW) | Achievable Technical Potential | 0 | 0 | 0 | 0 | 0 | 0 | 0 | 0 | 0 | 0 | 0 | 0 | 0 | 0 | 0 | 0 | 0 | 0 | 0 | 0 | 0 | 0 | 0 | 0 | 0 | 0 | 0
F6_Commercial_Interruptible - Miscellaneous_New_Water Heating_Natural Gas_Strategic Energy Management_A_Achievable Technical Potential | F6 | Commercial | Interruptible - Miscellaneous | New | Water Heating | Natural Gas | Strategic Energy Management | A | Incremental Winter Peak Savings (MW) | Achievable Technical Potential | 0 | 0 | 0 | 0 | 0 | 0 | 0 | 0 | 0 | 0 | 0 | 0 | 0 | 0 | 0 | 0 | 0 | 0 | 0 | 0 | 0 | 0 | 0 | 0 | 0 | 0 | 0
F7_Commercial_Interruptible - Miscellaneous_New_Water Heating_Natural Gas_Strategic Energy Management_A_Achievable Technical Potential | F7 | Commercial | Interruptible - Miscellaneous | New | Water Heating | Natural Gas | Strategic Energy Management | A | Cumulative Energy Savings (MWh or mTherms) | Achievable Technical Potential | 0 | 0 | 0 | 0 | 0 | 0 | 0 | 0 | 0 | 0 | 0 | 0 | 0 | 0 | 0 | 0 | 0 | 0 | 0 | 0 | 0 | 0 | 0 | 0 | 0 | 0 | 0
F8_Commercial_Interruptible - Miscellaneous_New_Water Heating_Natural Gas_Strategic Energy Management_A_Achievable Technical Potential | F8 | Commercial | Interruptible - Miscellaneous | New | Water Heating | Natural Gas | Strategic Energy Management | A | Cumulative Summer Peak Savings (MW) | Achievable Technical Potential | 0 | 0 | 0 | 0 | 0 | 0 | 0 | 0 | 0 | 0 | 0 | 0 | 0 | 0 | 0 | 0 | 0 | 0 | 0 | 0 | 0 | 0 | 0 | 0 | 0 | 0 | 0
F9_Commercial_Interruptible - Miscellaneous_New_Water Heating_Natural Gas_Strategic Energy Management_A_Achievable Technical Potential | F9 | Commercial | Interruptible - Miscellaneous | New | Water Heating | Natural Gas | Strategic Energy Management | A | Cumulative Winter Peak Savings (MW) | Achievable Technical Potential | 0 | 0 | 0 | 0 | 0 | 0 | 0 | 0 | 0 | 0 | 0 | 0 | 0 | 0 | 0 | 0 | 0 | 0 | 0 | 0 | 0 | 0 | 0 | 0 | 0 | 0 | 0
F10_Commercial_Interruptible - Miscellaneous_New_Water Heating_Natural Gas_Strategic Energy Management_A_Achievable Technical Potential | F10 | Commercial | Interruptible - Miscellaneous | New | Water Heating | Natural Gas | Strategic Energy Management | A | Purchases (Incremental) | Achievable Technical Potential | 0 | 0 | 0 | 0 | 0 | 0 | 0 | 0 | 0 | 0 | 0 | 0 | 0 | 0 | 0 | 0 | 0 | 0 | 0 | 0 | 0 | 0 | 0 | 0 | 0 | 0 | 0
F11_Commercial_Interruptible - Miscellaneous_New_Water Heating_Natural Gas_Strategic Energy Management_A_Achievable Technical Potential | F11 | Commercial | Interruptible - Miscellaneous | New | Water Heating | Natural Gas | Strategic Energy Management | A | Purchases (Cumulative) | Achievable Technical Potential | 0 | 0 | 0 | 0 | 0 | 0 | 0 | 0 | 0 | 0 | 0 | 0 | 0 | 0 | 0 | 0 | 0 | 0 | 0 | 0 | 0 | 0 | 0 | 0 | 0 | 0 | 0
F1_Commercial_Interruptible - Miscellaneous_New_Space Heating_Natural Gas_Retrocommissioning_A_Achievable Technical Potential | F1 | Commercial | Interruptible - Miscellaneous | New | Space Heating | Natural Gas | Retrocommissioning | A | Integrated Unit Energy Savings (kWh or therms) | Achievable Technical Potential | 0 | 0 | 0 | 0 | 0 | 0 | 0 | 0 | 0 | 0 | 0 | 0 | 0 | 0 | 0 | 0 | 0 | 0 | 0 | 0 | 0 | 0 | 0 | 0 | 0 | 0 | 0
F2_Commercial_Interruptible - Miscellaneous_New_Space Heating_Natural Gas_Retrocommissioning_A_Achievable Technical Potential | F2 | Commercial | Interruptible - Miscellaneous | New | Space Heating | Natural Gas | Retrocommissioning | A | Integrated Unit Summer Peak Savings (kW) | Achievable Technical Potential | 0 | 0 | 0 | 0 | 0 | 0 | 0 | 0 | 0 | 0 | 0 | 0 | 0 | 0 | 0 | 0 | 0 | 0 | 0 | 0 | 0 | 0 | 0 | 0 | 0 | 0 | 0
F3_Commercial_Interruptible - Miscellaneous_New_Space Heating_Natural Gas_Retrocommissioning_A_Achievable Technical Potential | F3 | Commercial | Interruptible - Miscellaneous | New | Space Heating | Natural Gas | Retrocommissioning | A | Integrated Unit Winter Peak Savings (kW) | Achievable Technical Potential | 0 | 0 | 0 | 0 | 0 | 0 | 0 | 0 | 0 | 0 | 0 | 0 | 0 | 0 | 0 | 0 | 0 | 0 | 0 | 0 | 0 | 0 | 0 | 0 | 0 | 0 | 0
F4_Commercial_Interruptible - Miscellaneous_New_Space Heating_Natural Gas_Retrocommissioning_A_Achievable Technical Potential | F4 | Commercial | Interruptible - Miscellaneous | New | Space Heating | Natural Gas | Retrocommissioning | A | Incremental Energy Savings (MWh or mTherms) | Achievable Technical Potential | 0 | 0 | 0 | 0 | 0 | 0 | 0 | 0 | 0 | 0 | 0 | 0 | 0 | 0 | 0 | 0 | 0 | 0 | 0 | 0 | 0 | 0 | 0 | 0 | 0 | 0 | 0
F5_Commercial_Interruptible - Miscellaneous_New_Space Heating_Natural Gas_Retrocommissioning_A_Achievable Technical Potential | F5 | Commercial | Interruptible - Miscellaneous | New | Space Heating | Natural Gas | Retrocommissioning | A | Incremental Summer Peak Savings (MW) | Achievable Technical Potential | 0 | 0 | 0 | 0 | 0 | 0 | 0 | 0 | 0 | 0 | 0 | 0 | 0 | 0 | 0 | 0 | 0 | 0 | 0 | 0 | 0 | 0 | 0 | 0 | 0 | 0 | 0
F6_Commercial_Interruptible - Miscellaneous_New_Space Heating_Natural Gas_Retrocommissioning_A_Achievable Technical Potential | F6 | Commercial | Interruptible - Miscellaneous | New | Space Heating | Natural Gas | Retrocommissioning | A | Incremental Winter Peak Savings (MW) | Achievable Technical Potential | 0 | 0 | 0 | 0 | 0 | 0 | 0 | 0 | 0 | 0 | 0 | 0 | 0 | 0 | 0 | 0 | 0 | 0 | 0 | 0 | 0 | 0 | 0 | 0 | 0 | 0 | 0
F7_Commercial_Interruptible - Miscellaneous_New_Space Heating_Natural Gas_Retrocommissioning_A_Achievable Technical Potential | F7 | Commercial | Interruptible - Miscellaneous | New | Space Heating | Natural Gas | Retrocommissioning | A | Cumulative Energy Savings (MWh or mTherms) | Achievable Technical Potential | 0 | 0 | 0 | 0 | 0 | 0 | 0 | 0 | 0 | 0 | 0 | 0 | 0 | 0 | 0 | 0 | 0 | 0 | 0 | 0 | 0 | 0 | 0 | 0 | 0 | 0 | 0
F8_Commercial_Interruptible - Miscellaneous_New_Space Heating_Natural Gas_Retrocommissioning_A_Achievable Technical Potential | F8 | Commercial | Interruptible - Miscellaneous | New | Space Heating | Natural Gas | Retrocommissioning | A | Cumulative Summer Peak Savings (MW) | Achievable Technical Potential | 0 | 0 | 0 | 0 | 0 | 0 | 0 | 0 | 0 | 0 | 0 | 0 | 0 | 0 | 0 | 0 | 0 | 0 | 0 | 0 | 0 | 0 | 0 | 0 | 0 | 0 | 0
F9_Commercial_Interruptible - Miscellaneous_New_Space Heating_Natural Gas_Retrocommissioning_A_Achievable Technical Potential | F9 | Commercial | Interruptible - Miscellaneous | New | Space Heating | Natural Gas | Retrocommissioning | A | Cumulative Winter Peak Savings (MW) | Achievable Technical Potential | 0 | 0 | 0 | 0 | 0 | 0 | 0 | 0 | 0 | 0 | 0 | 0 | 0 | 0 | 0 | 0 | 0 | 0 | 0 | 0 | 0 | 0 | 0 | 0 | 0 | 0 | 0
F10_Commercial_Interruptible - Miscellaneous_New_Space Heating_Natural Gas_Retrocommissioning_A_Achievable Technical Potential | F10 | Commercial | Interruptible - Miscellaneous | New | Space Heating | Natural Gas | Retrocommissioning | A | Purchases (Incremental) | Achievable Technical Potential | 0 | 0 | 0 | 0 | 0 | 0 | 0 | 0 | 0 | 0 | 0 | 0 | 0 | 0 | 0 | 0 | 0 | 0 | 0 | 0 | 0 | 0 | 0 | 0 | 0 | 0 | 0
F11_Commercial_Interruptible - Miscellaneous_New_Space Heating_Natural Gas_Retrocommissioning_A_Achievable Technical Potential | F11 | Commercial | Interruptible - Miscellaneous | New | Space Heating | Natural Gas | Retrocommissioning | A | Purchases (Cumulative) | Achievable Technical Potential | 0 | 0 | 0 | 0 | 0 | 0 | 0 | 0 | 0 | 0 | 0 | 0 | 0 | 0 | 0 | 0 | 0 | 0 | 0 | 0 | 0 | 0 | 0 | 0 | 0 | 0 | 0
F1_Commercial_Interruptible - Miscellaneous_New_Water Heating_Natural Gas_Retrocommissioning_A_Achievable Technical Potential | F1 | Commercial | Interruptible - Miscellaneous | New | Water Heating | Natural Gas | Retrocommissioning | A | Integrated Unit Energy Savings (kWh or therms) | Achievable Technical Potential | 0 | 0 | 0 | 0 | 0 | 0 | 0 | 0 | 0 | 0 | 0 | 0 | 0 | 0 | 0 | 0 | 0 | 0 | 0 | 0 | 0 | 0 | 0 | 0 | 0 | 0 | 0
F2_Commercial_Interruptible - Miscellaneous_New_Water Heating_Natural Gas_Retrocommissioning_A_Achievable Technical Potential | F2 | Commercial | Interruptible - Miscellaneous | New | Water Heating | Natural Gas | Retrocommissioning | A | Integrated Unit Summer Peak Savings (kW) | Achievable Technical Potential | 0 | 0 | 0 | 0 | 0 | 0 | 0 | 0 | 0 | 0 | 0 | 0 | 0 | 0 | 0 | 0 | 0 | 0 | 0 | 0 | 0 | 0 | 0 | 0 | 0 | 0 | 0
F3_Commercial_Interruptible - Miscellaneous_New_Water Heating_Natural Gas_Retrocommissioning_A_Achievable Technical Potential | F3 | Commercial | Interruptible - Miscellaneous | New | Water Heating | Natural Gas | Retrocommissioning | A | Integrated Unit Winter Peak Savings (kW) | Achievable Technical Potential | 0 | 0 | 0 | 0 | 0 | 0 | 0 | 0 | 0 | 0 | 0 | 0 | 0 | 0 | 0 | 0 | 0 | 0 | 0 | 0 | 0 | 0 | 0 | 0 | 0 | 0 | 0
F4_Commercial_Interruptible - Miscellaneous_New_Water Heating_Natural Gas_Retrocommissioning_A_Achievable Technical Potential | F4 | Commercial | Interruptible - Miscellaneous | New | Water Heating | Natural Gas | Retrocommissioning | A | Incremental Energy Savings (MWh or mTherms) | Achievable Technical Potential | 0 | 0 | 0 | 0 | 0 | 0 | 0 | 0 | 0 | 0 | 0 | 0 | 0 | 0 | 0 | 0 | 0 | 0 | 0 | 0 | 0 | 0 | 0 | 0 | 0 | 0 | 0
F5_Commercial_Interruptible - Miscellaneous_New_Water Heating_Natural Gas_Retrocommissioning_A_Achievable Technical Potential | F5 | Commercial | Interruptible - Miscellaneous | New | Water Heating | Natural Gas | Retrocommissioning | A | Incremental Summer Peak Savings (MW) | Achievable Technical Potential | 0 | 0 | 0 | 0 | 0 | 0 | 0 | 0 | 0 | 0 | 0 | 0 | 0 | 0 | 0 | 0 | 0 | 0 | 0 | 0 | 0 | 0 | 0 | 0 | 0 | 0 | 0
F6_Commercial_Interruptible - Miscellaneous_New_Water Heating_Natural Gas_Retrocommissioning_A_Achievable Technical Potential | F6 | Commercial | Interruptible - Miscellaneous | New | Water Heating | Natural Gas | Retrocommissioning | A | Incremental Winter Peak Savings (MW) | Achievable Technical Potential | 0 | 0 | 0 | 0 | 0 | 0 | 0 | 0 | 0 | 0 | 0 | 0 | 0 | 0 | 0 | 0 | 0 | 0 | 0 | 0 | 0 | 0 | 0 | 0 | 0 | 0 | 0
F7_Commercial_Interruptible - Miscellaneous_New_Water Heating_Natural Gas_Retrocommissioning_A_Achievable Technical Potential | F7 | Commercial | Interruptible - Miscellaneous | New | Water Heating | Natural Gas | Retrocommissioning | A | Cumulative Energy Savings (MWh or mTherms) | Achievable Technical Potential | 0 | 0 | 0 | 0 | 0 | 0 | 0 | 0 | 0 | 0 | 0 | 0 | 0 | 0 | 0 | 0 | 0 | 0 | 0 | 0 | 0 | 0 | 0 | 0 | 0 | 0 | 0
F8_Commercial_Interruptible - Miscellaneous_New_Water Heating_Natural Gas_Retrocommissioning_A_Achievable Technical Potential | F8 | Commercial | Interruptible - Miscellaneous | New | Water Heating | Natural Gas | Retrocommissioning | A | Cumulative Summer Peak Savings (MW) | Achievable Technical Potential | 0 | 0 | 0 | 0 | 0 | 0 | 0 | 0 | 0 | 0 | 0 | 0 | 0 | 0 | 0 | 0 | 0 | 0 | 0 | 0 | 0 | 0 | 0 | 0 | 0 | 0 | 0
F9_Commercial_Interruptible - Miscellaneous_New_Water Heating_Natural Gas_Retrocommissioning_A_Achievable Technical Potential | F9 | Commercial | Interruptible - Miscellaneous | New | Water Heating | Natural Gas | Retrocommissioning | A | Cumulative Winter Peak Savings (MW) | Achievable Technical Potential | 0 | 0 | 0 | 0 | 0 | 0 | 0 | 0 | 0 | 0 | 0 | 0 | 0 | 0 | 0 | 0 | 0 | 0 | 0 | 0 | 0 | 0 | 0 | 0 | 0 | 0 | 0
F10_Commercial_Interruptible - Miscellaneous_New_Water Heating_Natural Gas_Retrocommissioning_A_Achievable Technical Potential | F10 | Commercial | Interruptible - Miscellaneous | New | Water Heating | Natural Gas | Retrocommissioning | A | Purchases (Incremental) | Achievable Technical Potential | 0 | 0 | 0 | 0 | 0 | 0 | 0 | 0 | 0 | 0 | 0 | 0 | 0 | 0 | 0 | 0 | 0 | 0 | 0 | 0 | 0 | 0 | 0 | 0 | 0 | 0 | 0
F11_Commercial_Interruptible - Miscellaneous_New_Water Heating_Natural Gas_Retrocommissioning_A_Achievable Technical Potential | F11 | Commercial | Interruptible - Miscellaneous | New | Water Heating | Natural Gas | Retrocommissioning | A | Purchases (Cumulative) | Achievable Technical Potential | 0 | 0 | 0 | 0 | 0 | 0 | 0 | 0 | 0 | 0 | 0 | 0 | 0 | 0 | 0 | 0 | 0 | 0 | 0 | 0 | 0 | 0 | 0 | 0 | 0 | 0 | 0
F1_Commercial_WA - College_Existing_Space Heating_Natural Gas_Furnace_A_Achievable Economic TRC Potential | F1 | Commercial | WA - College | Existing | Space Heating | Natural Gas | Furnace | A | Integrated Unit Energy Savings (kWh or therms) | Achievable Economic TRC Potential | 0 | 243.0543 | 242.1118 | 81.8666 | 81.8666 | 81.8666 | 81.8666 | 81.8666 | 81.8666 | 81.8666 | 81.8666 | 81.8666 | 81.8666 | 81.8666 | 81.8666 | 81.8666 | 81.8666 | 81.8666 | 81.8666 | 81.8666 | 81.8666 | 81.8666 | 81.8666 | 81.8666 | 81.8666 | 81.8666 | 81.8666
F2_Commercial_WA - College_Existing_Space Heating_Natural Gas_Furnace_A_Achievable Economic TRC Potential | F2 | Commercial | WA - College | Existing | Space Heating | Natural Gas | Furnace | A | Integrated Unit Summer Peak Savings (kW) | Achievable Economic TRC Potential | 0 | 0 | 0 | 0 | 0 | 0 | 0 | 0 | 0 | 0 | 0 | 0 | 0 | 0 | 0 | 0 | 0 | 0 | 0 | 0 | 0 | 0 | 0 | 0 | 0 | 0 | 0
F3_Commercial_WA - College_Existing_Space Heating_Natural Gas_Furnace_A_Achievable Economic TRC Potential | F3 | Commercial | WA - College | Existing | Space Heating | Natural Gas | Furnace | A | Integrated Unit Winter Peak Savings (kW) | Achievable Economic TRC Potential | 0 | 0 | 0 | 0 | 0 | 0 | 0 | 0 | 0 | 0 | 0 | 0 | 0 | 0 | 0 | 0 | 0 | 0 | 0 | 0 | 0 | 0 | 0 | 0 | 0 | 0 | 0
F4_Commercial_WA - College_Existing_Space Heating_Natural Gas_Furnace_A_Achievable Economic TRC Potential | F4 | Commercial | WA - College | Existing | Space Heating | Natural Gas | Furnace | A | Incremental Energy Savings (MWh or mTherms) | Achievable Economic TRC Potential | 0 | 0 | 0 | 0.002399 | 0.0041619 | 0.010177 | 0.021299 | 0.040287 | 0.070629 | 0.11639 | 0.18034 | 0.26482 | 0.3705 | 0.49572 | 0.63609 | 0.78459 | 0.93248 | 1.0708 | 1.1921 | 1.1896 | 1.1728 | 1.1413 | 1.1122 | 1.0731 | 1.0422 | 1.0191 | 1.0011
F5_Commercial_WA - College_Existing_Space Heating_Natural Gas_Furnace_A_Achievable Economic TRC Potential | F5 | Commercial | WA - College | Existing | Space Heating | Natural Gas | Furnace | A | Incremental Summer Peak Savings (MW) | Achievable Economic TRC Potential | 0 | 0 | 0 | 0 | 0 | 0 | 0 | 0 | 0 | 0 | 0 | 0 | 0 | 0 | 0 | 0 | 0 | 0 | 0 | 0 | 0 | 0 | 0 | 0 | 0 | 0 | 0
F6_Commercial_WA - College_Existing_Space Heating_Natural Gas_Furnace_A_Achievable Economic TRC Potential | F6 | Commercial | WA - College | Existing | Space Heating | Natural Gas | Furnace | A | Incremental Winter Peak Savings (MW) | Achievable Economic TRC Potential | 0 | 0 | 0 | 0 | 0 | 0 | 0 | 0 | 0 | 0 | 0 | 0 | 0 | 0 | 0 | 0 | 0 | 0 | 0 | 0 | 0 | 0 | 0 | 0 | 0 | 0 | 0
F7_Commercial_WA - College_Existing_Space Heating_Natural Gas_Furnace_A_Achievable Economic TRC Potential | F7 | Commercial | WA - College | Existing | Space Heating | Natural Gas | Furnace | A | Cumulative Energy Savings (MWh or mTherms) | Achievable Economic TRC Potential | 0 | 0 | 0 | 0.002399 | 0.0065609 | 0.016737 | 0.038037 | 0.078324 | 0.14895 | 0.26535 | 0.44569 | 0.71051 | 1.081 | 1.5767 | 2.2128 | 2.9974 | 3.9299 | 5.0007 | 6.1927 | 7.3823 | 8.5551 | 9.6965 | 10.8087 | 11.8818 | 12.924 | 13.9431 | 14.9441
F8_Commercial_WA - College_Existing_Space Heating_Natural Gas_Furnace_A_Achievable Economic TRC Potential | F8 | Commercial | WA - College | Existing | Space Heating | Natural Gas | Furnace | A | Cumulative Summer Peak Savings (MW) | Achievable Economic TRC Potential | 0 | 0 | 0 | 0 | 0 | 0 | 0 | 0 | 0 | 0 | 0 | 0 | 0 | 0 | 0 | 0 | 0 | 0 | 0 | 0 | 0 | 0 | 0 | 0 | 0 | 0 | 0
F9_Commercial_WA - College_Existing_Space Heating_Natural Gas_Furnace_A_Achievable Economic TRC Potential | F9 | Commercial | WA - College | Existing | Space Heating | Natural Gas | Furnace | A | Cumulative Winter Peak Savings (MW) | Achievable Economic TRC Potential | 0 | 0 | 0 | 0 | 0 | 0 | 0 | 0 | 0 | 0 | 0 | 0 | 0 | 0 | 0 | 0 | 0 | 0 | 0 | 0 | 0 | 0 | 0 | 0 | 0 | 0 | 0
F10_Commercial_WA - College_Existing_Space Heating_Natural Gas_Furnace_A_Achievable Economic TRC Potential | F10 | Commercial | WA - College | Existing | Space Heating | Natural Gas | Furnace | A | Purchases (Incremental) | Achievable Economic TRC Potential | 0 | 0 | 0 | 0.029303 | 0.050838 | 0.12431 | 0.26017 | 0.49211 | 0.86273 | 1.4218 | 2.2029 | 3.2347 | 4.5256 | 6.0553 | 7.7698 | 9.5838 | 11.3902 | 13.0795 | 14.561 | 14.5307 | 14.3262 | 13.9415 | 13.5857 | 13.1078 | 12.7303 | 12.4484 | 12.2278
F11_Commercial_WA - College_Existing_Space Heating_Natural Gas_Furnace_A_Achievable Economic TRC Potential | F11 | Commercial | WA - College | Existing | Space Heating | Natural Gas | Furnace | A | Purchases (Cumulative) | Achievable Economic TRC Potential | 0 | 0 | 0 | 0.029303 | 0.080141 | 0.20445 | 0.46462 | 0.95672 | 1.8195 | 3.2412 | 5.4441 | 8.6789 | 13.2045 | 19.2598 | 27.0296 | 36.6133 | 48.0035 | 61.083 | 75.644 | 90.1747 | 104.5009 | 118.4424 | 132.0281 | 145.1358 | 157.8662 | 170.3146 | 182.5424
F1_Commercial_WA - College_Existing_Space Heating_Natural Gas_Boiler_A_Achievable Economic TRC Potential | F1 | Commercial | WA - College | Existing | Space Heating | Natural Gas | Boiler | A | Integrated Unit Energy Savings (kWh or therms) | Achievable Economic TRC Potential | 0 | 375.9733 | 374.5154 | 374.5154 | 374.5154 | 374.5154 | 374.5154 | 374.5154 | 374.5154 | 374.5154 | 374.5154 | 374.5154 | 374.5154 | 374.5154 | 374.5154 | 374.5154 | 374.5154 | 374.5154 | 374.5154 | 374.5154 | 374.5154 | 374.5154 | 374.5154 | 374.5154 | 374.5154 | 374.5154 | 374.5154
F2_Commercial_WA - College_Existing_Space Heating_Natural Gas_Boiler_A_Achievable Economic TRC Potential | F2 | Commercial | WA - College | Existing | Space Heating | Natural Gas | Boiler | A | Integrated Unit Summer Peak Savings (kW) | Achievable Economic TRC Potential | 0 | 0 | 0 | 0 | 0 | 0 | 0 | 0 | 0 | 0 | 0 | 0 | 0 | 0 | 0 | 0 | 0 | 0 | 0 | 0 | 0 | 0 | 0 | 0 | 0 | 0 | 0
F3_Commercial_WA - College_Existing_Space Heating_Natural Gas_Boiler_A_Achievable Economic TRC Potential | F3 | Commercial | WA - College | Existing | Space Heating | Natural Gas | Boiler | A | Integrated Unit Winter Peak Savings (kW) | Achievable Economic TRC Potential | 0 | 0 | 0 | 0 | 0 | 0 | 0 | 0 | 0 | 0 | 0 | 0 | 0 | 0 | 0 | 0 | 0 | 0 | 0 | 0 | 0 | 0 | 0 | 0 | 0 | 0 | 0
F4_Commercial_WA - College_Existing_Space Heating_Natural Gas_Boiler_A_Achievable Economic TRC Potential | F4 | Commercial | WA - College | Existing | Space Heating | Natural Gas | Boiler | A | Incremental Energy Savings (MWh or mTherms) | Achievable Economic TRC Potential | 0 | 0 | 0 | 0 | 0 | 0 | 0 | 0 | 0 | 0 | 0 | 0 | 0 | 0 | 0 | 0 | 0 | 0 | 0 | 0 | 0 | 0 | 0 | 0 | 0 | 0 | 0
F5_Commercial_WA - College_Existing_Space Heating_Natural Gas_Boiler_A_Achievable Economic TRC Potential | F5 | Commercial | WA - College | Existing | Space Heating | Natural Gas | Boiler | A | Incremental Summer Peak Savings (MW) | Achievable Economic TRC Potential | 0 | 0 | 0 | 0 | 0 | 0 | 0 | 0 | 0 | 0 | 0 | 0 | 0 | 0 | 0 | 0 | 0 | 0 | 0 | 0 | 0 | 0 | 0 | 0 | 0 | 0 | 0
F6_Commercial_WA - College_Existing_Space Heating_Natural Gas_Boiler_A_Achievable Economic TRC Potential | F6 | Commercial | WA - College | Existing | Space Heating | Natural Gas | Boiler | A | Incremental Winter Peak Savings (MW) | Achievable Economic TRC Potential | 0 | 0 | 0 | 0 | 0 | 0 | 0 | 0 | 0 | 0 | 0 | 0 | 0 | 0 | 0 | 0 | 0 | 0 | 0 | 0 | 0 | 0 | 0 | 0 | 0 | 0 | 0
F7_Commercial_WA - College_Existing_Space Heating_Natural Gas_Boiler_A_Achievable Economic TRC Potential | F7 | Commercial | WA - College | Existing | Space Heating | Natural Gas | Boiler | A | Cumulative Energy Savings (MWh or mTherms) | Achievable Economic TRC Potential | 0 | 0 | 0 | 0 | 0 | 0 | 0 | 0 | 0 | 0 | 0 | 0 | 0 | 0 | 0 | 0 | 0 | 0 | 0 | 0 | 0 | 0 | 0 | 0 | 0 | 0 | 0
F8_Commercial_WA - College_Existing_Space Heating_Natural Gas_Boiler_A_Achievable Economic TRC Potential | F8 | Commercial | WA - College | Existing | Space Heating | Natural Gas | Boiler | A | Cumulative Summer Peak Savings (MW) | Achievable Economic TRC Potential | 0 | 0 | 0 | 0 | 0 | 0 | 0 | 0 | 0 | 0 | 0 | 0 | 0 | 0 | 0 | 0 | 0 | 0 | 0 | 0 | 0 | 0 | 0 | 0 | 0 | 0 | 0
F9_Commercial_WA - College_Existing_Space Heating_Natural Gas_Boiler_A_Achievable Economic TRC Potential | F9 | Commercial | WA - College | Existing | Space Heating | Natural Gas | Boiler | A | Cumulative Winter Peak Savings (MW) | Achievable Economic TRC Potential | 0 | 0 | 0 | 0 | 0 | 0 | 0 | 0 | 0 | 0 | 0 | 0 | 0 | 0 | 0 | 0 | 0 | 0 | 0 | 0 | 0 | 0 | 0 | 0 | 0 | 0 | 0
F10_Commercial_WA - College_Existing_Space Heating_Natural Gas_Boiler_A_Achievable Economic TRC Potential | F10 | Commercial | WA - College | Existing | Space Heating | Natural Gas | Boiler | A | Purchases (Incremental) | Achievable Economic TRC Potential | 0 | 0 | 0 | 0 | 0 | 0 | 0 | 0 | 0 | 0 | 0 | 0 | 0 | 0 | 0 | 0 | 0 | 0 | 0 | 0 | 0 | 0 | 0 | 0 | 0 | 0 | 0
F11_Commercial_WA - College_Existing_Space Heating_Natural Gas_Boiler_A_Achievable Economic TRC Potential | F11 | Commercial | WA - College | Existing | Space Heating | Natural Gas | Boiler | A | Purchases (Cumulative) | Achievable Economic TRC Potential | 0 | 0 | 0 | 0 | 0 | 0 | 0 | 0 | 0 | 0 | 0 | 0 | 0 | 0 | 0 | 0 | 0 | 0 | 0 | 0 | 0 | 0 | 0 | 0 | 0 | 0 | 0
F1_Commercial_WA - College_Existing_Space Heating_Natural Gas_Unit Heater_A_Achievable Economic TRC Potential | F1 | Commercial | WA - College | Existing | Space Heating | Natural Gas | Unit Heater | A | Integrated Unit Energy Savings (kWh or therms) | Achievable Economic TRC Potential | 0 | 0 | 0 | 0 | 0 | 0 | 0 | 0 | 0 | 0 | 0 | 0 | 0 | 0 | 0 | 0 | 0 | 0 | 0 | 0 | 0 | 0 | 0 | 0 | 0 | 0 | 0
F2_Commercial_WA - College_Existing_Space Heating_Natural Gas_Unit Heater_A_Achievable Economic TRC Potential | F2 | Commercial | WA - College | Existing | Space Heating | Natural Gas | Unit Heater | A | Integrated Unit Summer Peak Savings (kW) | Achievable Economic TRC Potential | 0 | 0 | 0 | 0 | 0 | 0 | 0 | 0 | 0 | 0 | 0 | 0 | 0 | 0 | 0 | 0 | 0 | 0 | 0 | 0 | 0 | 0 | 0 | 0 | 0 | 0 | 0
F3_Commercial_WA - College_Existing_Space Heating_Natural Gas_Unit Heater_A_Achievable Economic TRC Potential | F3 | Commercial | WA - College | Existing | Space Heating | Natural Gas | Unit Heater | A | Integrated Unit Winter Peak Savings (kW) | Achievable Economic TRC Potential | 0 | 0 | 0 | 0 | 0 | 0 | 0 | 0 | 0 | 0 | 0 | 0 | 0 | 0 | 0 | 0 | 0 | 0 | 0 | 0 | 0 | 0 | 0 | 0 | 0 | 0 | 0
F4_Commercial_WA - College_Existing_Space Heating_Natural Gas_Unit Heater_A_Achievable Economic TRC Potential | F4 | Commercial | WA - College | Existing | Space Heating | Natural Gas | Unit Heater | A | Incremental Energy Savings (MWh or mTherms) | Achievable Economic TRC Potential | 0 | 0 | 0 | 0 | 0 | 0 | 0 | 0 | 0 | 0 | 0 | 0 | 0 | 0 | 0 | 0 | 0 | 0 | 0 | 0 | 0 | 0 | 0 | 0 | 0 | 0 | 0
F5_Commercial_WA - College_Existing_Space Heating_Natural Gas_Unit Heater_A_Achievable Economic TRC Potential | F5 | Commercial | WA - College | Existing | Space Heating | Natural Gas | Unit Heater | A | Incremental Summer Peak Savings (MW) | Achievable Economic TRC Potential | 0 | 0 | 0 | 0 | 0 | 0 | 0 | 0 | 0 | 0 | 0 | 0 | 0 | 0 | 0 | 0 | 0 | 0 | 0 | 0 | 0 | 0 | 0 | 0 | 0 | 0 | 0
F6_Commercial_WA - College_Existing_Space Heating_Natural Gas_Unit Heater_A_Achievable Economic TRC Potential | F6 | Commercial | WA - College | Existing | Space Heating | Natural Gas | Unit Heater | A | Incremental Winter Peak Savings (MW) | Achievable Economic TRC Potential | 0 | 0 | 0 | 0 | 0 | 0 | 0 | 0 | 0 | 0 | 0 | 0 | 0 | 0 | 0 | 0 | 0 | 0 | 0 | 0 | 0 | 0 | 0 | 0 | 0 | 0 | 0
F7_Commercial_WA - College_Existing_Space Heating_Natural Gas_Unit Heater_A_Achievable Economic TRC Potential | F7 | Commercial | WA - College | Existing | Space Heating | Natural Gas | Unit Heater | A | Cumulative Energy Savings (MWh or mTherms) | Achievable Economic TRC Potential | 0 | 0 | 0 | 0 | 0 | 0 | 0 | 0 | 0 | 0 | 0 | 0 | 0 | 0 | 0 | 0 | 0 | 0 | 0 | 0 | 0 | 0 | 0 | 0 | 0 | 0 | 0
F8_Commercial_WA - College_Existing_Space Heating_Natural Gas_Unit Heater_A_Achievable Economic TRC Potential | F8 | Commercial | WA - College | Existing | Space Heating | Natural Gas | Unit Heater | A | Cumulative Summer Peak Savings (MW) | Achievable Economic TRC Potential | 0 | 0 | 0 | 0 | 0 | 0 | 0 | 0 | 0 | 0 | 0 | 0 | 0 | 0 | 0 | 0 | 0 | 0 | 0 | 0 | 0 | 0 | 0 | 0 | 0 | 0 | 0
F9_Commercial_WA - College_Existing_Space Heating_Natural Gas_Unit Heater_A_Achievable Economic TRC Potential | F9 | Commercial | WA - College | Existing | Space Heating | Natural Gas | Unit Heater | A | Cumulative Winter Peak Savings (MW) | Achievable Economic TRC Potential | 0 | 0 | 0 | 0 | 0 | 0 | 0 | 0 | 0 | 0 | 0 | 0 | 0 | 0 | 0 | 0 | 0 | 0 | 0 | 0 | 0 | 0 | 0 | 0 | 0 | 0 | 0
F10_Commercial_WA - College_Existing_Space Heating_Natural Gas_Unit Heater_A_Achievable Economic TRC Potential | F10 | Commercial | WA - College | Existing | Space Heating | Natural Gas | Unit Heater | A | Purchases (Incremental) | Achievable Economic TRC Potential | 0 | 0 | 0 | 0 | 0 | 0 | 0 | 0 | 0 | 0 | 0 | 0 | 0 | 0 | 0 | 0 | 0 | 0 | 0 | 0 | 0 | 0 | 0 | 0 | 0 | 0 | 0
F11_Commercial_WA - College_Existing_Space Heating_Natural Gas_Unit Heater_A_Achievable Economic TRC Potential | F11 | Commercial | WA - College | Existing | Space Heating | Natural Gas | Unit Heater | A | Purchases (Cumulative) | Achievable Economic TRC Potential | 0 | 0 | 0 | 0 | 0 | 0 | 0 | 0 | 0 | 0 | 0 | 0 | 0 | 0 | 0 | 0 | 0 | 0 | 0 | 0 | 0 | 0 | 0 | 0 | 0 | 0 | 0
F1_Commercial_WA - College_Existing_Water Heating_Natural Gas_Water Heater_A_Achievable Economic TRC Potential | F1 | Commercial | WA - College | Existing | Water Heating | Natural Gas | Water Heater | A | Integrated Unit Energy Savings (kWh or therms) | Achievable Economic TRC Potential | 0 | 2.8505 | 2.8505 | 2.8505 | 2.8505 | 2.8505 | 2.8505 | 2.8505 | 2.8505 | 2.8505 | 2.8505 | 2.8505 | 2.8505 | 2.8505 | 2.8505 | 2.8505 | 2.8505 | 2.8505 | 2.8505 | 2.8505 | 2.8505 | 2.8505 | 2.8505 | 2.8505 | 2.8505 | 2.8505 | 2.8505
F2_Commercial_WA - College_Existing_Water Heating_Natural Gas_Water Heater_A_Achievable Economic TRC Potential | F2 | Commercial | WA - College | Existing | Water Heating | Natural Gas | Water Heater | A | Integrated Unit Summer Peak Savings (kW) | Achievable Economic TRC Potential | 0 | 0 | 0 | 0 | 0 | 0 | 0 | 0 | 0 | 0 | 0 | 0 | 0 | 0 | 0 | 0 | 0 | 0 | 0 | 0 | 0 | 0 | 0 | 0 | 0 | 0 | 0
F3_Commercial_WA - College_Existing_Water Heating_Natural Gas_Water Heater_A_Achievable Economic TRC Potential | F3 | Commercial | WA - College | Existing | Water Heating | Natural Gas | Water Heater | A | Integrated Unit Winter Peak Savings (kW) | Achievable Economic TRC Potential | 0 | 0 | 0 | 0 | 0 | 0 | 0 | 0 | 0 | 0 | 0 | 0 | 0 | 0 | 0 | 0 | 0 | 0 | 0 | 0 | 0 | 0 | 0 | 0 | 0 | 0 | 0
F4_Commercial_WA - College_Existing_Water Heating_Natural Gas_Water Heater_A_Achievable Economic TRC Potential | F4 | Commercial | WA - College | Existing | Water Heating | Natural Gas | Water Heater | A | Incremental Energy Savings (MWh or mTherms) | Achievable Economic TRC Potential | 0 | 0 | 0 | 2.8912 | 5.5466 | 8.0371 | 10.4144 | 12.7163 | 14.7204 | 16.2612 | 18.7789 | 20.6381 | 21.946 | 19.9258 | 17.809 | 23.0011 | 18.9404 | 15.2376 | 12.078 | 9.7107 | 6.7323 | 4.6116 | 3.1374 | 2.1334 | 3.4406 | 0 | 0
F5_Commercial_WA - College_Existing_Water Heating_Natural Gas_Water Heater_A_Achievable Economic TRC Potential | F5 | Commercial | WA - College | Existing | Water Heating | Natural Gas | Water Heater | A | Incremental Summer Peak Savings (MW) | Achievable Economic TRC Potential | 0 | 0 | 0 | 0 | 0 | 0 | 0 | 0 | 0 | 0 | 0 | 0 | 0 | 0 | 0 | 0 | 0 | 0 | 0 | 0 | 0 | 0 | 0 | 0 | 0 | 0 | 0
F6_Commercial_WA - College_Existing_Water Heating_Natural Gas_Water Heater_A_Achievable Economic TRC Potential | F6 | Commercial | WA - College | Existing | Water Heating | Natural Gas | Water Heater | A | Incremental Winter Peak Savings (MW) | Achievable Economic TRC Potential | 0 | 0 | 0 | 0 | 0 | 0 | 0 | 0 | 0 | 0 | 0 | 0 | 0 | 0 | 0 | 0 | 0 | 0 | 0 | 0 | 0 | 0 | 0 | 0 | 0 | 0 | 0
F7_Commercial_WA - College_Existing_Water Heating_Natural Gas_Water Heater_A_Achievable Economic TRC Potential | F7 | Commercial | WA - College | Existing | Water Heating | Natural Gas | Water Heater | A | Cumulative Energy Savings (MWh or mTherms) | Achievable Economic TRC Potential | 0 | 0 | 0 | 2.8912 | 8.4378 | 16.4749 | 26.8893 | 39.6057 | 54.3261 | 70.5873 | 89.3661 | 110.0043 | 131.9503 | 151.8761 | 169.6851 | 192.6862 | 211.6266 | 226.8642 | 238.9422 | 248.653 | 255.3853 | 259.9969 | 263.1344 | 265.2677 | 268.7084 | 268.7084 | 268.7084
F8_Commercial_WA - College_Existing_Water Heating_Natural Gas_Water Heater_A_Achievable Economic TRC Potential | F8 | Commercial | WA - College | Existing | Water Heating | Natural Gas | Water Heater | A | Cumulative Summer Peak Savings (MW) | Achievable Economic TRC Potential | 0 | 0 | 0 | 0 | 0 | 0 | 0 | 0 | 0 | 0 | 0 | 0 | 0 | 0 | 0 | 0 | 0 | 0 | 0 | 0 | 0 | 0 | 0 | 0 | 0 | 0 | 0
F9_Commercial_WA - College_Existing_Water Heating_Natural Gas_Water Heater_A_Achievable Economic TRC Potential | F9 | Commercial | WA - College | Existing | Water Heating | Natural Gas | Water Heater | A | Cumulative Winter Peak Savings (MW) | Achievable Economic TRC Potential | 0 | 0 | 0 | 0 | 0 | 0 | 0 | 0 | 0 | 0 | 0 | 0 | 0 | 0 | 0 | 0 | 0 | 0 | 0 | 0 | 0 | 0 | 0 | 0 | 0 | 0 | 0
F10_Commercial_WA - College_Existing_Water Heating_Natural Gas_Water Heater_A_Achievable Economic TRC Potential | F10 | Commercial | WA - College | Existing | Water Heating | Natural Gas | Water Heater | A | Purchases (Incremental) | Achievable Economic TRC Potential | 0 | 0 | 0 | 1014.2827 | 1945.8722 | 2819.5766 | 3653.5883 | 4461.1382 | 5164.2234 | 5704.743 | 6588.002 | 7240.2723 | 7699.0997 | 6990.3672 | 6247.7692 | 8069.2495 | 6644.6772 | 5345.6492 | 4237.2027 | 3406.7235 | 2361.841 | 1617.8463 | 1100.6756 | 748.4305 | 1207.0478 | 0 | 0
F11_Commercial_WA - College_Existing_Water Heating_Natural Gas_Water Heater_A_Achievable Economic TRC Potential | F11 | Commercial | WA - College | Existing | Water Heating | Natural Gas | Water Heater | A | Purchases (Cumulative) | Achievable Economic TRC Potential | 0 | 0 | 0 | 1014.2827 | 2960.1549 | 5779.7315 | 9433.3199 | 13894.4581 | 19058.6815 | 24763.4245 | 31351.4265 | 38591.6988 | 46290.7985 | 53281.1657 | 59528.9349 | 67598.1845 | 74242.8616 | 79588.5108 | 83825.7136 | 87232.4371 | 89594.2781 | 91212.1244 | 92312.8 | 93061.2305 | 94268.2782 | 94268.2782 | 94268.2782
F1_Commercial_WA - College_Existing_Food Preparation_Natural Gas_Oven_A_Achievable Economic TRC Potential | F1 | Commercial | WA - College | Existing | Food Preparation | Natural Gas | Oven | A | Integrated Unit Energy Savings (kWh or therms) | Achievable Economic TRC Potential | 0 | 106.6752 | 106.6752 | 106.6752 | 106.6752 | 106.6752 | 106.6752 | 106.6752 | 106.6752 | 106.6752 | 106.6752 | 106.6752 | 106.6752 | 106.6752 | 106.6752 | 106.6752 | 106.6752 | 106.6752 | 106.6752 | 106.6752 | 106.6752 | 106.6752 | 106.6752 | 106.6752 | 106.6752 | 106.6752 | 106.6752
F2_Commercial_WA - College_Existing_Food Preparation_Natural Gas_Oven_A_Achievable Economic TRC Potential | F2 | Commercial | WA - College | Existing | Food Preparation | Natural Gas | Oven | A | Integrated Unit Summer Peak Savings (kW) | Achievable Economic TRC Potential | 0 | 0 | 0 | 0 | 0 | 0 | 0 | 0 | 0 | 0 | 0 | 0 | 0 | 0 | 0 | 0 | 0 | 0 | 0 | 0 | 0 | 0 | 0 | 0 | 0 | 0 | 0
F3_Commercial_WA - College_Existing_Food Preparation_Natural Gas_Oven_A_Achievable Economic TRC Potential | F3 | Commercial | WA - College | Existing | Food Preparation | Natural Gas | Oven | A | Integrated Unit Winter Peak Savings (kW) | Achievable Economic TRC Potential | 0 | 0 | 0 | 0 | 0 | 0 | 0 | 0 | 0 | 0 | 0 | 0 | 0 | 0 | 0 | 0 | 0 | 0 | 0 | 0 | 0 | 0 | 0 | 0 | 0 | 0 | 0
F4_Commercial_WA - College_Existing_Food Preparation_Natural Gas_Oven_A_Achievable Economic TRC Potential | F4 | Commercial | WA - College | Existing | Food Preparation | Natural Gas | Oven | A | Incremental Energy Savings (MWh or mTherms) | Achievable Economic TRC Potential | 0 | 0 | 0 | 0.0018573 | 0.0079432 | 0.016326 | 0.026301 | 0.037356 | 0.049116 | 0.061317 | 0.073769 | 0.086343 | 0.079821 | 0.075778 | 0.075162 | 0.076846 | 0.077767 | 0.084401 | 0.090093 | 0.097071 | 0.10501 | 0.11139 | 0.11652 | 0.10268 | 0.10276 | 0.098345 | 0.090748
F5_Commercial_WA - College_Existing_Food Preparation_Natural Gas_Oven_A_Achievable Economic TRC Potential | F5 | Commercial | WA - College | Existing | Food Preparation | Natural Gas | Oven | A | Incremental Summer Peak Savings (MW) | Achievable Economic TRC Potential | 0 | 0 | 0 | 0 | 0 | 0 | 0 | 0 | 0 | 0 | 0 | 0 | 0 | 0 | 0 | 0 | 0 | 0 | 0 | 0 | 0 | 0 | 0 | 0 | 0 | 0 | 0
F6_Commercial_WA - College_Existing_Food Preparation_Natural Gas_Oven_A_Achievable Economic TRC Potential | F6 | Commercial | WA - College | Existing | Food Preparation | Natural Gas | Oven | A | Incremental Winter Peak Savings (MW) | Achievable Economic TRC Potential | 0 | 0 | 0 | 0 | 0 | 0 | 0 | 0 | 0 | 0 | 0 | 0 | 0 | 0 | 0 | 0 | 0 | 0 | 0 | 0 | 0 | 0 | 0 | 0 | 0 | 0 | 0
F7_Commercial_WA - College_Existing_Food Preparation_Natural Gas_Oven_A_Achievable Economic TRC Potential | F7 | Commercial | WA - College | Existing | Food Preparation | Natural Gas | Oven | A | Cumulative Energy Savings (MWh or mTherms) | Achievable Economic TRC Potential | 0 | 0 | 0 | 0.0018573 | 0.0098005 | 0.026126 | 0.052428 | 0.089784 | 0.1389 | 0.20022 | 0.27399 | 0.36033 | 0.44015 | 0.51593 | 0.59109 | 0.66794 | 0.7457 | 0.8301 | 0.9202 | 1.0173 | 1.1223 | 1.2337 | 1.3502 | 1.4529 | 1.5556 | 1.654 | 1.7447
F8_Commercial_WA - College_Existing_Food Preparation_Natural Gas_Oven_A_Achievable Economic TRC Potential | F8 | Commercial | WA - College | Existing | Food Preparation | Natural Gas | Oven | A | Cumulative Summer Peak Savings (MW) | Achievable Economic TRC Potential | 0 | 0 | 0 | 0 | 0 | 0 | 0 | 0 | 0 | 0 | 0 | 0 | 0 | 0 | 0 | 0 | 0 | 0 | 0 | 0 | 0 | 0 | 0 | 0 | 0 | 0 | 0
F9_Commercial_WA - College_Existing_Food Preparation_Natural Gas_Oven_A_Achievable Economic TRC Potential | F9 | Commercial | WA - College | Existing | Food Preparation | Natural Gas | Oven | A | Cumulative Winter Peak Savings (MW) | Achievable Economic TRC Potential | 0 | 0 | 0 | 0 | 0 | 0 | 0 | 0 | 0 | 0 | 0 | 0 | 0 | 0 | 0 | 0 | 0 | 0 | 0 | 0 | 0 | 0 | 0 | 0 | 0 | 0 | 0
F10_Commercial_WA - College_Existing_Food Preparation_Natural Gas_Oven_A_Achievable Economic TRC Potential | F10 | Commercial | WA - College | Existing | Food Preparation | Natural Gas | Oven | A | Purchases (Incremental) | Achievable Economic TRC Potential | 0 | 0 | 0 | 0.017411 | 0.074461 | 0.15304 | 0.24656 | 0.35018 | 0.46043 | 0.5748 | 0.69153 | 0.8094 | 0.74827 | 0.71036 | 0.70459 | 0.72037 | 0.72901 | 0.79119 | 0.84455 | 0.90997 | 0.98442 | 1.0442 | 1.0923 | 0.96254 | 0.96327 | 0.92191 | 0.85069
F11_Commercial_WA - College_Existing_Food Preparation_Natural Gas_Oven_A_Achievable Economic TRC Potential | F11 | Commercial | WA - College | Existing | Food Preparation | Natural Gas | Oven | A | Purchases (Cumulative) | Achievable Economic TRC Potential | 0 | 0 | 0 | 0.017411 | 0.091872 | 0.24491 | 0.49147 | 0.84165 | 1.3021 | 1.8769 | 2.5684 | 3.3778 | 4.1261 | 4.8364 | 5.541 | 6.2614 | 6.9904 | 7.7816 | 8.6262 | 9.5361 | 10.5205 | 11.5648 | 12.6571 | 13.6196 | 14.5829 | 15.5048 | 16.3555
F1_Commercial_WA - College_Existing_Food Preparation_Natural Gas_Conveyor Oven_A_Achievable Economic TRC Potential | F1 | Commercial | WA - College | Existing | Food Preparation | Natural Gas | Conveyor Oven | A | Integrated Unit Energy Savings (kWh or therms) | Achievable Economic TRC Potential | 0 | 0 | 0 | 0 | 0 | 692.0657 | 692.0657 | 692.0657 | 692.0657 | 692.0657 | 692.0657 | 692.0657 | 692.0657 | 692.0657 | 692.0657 | 692.0657 | 692.0657 | 692.0657 | 692.0657 | 692.0657 | 692.0657 | 692.0657 | 692.0657 | 692.0657 | 692.0657 | 692.0657 | 692.0657
F2_Commercial_WA - College_Existing_Food Preparation_Natural Gas_Conveyor Oven_A_Achievable Economic TRC Potential | F2 | Commercial | WA - College | Existing | Food Preparation | Natural Gas | Conveyor Oven | A | Integrated Unit Summer Peak Savings (kW) | Achievable Economic TRC Potential | 0 | 0 | 0 | 0 | 0 | 0 | 0 | 0 | 0 | 0 | 0 | 0 | 0 | 0 | 0 | 0 | 0 | 0 | 0 | 0 | 0 | 0 | 0 | 0 | 0 | 0 | 0
F3_Commercial_WA - College_Existing_Food Preparation_Natural Gas_Conveyor Oven_A_Achievable Economic TRC Potential | F3 | Commercial | WA - College | Existing | Food Preparation | Natural Gas | Conveyor Oven | A | Integrated Unit Winter Peak Savings (kW) | Achievable Economic TRC Potential | 0 | 0 | 0 | 0 | 0 | 0 | 0 | 0 | 0 | 0 | 0 | 0 | 0 | 0 | 0 | 0 | 0 | 0 | 0 | 0 | 0 | 0 | 0 | 0 | 0 | 0 | 0
F4_Commercial_WA - College_Existing_Food Preparation_Natural Gas_Conveyor Oven_A_Achievable Economic TRC Potential | F4 | Commercial | WA - College | Existing | Food Preparation | Natural Gas | Conveyor Oven | A | Incremental Energy Savings (MWh or mTherms) | Achievable Economic TRC Potential | 0 | 0 | 0 | 0 | 0 | 0.0019035 | 0.0074725 | 0.017995 | 0.034401 | 0.05736 | 0.081612 | 0.10649 | 0.13153 | 0.15644 | 0.18105 | 0.20523 | 0.22894 | 0.19673 | 0.16825 | 0.14329 | 0.12158 | 0.10566 | 0.095548 | 0.086118 | 0.081313 | 0.079506 | 0.080158
F5_Commercial_WA - College_Existing_Food Preparation_Natural Gas_Conveyor Oven_A_Achievable Economic TRC Potential | F5 | Commercial | WA - College | Existing | Food Preparation | Natural Gas | Conveyor Oven | A | Incremental Summer Peak Savings (MW) | Achievable Economic TRC Potential | 0 | 0 | 0 | 0 | 0 | 0 | 0 | 0 | 0 | 0 | 0 | 0 | 0 | 0 | 0 | 0 | 0 | 0 | 0 | 0 | 0 | 0 | 0 | 0 | 0 | 0 | 0
F6_Commercial_WA - College_Existing_Food Preparation_Natural Gas_Conveyor Oven_A_Achievable Economic TRC Potential | F6 | Commercial | WA - College | Existing | Food Preparation | Natural Gas | Conveyor Oven | A | Incremental Winter Peak Savings (MW) | Achievable Economic TRC Potential | 0 | 0 | 0 | 0 | 0 | 0 | 0 | 0 | 0 | 0 | 0 | 0 | 0 | 0 | 0 | 0 | 0 | 0 | 0 | 0 | 0 | 0 | 0 | 0 | 0 | 0 | 0
F7_Commercial_WA - College_Existing_Food Preparation_Natural Gas_Conveyor Oven_A_Achievable Economic TRC Potential | F7 | Commercial | WA - College | Existing | Food Preparation | Natural Gas | Conveyor Oven | A | Cumulative Energy Savings (MWh or mTherms) | Achievable Economic TRC Potential | 0 | 0 | 0 | 0 | 0 | 0.0019035 | 0.009376 | 0.027371 | 0.061772 | 0.11913 | 0.20074 | 0.30723 | 0.43876 | 0.5952 | 0.77625 | 0.98148 | 1.2104 | 1.4071 | 1.5754 | 1.7187 | 1.8403 | 1.9459 | 2.0415 | 2.1276 | 2.2089 | 2.2884 | 2.3686
F8_Commercial_WA - College_Existing_Food Preparation_Natural Gas_Conveyor Oven_A_Achievable Economic TRC Potential | F8 | Commercial | WA - College | Existing | Food Preparation | Natural Gas | Conveyor Oven | A | Cumulative Summer Peak Savings (MW) | Achievable Economic TRC Potential | 0 | 0 | 0 | 0 | 0 | 0 | 0 | 0 | 0 | 0 | 0 | 0 | 0 | 0 | 0 | 0 | 0 | 0 | 0 | 0 | 0 | 0 | 0 | 0 | 0 | 0 | 0
F9_Commercial_WA - College_Existing_Food Preparation_Natural Gas_Conveyor Oven_A_Achievable Economic TRC Potential | F9 | Commercial | WA - College | Existing | Food Preparation | Natural Gas | Conveyor Oven | A | Cumulative Winter Peak Savings (MW) | Achievable Economic TRC Potential | 0 | 0 | 0 | 0 | 0 | 0 | 0 | 0 | 0 | 0 | 0 | 0 | 0 | 0 | 0 | 0 | 0 | 0 | 0 | 0 | 0 | 0 | 0 | 0 | 0 | 0 | 0
F10_Commercial_WA - College_Existing_Food Preparation_Natural Gas_Conveyor Oven_A_Achievable Economic TRC Potential | F10 | Commercial | WA - College | Existing | Food Preparation | Natural Gas | Conveyor Oven | A | Purchases (Incremental) | Achievable Economic TRC Potential | 0 | 0 | 0 | 0 | 0 | 0.0027504 | 0.010797 | 0.026001 | 0.049708 | 0.082882 | 0.11792 | 0.15387 | 0.19005 | 0.22605 | 0.2616 | 0.29654 | 0.33081 | 0.28427 | 0.24311 | 0.20705 | 0.17568 | 0.15267 | 0.13806 | 0.12444 | 0.11749 | 0.11488 | 0.11582
F11_Commercial_WA - College_Existing_Food Preparation_Natural Gas_Conveyor Oven_A_Achievable Economic TRC Potential | F11 | Commercial | WA - College | Existing | Food Preparation | Natural Gas | Conveyor Oven | A | Purchases (Cumulative) | Achievable Economic TRC Potential | 0 | 0 | 0 | 0 | 0 | 0.0027504 | 0.013548 | 0.039549 | 0.089257 | 0.17214 | 0.29006 | 0.44393 | 0.63398 | 0.86004 | 1.1216 | 1.4182 | 1.749 | 2.0333 | 2.2764 | 2.4834 | 2.6591 | 2.8118 | 2.9498 | 3.0743 | 3.1918 | 3.3066 | 3.4225
F1_Commercial_WA - College_Existing_Food Preparation_Natural Gas_Double Rack Oven_A_Achievable Economic TRC Potential | F1 | Commercial | WA - College | Existing | Food Preparation | Natural Gas | Double Rack Oven | A | Integrated Unit Energy Savings (kWh or therms) | Achievable Economic TRC Potential | 0 | 1621.62 | 1621.62 | 1621.62 | 1621.62 | 1621.62 | 1621.62 | 1621.62 | 1621.62 | 1621.62 | 1621.62 | 1621.62 | 1621.62 | 1621.62 | 1621.62 | 1621.62 | 1621.62 | 1621.62 | 1621.62 | 1621.62 | 1621.62 | 1621.62 | 1621.62 | 1621.62 | 1621.62 | 1621.62 | 1621.62
F2_Commercial_WA - College_Existing_Food Preparation_Natural Gas_Double Rack Oven_A_Achievable Economic TRC Potential | F2 | Commercial | WA - College | Existing | Food Preparation | Natural Gas | Double Rack Oven | A | Integrated Unit Summer Peak Savings (kW) | Achievable Economic TRC Potential | 0 | 0 | 0 | 0 | 0 | 0 | 0 | 0 | 0 | 0 | 0 | 0 | 0 | 0 | 0 | 0 | 0 | 0 | 0 | 0 | 0 | 0 | 0 | 0 | 0 | 0 | 0
F3_Commercial_WA - College_Existing_Food Preparation_Natural Gas_Double Rack Oven_A_Achievable Economic TRC Potential | F3 | Commercial | WA - College | Existing | Food Preparation | Natural Gas | Double Rack Oven | A | Integrated Unit Winter Peak Savings (kW) | Achievable Economic TRC Potential | 0 | 0 | 0 | 0 | 0 | 0 | 0 | 0 | 0 | 0 | 0 | 0 | 0 | 0 | 0 | 0 | 0 | 0 | 0 | 0 | 0 | 0 | 0 | 0 | 0 | 0 | 0
F4_Commercial_WA - College_Existing_Food Preparation_Natural Gas_Double Rack Oven_A_Achievable Economic TRC Potential | F4 | Commercial | WA - College | Existing | Food Preparation | Natural Gas | Double Rack Oven | A | Incremental Energy Savings (MWh or mTherms) | Achievable Economic TRC Potential | 0 | 0 | 0 | 0.010489 | 0.037693 | 0.07147 | 0.11071 | 0.15448 | 0.20198 | 0.25252 | 0.26938 | 0.28769 | 0.30855 | 0.33271 | 0.36062 | 0.38202 | 0.39074 | 0.39684 | 0.40128 | 0.45894 | 0.46822 | 0.46852 | 0.49778 | 0.48255 | 0.46225 | 0.43731 | 0.40812
F5_Commercial_WA - College_Existing_Food Preparation_Natural Gas_Double Rack Oven_A_Achievable Economic TRC Potential | F5 | Commercial | WA - College | Existing | Food Preparation | Natural Gas | Double Rack Oven | A | Incremental Summer Peak Savings (MW) | Achievable Economic TRC Potential | 0 | 0 | 0 | 0 | 0 | 0 | 0 | 0 | 0 | 0 | 0 | 0 | 0 | 0 | 0 | 0 | 0 | 0 | 0 | 0 | 0 | 0 | 0 | 0 | 0 | 0 | 0
F6_Commercial_WA - College_Existing_Food Preparation_Natural Gas_Double Rack Oven_A_Achievable Economic TRC Potential | F6 | Commercial | WA - College | Existing | Food Preparation | Natural Gas | Double Rack Oven | A | Incremental Winter Peak Savings (MW) | Achievable Economic TRC Potential | 0 | 0 | 0 | 0 | 0 | 0 | 0 | 0 | 0 | 0 | 0 | 0 | 0 | 0 | 0 | 0 | 0 | 0 | 0 | 0 | 0 | 0 | 0 | 0 | 0 | 0 | 0
F7_Commercial_WA - College_Existing_Food Preparation_Natural Gas_Double Rack Oven_A_Achievable Economic TRC Potential | F7 | Commercial | WA - College | Existing | Food Preparation | Natural Gas | Double Rack Oven | A | Cumulative Energy Savings (MWh or mTherms) | Achievable Economic TRC Potential | 0 | 0 | 0 | 0.010489 | 0.048182 | 0.11965 | 0.23037 | 0.38485 | 0.58683 | 0.83934 | 1.1087 | 1.3964 | 1.705 | 2.0377 | 2.3983 | 2.7803 | 3.1711 | 3.5679 | 3.9692 | 4.4281 | 4.8963 | 5.3649 | 5.8627 | 6.3452 | 6.8075 | 7.2448 | 7.6529
F8_Commercial_WA - College_Existing_Food Preparation_Natural Gas_Double Rack Oven_A_Achievable Economic TRC Potential | F8 | Commercial | WA - College | Existing | Food Preparation | Natural Gas | Double Rack Oven | A | Cumulative Summer Peak Savings (MW) | Achievable Economic TRC Potential | 0 | 0 | 0 | 0 | 0 | 0 | 0 | 0 | 0 | 0 | 0 | 0 | 0 | 0 | 0 | 0 | 0 | 0 | 0 | 0 | 0 | 0 | 0 | 0 | 0 | 0 | 0
F9_Commercial_WA - College_Existing_Food Preparation_Natural Gas_Double Rack Oven_A_Achievable Economic TRC Potential | F9 | Commercial | WA - College | Existing | Food Preparation | Natural Gas | Double Rack Oven | A | Cumulative Winter Peak Savings (MW) | Achievable Economic TRC Potential | 0 | 0 | 0 | 0 | 0 | 0 | 0 | 0 | 0 | 0 | 0 | 0 | 0 | 0 | 0 | 0 | 0 | 0 | 0 | 0 | 0 | 0 | 0 | 0 | 0 | 0 | 0
F10_Commercial_WA - College_Existing_Food Preparation_Natural Gas_Double Rack Oven_A_Achievable Economic TRC Potential | F10 | Commercial | WA - College | Existing | Food Preparation | Natural Gas | Double Rack Oven | A | Purchases (Incremental) | Achievable Economic TRC Potential | 0 | 0 | 0 | 0.0064685 | 0.023244 | 0.044073 | 0.068274 | 0.095265 | 0.12455 | 0.15572 | 0.16612 | 0.17741 | 0.19028 | 0.20517 | 0.22238 | 0.23558 | 0.24095 | 0.24472 | 0.24746 | 0.28301 | 0.28874 | 0.28892 | 0.30697 | 0.29758 | 0.28506 | 0.26967 | 0.25168
F11_Commercial_WA - College_Existing_Food Preparation_Natural Gas_Double Rack Oven_A_Achievable Economic TRC Potential | F11 | Commercial | WA - College | Existing | Food Preparation | Natural Gas | Double Rack Oven | A | Purchases (Cumulative) | Achievable Economic TRC Potential | 0 | 0 | 0 | 0.0064685 | 0.029712 | 0.073785 | 0.14206 | 0.23732 | 0.36188 | 0.51759 | 0.68371 | 0.86113 | 1.0514 | 1.2566 | 1.479 | 1.7145 | 1.9555 | 2.2002 | 2.4477 | 2.7307 | 3.0194 | 3.3083 | 3.6153 | 3.9129 | 4.1979 | 4.4676 | 4.7193
F1_Commercial_WA - College_Existing_Food Preparation_Natural Gas_Fryer_A_Achievable Economic TRC Potential | F1 | Commercial | WA - College | Existing | Food Preparation | Natural Gas | Fryer | A | Integrated Unit Energy Savings (kWh or therms) | Achievable Economic TRC Potential | 0 | 395.2691 | 395.2691 | 395.2691 | 395.2691 | 395.2691 | 395.2691 | 395.2691 | 395.2691 | 395.2691 | 395.2691 | 395.2691 | 395.2691 | 395.2691 | 395.2691 | 395.2691 | 395.2691 | 395.2691 | 395.2691 | 395.2691 | 395.2691 | 395.2691 | 395.2691 | 395.2691 | 395.2691 | 395.2691 | 395.2691
F2_Commercial_WA - College_Existing_Food Preparation_Natural Gas_Fryer_A_Achievable Economic TRC Potential | F2 | Commercial | WA - College | Existing | Food Preparation | Natural Gas | Fryer | A | Integrated Unit Summer Peak Savings (kW) | Achievable Economic TRC Potential | 0 | 0 | 0 | 0 | 0 | 0 | 0 | 0 | 0 | 0 | 0 | 0 | 0 | 0 | 0 | 0 | 0 | 0 | 0 | 0 | 0 | 0 | 0 | 0 | 0 | 0 | 0
F3_Commercial_WA - College_Existing_Food Preparation_Natural Gas_Fryer_A_Achievable Economic TRC Potential | F3 | Commercial | WA - College | Existing | Food Preparation | Natural Gas | Fryer | A | Integrated Unit Winter Peak Savings (kW) | Achievable Economic TRC Potential | 0 | 0 | 0 | 0 | 0 | 0 | 0 | 0 | 0 | 0 | 0 | 0 | 0 | 0 | 0 | 0 | 0 | 0 | 0 | 0 | 0 | 0 | 0 | 0 | 0 | 0 | 0
F4_Commercial_WA - College_Existing_Food Preparation_Natural Gas_Fryer_A_Achievable Economic TRC Potential | F4 | Commercial | WA - College | Existing | Food Preparation | Natural Gas | Fryer | A | Incremental Energy Savings (MWh or mTherms) | Achievable Economic TRC Potential | 0 | 0 | 0 | 0.086612 | 0.18225 | 0.29082 | 0.40996 | 0.54057 | 0.68975 | 0.94277 | 1.1904 | 1.4103 | 1.4978 | 1.5212 | 2.0623 | 1.8164 | 1.5559 | 1.3135 | 1.0068 | 0.72735 | 0.48651 | 0.29563 | 0.32822 | 0 | 0 | 0 | 0.051223
F5_Commercial_WA - College_Existing_Food Preparation_Natural Gas_Fryer_A_Achievable Economic TRC Potential | F5 | Commercial | WA - College | Existing | Food Preparation | Natural Gas | Fryer | A | Incremental Summer Peak Savings (MW) | Achievable Economic TRC Potential | 0 | 0 | 0 | 0 | 0 | 0 | 0 | 0 | 0 | 0 | 0 | 0 | 0 | 0 | 0 | 0 | 0 | 0 | 0 | 0 | 0 | 0 | 0 | 0 | 0 | 0 | 0
F6_Commercial_WA - College_Existing_Food Preparation_Natural Gas_Fryer_A_Achievable Economic TRC Potential | F6 | Commercial | WA - College | Existing | Food Preparation | Natural Gas | Fryer | A | Incremental Winter Peak Savings (MW) | Achievable Economic TRC Potential | 0 | 0 | 0 | 0 | 0 | 0 | 0 | 0 | 0 | 0 | 0 | 0 | 0 | 0 | 0 | 0 | 0 | 0 | 0 | 0 | 0 | 0 | 0 | 0 | 0 | 0 | 0
F7_Commercial_WA - College_Existing_Food Preparation_Natural Gas_Fryer_A_Achievable Economic TRC Potential | F7 | Commercial | WA - College | Existing | Food Preparation | Natural Gas | Fryer | A | Cumulative Energy Savings (MWh or mTherms) | Achievable Economic TRC Potential | 0 | 0 | 0 | 0.086612 | 0.26886 | 0.55968 | 0.96964 | 1.5102 | 2.2 | 3.1427 | 4.3331 | 5.7435 | 7.2413 | 8.7625 | 10.8248 | 12.6412 | 14.1972 | 15.5106 | 16.5174 | 17.2448 | 17.7313 | 18.0269 | 18.3551 | 18.3551 | 18.3551 | 18.3551 | 18.4063
F8_Commercial_WA - College_Existing_Food Preparation_Natural Gas_Fryer_A_Achievable Economic TRC Potential | F8 | Commercial | WA - College | Existing | Food Preparation | Natural Gas | Fryer | A | Cumulative Summer Peak Savings (MW) | Achievable Economic TRC Potential | 0 | 0 | 0 | 0 | 0 | 0 | 0 | 0 | 0 | 0 | 0 | 0 | 0 | 0 | 0 | 0 | 0 | 0 | 0 | 0 | 0 | 0 | 0 | 0 | 0 | 0 | 0
F9_Commercial_WA - College_Existing_Food Preparation_Natural Gas_Fryer_A_Achievable Economic TRC Potential | F9 | Commercial | WA - College | Existing | Food Preparation | Natural Gas | Fryer | A | Cumulative Winter Peak Savings (MW) | Achievable Economic TRC Potential | 0 | 0 | 0 | 0 | 0 | 0 | 0 | 0 | 0 | 0 | 0 | 0 | 0 | 0 | 0 | 0 | 0 | 0 | 0 | 0 | 0 | 0 | 0 | 0 | 0 | 0 | 0
F10_Commercial_WA - College_Existing_Food Preparation_Natural Gas_Fryer_A_Achievable Economic TRC Potential | F10 | Commercial | WA - College | Existing | Food Preparation | Natural Gas | Fryer | A | Purchases (Incremental) | Achievable Economic TRC Potential | 0 | 0 | 0 | 0.21912 | 0.46108 | 0.73576 | 1.0372 | 1.3676 | 1.745 | 2.3851 | 3.0116 | 3.568 | 3.7894 | 3.8485 | 5.2175 | 4.5954 | 3.9364 | 3.323 | 2.547 | 1.8402 | 1.2308 | 0.74792 | 0.83037 | 0 | 0 | 0 | 0.12959
F11_Commercial_WA - College_Existing_Food Preparation_Natural Gas_Fryer_A_Achievable Economic TRC Potential | F11 | Commercial | WA - College | Existing | Food Preparation | Natural Gas | Fryer | A | Purchases (Cumulative) | Achievable Economic TRC Potential | 0 | 0 | 0 | 0.21912 | 0.6802 | 1.416 | 2.4531 | 3.8207 | 5.5657 | 7.9509 | 10.9625 | 14.5305 | 18.3199 | 22.1684 | 27.3859 | 31.9813 | 35.9177 | 39.2407 | 41.7877 | 43.6279 | 44.8587 | 45.6066 | 46.437 | 46.437 | 46.437 | 46.437 | 46.5666
F1_Commercial_WA - College_Existing_Food Preparation_Natural Gas_Broiler_A_Achievable Economic TRC Potential | F1 | Commercial | WA - College | Existing | Food Preparation | Natural Gas | Broiler | A | Integrated Unit Energy Savings (kWh or therms) | Achievable Economic TRC Potential | 0 | 240.24 | 240.24 | 240.24 | 240.24 | 240.24 | 240.24 | 240.24 | 240.24 | 240.24 | 240.24 | 240.24 | 240.24 | 240.24 | 240.24 | 240.24 | 240.24 | 240.24 | 240.24 | 240.24 | 240.24 | 240.24 | 240.24 | 240.24 | 240.24 | 240.24 | 240.24
F2_Commercial_WA - College_Existing_Food Preparation_Natural Gas_Broiler_A_Achievable Economic TRC Potential | F2 | Commercial | WA - College | Existing | Food Preparation | Natural Gas | Broiler | A | Integrated Unit Summer Peak Savings (kW) | Achievable Economic TRC Potential | 0 | 0 | 0 | 0 | 0 | 0 | 0 | 0 | 0 | 0 | 0 | 0 | 0 | 0 | 0 | 0 | 0 | 0 | 0 | 0 | 0 | 0 | 0 | 0 | 0 | 0 | 0
F3_Commercial_WA - College_Existing_Food Preparation_Natural Gas_Broiler_A_Achievable Economic TRC Potential | F3 | Commercial | WA - College | Existing | Food Preparation | Natural Gas | Broiler | A | Integrated Unit Winter Peak Savings (kW) | Achievable Economic TRC Potential | 0 | 0 | 0 | 0 | 0 | 0 | 0 | 0 | 0 | 0 | 0 | 0 | 0 | 0 | 0 | 0 | 0 | 0 | 0 | 0 | 0 | 0 | 0 | 0 | 0 | 0 | 0
F4_Commercial_WA - College_Existing_Food Preparation_Natural Gas_Broiler_A_Achievable Economic TRC Potential | F4 | Commercial | WA - College | Existing | Food Preparation | Natural Gas | Broiler | A | Incremental Energy Savings (MWh or mTherms) | Achievable Economic TRC Potential | 0 | 0 | 0 | 0.047529 | 0.1577 | 0.28249 | 0.41944 | 0.56644 | 0.72173 | 0.8838 | 0.97099 | 1.0614 | 1.1575 | 1.2609 | 1.3726 | 1.4457 | 1.465 | 1.4786 | 1.4885 | 1.8689 | 1.8752 | 1.8615 | 1.9125 | 1.8057 | 1.6901 | 1.5666 | 1.4357
F5_Commercial_WA - College_Existing_Food Preparation_Natural Gas_Broiler_A_Achievable Economic TRC Potential | F5 | Commercial | WA - College | Existing | Food Preparation | Natural Gas | Broiler | A | Incremental Summer Peak Savings (MW) | Achievable Economic TRC Potential | 0 | 0 | 0 | 0 | 0 | 0 | 0 | 0 | 0 | 0 | 0 | 0 | 0 | 0 | 0 | 0 | 0 | 0 | 0 | 0 | 0 | 0 | 0 | 0 | 0 | 0 | 0
F6_Commercial_WA - College_Existing_Food Preparation_Natural Gas_Broiler_A_Achievable Economic TRC Potential | F6 | Commercial | WA - College | Existing | Food Preparation | Natural Gas | Broiler | A | Incremental Winter Peak Savings (MW) | Achievable Economic TRC Potential | 0 | 0 | 0 | 0 | 0 | 0 | 0 | 0 | 0 | 0 | 0 | 0 | 0 | 0 | 0 | 0 | 0 | 0 | 0 | 0 | 0 | 0 | 0 | 0 | 0 | 0 | 0
F7_Commercial_WA - College_Existing_Food Preparation_Natural Gas_Broiler_A_Achievable Economic TRC Potential | F7 | Commercial | WA - College | Existing | Food Preparation | Natural Gas | Broiler | A | Cumulative Energy Savings (MWh or mTherms) | Achievable Economic TRC Potential | 0 | 0 | 0 | 0.047529 | 0.20523 | 0.48772 | 0.90716 | 1.4736 | 2.1953 | 3.0791 | 4.0501 | 5.1115 | 6.269 | 7.5298 | 8.9024 | 10.3481 | 11.8131 | 13.2917 | 14.7802 | 16.6491 | 18.5243 | 20.3858 | 22.2982 | 24.1039 | 25.794 | 27.3606 | 28.7963
F8_Commercial_WA - College_Existing_Food Preparation_Natural Gas_Broiler_A_Achievable Economic TRC Potential | F8 | Commercial | WA - College | Existing | Food Preparation | Natural Gas | Broiler | A | Cumulative Summer Peak Savings (MW) | Achievable Economic TRC Potential | 0 | 0 | 0 | 0 | 0 | 0 | 0 | 0 | 0 | 0 | 0 | 0 | 0 | 0 | 0 | 0 | 0 | 0 | 0 | 0 | 0 | 0 | 0 | 0 | 0 | 0 | 0
F9_Commercial_WA - College_Existing_Food Preparation_Natural Gas_Broiler_A_Achievable Economic TRC Potential | F9 | Commercial | WA - College | Existing | Food Preparation | Natural Gas | Broiler | A | Cumulative Winter Peak Savings (MW) | Achievable Economic TRC Potential | 0 | 0 | 0 | 0 | 0 | 0 | 0 | 0 | 0 | 0 | 0 | 0 | 0 | 0 | 0 | 0 | 0 | 0 | 0 | 0 | 0 | 0 | 0 | 0 | 0 | 0 | 0
F10_Commercial_WA - College_Existing_Food Preparation_Natural Gas_Broiler_A_Achievable Economic TRC Potential | F10 | Commercial | WA - College | Existing | Food Preparation | Natural Gas | Broiler | A | Purchases (Incremental) | Achievable Economic TRC Potential | 0 | 0 | 0 | 0.19784 | 0.65643 | 1.1759 | 1.7459 | 2.3578 | 3.0042 | 3.6788 | 4.0417 | 4.418 | 4.8179 | 5.2483 | 5.7134 | 6.0175 | 6.0982 | 6.1547 | 6.1958 | 7.7795 | 7.8053 | 7.7484 | 7.9606 | 7.516 | 7.0353 | 6.521 | 5.9761
F11_Commercial_WA - College_Existing_Food Preparation_Natural Gas_Broiler_A_Achievable Economic TRC Potential | F11 | Commercial | WA - College | Existing | Food Preparation | Natural Gas | Broiler | A | Purchases (Cumulative) | Achievable Economic TRC Potential | 0 | 0 | 0 | 0.19784 | 0.85427 | 2.0301 | 3.776 | 6.1339 | 9.1381 | 12.8169 | 16.8586 | 21.2767 | 26.0946 | 31.3429 | 37.0563 | 43.0738 | 49.1721 | 55.3268 | 61.5226 | 69.3021 | 77.1074 | 84.8558 | 92.8165 | 100.3325 | 107.3678 | 113.8888 | 119.8649
F1_Commercial_WA - College_Existing_Food Preparation_Natural Gas_Griddle_A_Achievable Economic TRC Potential | F1 | Commercial | WA - College | Existing | Food Preparation | Natural Gas | Griddle | A | Integrated Unit Energy Savings (kWh or therms) | Achievable Economic TRC Potential | 0 | 167.9465 | 167.9465 | 167.9465 | 167.9465 | 167.9465 | 167.9465 | 167.9465 | 167.9465 | 167.9465 | 167.9465 | 167.9465 | 167.9465 | 167.9465 | 167.9465 | 167.9465 | 167.9465 | 167.9465 | 167.9465 | 167.9465 | 167.9465 | 167.9465 | 167.9465 | 167.9465 | 167.9465 | 167.9465 | 167.9465
F2_Commercial_WA - College_Existing_Food Preparation_Natural Gas_Griddle_A_Achievable Economic TRC Potential | F2 | Commercial | WA - College | Existing | Food Preparation | Natural Gas | Griddle | A | Integrated Unit Summer Peak Savings (kW) | Achievable Economic TRC Potential | 0 | 0 | 0 | 0 | 0 | 0 | 0 | 0 | 0 | 0 | 0 | 0 | 0 | 0 | 0 | 0 | 0 | 0 | 0 | 0 | 0 | 0 | 0 | 0 | 0 | 0 | 0
F3_Commercial_WA - College_Existing_Food Preparation_Natural Gas_Griddle_A_Achievable Economic TRC Potential | F3 | Commercial | WA - College | Existing | Food Preparation | Natural Gas | Griddle | A | Integrated Unit Winter Peak Savings (kW) | Achievable Economic TRC Potential | 0 | 0 | 0 | 0 | 0 | 0 | 0 | 0 | 0 | 0 | 0 | 0 | 0 | 0 | 0 | 0 | 0 | 0 | 0 | 0 | 0 | 0 | 0 | 0 | 0 | 0 | 0
F4_Commercial_WA - College_Existing_Food Preparation_Natural Gas_Griddle_A_Achievable Economic TRC Potential | F4 | Commercial | WA - College | Existing | Food Preparation | Natural Gas | Griddle | A | Incremental Energy Savings (MWh or mTherms) | Achievable Economic TRC Potential | 0 | 0 | 0 | 0.015007 | 0.049793 | 0.089195 | 0.13244 | 0.17885 | 0.22788 | 0.27906 | 0.30659 | 0.33513 | 0.36546 | 0.39811 | 0.43339 | 0.45646 | 0.46258 | 0.46687 | 0.46998 | 0.59011 | 0.59207 | 0.58775 | 0.60385 | 0.57013 | 0.53366 | 0.49465 | 0.45331
F5_Commercial_WA - College_Existing_Food Preparation_Natural Gas_Griddle_A_Achievable Economic TRC Potential | F5 | Commercial | WA - College | Existing | Food Preparation | Natural Gas | Griddle | A | Incremental Summer Peak Savings (MW) | Achievable Economic TRC Potential | 0 | 0 | 0 | 0 | 0 | 0 | 0 | 0 | 0 | 0 | 0 | 0 | 0 | 0 | 0 | 0 | 0 | 0 | 0 | 0 | 0 | 0 | 0 | 0 | 0 | 0 | 0
F6_Commercial_WA - College_Existing_Food Preparation_Natural Gas_Griddle_A_Achievable Economic TRC Potential | F6 | Commercial | WA - College | Existing | Food Preparation | Natural Gas | Griddle | A | Incremental Winter Peak Savings (MW) | Achievable Economic TRC Potential | 0 | 0 | 0 | 0 | 0 | 0 | 0 | 0 | 0 | 0 | 0 | 0 | 0 | 0 | 0 | 0 | 0 | 0 | 0 | 0 | 0 | 0 | 0 | 0 | 0 | 0 | 0
F7_Commercial_WA - College_Existing_Food Preparation_Natural Gas_Griddle_A_Achievable Economic TRC Potential | F7 | Commercial | WA - College | Existing | Food Preparation | Natural Gas | Griddle | A | Cumulative Energy Savings (MWh or mTherms) | Achievable Economic TRC Potential | 0 | 0 | 0 | 0.015007 | 0.0648 | 0.154 | 0.28643 | 0.46528 | 0.69317 | 0.97222 | 1.2788 | 1.6139 | 1.9794 | 2.3775 | 2.8109 | 3.2674 | 3.7299 | 4.1968 | 4.6668 | 5.2569 | 5.849 | 6.4367 | 7.0406 | 7.6107 | 8.1444 | 8.639 | 9.0923
F8_Commercial_WA - College_Existing_Food Preparation_Natural Gas_Griddle_A_Achievable Economic TRC Potential | F8 | Commercial | WA - College | Existing | Food Preparation | Natural Gas | Griddle | A | Cumulative Summer Peak Savings (MW) | Achievable Economic TRC Potential | 0 | 0 | 0 | 0 | 0 | 0 | 0 | 0 | 0 | 0 | 0 | 0 | 0 | 0 | 0 | 0 | 0 | 0 | 0 | 0 | 0 | 0 | 0 | 0 | 0 | 0 | 0
F9_Commercial_WA - College_Existing_Food Preparation_Natural Gas_Griddle_A_Achievable Economic TRC Potential | F9 | Commercial | WA - College | Existing | Food Preparation | Natural Gas | Griddle | A | Cumulative Winter Peak Savings (MW) | Achievable Economic TRC Potential | 0 | 0 | 0 | 0 | 0 | 0 | 0 | 0 | 0 | 0 | 0 | 0 | 0 | 0 | 0 | 0 | 0 | 0 | 0 | 0 | 0 | 0 | 0 | 0 | 0 | 0 | 0
F10_Commercial_WA - College_Existing_Food Preparation_Natural Gas_Griddle_A_Achievable Economic TRC Potential | F10 | Commercial | WA - College | Existing | Food Preparation | Natural Gas | Griddle | A | Purchases (Incremental) | Achievable Economic TRC Potential | 0 | 0 | 0 | 0.089356 | 0.29648 | 0.53109 | 0.78856 | 1.0649 | 1.3569 | 1.6616 | 1.8255 | 1.9954 | 2.1761 | 2.3705 | 2.5805 | 2.7179 | 2.7543 | 2.7799 | 2.7984 | 3.5137 | 3.5254 | 3.4996 | 3.5955 | 3.3947 | 3.1775 | 2.9453 | 2.6992
F11_Commercial_WA - College_Existing_Food Preparation_Natural Gas_Griddle_A_Achievable Economic TRC Potential | F11 | Commercial | WA - College | Existing | Food Preparation | Natural Gas | Griddle | A | Purchases (Cumulative) | Achievable Economic TRC Potential | 0 | 0 | 0 | 0.089356 | 0.38584 | 0.91693 | 1.7055 | 2.7704 | 4.1273 | 5.7889 | 7.6144 | 9.6098 | 11.7859 | 14.1563 | 16.7369 | 19.4548 | 22.2091 | 24.9889 | 27.7874 | 31.301 | 34.8264 | 38.3261 | 41.9216 | 45.3163 | 48.4938 | 51.4391 | 54.1383
F1_Commercial_WA - College_Existing_Food Preparation_Natural Gas_Range_A_Achievable Economic TRC Potential | F1 | Commercial | WA - College | Existing | Food Preparation | Natural Gas | Range | A | Integrated Unit Energy Savings (kWh or therms) | Achievable Economic TRC Potential | 0 | 171.4286 | 171.4286 | 171.4286 | 171.4286 | 171.4286 | 171.4286 | 171.4286 | 171.4286 | 171.4286 | 171.4286 | 171.4286 | 171.4286 | 171.4286 | 171.4286 | 171.4286 | 171.4286 | 171.4286 | 171.4286 | 171.4286 | 171.4286 | 171.4286 | 171.4286 | 171.4286 | 171.4286 | 171.4286 | 171.4286
F2_Commercial_WA - College_Existing_Food Preparation_Natural Gas_Range_A_Achievable Economic TRC Potential | F2 | Commercial | WA - College | Existing | Food Preparation | Natural Gas | Range | A | Integrated Unit Summer Peak Savings (kW) | Achievable Economic TRC Potential | 0 | 0 | 0 | 0 | 0 | 0 | 0 | 0 | 0 | 0 | 0 | 0 | 0 | 0 | 0 | 0 | 0 | 0 | 0 | 0 | 0 | 0 | 0 | 0 | 0 | 0 | 0
F3_Commercial_WA - College_Existing_Food Preparation_Natural Gas_Range_A_Achievable Economic TRC Potential | F3 | Commercial | WA - College | Existing | Food Preparation | Natural Gas | Range | A | Integrated Unit Winter Peak Savings (kW) | Achievable Economic TRC Potential | 0 | 0 | 0 | 0 | 0 | 0 | 0 | 0 | 0 | 0 | 0 | 0 | 0 | 0 | 0 | 0 | 0 | 0 | 0 | 0 | 0 | 0 | 0 | 0 | 0 | 0 | 0
F4_Commercial_WA - College_Existing_Food Preparation_Natural Gas_Range_A_Achievable Economic TRC Potential | F4 | Commercial | WA - College | Existing | Food Preparation | Natural Gas | Range | A | Incremental Energy Savings (MWh or mTherms) | Achievable Economic TRC Potential | 0 | 0 | 0 | 0.030098 | 0.10333 | 0.18814 | 0.28098 | 0.37925 | 0.48108 | 0.58512 | 0.60033 | 0.63293 | 0.68323 | 0.71983 | 0.72761 | 0.86703 | 0.90129 | 0.92729 | 0.94695 | 0.92209 | 0.96199 | 0.97378 | 0.96649 | 0.86466 | 0.7389 | 0.51371 | 0.41126
F5_Commercial_WA - College_Existing_Food Preparation_Natural Gas_Range_A_Achievable Economic TRC Potential | F5 | Commercial | WA - College | Existing | Food Preparation | Natural Gas | Range | A | Incremental Summer Peak Savings (MW) | Achievable Economic TRC Potential | 0 | 0 | 0 | 0 | 0 | 0 | 0 | 0 | 0 | 0 | 0 | 0 | 0 | 0 | 0 | 0 | 0 | 0 | 0 | 0 | 0 | 0 | 0 | 0 | 0 | 0 | 0
F6_Commercial_WA - College_Existing_Food Preparation_Natural Gas_Range_A_Achievable Economic TRC Potential | F6 | Commercial | WA - College | Existing | Food Preparation | Natural Gas | Range | A | Incremental Winter Peak Savings (MW) | Achievable Economic TRC Potential | 0 | 0 | 0 | 0 | 0 | 0 | 0 | 0 | 0 | 0 | 0 | 0 | 0 | 0 | 0 | 0 | 0 | 0 | 0 | 0 | 0 | 0 | 0 | 0 | 0 | 0 | 0
F7_Commercial_WA - College_Existing_Food Preparation_Natural Gas_Range_A_Achievable Economic TRC Potential | F7 | Commercial | WA - College | Existing | Food Preparation | Natural Gas | Range | A | Cumulative Energy Savings (MWh or mTherms) | Achievable Economic TRC Potential | 0 | 0 | 0 | 0.030098 | 0.13343 | 0.32157 | 0.60255 | 0.9818 | 1.4629 | 2.048 | 2.6483 | 3.2813 | 3.9645 | 4.6843 | 5.4119 | 6.279 | 7.1803 | 8.1075 | 9.0545 | 9.9766 | 10.9386 | 11.9124 | 12.8788 | 13.7435 | 14.4824 | 14.9961 | 15.4074
F8_Commercial_WA - College_Existing_Food Preparation_Natural Gas_Range_A_Achievable Economic TRC Potential | F8 | Commercial | WA - College | Existing | Food Preparation | Natural Gas | Range | A | Cumulative Summer Peak Savings (MW) | Achievable Economic TRC Potential | 0 | 0 | 0 | 0 | 0 | 0 | 0 | 0 | 0 | 0 | 0 | 0 | 0 | 0 | 0 | 0 | 0 | 0 | 0 | 0 | 0 | 0 | 0 | 0 | 0 | 0 | 0
F9_Commercial_WA - College_Existing_Food Preparation_Natural Gas_Range_A_Achievable Economic TRC Potential | F9 | Commercial | WA - College | Existing | Food Preparation | Natural Gas | Range | A | Cumulative Winter Peak Savings (MW) | Achievable Economic TRC Potential | 0 | 0 | 0 | 0 | 0 | 0 | 0 | 0 | 0 | 0 | 0 | 0 | 0 | 0 | 0 | 0 | 0 | 0 | 0 | 0 | 0 | 0 | 0 | 0 | 0 | 0 | 0
F10_Commercial_WA - College_Existing_Food Preparation_Natural Gas_Range_A_Achievable Economic TRC Potential | F10 | Commercial | WA - College | Existing | Food Preparation | Natural Gas | Range | A | Purchases (Incremental) | Achievable Economic TRC Potential | 0 | 0 | 0 | 0.17557 | 0.60278 | 1.0975 | 1.639 | 2.2123 | 2.8063 | 3.4132 | 3.5019 | 3.6921 | 3.9855 | 4.199 | 4.2444 | 5.0577 | 5.2575 | 5.4092 | 5.5239 | 5.3788 | 5.6116 | 5.6804 | 5.6379 | 5.0439 | 4.3103 | 2.9967 | 2.399
F11_Commercial_WA - College_Existing_Food Preparation_Natural Gas_Range_A_Achievable Economic TRC Potential | F11 | Commercial | WA - College | Existing | Food Preparation | Natural Gas | Range | A | Purchases (Cumulative) | Achievable Economic TRC Potential | 0 | 0 | 0 | 0.17557 | 0.77835 | 1.8758 | 3.5149 | 5.7271 | 8.5334 | 11.9466 | 15.4486 | 19.1407 | 23.1262 | 27.3252 | 31.5696 | 36.6273 | 41.8848 | 47.294 | 52.8179 | 58.1967 | 63.8083 | 69.4887 | 75.1266 | 80.1705 | 84.4808 | 87.4774 | 89.8764
F1_Commercial_WA - College_Existing_Food Preparation_Natural Gas_Steamer_A_Achievable Economic TRC Potential | F1 | Commercial | WA - College | Existing | Food Preparation | Natural Gas | Steamer | A | Integrated Unit Energy Savings (kWh or therms) | Achievable Economic TRC Potential | 0 | 1215.1419 | 1215.1419 | 1215.1419 | 1215.1419 | 1215.1419 | 1215.1419 | 1215.1419 | 1215.1419 | 1215.1419 | 1215.1419 | 1215.1419 | 1215.1419 | 1215.1419 | 1215.1419 | 1215.1419 | 1215.1419 | 1215.1419 | 1215.1419 | 1215.1419 | 1215.1419 | 1215.1419 | 1215.1419 | 1215.1419 | 1215.1419 | 1215.1419 | 1215.1419
F2_Commercial_WA - College_Existing_Food Preparation_Natural Gas_Steamer_A_Achievable Economic TRC Potential | F2 | Commercial | WA - College | Existing | Food Preparation | Natural Gas | Steamer | A | Integrated Unit Summer Peak Savings (kW) | Achievable Economic TRC Potential | 0 | 0 | 0 | 0 | 0 | 0 | 0 | 0 | 0 | 0 | 0 | 0 | 0 | 0 | 0 | 0 | 0 | 0 | 0 | 0 | 0 | 0 | 0 | 0 | 0 | 0 | 0
F3_Commercial_WA - College_Existing_Food Preparation_Natural Gas_Steamer_A_Achievable Economic TRC Potential | F3 | Commercial | WA - College | Existing | Food Preparation | Natural Gas | Steamer | A | Integrated Unit Winter Peak Savings (kW) | Achievable Economic TRC Potential | 0 | 0 | 0 | 0 | 0 | 0 | 0 | 0 | 0 | 0 | 0 | 0 | 0 | 0 | 0 | 0 | 0 | 0 | 0 | 0 | 0 | 0 | 0 | 0 | 0 | 0 | 0
F4_Commercial_WA - College_Existing_Food Preparation_Natural Gas_Steamer_A_Achievable Economic TRC Potential | F4 | Commercial | WA - College | Existing | Food Preparation | Natural Gas | Steamer | A | Incremental Energy Savings (MWh or mTherms) | Achievable Economic TRC Potential | 0 | 0 | 0 | 0.095841 | 0.28593 | 0.46931 | 0.64803 | 0.82361 | 1.0354 | 1.2418 | 1.4411 | 1.5374 | 1.5326 | 2.104 | 2.0076 | 1.9388 | 1.8521 | 1.7836 | 1.7307 | 1.6903 | 1.8833 | 1.4255 | 1.5841 | 1.4635 | 1.3034 | 1.3998 | 1.0814
F5_Commercial_WA - College_Existing_Food Preparation_Natural Gas_Steamer_A_Achievable Economic TRC Potential | F5 | Commercial | WA - College | Existing | Food Preparation | Natural Gas | Steamer | A | Incremental Summer Peak Savings (MW) | Achievable Economic TRC Potential | 0 | 0 | 0 | 0 | 0 | 0 | 0 | 0 | 0 | 0 | 0 | 0 | 0 | 0 | 0 | 0 | 0 | 0 | 0 | 0 | 0 | 0 | 0 | 0 | 0 | 0 | 0
F6_Commercial_WA - College_Existing_Food Preparation_Natural Gas_Steamer_A_Achievable Economic TRC Potential | F6 | Commercial | WA - College | Existing | Food Preparation | Natural Gas | Steamer | A | Incremental Winter Peak Savings (MW) | Achievable Economic TRC Potential | 0 | 0 | 0 | 0 | 0 | 0 | 0 | 0 | 0 | 0 | 0 | 0 | 0 | 0 | 0 | 0 | 0 | 0 | 0 | 0 | 0 | 0 | 0 | 0 | 0 | 0 | 0
F7_Commercial_WA - College_Existing_Food Preparation_Natural Gas_Steamer_A_Achievable Economic TRC Potential | F7 | Commercial | WA - College | Existing | Food Preparation | Natural Gas | Steamer | A | Cumulative Energy Savings (MWh or mTherms) | Achievable Economic TRC Potential | 0 | 0 | 0 | 0.095841 | 0.38177 | 0.85107 | 1.4991 | 2.3227 | 3.3581 | 4.5999 | 6.041 | 7.5784 | 9.111 | 11.215 | 13.2226 | 15.1615 | 17.0135 | 18.7972 | 20.5279 | 22.2181 | 24.1014 | 25.5269 | 27.111 | 28.5745 | 29.8779 | 31.2776 | 32.3591
F8_Commercial_WA - College_Existing_Food Preparation_Natural Gas_Steamer_A_Achievable Economic TRC Potential | F8 | Commercial | WA - College | Existing | Food Preparation | Natural Gas | Steamer | A | Cumulative Summer Peak Savings (MW) | Achievable Economic TRC Potential | 0 | 0 | 0 | 0 | 0 | 0 | 0 | 0 | 0 | 0 | 0 | 0 | 0 | 0 | 0 | 0 | 0 | 0 | 0 | 0 | 0 | 0 | 0 | 0 | 0 | 0 | 0
F9_Commercial_WA - College_Existing_Food Preparation_Natural Gas_Steamer_A_Achievable Economic TRC Potential | F9 | Commercial | WA - College | Existing | Food Preparation | Natural Gas | Steamer | A | Cumulative Winter Peak Savings (MW) | Achievable Economic TRC Potential | 0 | 0 | 0 | 0 | 0 | 0 | 0 | 0 | 0 | 0 | 0 | 0 | 0 | 0 | 0 | 0 | 0 | 0 | 0 | 0 | 0 | 0 | 0 | 0 | 0 | 0 | 0
F10_Commercial_WA - College_Existing_Food Preparation_Natural Gas_Steamer_A_Achievable Economic TRC Potential | F10 | Commercial | WA - College | Existing | Food Preparation | Natural Gas | Steamer | A | Purchases (Incremental) | Achievable Economic TRC Potential | 0 | 0 | 0 | 0.078872 | 0.2353 | 0.38621 | 0.5333 | 0.67779 | 0.85208 | 1.0219 | 1.186 | 1.2652 | 1.2613 | 1.7315 | 1.6522 | 1.5956 | 1.5242 | 1.4678 | 1.4243 | 1.391 | 1.5499 | 1.1731 | 1.3036 | 1.2044 | 1.0726 | 1.1519 | 0.88997
F11_Commercial_WA - College_Existing_Food Preparation_Natural Gas_Steamer_A_Achievable Economic TRC Potential | F11 | Commercial | WA - College | Existing | Food Preparation | Natural Gas | Steamer | A | Purchases (Cumulative) | Achievable Economic TRC Potential | 0 | 0 | 0 | 0.078872 | 0.31418 | 0.70039 | 1.2337 | 1.9115 | 2.7636 | 3.7855 | 4.9714 | 6.2366 | 7.4979 | 9.2294 | 10.8815 | 12.4771 | 14.0013 | 15.4691 | 16.8934 | 18.2844 | 19.8342 | 21.0073 | 22.311 | 23.5154 | 24.588 | 25.7399 | 26.6299
F1_Commercial_WA - College_Existing_Food Preparation_Natural Gas_Commercial Food Prep Other_A_Achievable Economic TRC Potential | F1 | Commercial | WA - College | Existing | Food Preparation | Natural Gas | Commercial Food Prep Other | A | Integrated Unit Energy Savings (kWh or therms) | Achievable Economic TRC Potential | 0 | 366.1618 | 366.1618 | 366.1618 | 366.1618 | 366.1618 | 366.1618 | 366.1618 | 366.1618 | 366.1618 | 366.1618 | 366.1618 | 366.1618 | 366.1618 | 366.1618 | 366.1618 | 366.1618 | 366.1618 | 366.1618 | 366.1618 | 366.1618 | 366.1618 | 366.1618 | 366.1618 | 366.1618 | 366.1618 | 366.1618
F2_Commercial_WA - College_Existing_Food Preparation_Natural Gas_Commercial Food Prep Other_A_Achievable Economic TRC Potential | F2 | Commercial | WA - College | Existing | Food Preparation | Natural Gas | Commercial Food Prep Other | A | Integrated Unit Summer Peak Savings (kW) | Achievable Economic TRC Potential | 0 | 0 | 0 | 0 | 0 | 0 | 0 | 0 | 0 | 0 | 0 | 0 | 0 | 0 | 0 | 0 | 0 | 0 | 0 | 0 | 0 | 0 | 0 | 0 | 0 | 0 | 0
F3_Commercial_WA - College_Existing_Food Preparation_Natural Gas_Commercial Food Prep Other_A_Achievable Economic TRC Potential | F3 | Commercial | WA - College | Existing | Food Preparation | Natural Gas | Commercial Food Prep Other | A | Integrated Unit Winter Peak Savings (kW) | Achievable Economic TRC Potential | 0 | 0 | 0 | 0 | 0 | 0 | 0 | 0 | 0 | 0 | 0 | 0 | 0 | 0 | 0 | 0 | 0 | 0 | 0 | 0 | 0 | 0 | 0 | 0 | 0 | 0 | 0
F4_Commercial_WA - College_Existing_Food Preparation_Natural Gas_Commercial Food Prep Other_A_Achievable Economic TRC Potential | F4 | Commercial | WA - College | Existing | Food Preparation | Natural Gas | Commercial Food Prep Other | A | Incremental Energy Savings (MWh or mTherms) | Achievable Economic TRC Potential | 0 | 0 | 0 | 0.00081496 | 0.0027979 | 0.0050943 | 0.007608 | 0.010269 | 0.013026 | 0.015843 | 0.016255 | 0.017138 | 0.0185 | 0.019491 | 0.019701 | 0.023477 | 0.024404 | 0.025108 | 0.025641 | 0.024967 | 0.026048 | 0.026367 | 0.02617 | 0.023412 | 0.020007 | 0.01391 | 0.011136
F5_Commercial_WA - College_Existing_Food Preparation_Natural Gas_Commercial Food Prep Other_A_Achievable Economic TRC Potential | F5 | Commercial | WA - College | Existing | Food Preparation | Natural Gas | Commercial Food Prep Other | A | Incremental Summer Peak Savings (MW) | Achievable Economic TRC Potential | 0 | 0 | 0 | 0 | 0 | 0 | 0 | 0 | 0 | 0 | 0 | 0 | 0 | 0 | 0 | 0 | 0 | 0 | 0 | 0 | 0 | 0 | 0 | 0 | 0 | 0 | 0
F6_Commercial_WA - College_Existing_Food Preparation_Natural Gas_Commercial Food Prep Other_A_Achievable Economic TRC Potential | F6 | Commercial | WA - College | Existing | Food Preparation | Natural Gas | Commercial Food Prep Other | A | Incremental Winter Peak Savings (MW) | Achievable Economic TRC Potential | 0 | 0 | 0 | 0 | 0 | 0 | 0 | 0 | 0 | 0 | 0 | 0 | 0 | 0 | 0 | 0 | 0 | 0 | 0 | 0 | 0 | 0 | 0 | 0 | 0 | 0 | 0
F7_Commercial_WA - College_Existing_Food Preparation_Natural Gas_Commercial Food Prep Other_A_Achievable Economic TRC Potential | F7 | Commercial | WA - College | Existing | Food Preparation | Natural Gas | Commercial Food Prep Other | A | Cumulative Energy Savings (MWh or mTherms) | Achievable Economic TRC Potential | 0 | 0 | 0 | 0.00081496 | 0.0036129 | 0.0087072 | 0.016315 | 0.026584 | 0.03961 | 0.055453 | 0.071709 | 0.088846 | 0.10735 | 0.12684 | 0.14654 | 0.17002 | 0.19442 | 0.21953 | 0.24517 | 0.27014 | 0.29618 | 0.32255 | 0.34872 | 0.37213 | 0.39214 | 0.40605 | 0.41719
F8_Commercial_WA - College_Existing_Food Preparation_Natural Gas_Commercial Food Prep Other_A_Achievable Economic TRC Potential | F8 | Commercial | WA - College | Existing | Food Preparation | Natural Gas | Commercial Food Prep Other | A | Cumulative Summer Peak Savings (MW) | Achievable Economic TRC Potential | 0 | 0 | 0 | 0 | 0 | 0 | 0 | 0 | 0 | 0 | 0 | 0 | 0 | 0 | 0 | 0 | 0 | 0 | 0 | 0 | 0 | 0 | 0 | 0 | 0 | 0 | 0
F9_Commercial_WA - College_Existing_Food Preparation_Natural Gas_Commercial Food Prep Other_A_Achievable Economic TRC Potential | F9 | Commercial | WA - College | Existing | Food Preparation | Natural Gas | Commercial Food Prep Other | A | Cumulative Winter Peak Savings (MW) | Achievable Economic TRC Potential | 0 | 0 | 0 | 0 | 0 | 0 | 0 | 0 | 0 | 0 | 0 | 0 | 0 | 0 | 0 | 0 | 0 | 0 | 0 | 0 | 0 | 0 | 0 | 0 | 0 | 0 | 0
F10_Commercial_WA - College_Existing_Food Preparation_Natural Gas_Commercial Food Prep Other_A_Achievable Economic TRC Potential | F10 | Commercial | WA - College | Existing | Food Preparation | Natural Gas | Commercial Food Prep Other | A | Purchases (Incremental) | Achievable Economic TRC Potential | 0 | 0 | 0 | 0.0022257 | 0.0076413 | 0.013913 | 0.020778 | 0.028045 | 0.035575 | 0.043269 | 0.044393 | 0.046804 | 0.050524 | 0.05323 | 0.053805 | 0.064115 | 0.066649 | 0.068571 | 0.070025 | 0.068187 | 0.071137 | 0.072009 | 0.07147 | 0.06394 | 0.054641 | 0.037988 | 0.030412
F11_Commercial_WA - College_Existing_Food Preparation_Natural Gas_Commercial Food Prep Other_A_Achievable Economic TRC Potential | F11 | Commercial | WA - College | Existing | Food Preparation | Natural Gas | Commercial Food Prep Other | A | Purchases (Cumulative) | Achievable Economic TRC Potential | 0 | 0 | 0 | 0.0022257 | 0.009867 | 0.02378 | 0.044557 | 0.072602 | 0.10818 | 0.15145 | 0.19584 | 0.24264 | 0.29317 | 0.3464 | 0.4002 | 0.46432 | 0.53097 | 0.59954 | 0.66956 | 0.73775 | 0.80889 | 0.8809 | 0.95237 | 1.0163 | 1.0709 | 1.1089 | 1.1393
F1_Commercial_WA - College_Existing_Miscellaneous_Natural Gas_Pool Heater_A_Achievable Economic TRC Potential | F1 | Commercial | WA - College | Existing | Miscellaneous | Natural Gas | Pool Heater | A | Integrated Unit Energy Savings (kWh or therms) | Achievable Economic TRC Potential | 0 | 2233.5 | 2233.5 | 2233.5 | 2233.5 | 2233.5 | 2233.5 | 2233.5 | 2233.5 | 2233.5 | 2233.5 | 2233.5 | 2233.5 | 2233.5 | 2233.5 | 2233.5 | 2233.5 | 2233.5 | 2233.5 | 2233.5 | 2233.5 | 2233.5 | 2233.5 | 2233.5 | 2233.5 | 2233.5 | 2233.5
F2_Commercial_WA - College_Existing_Miscellaneous_Natural Gas_Pool Heater_A_Achievable Economic TRC Potential | F2 | Commercial | WA - College | Existing | Miscellaneous | Natural Gas | Pool Heater | A | Integrated Unit Summer Peak Savings (kW) | Achievable Economic TRC Potential | 0 | 0 | 0 | 0 | 0 | 0 | 0 | 0 | 0 | 0 | 0 | 0 | 0 | 0 | 0 | 0 | 0 | 0 | 0 | 0 | 0 | 0 | 0 | 0 | 0 | 0 | 0
F3_Commercial_WA - College_Existing_Miscellaneous_Natural Gas_Pool Heater_A_Achievable Economic TRC Potential | F3 | Commercial | WA - College | Existing | Miscellaneous | Natural Gas | Pool Heater | A | Integrated Unit Winter Peak Savings (kW) | Achievable Economic TRC Potential | 0 | 0 | 0 | 0 | 0 | 0 | 0 | 0 | 0 | 0 | 0 | 0 | 0 | 0 | 0 | 0 | 0 | 0 | 0 | 0 | 0 | 0 | 0 | 0 | 0 | 0 | 0
F4_Commercial_WA - College_Existing_Miscellaneous_Natural Gas_Pool Heater_A_Achievable Economic TRC Potential | F4 | Commercial | WA - College | Existing | Miscellaneous | Natural Gas | Pool Heater | A | Incremental Energy Savings (MWh or mTherms) | Achievable Economic TRC Potential | 0 | 0 | 0 | 0 | 0 | 0 | 0 | 0 | 0 | 0 | 0 | 8.9793e-05 | 0.00013115 | 0.00027473 | 0.00049987 | 0.00083199 | 0.0013783 | 0.0020207 | 0.0029068 | 0.0038793 | 0.0049319 | 0.0065333 | 0.0074584 | 0.0082155 | 0.0086864 | 0.0087774 | 0.0088812
F5_Commercial_WA - College_Existing_Miscellaneous_Natural Gas_Pool Heater_A_Achievable Economic TRC Potential | F5 | Commercial | WA - College | Existing | Miscellaneous | Natural Gas | Pool Heater | A | Incremental Summer Peak Savings (MW) | Achievable Economic TRC Potential | 0 | 0 | 0 | 0 | 0 | 0 | 0 | 0 | 0 | 0 | 0 | 0 | 0 | 0 | 0 | 0 | 0 | 0 | 0 | 0 | 0 | 0 | 0 | 0 | 0 | 0 | 0
F6_Commercial_WA - College_Existing_Miscellaneous_Natural Gas_Pool Heater_A_Achievable Economic TRC Potential | F6 | Commercial | WA - College | Existing | Miscellaneous | Natural Gas | Pool Heater | A | Incremental Winter Peak Savings (MW) | Achievable Economic TRC Potential | 0 | 0 | 0 | 0 | 0 | 0 | 0 | 0 | 0 | 0 | 0 | 0 | 0 | 0 | 0 | 0 | 0 | 0 | 0 | 0 | 0 | 0 | 0 | 0 | 0 | 0 | 0
F7_Commercial_WA - College_Existing_Miscellaneous_Natural Gas_Pool Heater_A_Achievable Economic TRC Potential | F7 | Commercial | WA - College | Existing | Miscellaneous | Natural Gas | Pool Heater | A | Cumulative Energy Savings (MWh or mTherms) | Achievable Economic TRC Potential | 0 | 0 | 0 | 0 | 0 | 0 | 0 | 0 | 0 | 0 | 0 | 8.9793e-05 | 0.00022094 | 0.00049567 | 0.00099554 | 0.0018275 | 0.0032058 | 0.0052266 | 0.0081334 | 0.012013 | 0.016945 | 0.023478 | 0.030936 | 0.039152 | 0.047838 | 0.056616 | 0.065497
F8_Commercial_WA - College_Existing_Miscellaneous_Natural Gas_Pool Heater_A_Achievable Economic TRC Potential | F8 | Commercial | WA - College | Existing | Miscellaneous | Natural Gas | Pool Heater | A | Cumulative Summer Peak Savings (MW) | Achievable Economic TRC Potential | 0 | 0 | 0 | 0 | 0 | 0 | 0 | 0 | 0 | 0 | 0 | 0 | 0 | 0 | 0 | 0 | 0 | 0 | 0 | 0 | 0 | 0 | 0 | 0 | 0 | 0 | 0
F9_Commercial_WA - College_Existing_Miscellaneous_Natural Gas_Pool Heater_A_Achievable Economic TRC Potential | F9 | Commercial | WA - College | Existing | Miscellaneous | Natural Gas | Pool Heater | A | Cumulative Winter Peak Savings (MW) | Achievable Economic TRC Potential | 0 | 0 | 0 | 0 | 0 | 0 | 0 | 0 | 0 | 0 | 0 | 0 | 0 | 0 | 0 | 0 | 0 | 0 | 0 | 0 | 0 | 0 | 0 | 0 | 0 | 0 | 0
F10_Commercial_WA - College_Existing_Miscellaneous_Natural Gas_Pool Heater_A_Achievable Economic TRC Potential | F10 | Commercial | WA - College | Existing | Miscellaneous | Natural Gas | Pool Heater | A | Purchases (Incremental) | Achievable Economic TRC Potential | 0 | 0 | 0 | 0 | 0 | 0 | 0 | 0 | 0 | 0 | 0 | 4.0203e-05 | 5.8718e-05 | 0.00012301 | 0.00022381 | 0.0003725 | 0.00061711 | 0.00090473 | 0.0013015 | 0.0017369 | 0.0022081 | 0.0029251 | 0.0033393 | 0.0036783 | 0.0038892 | 0.0039299 | 0.0039764
F11_Commercial_WA - College_Existing_Miscellaneous_Natural Gas_Pool Heater_A_Achievable Economic TRC Potential | F11 | Commercial | WA - College | Existing | Miscellaneous | Natural Gas | Pool Heater | A | Purchases (Cumulative) | Achievable Economic TRC Potential | 0 | 0 | 0 | 0 | 0 | 0 | 0 | 0 | 0 | 0 | 0 | 4.0203e-05 | 9.8921e-05 | 0.00022193 | 0.00044573 | 0.00081824 | 0.0014353 | 0.0023401 | 0.0036415 | 0.0053784 | 0.0075866 | 0.010512 | 0.013851 | 0.017529 | 0.021418 | 0.025348 | 0.029325
F1_Commercial_WA - College_New_Space Heating_Natural Gas_Furnace_A_Achievable Economic TRC Potential | F1 | Commercial | WA - College | New | Space Heating | Natural Gas | Furnace | A | Integrated Unit Energy Savings (kWh or therms) | Achievable Economic TRC Potential | 0 | 0 | 0 | 0 | 0 | 0 | 0 | 0 | 0 | 0 | 0 | 0 | 0 | 0 | 0 | 0 | 0 | 0 | 0 | 0 | 0 | 0 | 0 | 0 | 0 | 0 | 0
F2_Commercial_WA - College_New_Space Heating_Natural Gas_Furnace_A_Achievable Economic TRC Potential | F2 | Commercial | WA - College | New | Space Heating | Natural Gas | Furnace | A | Integrated Unit Summer Peak Savings (kW) | Achievable Economic TRC Potential | 0 | 0 | 0 | 0 | 0 | 0 | 0 | 0 | 0 | 0 | 0 | 0 | 0 | 0 | 0 | 0 | 0 | 0 | 0 | 0 | 0 | 0 | 0 | 0 | 0 | 0 | 0
F3_Commercial_WA - College_New_Space Heating_Natural Gas_Furnace_A_Achievable Economic TRC Potential | F3 | Commercial | WA - College | New | Space Heating | Natural Gas | Furnace | A | Integrated Unit Winter Peak Savings (kW) | Achievable Economic TRC Potential | 0 | 0 | 0 | 0 | 0 | 0 | 0 | 0 | 0 | 0 | 0 | 0 | 0 | 0 | 0 | 0 | 0 | 0 | 0 | 0 | 0 | 0 | 0 | 0 | 0 | 0 | 0
F4_Commercial_WA - College_New_Space Heating_Natural Gas_Furnace_A_Achievable Economic TRC Potential | F4 | Commercial | WA - College | New | Space Heating | Natural Gas | Furnace | A | Incremental Energy Savings (MWh or mTherms) | Achievable Economic TRC Potential | 0 | 0 | 0 | 0 | 0 | 0 | 0 | 0 | 0 | 0 | 0 | 0 | 0 | 0 | 0 | 0 | 0 | 0 | 0 | 0 | 0 | 0 | 0 | 0 | 0 | 0 | 0
F5_Commercial_WA - College_New_Space Heating_Natural Gas_Furnace_A_Achievable Economic TRC Potential | F5 | Commercial | WA - College | New | Space Heating | Natural Gas | Furnace | A | Incremental Summer Peak Savings (MW) | Achievable Economic TRC Potential | 0 | 0 | 0 | 0 | 0 | 0 | 0 | 0 | 0 | 0 | 0 | 0 | 0 | 0 | 0 | 0 | 0 | 0 | 0 | 0 | 0 | 0 | 0 | 0 | 0 | 0 | 0
F6_Commercial_WA - College_New_Space Heating_Natural Gas_Furnace_A_Achievable Economic TRC Potential | F6 | Commercial | WA - College | New | Space Heating | Natural Gas | Furnace | A | Incremental Winter Peak Savings (MW) | Achievable Economic TRC Potential | 0 | 0 | 0 | 0 | 0 | 0 | 0 | 0 | 0 | 0 | 0 | 0 | 0 | 0 | 0 | 0 | 0 | 0 | 0 | 0 | 0 | 0 | 0 | 0 | 0 | 0 | 0
F7_Commercial_WA - College_New_Space Heating_Natural Gas_Furnace_A_Achievable Economic TRC Potential | F7 | Commercial | WA - College | New | Space Heating | Natural Gas | Furnace | A | Cumulative Energy Savings (MWh or mTherms) | Achievable Economic TRC Potential | 0 | 0 | 0 | 0 | 0 | 0 | 0 | 0 | 0 | 0 | 0 | 0 | 0 | 0 | 0 | 0 | 0 | 0 | 0 | 0 | 0 | 0 | 0 | 0 | 0 | 0 | 0
F8_Commercial_WA - College_New_Space Heating_Natural Gas_Furnace_A_Achievable Economic TRC Potential | F8 | Commercial | WA - College | New | Space Heating | Natural Gas | Furnace | A | Cumulative Summer Peak Savings (MW) | Achievable Economic TRC Potential | 0 | 0 | 0 | 0 | 0 | 0 | 0 | 0 | 0 | 0 | 0 | 0 | 0 | 0 | 0 | 0 | 0 | 0 | 0 | 0 | 0 | 0 | 0 | 0 | 0 | 0 | 0
F9_Commercial_WA - College_New_Space Heating_Natural Gas_Furnace_A_Achievable Economic TRC Potential | F9 | Commercial | WA - College | New | Space Heating | Natural Gas | Furnace | A | Cumulative Winter Peak Savings (MW) | Achievable Economic TRC Potential | 0 | 0 | 0 | 0 | 0 | 0 | 0 | 0 | 0 | 0 | 0 | 0 | 0 | 0 | 0 | 0 | 0 | 0 | 0 | 0 | 0 | 0 | 0 | 0 | 0 | 0 | 0
F10_Commercial_WA - College_New_Space Heating_Natural Gas_Furnace_A_Achievable Economic TRC Potential | F10 | Commercial | WA - College | New | Space Heating | Natural Gas | Furnace | A | Purchases (Incremental) | Achievable Economic TRC Potential | 0 | 0 | 0 | 0 | 0 | 0 | 0 | 0 | 0 | 0 | 0 | 0 | 0 | 0 | 0 | 0 | 0 | 0 | 0 | 0 | 0 | 0 | 0 | 0 | 0 | 0 | 0
F11_Commercial_WA - College_New_Space Heating_Natural Gas_Furnace_A_Achievable Economic TRC Potential | F11 | Commercial | WA - College | New | Space Heating | Natural Gas | Furnace | A | Purchases (Cumulative) | Achievable Economic TRC Potential | 0 | 0 | 0 | 0 | 0 | 0 | 0 | 0 | 0 | 0 | 0 | 0 | 0 | 0 | 0 | 0 | 0 | 0 | 0 | 0 | 0 | 0 | 0 | 0 | 0 | 0 | 0
F1_Commercial_WA - College_New_Space Heating_Natural Gas_Boiler_A_Achievable Economic TRC Potential | F1 | Commercial | WA - College | New | Space Heating | Natural Gas | Boiler | A | Integrated Unit Energy Savings (kWh or therms) | Achievable Economic TRC Potential | 0 | 0 | 0 | 0 | 0 | 0 | 0 | 0 | 0 | 0 | 0 | 0 | 0 | 0 | 0 | 0 | 0 | 0 | 0 | 0 | 0 | 0 | 0 | 0 | 0 | 0 | 0
F2_Commercial_WA - College_New_Space Heating_Natural Gas_Boiler_A_Achievable Economic TRC Potential | F2 | Commercial | WA - College | New | Space Heating | Natural Gas | Boiler | A | Integrated Unit Summer Peak Savings (kW) | Achievable Economic TRC Potential | 0 | 0 | 0 | 0 | 0 | 0 | 0 | 0 | 0 | 0 | 0 | 0 | 0 | 0 | 0 | 0 | 0 | 0 | 0 | 0 | 0 | 0 | 0 | 0 | 0 | 0 | 0
F3_Commercial_WA - College_New_Space Heating_Natural Gas_Boiler_A_Achievable Economic TRC Potential | F3 | Commercial | WA - College | New | Space Heating | Natural Gas | Boiler | A | Integrated Unit Winter Peak Savings (kW) | Achievable Economic TRC Potential | 0 | 0 | 0 | 0 | 0 | 0 | 0 | 0 | 0 | 0 | 0 | 0 | 0 | 0 | 0 | 0 | 0 | 0 | 0 | 0 | 0 | 0 | 0 | 0 | 0 | 0 | 0
F4_Commercial_WA - College_New_Space Heating_Natural Gas_Boiler_A_Achievable Economic TRC Potential | F4 | Commercial | WA - College | New | Space Heating | Natural Gas | Boiler | A | Incremental Energy Savings (MWh or mTherms) | Achievable Economic TRC Potential | 0 | 0 | 0 | 0 | 0 | 0 | 0 | 0 | 0 | 0 | 0 | 0 | 0 | 0 | 0 | 0 | 0 | 0 | 0 | 0 | 0 | 0 | 0 | 0 | 0 | 0 | 0
F5_Commercial_WA - College_New_Space Heating_Natural Gas_Boiler_A_Achievable Economic TRC Potential | F5 | Commercial | WA - College | New | Space Heating | Natural Gas | Boiler | A | Incremental Summer Peak Savings (MW) | Achievable Economic TRC Potential | 0 | 0 | 0 | 0 | 0 | 0 | 0 | 0 | 0 | 0 | 0 | 0 | 0 | 0 | 0 | 0 | 0 | 0 | 0 | 0 | 0 | 0 | 0 | 0 | 0 | 0 | 0
F6_Commercial_WA - College_New_Space Heating_Natural Gas_Boiler_A_Achievable Economic TRC Potential | F6 | Commercial | WA - College | New | Space Heating | Natural Gas | Boiler | A | Incremental Winter Peak Savings (MW) | Achievable Economic TRC Potential | 0 | 0 | 0 | 0 | 0 | 0 | 0 | 0 | 0 | 0 | 0 | 0 | 0 | 0 | 0 | 0 | 0 | 0 | 0 | 0 | 0 | 0 | 0 | 0 | 0 | 0 | 0
F7_Commercial_WA - College_New_Space Heating_Natural Gas_Boiler_A_Achievable Economic TRC Potential | F7 | Commercial | WA - College | New | Space Heating | Natural Gas | Boiler | A | Cumulative Energy Savings (MWh or mTherms) | Achievable Economic TRC Potential | 0 | 0 | 0 | 0 | 0 | 0 | 0 | 0 | 0 | 0 | 0 | 0 | 0 | 0 | 0 | 0 | 0 | 0 | 0 | 0 | 0 | 0 | 0 | 0 | 0 | 0 | 0
F8_Commercial_WA - College_New_Space Heating_Natural Gas_Boiler_A_Achievable Economic TRC Potential | F8 | Commercial | WA - College | New | Space Heating | Natural Gas | Boiler | A | Cumulative Summer Peak Savings (MW) | Achievable Economic TRC Potential | 0 | 0 | 0 | 0 | 0 | 0 | 0 | 0 | 0 | 0 | 0 | 0 | 0 | 0 | 0 | 0 | 0 | 0 | 0 | 0 | 0 | 0 | 0 | 0 | 0 | 0 | 0
F9_Commercial_WA - College_New_Space Heating_Natural Gas_Boiler_A_Achievable Economic TRC Potential | F9 | Commercial | WA - College | New | Space Heating | Natural Gas | Boiler | A | Cumulative Winter Peak Savings (MW) | Achievable Economic TRC Potential | 0 | 0 | 0 | 0 | 0 | 0 | 0 | 0 | 0 | 0 | 0 | 0 | 0 | 0 | 0 | 0 | 0 | 0 | 0 | 0 | 0 | 0 | 0 | 0 | 0 | 0 | 0
F10_Commercial_WA - College_New_Space Heating_Natural Gas_Boiler_A_Achievable Economic TRC Potential | F10 | Commercial | WA - College | New | Space Heating | Natural Gas | Boiler | A | Purchases (Incremental) | Achievable Economic TRC Potential | 0 | 0 | 0 | 0 | 0 | 0 | 0 | 0 | 0 | 0 | 0 | 0 | 0 | 0 | 0 | 0 | 0 | 0 | 0 | 0 | 0 | 0 | 0 | 0 | 0 | 0 | 0
F11_Commercial_WA - College_New_Space Heating_Natural Gas_Boiler_A_Achievable Economic TRC Potential | F11 | Commercial | WA - College | New | Space Heating | Natural Gas | Boiler | A | Purchases (Cumulative) | Achievable Economic TRC Potential | 0 | 0 | 0 | 0 | 0 | 0 | 0 | 0 | 0 | 0 | 0 | 0 | 0 | 0 | 0 | 0 | 0 | 0 | 0 | 0 | 0 | 0 | 0 | 0 | 0 | 0 | 0
F1_Commercial_WA - College_New_Space Heating_Natural Gas_Unit Heater_A_Achievable Economic TRC Potential | F1 | Commercial | WA - College | New | Space Heating | Natural Gas | Unit Heater | A | Integrated Unit Energy Savings (kWh or therms) | Achievable Economic TRC Potential | 0 | 0 | 0 | 0 | 0 | 0 | 0 | 0 | 0 | 0 | 0 | 0 | 0 | 0 | 0 | 0 | 0 | 0 | 0 | 0 | 0 | 0 | 0 | 0 | 0 | 0 | 0
F2_Commercial_WA - College_New_Space Heating_Natural Gas_Unit Heater_A_Achievable Economic TRC Potential | F2 | Commercial | WA - College | New | Space Heating | Natural Gas | Unit Heater | A | Integrated Unit Summer Peak Savings (kW) | Achievable Economic TRC Potential | 0 | 0 | 0 | 0 | 0 | 0 | 0 | 0 | 0 | 0 | 0 | 0 | 0 | 0 | 0 | 0 | 0 | 0 | 0 | 0 | 0 | 0 | 0 | 0 | 0 | 0 | 0
F3_Commercial_WA - College_New_Space Heating_Natural Gas_Unit Heater_A_Achievable Economic TRC Potential | F3 | Commercial | WA - College | New | Space Heating | Natural Gas | Unit Heater | A | Integrated Unit Winter Peak Savings (kW) | Achievable Economic TRC Potential | 0 | 0 | 0 | 0 | 0 | 0 | 0 | 0 | 0 | 0 | 0 | 0 | 0 | 0 | 0 | 0 | 0 | 0 | 0 | 0 | 0 | 0 | 0 | 0 | 0 | 0 | 0
F4_Commercial_WA - College_New_Space Heating_Natural Gas_Unit Heater_A_Achievable Economic TRC Potential | F4 | Commercial | WA - College | New | Space Heating | Natural Gas | Unit Heater | A | Incremental Energy Savings (MWh or mTherms) | Achievable Economic TRC Potential | 0 | 0 | 0 | 0 | 0 | 0 | 0 | 0 | 0 | 0 | 0 | 0 | 0 | 0 | 0 | 0 | 0 | 0 | 0 | 0 | 0 | 0 | 0 | 0 | 0 | 0 | 0
F5_Commercial_WA - College_New_Space Heating_Natural Gas_Unit Heater_A_Achievable Economic TRC Potential | F5 | Commercial | WA - College | New | Space Heating | Natural Gas | Unit Heater | A | Incremental Summer Peak Savings (MW) | Achievable Economic TRC Potential | 0 | 0 | 0 | 0 | 0 | 0 | 0 | 0 | 0 | 0 | 0 | 0 | 0 | 0 | 0 | 0 | 0 | 0 | 0 | 0 | 0 | 0 | 0 | 0 | 0 | 0 | 0
F6_Commercial_WA - College_New_Space Heating_Natural Gas_Unit Heater_A_Achievable Economic TRC Potential | F6 | Commercial | WA - College | New | Space Heating | Natural Gas | Unit Heater | A | Incremental Winter Peak Savings (MW) | Achievable Economic TRC Potential | 0 | 0 | 0 | 0 | 0 | 0 | 0 | 0 | 0 | 0 | 0 | 0 | 0 | 0 | 0 | 0 | 0 | 0 | 0 | 0 | 0 | 0 | 0 | 0 | 0 | 0 | 0
F7_Commercial_WA - College_New_Space Heating_Natural Gas_Unit Heater_A_Achievable Economic TRC Potential | F7 | Commercial | WA - College | New | Space Heating | Natural Gas | Unit Heater | A | Cumulative Energy Savings (MWh or mTherms) | Achievable Economic TRC Potential | 0 | 0 | 0 | 0 | 0 | 0 | 0 | 0 | 0 | 0 | 0 | 0 | 0 | 0 | 0 | 0 | 0 | 0 | 0 | 0 | 0 | 0 | 0 | 0 | 0 | 0 | 0
F8_Commercial_WA - College_New_Space Heating_Natural Gas_Unit Heater_A_Achievable Economic TRC Potential | F8 | Commercial | WA - College | New | Space Heating | Natural Gas | Unit Heater | A | Cumulative Summer Peak Savings (MW) | Achievable Economic TRC Potential | 0 | 0 | 0 | 0 | 0 | 0 | 0 | 0 | 0 | 0 | 0 | 0 | 0 | 0 | 0 | 0 | 0 | 0 | 0 | 0 | 0 | 0 | 0 | 0 | 0 | 0 | 0
F9_Commercial_WA - College_New_Space Heating_Natural Gas_Unit Heater_A_Achievable Economic TRC Potential | F9 | Commercial | WA - College | New | Space Heating | Natural Gas | Unit Heater | A | Cumulative Winter Peak Savings (MW) | Achievable Economic TRC Potential | 0 | 0 | 0 | 0 | 0 | 0 | 0 | 0 | 0 | 0 | 0 | 0 | 0 | 0 | 0 | 0 | 0 | 0 | 0 | 0 | 0 | 0 | 0 | 0 | 0 | 0 | 0
F10_Commercial_WA - College_New_Space Heating_Natural Gas_Unit Heater_A_Achievable Economic TRC Potential | F10 | Commercial | WA - College | New | Space Heating | Natural Gas | Unit Heater | A | Purchases (Incremental) | Achievable Economic TRC Potential | 0 | 0 | 0 | 0 | 0 | 0 | 0 | 0 | 0 | 0 | 0 | 0 | 0 | 0 | 0 | 0 | 0 | 0 | 0 | 0 | 0 | 0 | 0 | 0 | 0 | 0 | 0
F11_Commercial_WA - College_New_Space Heating_Natural Gas_Unit Heater_A_Achievable Economic TRC Potential | F11 | Commercial | WA - College | New | Space Heating | Natural Gas | Unit Heater | A | Purchases (Cumulative) | Achievable Economic TRC Potential | 0 | 0 | 0 | 0 | 0 | 0 | 0 | 0 | 0 | 0 | 0 | 0 | 0 | 0 | 0 | 0 | 0 | 0 | 0 | 0 | 0 | 0 | 0 | 0 | 0 | 0 | 0
F1_Commercial_WA - College_New_Water Heating_Natural Gas_Water Heater_A_Achievable Economic TRC Potential | F1 | Commercial | WA - College | New | Water Heating | Natural Gas | Water Heater | A | Integrated Unit Energy Savings (kWh or therms) | Achievable Economic TRC Potential | 0 | 0 | 0 | 0 | 0 | 0 | 0 | 0 | 0 | 0 | 0 | 0 | 0 | 0 | 0 | 0 | 0 | 0 | 0 | 0 | 0 | 0 | 0 | 0 | 0 | 0 | 0
F2_Commercial_WA - College_New_Water Heating_Natural Gas_Water Heater_A_Achievable Economic TRC Potential | F2 | Commercial | WA - College | New | Water Heating | Natural Gas | Water Heater | A | Integrated Unit Summer Peak Savings (kW) | Achievable Economic TRC Potential | 0 | 0 | 0 | 0 | 0 | 0 | 0 | 0 | 0 | 0 | 0 | 0 | 0 | 0 | 0 | 0 | 0 | 0 | 0 | 0 | 0 | 0 | 0 | 0 | 0 | 0 | 0
F3_Commercial_WA - College_New_Water Heating_Natural Gas_Water Heater_A_Achievable Economic TRC Potential | F3 | Commercial | WA - College | New | Water Heating | Natural Gas | Water Heater | A | Integrated Unit Winter Peak Savings (kW) | Achievable Economic TRC Potential | 0 | 0 | 0 | 0 | 0 | 0 | 0 | 0 | 0 | 0 | 0 | 0 | 0 | 0 | 0 | 0 | 0 | 0 | 0 | 0 | 0 | 0 | 0 | 0 | 0 | 0 | 0
F4_Commercial_WA - College_New_Water Heating_Natural Gas_Water Heater_A_Achievable Economic TRC Potential | F4 | Commercial | WA - College | New | Water Heating | Natural Gas | Water Heater | A | Incremental Energy Savings (MWh or mTherms) | Achievable Economic TRC Potential | 0 | 0 | 0 | 0 | 0 | 0 | 0 | 0 | 0 | 0 | 0 | 0 | 0 | 0 | 0 | 0 | 0 | 0 | 0 | 0 | 0 | 0 | 0 | 0 | 0 | 0 | 0
F5_Commercial_WA - College_New_Water Heating_Natural Gas_Water Heater_A_Achievable Economic TRC Potential | F5 | Commercial | WA - College | New | Water Heating | Natural Gas | Water Heater | A | Incremental Summer Peak Savings (MW) | Achievable Economic TRC Potential | 0 | 0 | 0 | 0 | 0 | 0 | 0 | 0 | 0 | 0 | 0 | 0 | 0 | 0 | 0 | 0 | 0 | 0 | 0 | 0 | 0 | 0 | 0 | 0 | 0 | 0 | 0
F6_Commercial_WA - College_New_Water Heating_Natural Gas_Water Heater_A_Achievable Economic TRC Potential | F6 | Commercial | WA - College | New | Water Heating | Natural Gas | Water Heater | A | Incremental Winter Peak Savings (MW) | Achievable Economic TRC Potential | 0 | 0 | 0 | 0 | 0 | 0 | 0 | 0 | 0 | 0 | 0 | 0 | 0 | 0 | 0 | 0 | 0 | 0 | 0 | 0 | 0 | 0 | 0 | 0 | 0 | 0 | 0
F7_Commercial_WA - College_New_Water Heating_Natural Gas_Water Heater_A_Achievable Economic TRC Potential | F7 | Commercial | WA - College | New | Water Heating | Natural Gas | Water Heater | A | Cumulative Energy Savings (MWh or mTherms) | Achievable Economic TRC Potential | 0 | 0 | 0 | 0 | 0 | 0 | 0 | 0 | 0 | 0 | 0 | 0 | 0 | 0 | 0 | 0 | 0 | 0 | 0 | 0 | 0 | 0 | 0 | 0 | 0 | 0 | 0
F8_Commercial_WA - College_New_Water Heating_Natural Gas_Water Heater_A_Achievable Economic TRC Potential | F8 | Commercial | WA - College | New | Water Heating | Natural Gas | Water Heater | A | Cumulative Summer Peak Savings (MW) | Achievable Economic TRC Potential | 0 | 0 | 0 | 0 | 0 | 0 | 0 | 0 | 0 | 0 | 0 | 0 | 0 | 0 | 0 | 0 | 0 | 0 | 0 | 0 | 0 | 0 | 0 | 0 | 0 | 0 | 0
F9_Commercial_WA - College_New_Water Heating_Natural Gas_Water Heater_A_Achievable Economic TRC Potential | F9 | Commercial | WA - College | New | Water Heating | Natural Gas | Water Heater | A | Cumulative Winter Peak Savings (MW) | Achievable Economic TRC Potential | 0 | 0 | 0 | 0 | 0 | 0 | 0 | 0 | 0 | 0 | 0 | 0 | 0 | 0 | 0 | 0 | 0 | 0 | 0 | 0 | 0 | 0 | 0 | 0 | 0 | 0 | 0
F10_Commercial_WA - College_New_Water Heating_Natural Gas_Water Heater_A_Achievable Economic TRC Potential | F10 | Commercial | WA - College | New | Water Heating | Natural Gas | Water Heater | A | Purchases (Incremental) | Achievable Economic TRC Potential | 0 | 0 | 0 | 0 | 0 | 0 | 0 | 0 | 0 | 0 | 0 | 0 | 0 | 0 | 0 | 0 | 0 | 0 | 0 | 0 | 0 | 0 | 0 | 0 | 0 | 0 | 0
F11_Commercial_WA - College_New_Water Heating_Natural Gas_Water Heater_A_Achievable Economic TRC Potential | F11 | Commercial | WA - College | New | Water Heating | Natural Gas | Water Heater | A | Purchases (Cumulative) | Achievable Economic TRC Potential | 0 | 0 | 0 | 0 | 0 | 0 | 0 | 0 | 0 | 0 | 0 | 0 | 0 | 0 | 0 | 0 | 0 | 0 | 0 | 0 | 0 | 0 | 0 | 0 | 0 | 0 | 0
F1_Commercial_WA - College_New_Food Preparation_Natural Gas_Oven_A_Achievable Economic TRC Potential | F1 | Commercial | WA - College | New | Food Preparation | Natural Gas | Oven | A | Integrated Unit Energy Savings (kWh or therms) | Achievable Economic TRC Potential | 0 | 0 | 0 | 0 | 0 | 0 | 0 | 0 | 0 | 0 | 0 | 0 | 0 | 0 | 0 | 0 | 0 | 0 | 0 | 0 | 0 | 0 | 0 | 0 | 0 | 0 | 0
F2_Commercial_WA - College_New_Food Preparation_Natural Gas_Oven_A_Achievable Economic TRC Potential | F2 | Commercial | WA - College | New | Food Preparation | Natural Gas | Oven | A | Integrated Unit Summer Peak Savings (kW) | Achievable Economic TRC Potential | 0 | 0 | 0 | 0 | 0 | 0 | 0 | 0 | 0 | 0 | 0 | 0 | 0 | 0 | 0 | 0 | 0 | 0 | 0 | 0 | 0 | 0 | 0 | 0 | 0 | 0 | 0
F3_Commercial_WA - College_New_Food Preparation_Natural Gas_Oven_A_Achievable Economic TRC Potential | F3 | Commercial | WA - College | New | Food Preparation | Natural Gas | Oven | A | Integrated Unit Winter Peak Savings (kW) | Achievable Economic TRC Potential | 0 | 0 | 0 | 0 | 0 | 0 | 0 | 0 | 0 | 0 | 0 | 0 | 0 | 0 | 0 | 0 | 0 | 0 | 0 | 0 | 0 | 0 | 0 | 0 | 0 | 0 | 0
F4_Commercial_WA - College_New_Food Preparation_Natural Gas_Oven_A_Achievable Economic TRC Potential | F4 | Commercial | WA - College | New | Food Preparation | Natural Gas | Oven | A | Incremental Energy Savings (MWh or mTherms) | Achievable Economic TRC Potential | 0 | 0 | 0 | 0 | 0 | 0 | 0 | 0 | 0 | 0 | 0 | 0 | 0 | 0 | 0 | 0 | 0 | 0 | 0 | 0 | 0 | 0 | 0 | 0 | 0 | 0 | 0
F5_Commercial_WA - College_New_Food Preparation_Natural Gas_Oven_A_Achievable Economic TRC Potential | F5 | Commercial | WA - College | New | Food Preparation | Natural Gas | Oven | A | Incremental Summer Peak Savings (MW) | Achievable Economic TRC Potential | 0 | 0 | 0 | 0 | 0 | 0 | 0 | 0 | 0 | 0 | 0 | 0 | 0 | 0 | 0 | 0 | 0 | 0 | 0 | 0 | 0 | 0 | 0 | 0 | 0 | 0 | 0
F6_Commercial_WA - College_New_Food Preparation_Natural Gas_Oven_A_Achievable Economic TRC Potential | F6 | Commercial | WA - College | New | Food Preparation | Natural Gas | Oven | A | Incremental Winter Peak Savings (MW) | Achievable Economic TRC Potential | 0 | 0 | 0 | 0 | 0 | 0 | 0 | 0 | 0 | 0 | 0 | 0 | 0 | 0 | 0 | 0 | 0 | 0 | 0 | 0 | 0 | 0 | 0 | 0 | 0 | 0 | 0
F7_Commercial_WA - College_New_Food Preparation_Natural Gas_Oven_A_Achievable Economic TRC Potential | F7 | Commercial | WA - College | New | Food Preparation | Natural Gas | Oven | A | Cumulative Energy Savings (MWh or mTherms) | Achievable Economic TRC Potential | 0 | 0 | 0 | 0 | 0 | 0 | 0 | 0 | 0 | 0 | 0 | 0 | 0 | 0 | 0 | 0 | 0 | 0 | 0 | 0 | 0 | 0 | 0 | 0 | 0 | 0 | 0
F8_Commercial_WA - College_New_Food Preparation_Natural Gas_Oven_A_Achievable Economic TRC Potential | F8 | Commercial | WA - College | New | Food Preparation | Natural Gas | Oven | A | Cumulative Summer Peak Savings (MW) | Achievable Economic TRC Potential | 0 | 0 | 0 | 0 | 0 | 0 | 0 | 0 | 0 | 0 | 0 | 0 | 0 | 0 | 0 | 0 | 0 | 0 | 0 | 0 | 0 | 0 | 0 | 0 | 0 | 0 | 0
F9_Commercial_WA - College_New_Food Preparation_Natural Gas_Oven_A_Achievable Economic TRC Potential | F9 | Commercial | WA - College | New | Food Preparation | Natural Gas | Oven | A | Cumulative Winter Peak Savings (MW) | Achievable Economic TRC Potential | 0 | 0 | 0 | 0 | 0 | 0 | 0 | 0 | 0 | 0 | 0 | 0 | 0 | 0 | 0 | 0 | 0 | 0 | 0 | 0 | 0 | 0 | 0 | 0 | 0 | 0 | 0
F10_Commercial_WA - College_New_Food Preparation_Natural Gas_Oven_A_Achievable Economic TRC Potential | F10 | Commercial | WA - College | New | Food Preparation | Natural Gas | Oven | A | Purchases (Incremental) | Achievable Economic TRC Potential | 0 | 0 | 0 | 0 | 0 | 0 | 0 | 0 | 0 | 0 | 0 | 0 | 0 | 0 | 0 | 0 | 0 | 0 | 0 | 0 | 0 | 0 | 0 | 0 | 0 | 0 | 0
F11_Commercial_WA - College_New_Food Preparation_Natural Gas_Oven_A_Achievable Economic TRC Potential | F11 | Commercial | WA - College | New | Food Preparation | Natural Gas | Oven | A | Purchases (Cumulative) | Achievable Economic TRC Potential | 0 | 0 | 0 | 0 | 0 | 0 | 0 | 0 | 0 | 0 | 0 | 0 | 0 | 0 | 0 | 0 | 0 | 0 | 0 | 0 | 0 | 0 | 0 | 0 | 0 | 0 | 0
F1_Commercial_WA - College_New_Food Preparation_Natural Gas_Conveyor Oven_A_Achievable Economic TRC Potential | F1 | Commercial | WA - College | New | Food Preparation | Natural Gas | Conveyor Oven | A | Integrated Unit Energy Savings (kWh or therms) | Achievable Economic TRC Potential | 0 | 0 | 0 | 0 | 0 | 0 | 0 | 0 | 0 | 0 | 0 | 0 | 0 | 0 | 0 | 0 | 0 | 0 | 0 | 0 | 0 | 0 | 0 | 0 | 0 | 0 | 0
F2_Commercial_WA - College_New_Food Preparation_Natural Gas_Conveyor Oven_A_Achievable Economic TRC Potential | F2 | Commercial | WA - College | New | Food Preparation | Natural Gas | Conveyor Oven | A | Integrated Unit Summer Peak Savings (kW) | Achievable Economic TRC Potential | 0 | 0 | 0 | 0 | 0 | 0 | 0 | 0 | 0 | 0 | 0 | 0 | 0 | 0 | 0 | 0 | 0 | 0 | 0 | 0 | 0 | 0 | 0 | 0 | 0 | 0 | 0
F3_Commercial_WA - College_New_Food Preparation_Natural Gas_Conveyor Oven_A_Achievable Economic TRC Potential | F3 | Commercial | WA - College | New | Food Preparation | Natural Gas | Conveyor Oven | A | Integrated Unit Winter Peak Savings (kW) | Achievable Economic TRC Potential | 0 | 0 | 0 | 0 | 0 | 0 | 0 | 0 | 0 | 0 | 0 | 0 | 0 | 0 | 0 | 0 | 0 | 0 | 0 | 0 | 0 | 0 | 0 | 0 | 0 | 0 | 0
F4_Commercial_WA - College_New_Food Preparation_Natural Gas_Conveyor Oven_A_Achievable Economic TRC Potential | F4 | Commercial | WA - College | New | Food Preparation | Natural Gas | Conveyor Oven | A | Incremental Energy Savings (MWh or mTherms) | Achievable Economic TRC Potential | 0 | 0 | 0 | 0 | 0 | 0 | 0 | 0 | 0 | 0 | 0 | 0 | 0 | 0 | 0 | 0 | 0 | 0 | 0 | 0 | 0 | 0 | 0 | 0 | 0 | 0 | 0
F5_Commercial_WA - College_New_Food Preparation_Natural Gas_Conveyor Oven_A_Achievable Economic TRC Potential | F5 | Commercial | WA - College | New | Food Preparation | Natural Gas | Conveyor Oven | A | Incremental Summer Peak Savings (MW) | Achievable Economic TRC Potential | 0 | 0 | 0 | 0 | 0 | 0 | 0 | 0 | 0 | 0 | 0 | 0 | 0 | 0 | 0 | 0 | 0 | 0 | 0 | 0 | 0 | 0 | 0 | 0 | 0 | 0 | 0
F6_Commercial_WA - College_New_Food Preparation_Natural Gas_Conveyor Oven_A_Achievable Economic TRC Potential | F6 | Commercial | WA - College | New | Food Preparation | Natural Gas | Conveyor Oven | A | Incremental Winter Peak Savings (MW) | Achievable Economic TRC Potential | 0 | 0 | 0 | 0 | 0 | 0 | 0 | 0 | 0 | 0 | 0 | 0 | 0 | 0 | 0 | 0 | 0 | 0 | 0 | 0 | 0 | 0 | 0 | 0 | 0 | 0 | 0
F7_Commercial_WA - College_New_Food Preparation_Natural Gas_Conveyor Oven_A_Achievable Economic TRC Potential | F7 | Commercial | WA - College | New | Food Preparation | Natural Gas | Conveyor Oven | A | Cumulative Energy Savings (MWh or mTherms) | Achievable Economic TRC Potential | 0 | 0 | 0 | 0 | 0 | 0 | 0 | 0 | 0 | 0 | 0 | 0 | 0 | 0 | 0 | 0 | 0 | 0 | 0 | 0 | 0 | 0 | 0 | 0 | 0 | 0 | 0
F8_Commercial_WA - College_New_Food Preparation_Natural Gas_Conveyor Oven_A_Achievable Economic TRC Potential | F8 | Commercial | WA - College | New | Food Preparation | Natural Gas | Conveyor Oven | A | Cumulative Summer Peak Savings (MW) | Achievable Economic TRC Potential | 0 | 0 | 0 | 0 | 0 | 0 | 0 | 0 | 0 | 0 | 0 | 0 | 0 | 0 | 0 | 0 | 0 | 0 | 0 | 0 | 0 | 0 | 0 | 0 | 0 | 0 | 0
F9_Commercial_WA - College_New_Food Preparation_Natural Gas_Conveyor Oven_A_Achievable Economic TRC Potential | F9 | Commercial | WA - College | New | Food Preparation | Natural Gas | Conveyor Oven | A | Cumulative Winter Peak Savings (MW) | Achievable Economic TRC Potential | 0 | 0 | 0 | 0 | 0 | 0 | 0 | 0 | 0 | 0 | 0 | 0 | 0 | 0 | 0 | 0 | 0 | 0 | 0 | 0 | 0 | 0 | 0 | 0 | 0 | 0 | 0
F10_Commercial_WA - College_New_Food Preparation_Natural Gas_Conveyor Oven_A_Achievable Economic TRC Potential | F10 | Commercial | WA - College | New | Food Preparation | Natural Gas | Conveyor Oven | A | Purchases (Incremental) | Achievable Economic TRC Potential | 0 | 0 | 0 | 0 | 0 | 0 | 0 | 0 | 0 | 0 | 0 | 0 | 0 | 0 | 0 | 0 | 0 | 0 | 0 | 0 | 0 | 0 | 0 | 0 | 0 | 0 | 0
F11_Commercial_WA - College_New_Food Preparation_Natural Gas_Conveyor Oven_A_Achievable Economic TRC Potential | F11 | Commercial | WA - College | New | Food Preparation | Natural Gas | Conveyor Oven | A | Purchases (Cumulative) | Achievable Economic TRC Potential | 0 | 0 | 0 | 0 | 0 | 0 | 0 | 0 | 0 | 0 | 0 | 0 | 0 | 0 | 0 | 0 | 0 | 0 | 0 | 0 | 0 | 0 | 0 | 0 | 0 | 0 | 0
F1_Commercial_WA - College_New_Food Preparation_Natural Gas_Double Rack Oven_A_Achievable Economic TRC Potential | F1 | Commercial | WA - College | New | Food Preparation | Natural Gas | Double Rack Oven | A | Integrated Unit Energy Savings (kWh or therms) | Achievable Economic TRC Potential | 0 | 0 | 0 | 0 | 0 | 0 | 0 | 0 | 0 | 0 | 0 | 0 | 0 | 0 | 0 | 0 | 0 | 0 | 0 | 0 | 0 | 0 | 0 | 0 | 0 | 0 | 0
F2_Commercial_WA - College_New_Food Preparation_Natural Gas_Double Rack Oven_A_Achievable Economic TRC Potential | F2 | Commercial | WA - College | New | Food Preparation | Natural Gas | Double Rack Oven | A | Integrated Unit Summer Peak Savings (kW) | Achievable Economic TRC Potential | 0 | 0 | 0 | 0 | 0 | 0 | 0 | 0 | 0 | 0 | 0 | 0 | 0 | 0 | 0 | 0 | 0 | 0 | 0 | 0 | 0 | 0 | 0 | 0 | 0 | 0 | 0
F3_Commercial_WA - College_New_Food Preparation_Natural Gas_Double Rack Oven_A_Achievable Economic TRC Potential | F3 | Commercial | WA - College | New | Food Preparation | Natural Gas | Double Rack Oven | A | Integrated Unit Winter Peak Savings (kW) | Achievable Economic TRC Potential | 0 | 0 | 0 | 0 | 0 | 0 | 0 | 0 | 0 | 0 | 0 | 0 | 0 | 0 | 0 | 0 | 0 | 0 | 0 | 0 | 0 | 0 | 0 | 0 | 0 | 0 | 0
F4_Commercial_WA - College_New_Food Preparation_Natural Gas_Double Rack Oven_A_Achievable Economic TRC Potential | F4 | Commercial | WA - College | New | Food Preparation | Natural Gas | Double Rack Oven | A | Incremental Energy Savings (MWh or mTherms) | Achievable Economic TRC Potential | 0 | 0 | 0 | 0 | 0 | 0 | 0 | 0 | 0 | 0 | 0 | 0 | 0 | 0 | 0 | 0 | 0 | 0 | 0 | 0 | 0 | 0 | 0 | 0 | 0 | 0 | 0
F5_Commercial_WA - College_New_Food Preparation_Natural Gas_Double Rack Oven_A_Achievable Economic TRC Potential | F5 | Commercial | WA - College | New | Food Preparation | Natural Gas | Double Rack Oven | A | Incremental Summer Peak Savings (MW) | Achievable Economic TRC Potential | 0 | 0 | 0 | 0 | 0 | 0 | 0 | 0 | 0 | 0 | 0 | 0 | 0 | 0 | 0 | 0 | 0 | 0 | 0 | 0 | 0 | 0 | 0 | 0 | 0 | 0 | 0
F6_Commercial_WA - College_New_Food Preparation_Natural Gas_Double Rack Oven_A_Achievable Economic TRC Potential | F6 | Commercial | WA - College | New | Food Preparation | Natural Gas | Double Rack Oven | A | Incremental Winter Peak Savings (MW) | Achievable Economic TRC Potential | 0 | 0 | 0 | 0 | 0 | 0 | 0 | 0 | 0 | 0 | 0 | 0 | 0 | 0 | 0 | 0 | 0 | 0 | 0 | 0 | 0 | 0 | 0 | 0 | 0 | 0 | 0
F7_Commercial_WA - College_New_Food Preparation_Natural Gas_Double Rack Oven_A_Achievable Economic TRC Potential | F7 | Commercial | WA - College | New | Food Preparation | Natural Gas | Double Rack Oven | A | Cumulative Energy Savings (MWh or mTherms) | Achievable Economic TRC Potential | 0 | 0 | 0 | 0 | 0 | 0 | 0 | 0 | 0 | 0 | 0 | 0 | 0 | 0 | 0 | 0 | 0 | 0 | 0 | 0 | 0 | 0 | 0 | 0 | 0 | 0 | 0
F8_Commercial_WA - College_New_Food Preparation_Natural Gas_Double Rack Oven_A_Achievable Economic TRC Potential | F8 | Commercial | WA - College | New | Food Preparation | Natural Gas | Double Rack Oven | A | Cumulative Summer Peak Savings (MW) | Achievable Economic TRC Potential | 0 | 0 | 0 | 0 | 0 | 0 | 0 | 0 | 0 | 0 | 0 | 0 | 0 | 0 | 0 | 0 | 0 | 0 | 0 | 0 | 0 | 0 | 0 | 0 | 0 | 0 | 0
F9_Commercial_WA - College_New_Food Preparation_Natural Gas_Double Rack Oven_A_Achievable Economic TRC Potential | F9 | Commercial | WA - College | New | Food Preparation | Natural Gas | Double Rack Oven | A | Cumulative Winter Peak Savings (MW) | Achievable Economic TRC Potential | 0 | 0 | 0 | 0 | 0 | 0 | 0 | 0 | 0 | 0 | 0 | 0 | 0 | 0 | 0 | 0 | 0 | 0 | 0 | 0 | 0 | 0 | 0 | 0 | 0 | 0 | 0
F10_Commercial_WA - College_New_Food Preparation_Natural Gas_Double Rack Oven_A_Achievable Economic TRC Potential | F10 | Commercial | WA - College | New | Food Preparation | Natural Gas | Double Rack Oven | A | Purchases (Incremental) | Achievable Economic TRC Potential | 0 | 0 | 0 | 0 | 0 | 0 | 0 | 0 | 0 | 0 | 0 | 0 | 0 | 0 | 0 | 0 | 0 | 0 | 0 | 0 | 0 | 0 | 0 | 0 | 0 | 0 | 0
F11_Commercial_WA - College_New_Food Preparation_Natural Gas_Double Rack Oven_A_Achievable Economic TRC Potential | F11 | Commercial | WA - College | New | Food Preparation | Natural Gas | Double Rack Oven | A | Purchases (Cumulative) | Achievable Economic TRC Potential | 0 | 0 | 0 | 0 | 0 | 0 | 0 | 0 | 0 | 0 | 0 | 0 | 0 | 0 | 0 | 0 | 0 | 0 | 0 | 0 | 0 | 0 | 0 | 0 | 0 | 0 | 0
F1_Commercial_WA - College_New_Food Preparation_Natural Gas_Fryer_A_Achievable Economic TRC Potential | F1 | Commercial | WA - College | New | Food Preparation | Natural Gas | Fryer | A | Integrated Unit Energy Savings (kWh or therms) | Achievable Economic TRC Potential | 0 | 0 | 0 | 0 | 0 | 0 | 0 | 0 | 0 | 0 | 0 | 0 | 0 | 0 | 0 | 0 | 0 | 0 | 0 | 0 | 0 | 0 | 0 | 0 | 0 | 0 | 0
F2_Commercial_WA - College_New_Food Preparation_Natural Gas_Fryer_A_Achievable Economic TRC Potential | F2 | Commercial | WA - College | New | Food Preparation | Natural Gas | Fryer | A | Integrated Unit Summer Peak Savings (kW) | Achievable Economic TRC Potential | 0 | 0 | 0 | 0 | 0 | 0 | 0 | 0 | 0 | 0 | 0 | 0 | 0 | 0 | 0 | 0 | 0 | 0 | 0 | 0 | 0 | 0 | 0 | 0 | 0 | 0 | 0
F3_Commercial_WA - College_New_Food Preparation_Natural Gas_Fryer_A_Achievable Economic TRC Potential | F3 | Commercial | WA - College | New | Food Preparation | Natural Gas | Fryer | A | Integrated Unit Winter Peak Savings (kW) | Achievable Economic TRC Potential | 0 | 0 | 0 | 0 | 0 | 0 | 0 | 0 | 0 | 0 | 0 | 0 | 0 | 0 | 0 | 0 | 0 | 0 | 0 | 0 | 0 | 0 | 0 | 0 | 0 | 0 | 0
F4_Commercial_WA - College_New_Food Preparation_Natural Gas_Fryer_A_Achievable Economic TRC Potential | F4 | Commercial | WA - College | New | Food Preparation | Natural Gas | Fryer | A | Incremental Energy Savings (MWh or mTherms) | Achievable Economic TRC Potential | 0 | 0 | 0 | 0 | 0 | 0 | 0 | 0 | 0 | 0 | 0 | 0 | 0 | 0 | 0 | 0 | 0 | 0 | 0 | 0 | 0 | 0 | 0 | 0 | 0 | 0 | 0
F5_Commercial_WA - College_New_Food Preparation_Natural Gas_Fryer_A_Achievable Economic TRC Potential | F5 | Commercial | WA - College | New | Food Preparation | Natural Gas | Fryer | A | Incremental Summer Peak Savings (MW) | Achievable Economic TRC Potential | 0 | 0 | 0 | 0 | 0 | 0 | 0 | 0 | 0 | 0 | 0 | 0 | 0 | 0 | 0 | 0 | 0 | 0 | 0 | 0 | 0 | 0 | 0 | 0 | 0 | 0 | 0
F6_Commercial_WA - College_New_Food Preparation_Natural Gas_Fryer_A_Achievable Economic TRC Potential | F6 | Commercial | WA - College | New | Food Preparation | Natural Gas | Fryer | A | Incremental Winter Peak Savings (MW) | Achievable Economic TRC Potential | 0 | 0 | 0 | 0 | 0 | 0 | 0 | 0 | 0 | 0 | 0 | 0 | 0 | 0 | 0 | 0 | 0 | 0 | 0 | 0 | 0 | 0 | 0 | 0 | 0 | 0 | 0
F7_Commercial_WA - College_New_Food Preparation_Natural Gas_Fryer_A_Achievable Economic TRC Potential | F7 | Commercial | WA - College | New | Food Preparation | Natural Gas | Fryer | A | Cumulative Energy Savings (MWh or mTherms) | Achievable Economic TRC Potential | 0 | 0 | 0 | 0 | 0 | 0 | 0 | 0 | 0 | 0 | 0 | 0 | 0 | 0 | 0 | 0 | 0 | 0 | 0 | 0 | 0 | 0 | 0 | 0 | 0 | 0 | 0
F8_Commercial_WA - College_New_Food Preparation_Natural Gas_Fryer_A_Achievable Economic TRC Potential | F8 | Commercial | WA - College | New | Food Preparation | Natural Gas | Fryer | A | Cumulative Summer Peak Savings (MW) | Achievable Economic TRC Potential | 0 | 0 | 0 | 0 | 0 | 0 | 0 | 0 | 0 | 0 | 0 | 0 | 0 | 0 | 0 | 0 | 0 | 0 | 0 | 0 | 0 | 0 | 0 | 0 | 0 | 0 | 0
F9_Commercial_WA - College_New_Food Preparation_Natural Gas_Fryer_A_Achievable Economic TRC Potential | F9 | Commercial | WA - College | New | Food Preparation | Natural Gas | Fryer | A | Cumulative Winter Peak Savings (MW) | Achievable Economic TRC Potential | 0 | 0 | 0 | 0 | 0 | 0 | 0 | 0 | 0 | 0 | 0 | 0 | 0 | 0 | 0 | 0 | 0 | 0 | 0 | 0 | 0 | 0 | 0 | 0 | 0 | 0 | 0
F10_Commercial_WA - College_New_Food Preparation_Natural Gas_Fryer_A_Achievable Economic TRC Potential | F10 | Commercial | WA - College | New | Food Preparation | Natural Gas | Fryer | A | Purchases (Incremental) | Achievable Economic TRC Potential | 0 | 0 | 0 | 0 | 0 | 0 | 0 | 0 | 0 | 0 | 0 | 0 | 0 | 0 | 0 | 0 | 0 | 0 | 0 | 0 | 0 | 0 | 0 | 0 | 0 | 0 | 0
F11_Commercial_WA - College_New_Food Preparation_Natural Gas_Fryer_A_Achievable Economic TRC Potential | F11 | Commercial | WA - College | New | Food Preparation | Natural Gas | Fryer | A | Purchases (Cumulative) | Achievable Economic TRC Potential | 0 | 0 | 0 | 0 | 0 | 0 | 0 | 0 | 0 | 0 | 0 | 0 | 0 | 0 | 0 | 0 | 0 | 0 | 0 | 0 | 0 | 0 | 0 | 0 | 0 | 0 | 0
F1_Commercial_WA - College_New_Food Preparation_Natural Gas_Broiler_A_Achievable Economic TRC Potential | F1 | Commercial | WA - College | New | Food Preparation | Natural Gas | Broiler | A | Integrated Unit Energy Savings (kWh or therms) | Achievable Economic TRC Potential | 0 | 0 | 0 | 0 | 0 | 0 | 0 | 0 | 0 | 0 | 0 | 0 | 0 | 0 | 0 | 0 | 0 | 0 | 0 | 0 | 0 | 0 | 0 | 0 | 0 | 0 | 0
F2_Commercial_WA - College_New_Food Preparation_Natural Gas_Broiler_A_Achievable Economic TRC Potential | F2 | Commercial | WA - College | New | Food Preparation | Natural Gas | Broiler | A | Integrated Unit Summer Peak Savings (kW) | Achievable Economic TRC Potential | 0 | 0 | 0 | 0 | 0 | 0 | 0 | 0 | 0 | 0 | 0 | 0 | 0 | 0 | 0 | 0 | 0 | 0 | 0 | 0 | 0 | 0 | 0 | 0 | 0 | 0 | 0
F3_Commercial_WA - College_New_Food Preparation_Natural Gas_Broiler_A_Achievable Economic TRC Potential | F3 | Commercial | WA - College | New | Food Preparation | Natural Gas | Broiler | A | Integrated Unit Winter Peak Savings (kW) | Achievable Economic TRC Potential | 0 | 0 | 0 | 0 | 0 | 0 | 0 | 0 | 0 | 0 | 0 | 0 | 0 | 0 | 0 | 0 | 0 | 0 | 0 | 0 | 0 | 0 | 0 | 0 | 0 | 0 | 0
F4_Commercial_WA - College_New_Food Preparation_Natural Gas_Broiler_A_Achievable Economic TRC Potential | F4 | Commercial | WA - College | New | Food Preparation | Natural Gas | Broiler | A | Incremental Energy Savings (MWh or mTherms) | Achievable Economic TRC Potential | 0 | 0 | 0 | 0 | 0 | 0 | 0 | 0 | 0 | 0 | 0 | 0 | 0 | 0 | 0 | 0 | 0 | 0 | 0 | 0 | 0 | 0 | 0 | 0 | 0 | 0 | 0
F5_Commercial_WA - College_New_Food Preparation_Natural Gas_Broiler_A_Achievable Economic TRC Potential | F5 | Commercial | WA - College | New | Food Preparation | Natural Gas | Broiler | A | Incremental Summer Peak Savings (MW) | Achievable Economic TRC Potential | 0 | 0 | 0 | 0 | 0 | 0 | 0 | 0 | 0 | 0 | 0 | 0 | 0 | 0 | 0 | 0 | 0 | 0 | 0 | 0 | 0 | 0 | 0 | 0 | 0 | 0 | 0
F6_Commercial_WA - College_New_Food Preparation_Natural Gas_Broiler_A_Achievable Economic TRC Potential | F6 | Commercial | WA - College | New | Food Preparation | Natural Gas | Broiler | A | Incremental Winter Peak Savings (MW) | Achievable Economic TRC Potential | 0 | 0 | 0 | 0 | 0 | 0 | 0 | 0 | 0 | 0 | 0 | 0 | 0 | 0 | 0 | 0 | 0 | 0 | 0 | 0 | 0 | 0 | 0 | 0 | 0 | 0 | 0
F7_Commercial_WA - College_New_Food Preparation_Natural Gas_Broiler_A_Achievable Economic TRC Potential | F7 | Commercial | WA - College | New | Food Preparation | Natural Gas | Broiler | A | Cumulative Energy Savings (MWh or mTherms) | Achievable Economic TRC Potential | 0 | 0 | 0 | 0 | 0 | 0 | 0 | 0 | 0 | 0 | 0 | 0 | 0 | 0 | 0 | 0 | 0 | 0 | 0 | 0 | 0 | 0 | 0 | 0 | 0 | 0 | 0
F8_Commercial_WA - College_New_Food Preparation_Natural Gas_Broiler_A_Achievable Economic TRC Potential | F8 | Commercial | WA - College | New | Food Preparation | Natural Gas | Broiler | A | Cumulative Summer Peak Savings (MW) | Achievable Economic TRC Potential | 0 | 0 | 0 | 0 | 0 | 0 | 0 | 0 | 0 | 0 | 0 | 0 | 0 | 0 | 0 | 0 | 0 | 0 | 0 | 0 | 0 | 0 | 0 | 0 | 0 | 0 | 0
F9_Commercial_WA - College_New_Food Preparation_Natural Gas_Broiler_A_Achievable Economic TRC Potential | F9 | Commercial | WA - College | New | Food Preparation | Natural Gas | Broiler | A | Cumulative Winter Peak Savings (MW) | Achievable Economic TRC Potential | 0 | 0 | 0 | 0 | 0 | 0 | 0 | 0 | 0 | 0 | 0 | 0 | 0 | 0 | 0 | 0 | 0 | 0 | 0 | 0 | 0 | 0 | 0 | 0 | 0 | 0 | 0
F10_Commercial_WA - College_New_Food Preparation_Natural Gas_Broiler_A_Achievable Economic TRC Potential | F10 | Commercial | WA - College | New | Food Preparation | Natural Gas | Broiler | A | Purchases (Incremental) | Achievable Economic TRC Potential | 0 | 0 | 0 | 0 | 0 | 0 | 0 | 0 | 0 | 0 | 0 | 0 | 0 | 0 | 0 | 0 | 0 | 0 | 0 | 0 | 0 | 0 | 0 | 0 | 0 | 0 | 0
F11_Commercial_WA - College_New_Food Preparation_Natural Gas_Broiler_A_Achievable Economic TRC Potential | F11 | Commercial | WA - College | New | Food Preparation | Natural Gas | Broiler | A | Purchases (Cumulative) | Achievable Economic TRC Potential | 0 | 0 | 0 | 0 | 0 | 0 | 0 | 0 | 0 | 0 | 0 | 0 | 0 | 0 | 0 | 0 | 0 | 0 | 0 | 0 | 0 | 0 | 0 | 0 | 0 | 0 | 0
F1_Commercial_WA - College_New_Food Preparation_Natural Gas_Griddle_A_Achievable Economic TRC Potential | F1 | Commercial | WA - College | New | Food Preparation | Natural Gas | Griddle | A | Integrated Unit Energy Savings (kWh or therms) | Achievable Economic TRC Potential | 0 | 0 | 0 | 0 | 0 | 0 | 0 | 0 | 0 | 0 | 0 | 0 | 0 | 0 | 0 | 0 | 0 | 0 | 0 | 0 | 0 | 0 | 0 | 0 | 0 | 0 | 0
F2_Commercial_WA - College_New_Food Preparation_Natural Gas_Griddle_A_Achievable Economic TRC Potential | F2 | Commercial | WA - College | New | Food Preparation | Natural Gas | Griddle | A | Integrated Unit Summer Peak Savings (kW) | Achievable Economic TRC Potential | 0 | 0 | 0 | 0 | 0 | 0 | 0 | 0 | 0 | 0 | 0 | 0 | 0 | 0 | 0 | 0 | 0 | 0 | 0 | 0 | 0 | 0 | 0 | 0 | 0 | 0 | 0
F3_Commercial_WA - College_New_Food Preparation_Natural Gas_Griddle_A_Achievable Economic TRC Potential | F3 | Commercial | WA - College | New | Food Preparation | Natural Gas | Griddle | A | Integrated Unit Winter Peak Savings (kW) | Achievable Economic TRC Potential | 0 | 0 | 0 | 0 | 0 | 0 | 0 | 0 | 0 | 0 | 0 | 0 | 0 | 0 | 0 | 0 | 0 | 0 | 0 | 0 | 0 | 0 | 0 | 0 | 0 | 0 | 0
F4_Commercial_WA - College_New_Food Preparation_Natural Gas_Griddle_A_Achievable Economic TRC Potential | F4 | Commercial | WA - College | New | Food Preparation | Natural Gas | Griddle | A | Incremental Energy Savings (MWh or mTherms) | Achievable Economic TRC Potential | 0 | 0 | 0 | 0 | 0 | 0 | 0 | 0 | 0 | 0 | 0 | 0 | 0 | 0 | 0 | 0 | 0 | 0 | 0 | 0 | 0 | 0 | 0 | 0 | 0 | 0 | 0
F5_Commercial_WA - College_New_Food Preparation_Natural Gas_Griddle_A_Achievable Economic TRC Potential | F5 | Commercial | WA - College | New | Food Preparation | Natural Gas | Griddle | A | Incremental Summer Peak Savings (MW) | Achievable Economic TRC Potential | 0 | 0 | 0 | 0 | 0 | 0 | 0 | 0 | 0 | 0 | 0 | 0 | 0 | 0 | 0 | 0 | 0 | 0 | 0 | 0 | 0 | 0 | 0 | 0 | 0 | 0 | 0
F6_Commercial_WA - College_New_Food Preparation_Natural Gas_Griddle_A_Achievable Economic TRC Potential | F6 | Commercial | WA - College | New | Food Preparation | Natural Gas | Griddle | A | Incremental Winter Peak Savings (MW) | Achievable Economic TRC Potential | 0 | 0 | 0 | 0 | 0 | 0 | 0 | 0 | 0 | 0 | 0 | 0 | 0 | 0 | 0 | 0 | 0 | 0 | 0 | 0 | 0 | 0 | 0 | 0 | 0 | 0 | 0
F7_Commercial_WA - College_New_Food Preparation_Natural Gas_Griddle_A_Achievable Economic TRC Potential | F7 | Commercial | WA - College | New | Food Preparation | Natural Gas | Griddle | A | Cumulative Energy Savings (MWh or mTherms) | Achievable Economic TRC Potential | 0 | 0 | 0 | 0 | 0 | 0 | 0 | 0 | 0 | 0 | 0 | 0 | 0 | 0 | 0 | 0 | 0 | 0 | 0 | 0 | 0 | 0 | 0 | 0 | 0 | 0 | 0
F8_Commercial_WA - College_New_Food Preparation_Natural Gas_Griddle_A_Achievable Economic TRC Potential | F8 | Commercial | WA - College | New | Food Preparation | Natural Gas | Griddle | A | Cumulative Summer Peak Savings (MW) | Achievable Economic TRC Potential | 0 | 0 | 0 | 0 | 0 | 0 | 0 | 0 | 0 | 0 | 0 | 0 | 0 | 0 | 0 | 0 | 0 | 0 | 0 | 0 | 0 | 0 | 0 | 0 | 0 | 0 | 0
F9_Commercial_WA - College_New_Food Preparation_Natural Gas_Griddle_A_Achievable Economic TRC Potential | F9 | Commercial | WA - College | New | Food Preparation | Natural Gas | Griddle | A | Cumulative Winter Peak Savings (MW) | Achievable Economic TRC Potential | 0 | 0 | 0 | 0 | 0 | 0 | 0 | 0 | 0 | 0 | 0 | 0 | 0 | 0 | 0 | 0 | 0 | 0 | 0 | 0 | 0 | 0 | 0 | 0 | 0 | 0 | 0
F10_Commercial_WA - College_New_Food Preparation_Natural Gas_Griddle_A_Achievable Economic TRC Potential | F10 | Commercial | WA - College | New | Food Preparation | Natural Gas | Griddle | A | Purchases (Incremental) | Achievable Economic TRC Potential | 0 | 0 | 0 | 0 | 0 | 0 | 0 | 0 | 0 | 0 | 0 | 0 | 0 | 0 | 0 | 0 | 0 | 0 | 0 | 0 | 0 | 0 | 0 | 0 | 0 | 0 | 0
F11_Commercial_WA - College_New_Food Preparation_Natural Gas_Griddle_A_Achievable Economic TRC Potential | F11 | Commercial | WA - College | New | Food Preparation | Natural Gas | Griddle | A | Purchases (Cumulative) | Achievable Economic TRC Potential | 0 | 0 | 0 | 0 | 0 | 0 | 0 | 0 | 0 | 0 | 0 | 0 | 0 | 0 | 0 | 0 | 0 | 0 | 0 | 0 | 0 | 0 | 0 | 0 | 0 | 0 | 0
F1_Commercial_WA - College_New_Food Preparation_Natural Gas_Range_A_Achievable Economic TRC Potential | F1 | Commercial | WA - College | New | Food Preparation | Natural Gas | Range | A | Integrated Unit Energy Savings (kWh or therms) | Achievable Economic TRC Potential | 0 | 0 | 0 | 0 | 0 | 0 | 0 | 0 | 0 | 0 | 0 | 0 | 0 | 0 | 0 | 0 | 0 | 0 | 0 | 0 | 0 | 0 | 0 | 0 | 0 | 0 | 0
F2_Commercial_WA - College_New_Food Preparation_Natural Gas_Range_A_Achievable Economic TRC Potential | F2 | Commercial | WA - College | New | Food Preparation | Natural Gas | Range | A | Integrated Unit Summer Peak Savings (kW) | Achievable Economic TRC Potential | 0 | 0 | 0 | 0 | 0 | 0 | 0 | 0 | 0 | 0 | 0 | 0 | 0 | 0 | 0 | 0 | 0 | 0 | 0 | 0 | 0 | 0 | 0 | 0 | 0 | 0 | 0
F3_Commercial_WA - College_New_Food Preparation_Natural Gas_Range_A_Achievable Economic TRC Potential | F3 | Commercial | WA - College | New | Food Preparation | Natural Gas | Range | A | Integrated Unit Winter Peak Savings (kW) | Achievable Economic TRC Potential | 0 | 0 | 0 | 0 | 0 | 0 | 0 | 0 | 0 | 0 | 0 | 0 | 0 | 0 | 0 | 0 | 0 | 0 | 0 | 0 | 0 | 0 | 0 | 0 | 0 | 0 | 0
F4_Commercial_WA - College_New_Food Preparation_Natural Gas_Range_A_Achievable Economic TRC Potential | F4 | Commercial | WA - College | New | Food Preparation | Natural Gas | Range | A | Incremental Energy Savings (MWh or mTherms) | Achievable Economic TRC Potential | 0 | 0 | 0 | 0 | 0 | 0 | 0 | 0 | 0 | 0 | 0 | 0 | 0 | 0 | 0 | 0 | 0 | 0 | 0 | 0 | 0 | 0 | 0 | 0 | 0 | 0 | 0
F5_Commercial_WA - College_New_Food Preparation_Natural Gas_Range_A_Achievable Economic TRC Potential | F5 | Commercial | WA - College | New | Food Preparation | Natural Gas | Range | A | Incremental Summer Peak Savings (MW) | Achievable Economic TRC Potential | 0 | 0 | 0 | 0 | 0 | 0 | 0 | 0 | 0 | 0 | 0 | 0 | 0 | 0 | 0 | 0 | 0 | 0 | 0 | 0 | 0 | 0 | 0 | 0 | 0 | 0 | 0
F6_Commercial_WA - College_New_Food Preparation_Natural Gas_Range_A_Achievable Economic TRC Potential | F6 | Commercial | WA - College | New | Food Preparation | Natural Gas | Range | A | Incremental Winter Peak Savings (MW) | Achievable Economic TRC Potential | 0 | 0 | 0 | 0 | 0 | 0 | 0 | 0 | 0 | 0 | 0 | 0 | 0 | 0 | 0 | 0 | 0 | 0 | 0 | 0 | 0 | 0 | 0 | 0 | 0 | 0 | 0
F7_Commercial_WA - College_New_Food Preparation_Natural Gas_Range_A_Achievable Economic TRC Potential | F7 | Commercial | WA - College | New | Food Preparation | Natural Gas | Range | A | Cumulative Energy Savings (MWh or mTherms) | Achievable Economic TRC Potential | 0 | 0 | 0 | 0 | 0 | 0 | 0 | 0 | 0 | 0 | 0 | 0 | 0 | 0 | 0 | 0 | 0 | 0 | 0 | 0 | 0 | 0 | 0 | 0 | 0 | 0 | 0
F8_Commercial_WA - College_New_Food Preparation_Natural Gas_Range_A_Achievable Economic TRC Potential | F8 | Commercial | WA - College | New | Food Preparation | Natural Gas | Range | A | Cumulative Summer Peak Savings (MW) | Achievable Economic TRC Potential | 0 | 0 | 0 | 0 | 0 | 0 | 0 | 0 | 0 | 0 | 0 | 0 | 0 | 0 | 0 | 0 | 0 | 0 | 0 | 0 | 0 | 0 | 0 | 0 | 0 | 0 | 0
F9_Commercial_WA - College_New_Food Preparation_Natural Gas_Range_A_Achievable Economic TRC Potential | F9 | Commercial | WA - College | New | Food Preparation | Natural Gas | Range | A | Cumulative Winter Peak Savings (MW) | Achievable Economic TRC Potential | 0 | 0 | 0 | 0 | 0 | 0 | 0 | 0 | 0 | 0 | 0 | 0 | 0 | 0 | 0 | 0 | 0 | 0 | 0 | 0 | 0 | 0 | 0 | 0 | 0 | 0 | 0
F10_Commercial_WA - College_New_Food Preparation_Natural Gas_Range_A_Achievable Economic TRC Potential | F10 | Commercial | WA - College | New | Food Preparation | Natural Gas | Range | A | Purchases (Incremental) | Achievable Economic TRC Potential | 0 | 0 | 0 | 0 | 0 | 0 | 0 | 0 | 0 | 0 | 0 | 0 | 0 | 0 | 0 | 0 | 0 | 0 | 0 | 0 | 0 | 0 | 0 | 0 | 0 | 0 | 0
F11_Commercial_WA - College_New_Food Preparation_Natural Gas_Range_A_Achievable Economic TRC Potential | F11 | Commercial | WA - College | New | Food Preparation | Natural Gas | Range | A | Purchases (Cumulative) | Achievable Economic TRC Potential | 0 | 0 | 0 | 0 | 0 | 0 | 0 | 0 | 0 | 0 | 0 | 0 | 0 | 0 | 0 | 0 | 0 | 0 | 0 | 0 | 0 | 0 | 0 | 0 | 0 | 0 | 0
F1_Commercial_WA - College_New_Food Preparation_Natural Gas_Steamer_A_Achievable Economic TRC Potential | F1 | Commercial | WA - College | New | Food Preparation | Natural Gas | Steamer | A | Integrated Unit Energy Savings (kWh or therms) | Achievable Economic TRC Potential | 0 | 0 | 0 | 0 | 0 | 0 | 0 | 0 | 0 | 0 | 0 | 0 | 0 | 0 | 0 | 0 | 0 | 0 | 0 | 0 | 0 | 0 | 0 | 0 | 0 | 0 | 0
F2_Commercial_WA - College_New_Food Preparation_Natural Gas_Steamer_A_Achievable Economic TRC Potential | F2 | Commercial | WA - College | New | Food Preparation | Natural Gas | Steamer | A | Integrated Unit Summer Peak Savings (kW) | Achievable Economic TRC Potential | 0 | 0 | 0 | 0 | 0 | 0 | 0 | 0 | 0 | 0 | 0 | 0 | 0 | 0 | 0 | 0 | 0 | 0 | 0 | 0 | 0 | 0 | 0 | 0 | 0 | 0 | 0
F3_Commercial_WA - College_New_Food Preparation_Natural Gas_Steamer_A_Achievable Economic TRC Potential | F3 | Commercial | WA - College | New | Food Preparation | Natural Gas | Steamer | A | Integrated Unit Winter Peak Savings (kW) | Achievable Economic TRC Potential | 0 | 0 | 0 | 0 | 0 | 0 | 0 | 0 | 0 | 0 | 0 | 0 | 0 | 0 | 0 | 0 | 0 | 0 | 0 | 0 | 0 | 0 | 0 | 0 | 0 | 0 | 0
F4_Commercial_WA - College_New_Food Preparation_Natural Gas_Steamer_A_Achievable Economic TRC Potential | F4 | Commercial | WA - College | New | Food Preparation | Natural Gas | Steamer | A | Incremental Energy Savings (MWh or mTherms) | Achievable Economic TRC Potential | 0 | 0 | 0 | 0 | 0 | 0 | 0 | 0 | 0 | 0 | 0 | 0 | 0 | 0 | 0 | 0 | 0 | 0 | 0 | 0 | 0 | 0 | 0 | 0 | 0 | 0 | 0
F5_Commercial_WA - College_New_Food Preparation_Natural Gas_Steamer_A_Achievable Economic TRC Potential | F5 | Commercial | WA - College | New | Food Preparation | Natural Gas | Steamer | A | Incremental Summer Peak Savings (MW) | Achievable Economic TRC Potential | 0 | 0 | 0 | 0 | 0 | 0 | 0 | 0 | 0 | 0 | 0 | 0 | 0 | 0 | 0 | 0 | 0 | 0 | 0 | 0 | 0 | 0 | 0 | 0 | 0 | 0 | 0
F6_Commercial_WA - College_New_Food Preparation_Natural Gas_Steamer_A_Achievable Economic TRC Potential | F6 | Commercial | WA - College | New | Food Preparation | Natural Gas | Steamer | A | Incremental Winter Peak Savings (MW) | Achievable Economic TRC Potential | 0 | 0 | 0 | 0 | 0 | 0 | 0 | 0 | 0 | 0 | 0 | 0 | 0 | 0 | 0 | 0 | 0 | 0 | 0 | 0 | 0 | 0 | 0 | 0 | 0 | 0 | 0
F7_Commercial_WA - College_New_Food Preparation_Natural Gas_Steamer_A_Achievable Economic TRC Potential | F7 | Commercial | WA - College | New | Food Preparation | Natural Gas | Steamer | A | Cumulative Energy Savings (MWh or mTherms) | Achievable Economic TRC Potential | 0 | 0 | 0 | 0 | 0 | 0 | 0 | 0 | 0 | 0 | 0 | 0 | 0 | 0 | 0 | 0 | 0 | 0 | 0 | 0 | 0 | 0 | 0 | 0 | 0 | 0 | 0
F8_Commercial_WA - College_New_Food Preparation_Natural Gas_Steamer_A_Achievable Economic TRC Potential | F8 | Commercial | WA - College | New | Food Preparation | Natural Gas | Steamer | A | Cumulative Summer Peak Savings (MW) | Achievable Economic TRC Potential | 0 | 0 | 0 | 0 | 0 | 0 | 0 | 0 | 0 | 0 | 0 | 0 | 0 | 0 | 0 | 0 | 0 | 0 | 0 | 0 | 0 | 0 | 0 | 0 | 0 | 0 | 0
F9_Commercial_WA - College_New_Food Preparation_Natural Gas_Steamer_A_Achievable Economic TRC Potential | F9 | Commercial | WA - College | New | Food Preparation | Natural Gas | Steamer | A | Cumulative Winter Peak Savings (MW) | Achievable Economic TRC Potential | 0 | 0 | 0 | 0 | 0 | 0 | 0 | 0 | 0 | 0 | 0 | 0 | 0 | 0 | 0 | 0 | 0 | 0 | 0 | 0 | 0 | 0 | 0 | 0 | 0 | 0 | 0
F10_Commercial_WA - College_New_Food Preparation_Natural Gas_Steamer_A_Achievable Economic TRC Potential | F10 | Commercial | WA - College | New | Food Preparation | Natural Gas | Steamer | A | Purchases (Incremental) | Achievable Economic TRC Potential | 0 | 0 | 0 | 0 | 0 | 0 | 0 | 0 | 0 | 0 | 0 | 0 | 0 | 0 | 0 | 0 | 0 | 0 | 0 | 0 | 0 | 0 | 0 | 0 | 0 | 0 | 0
F11_Commercial_WA - College_New_Food Preparation_Natural Gas_Steamer_A_Achievable Economic TRC Potential | F11 | Commercial | WA - College | New | Food Preparation | Natural Gas | Steamer | A | Purchases (Cumulative) | Achievable Economic TRC Potential | 0 | 0 | 0 | 0 | 0 | 0 | 0 | 0 | 0 | 0 | 0 | 0 | 0 | 0 | 0 | 0 | 0 | 0 | 0 | 0 | 0 | 0 | 0 | 0 | 0 | 0 | 0
F1_Commercial_WA - College_New_Food Preparation_Natural Gas_Commercial Food Prep Other_A_Achievable Economic TRC Potential | F1 | Commercial | WA - College | New | Food Preparation | Natural Gas | Commercial Food Prep Other | A | Integrated Unit Energy Savings (kWh or therms) | Achievable Economic TRC Potential | 0 | 0 | 0 | 0 | 0 | 0 | 0 | 0 | 0 | 0 | 0 | 0 | 0 | 0 | 0 | 0 | 0 | 0 | 0 | 0 | 0 | 0 | 0 | 0 | 0 | 0 | 0
F2_Commercial_WA - College_New_Food Preparation_Natural Gas_Commercial Food Prep Other_A_Achievable Economic TRC Potential | F2 | Commercial | WA - College | New | Food Preparation | Natural Gas | Commercial Food Prep Other | A | Integrated Unit Summer Peak Savings (kW) | Achievable Economic TRC Potential | 0 | 0 | 0 | 0 | 0 | 0 | 0 | 0 | 0 | 0 | 0 | 0 | 0 | 0 | 0 | 0 | 0 | 0 | 0 | 0 | 0 | 0 | 0 | 0 | 0 | 0 | 0
F3_Commercial_WA - College_New_Food Preparation_Natural Gas_Commercial Food Prep Other_A_Achievable Economic TRC Potential | F3 | Commercial | WA - College | New | Food Preparation | Natural Gas | Commercial Food Prep Other | A | Integrated Unit Winter Peak Savings (kW) | Achievable Economic TRC Potential | 0 | 0 | 0 | 0 | 0 | 0 | 0 | 0 | 0 | 0 | 0 | 0 | 0 | 0 | 0 | 0 | 0 | 0 | 0 | 0 | 0 | 0 | 0 | 0 | 0 | 0 | 0
F4_Commercial_WA - College_New_Food Preparation_Natural Gas_Commercial Food Prep Other_A_Achievable Economic TRC Potential | F4 | Commercial | WA - College | New | Food Preparation | Natural Gas | Commercial Food Prep Other | A | Incremental Energy Savings (MWh or mTherms) | Achievable Economic TRC Potential | 0 | 0 | 0 | 0 | 0 | 0 | 0 | 0 | 0 | 0 | 0 | 0 | 0 | 0 | 0 | 0 | 0 | 0 | 0 | 0 | 0 | 0 | 0 | 0 | 0 | 0 | 0
F5_Commercial_WA - College_New_Food Preparation_Natural Gas_Commercial Food Prep Other_A_Achievable Economic TRC Potential | F5 | Commercial | WA - College | New | Food Preparation | Natural Gas | Commercial Food Prep Other | A | Incremental Summer Peak Savings (MW) | Achievable Economic TRC Potential | 0 | 0 | 0 | 0 | 0 | 0 | 0 | 0 | 0 | 0 | 0 | 0 | 0 | 0 | 0 | 0 | 0 | 0 | 0 | 0 | 0 | 0 | 0 | 0 | 0 | 0 | 0
F6_Commercial_WA - College_New_Food Preparation_Natural Gas_Commercial Food Prep Other_A_Achievable Economic TRC Potential | F6 | Commercial | WA - College | New | Food Preparation | Natural Gas | Commercial Food Prep Other | A | Incremental Winter Peak Savings (MW) | Achievable Economic TRC Potential | 0 | 0 | 0 | 0 | 0 | 0 | 0 | 0 | 0 | 0 | 0 | 0 | 0 | 0 | 0 | 0 | 0 | 0 | 0 | 0 | 0 | 0 | 0 | 0 | 0 | 0 | 0
F7_Commercial_WA - College_New_Food Preparation_Natural Gas_Commercial Food Prep Other_A_Achievable Economic TRC Potential | F7 | Commercial | WA - College | New | Food Preparation | Natural Gas | Commercial Food Prep Other | A | Cumulative Energy Savings (MWh or mTherms) | Achievable Economic TRC Potential | 0 | 0 | 0 | 0 | 0 | 0 | 0 | 0 | 0 | 0 | 0 | 0 | 0 | 0 | 0 | 0 | 0 | 0 | 0 | 0 | 0 | 0 | 0 | 0 | 0 | 0 | 0
F8_Commercial_WA - College_New_Food Preparation_Natural Gas_Commercial Food Prep Other_A_Achievable Economic TRC Potential | F8 | Commercial | WA - College | New | Food Preparation | Natural Gas | Commercial Food Prep Other | A | Cumulative Summer Peak Savings (MW) | Achievable Economic TRC Potential | 0 | 0 | 0 | 0 | 0 | 0 | 0 | 0 | 0 | 0 | 0 | 0 | 0 | 0 | 0 | 0 | 0 | 0 | 0 | 0 | 0 | 0 | 0 | 0 | 0 | 0 | 0
F9_Commercial_WA - College_New_Food Preparation_Natural Gas_Commercial Food Prep Other_A_Achievable Economic TRC Potential | F9 | Commercial | WA - College | New | Food Preparation | Natural Gas | Commercial Food Prep Other | A | Cumulative Winter Peak Savings (MW) | Achievable Economic TRC Potential | 0 | 0 | 0 | 0 | 0 | 0 | 0 | 0 | 0 | 0 | 0 | 0 | 0 | 0 | 0 | 0 | 0 | 0 | 0 | 0 | 0 | 0 | 0 | 0 | 0 | 0 | 0
F10_Commercial_WA - College_New_Food Preparation_Natural Gas_Commercial Food Prep Other_A_Achievable Economic TRC Potential | F10 | Commercial | WA - College | New | Food Preparation | Natural Gas | Commercial Food Prep Other | A | Purchases (Incremental) | Achievable Economic TRC Potential | 0 | 0 | 0 | 0 | 0 | 0 | 0 | 0 | 0 | 0 | 0 | 0 | 0 | 0 | 0 | 0 | 0 | 0 | 0 | 0 | 0 | 0 | 0 | 0 | 0 | 0 | 0
F11_Commercial_WA - College_New_Food Preparation_Natural Gas_Commercial Food Prep Other_A_Achievable Economic TRC Potential | F11 | Commercial | WA - College | New | Food Preparation | Natural Gas | Commercial Food Prep Other | A | Purchases (Cumulative) | Achievable Economic TRC Potential | 0 | 0 | 0 | 0 | 0 | 0 | 0 | 0 | 0 | 0 | 0 | 0 | 0 | 0 | 0 | 0 | 0 | 0 | 0 | 0 | 0 | 0 | 0 | 0 | 0 | 0 | 0
F1_Commercial_WA - College_New_Miscellaneous_Natural Gas_Pool Heater_A_Achievable Economic TRC Potential | F1 | Commercial | WA - College | New | Miscellaneous | Natural Gas | Pool Heater | A | Integrated Unit Energy Savings (kWh or therms) | Achievable Economic TRC Potential | 0 | 0 | 0 | 0 | 0 | 0 | 0 | 0 | 0 | 0 | 0 | 0 | 0 | 0 | 0 | 0 | 0 | 0 | 0 | 0 | 0 | 0 | 0 | 0 | 0 | 0 | 0
F2_Commercial_WA - College_New_Miscellaneous_Natural Gas_Pool Heater_A_Achievable Economic TRC Potential | F2 | Commercial | WA - College | New | Miscellaneous | Natural Gas | Pool Heater | A | Integrated Unit Summer Peak Savings (kW) | Achievable Economic TRC Potential | 0 | 0 | 0 | 0 | 0 | 0 | 0 | 0 | 0 | 0 | 0 | 0 | 0 | 0 | 0 | 0 | 0 | 0 | 0 | 0 | 0 | 0 | 0 | 0 | 0 | 0 | 0
F3_Commercial_WA - College_New_Miscellaneous_Natural Gas_Pool Heater_A_Achievable Economic TRC Potential | F3 | Commercial | WA - College | New | Miscellaneous | Natural Gas | Pool Heater | A | Integrated Unit Winter Peak Savings (kW) | Achievable Economic TRC Potential | 0 | 0 | 0 | 0 | 0 | 0 | 0 | 0 | 0 | 0 | 0 | 0 | 0 | 0 | 0 | 0 | 0 | 0 | 0 | 0 | 0 | 0 | 0 | 0 | 0 | 0 | 0
F4_Commercial_WA - College_New_Miscellaneous_Natural Gas_Pool Heater_A_Achievable Economic TRC Potential | F4 | Commercial | WA - College | New | Miscellaneous | Natural Gas | Pool Heater | A | Incremental Energy Savings (MWh or mTherms) | Achievable Economic TRC Potential | 0 | 0 | 0 | 0 | 0 | 0 | 0 | 0 | 0 | 0 | 0 | 0 | 0 | 0 | 0 | 0 | 0 | 0 | 0 | 0 | 0 | 0 | 0 | 0 | 0 | 0 | 0
F5_Commercial_WA - College_New_Miscellaneous_Natural Gas_Pool Heater_A_Achievable Economic TRC Potential | F5 | Commercial | WA - College | New | Miscellaneous | Natural Gas | Pool Heater | A | Incremental Summer Peak Savings (MW) | Achievable Economic TRC Potential | 0 | 0 | 0 | 0 | 0 | 0 | 0 | 0 | 0 | 0 | 0 | 0 | 0 | 0 | 0 | 0 | 0 | 0 | 0 | 0 | 0 | 0 | 0 | 0 | 0 | 0 | 0
F6_Commercial_WA - College_New_Miscellaneous_Natural Gas_Pool Heater_A_Achievable Economic TRC Potential | F6 | Commercial | WA - College | New | Miscellaneous | Natural Gas | Pool Heater | A | Incremental Winter Peak Savings (MW) | Achievable Economic TRC Potential | 0 | 0 | 0 | 0 | 0 | 0 | 0 | 0 | 0 | 0 | 0 | 0 | 0 | 0 | 0 | 0 | 0 | 0 | 0 | 0 | 0 | 0 | 0 | 0 | 0 | 0 | 0
F7_Commercial_WA - College_New_Miscellaneous_Natural Gas_Pool Heater_A_Achievable Economic TRC Potential | F7 | Commercial | WA - College | New | Miscellaneous | Natural Gas | Pool Heater | A | Cumulative Energy Savings (MWh or mTherms) | Achievable Economic TRC Potential | 0 | 0 | 0 | 0 | 0 | 0 | 0 | 0 | 0 | 0 | 0 | 0 | 0 | 0 | 0 | 0 | 0 | 0 | 0 | 0 | 0 | 0 | 0 | 0 | 0 | 0 | 0
F8_Commercial_WA - College_New_Miscellaneous_Natural Gas_Pool Heater_A_Achievable Economic TRC Potential | F8 | Commercial | WA - College | New | Miscellaneous | Natural Gas | Pool Heater | A | Cumulative Summer Peak Savings (MW) | Achievable Economic TRC Potential | 0 | 0 | 0 | 0 | 0 | 0 | 0 | 0 | 0 | 0 | 0 | 0 | 0 | 0 | 0 | 0 | 0 | 0 | 0 | 0 | 0 | 0 | 0 | 0 | 0 | 0 | 0
F9_Commercial_WA - College_New_Miscellaneous_Natural Gas_Pool Heater_A_Achievable Economic TRC Potential | F9 | Commercial | WA - College | New | Miscellaneous | Natural Gas | Pool Heater | A | Cumulative Winter Peak Savings (MW) | Achievable Economic TRC Potential | 0 | 0 | 0 | 0 | 0 | 0 | 0 | 0 | 0 | 0 | 0 | 0 | 0 | 0 | 0 | 0 | 0 | 0 | 0 | 0 | 0 | 0 | 0 | 0 | 0 | 0 | 0
F10_Commercial_WA - College_New_Miscellaneous_Natural Gas_Pool Heater_A_Achievable Economic TRC Potential | F10 | Commercial | WA - College | New | Miscellaneous | Natural Gas | Pool Heater | A | Purchases (Incremental) | Achievable Economic TRC Potential | 0 | 0 | 0 | 0 | 0 | 0 | 0 | 0 | 0 | 0 | 0 | 0 | 0 | 0 | 0 | 0 | 0 | 0 | 0 | 0 | 0 | 0 | 0 | 0 | 0 | 0 | 0
F11_Commercial_WA - College_New_Miscellaneous_Natural Gas_Pool Heater_A_Achievable Economic TRC Potential | F11 | Commercial | WA - College | New | Miscellaneous | Natural Gas | Pool Heater | A | Purchases (Cumulative) | Achievable Economic TRC Potential | 0 | 0 | 0 | 0 | 0 | 0 | 0 | 0 | 0 | 0 | 0 | 0 | 0 | 0 | 0 | 0 | 0 | 0 | 0 | 0 | 0 | 0 | 0 | 0 | 0 | 0 | 0
F1_Commercial_WA - Health_Existing_Space Heating_Natural Gas_Furnace_A_Achievable Economic TRC Potential | F1 | Commercial | WA - Health | Existing | Space Heating | Natural Gas | Furnace | A | Integrated Unit Energy Savings (kWh or therms) | Achievable Economic TRC Potential | 0 | 122.2515 | 121.7774 | 82.9831 | 82.9831 | 82.9831 | 82.9831 | 82.9831 | 82.9831 | 82.9831 | 82.9831 | 82.9831 | 82.9831 | 82.9831 | 82.9831 | 82.9831 | 82.9831 | 82.9831 | 82.9831 | 82.9831 | 82.9831 | 82.9831 | 82.9831 | 82.9831 | 82.9831 | 82.9831 | 82.9831
F2_Commercial_WA - Health_Existing_Space Heating_Natural Gas_Furnace_A_Achievable Economic TRC Potential | F2 | Commercial | WA - Health | Existing | Space Heating | Natural Gas | Furnace | A | Integrated Unit Summer Peak Savings (kW) | Achievable Economic TRC Potential | 0 | 0 | 0 | 0 | 0 | 0 | 0 | 0 | 0 | 0 | 0 | 0 | 0 | 0 | 0 | 0 | 0 | 0 | 0 | 0 | 0 | 0 | 0 | 0 | 0 | 0 | 0
F3_Commercial_WA - Health_Existing_Space Heating_Natural Gas_Furnace_A_Achievable Economic TRC Potential | F3 | Commercial | WA - Health | Existing | Space Heating | Natural Gas | Furnace | A | Integrated Unit Winter Peak Savings (kW) | Achievable Economic TRC Potential | 0 | 0 | 0 | 0 | 0 | 0 | 0 | 0 | 0 | 0 | 0 | 0 | 0 | 0 | 0 | 0 | 0 | 0 | 0 | 0 | 0 | 0 | 0 | 0 | 0 | 0 | 0
F4_Commercial_WA - Health_Existing_Space Heating_Natural Gas_Furnace_A_Achievable Economic TRC Potential | F4 | Commercial | WA - Health | Existing | Space Heating | Natural Gas | Furnace | A | Incremental Energy Savings (MWh or mTherms) | Achievable Economic TRC Potential | 0 | 0 | 0 | 0.00059332 | 0.0010293 | 0.0025169 | 0.0052679 | 0.009964 | 0.017468 | 0.028787 | 0.044604 | 0.065496 | 0.091634 | 0.12261 | 0.15732 | 0.19405 | 0.23063 | 0.26483 | 0.29483 | 0.29421 | 0.29007 | 0.28228 | 0.27508 | 0.2654 | 0.25776 | 0.25205 | 0.24759
F5_Commercial_WA - Health_Existing_Space Heating_Natural Gas_Furnace_A_Achievable Economic TRC Potential | F5 | Commercial | WA - Health | Existing | Space Heating | Natural Gas | Furnace | A | Incremental Summer Peak Savings (MW) | Achievable Economic TRC Potential | 0 | 0 | 0 | 0 | 0 | 0 | 0 | 0 | 0 | 0 | 0 | 0 | 0 | 0 | 0 | 0 | 0 | 0 | 0 | 0 | 0 | 0 | 0 | 0 | 0 | 0 | 0
F6_Commercial_WA - Health_Existing_Space Heating_Natural Gas_Furnace_A_Achievable Economic TRC Potential | F6 | Commercial | WA - Health | Existing | Space Heating | Natural Gas | Furnace | A | Incremental Winter Peak Savings (MW) | Achievable Economic TRC Potential | 0 | 0 | 0 | 0 | 0 | 0 | 0 | 0 | 0 | 0 | 0 | 0 | 0 | 0 | 0 | 0 | 0 | 0 | 0 | 0 | 0 | 0 | 0 | 0 | 0 | 0 | 0
F7_Commercial_WA - Health_Existing_Space Heating_Natural Gas_Furnace_A_Achievable Economic TRC Potential | F7 | Commercial | WA - Health | Existing | Space Heating | Natural Gas | Furnace | A | Cumulative Energy Savings (MWh or mTherms) | Achievable Economic TRC Potential | 0 | 0 | 0 | 0.00059332 | 0.0016227 | 0.0041396 | 0.0094075 | 0.019371 | 0.03684 | 0.065627 | 0.11023 | 0.17573 | 0.26736 | 0.38997 | 0.54729 | 0.74134 | 0.97196 | 1.2368 | 1.5316 | 1.8258 | 2.1159 | 2.3982 | 2.6733 | 2.9387 | 3.1964 | 3.4485 | 3.6961
F8_Commercial_WA - Health_Existing_Space Heating_Natural Gas_Furnace_A_Achievable Economic TRC Potential | F8 | Commercial | WA - Health | Existing | Space Heating | Natural Gas | Furnace | A | Cumulative Summer Peak Savings (MW) | Achievable Economic TRC Potential | 0 | 0 | 0 | 0 | 0 | 0 | 0 | 0 | 0 | 0 | 0 | 0 | 0 | 0 | 0 | 0 | 0 | 0 | 0 | 0 | 0 | 0 | 0 | 0 | 0 | 0 | 0
F9_Commercial_WA - Health_Existing_Space Heating_Natural Gas_Furnace_A_Achievable Economic TRC Potential | F9 | Commercial | WA - Health | Existing | Space Heating | Natural Gas | Furnace | A | Cumulative Winter Peak Savings (MW) | Achievable Economic TRC Potential | 0 | 0 | 0 | 0 | 0 | 0 | 0 | 0 | 0 | 0 | 0 | 0 | 0 | 0 | 0 | 0 | 0 | 0 | 0 | 0 | 0 | 0 | 0 | 0 | 0 | 0 | 0
F10_Commercial_WA - Health_Existing_Space Heating_Natural Gas_Furnace_A_Achievable Economic TRC Potential | F10 | Commercial | WA - Health | Existing | Space Heating | Natural Gas | Furnace | A | Purchases (Incremental) | Achievable Economic TRC Potential | 0 | 0 | 0 | 0.0071499 | 0.012404 | 0.030331 | 0.063481 | 0.12007 | 0.2105 | 0.34691 | 0.53751 | 0.78927 | 1.1042 | 1.4775 | 1.8958 | 2.3384 | 2.7792 | 3.1914 | 3.5528 | 3.5455 | 3.4956 | 3.4017 | 3.3149 | 3.1983 | 3.1062 | 3.0374 | 2.9836
F11_Commercial_WA - Health_Existing_Space Heating_Natural Gas_Furnace_A_Achievable Economic TRC Potential | F11 | Commercial | WA - Health | Existing | Space Heating | Natural Gas | Furnace | A | Purchases (Cumulative) | Achievable Economic TRC Potential | 0 | 0 | 0 | 0.0071499 | 0.019554 | 0.049885 | 0.11337 | 0.23344 | 0.44394 | 0.79085 | 1.3284 | 2.1176 | 3.2219 | 4.6993 | 6.5952 | 8.9336 | 11.7128 | 14.9041 | 18.457 | 22.0024 | 25.498 | 28.8997 | 32.2146 | 35.4128 | 38.519 | 41.5564 | 44.54
F1_Commercial_WA - Health_Existing_Space Heating_Natural Gas_Boiler_A_Achievable Economic TRC Potential | F1 | Commercial | WA - Health | Existing | Space Heating | Natural Gas | Boiler | A | Integrated Unit Energy Savings (kWh or therms) | Achievable Economic TRC Potential | 0 | 431.2043 | 429.5322 | 429.5322 | 429.5322 | 429.5322 | 429.5322 | 429.5322 | 429.5322 | 429.5322 | 429.5322 | 429.5322 | 429.5322 | 429.5322 | 429.5322 | 429.5322 | 429.5322 | 429.5322 | 429.5322 | 429.5322 | 429.5322 | 429.5322 | 429.5322 | 429.5322 | 429.5322 | 429.5322 | 429.5322
F2_Commercial_WA - Health_Existing_Space Heating_Natural Gas_Boiler_A_Achievable Economic TRC Potential | F2 | Commercial | WA - Health | Existing | Space Heating | Natural Gas | Boiler | A | Integrated Unit Summer Peak Savings (kW) | Achievable Economic TRC Potential | 0 | 0 | 0 | 0 | 0 | 0 | 0 | 0 | 0 | 0 | 0 | 0 | 0 | 0 | 0 | 0 | 0 | 0 | 0 | 0 | 0 | 0 | 0 | 0 | 0 | 0 | 0
F3_Commercial_WA - Health_Existing_Space Heating_Natural Gas_Boiler_A_Achievable Economic TRC Potential | F3 | Commercial | WA - Health | Existing | Space Heating | Natural Gas | Boiler | A | Integrated Unit Winter Peak Savings (kW) | Achievable Economic TRC Potential | 0 | 0 | 0 | 0 | 0 | 0 | 0 | 0 | 0 | 0 | 0 | 0 | 0 | 0 | 0 | 0 | 0 | 0 | 0 | 0 | 0 | 0 | 0 | 0 | 0 | 0 | 0
F4_Commercial_WA - Health_Existing_Space Heating_Natural Gas_Boiler_A_Achievable Economic TRC Potential | F4 | Commercial | WA - Health | Existing | Space Heating | Natural Gas | Boiler | A | Incremental Energy Savings (MWh or mTherms) | Achievable Economic TRC Potential | 0 | 0 | 0 | 0 | 0 | 0 | 0 | 0 | 0 | 0 | 0 | 0 | 0 | 0 | 0 | 0 | 0 | 0 | 0 | 0 | 0 | 0 | 0 | 0 | 0 | 0 | 0
F5_Commercial_WA - Health_Existing_Space Heating_Natural Gas_Boiler_A_Achievable Economic TRC Potential | F5 | Commercial | WA - Health | Existing | Space Heating | Natural Gas | Boiler | A | Incremental Summer Peak Savings (MW) | Achievable Economic TRC Potential | 0 | 0 | 0 | 0 | 0 | 0 | 0 | 0 | 0 | 0 | 0 | 0 | 0 | 0 | 0 | 0 | 0 | 0 | 0 | 0 | 0 | 0 | 0 | 0 | 0 | 0 | 0
F6_Commercial_WA - Health_Existing_Space Heating_Natural Gas_Boiler_A_Achievable Economic TRC Potential | F6 | Commercial | WA - Health | Existing | Space Heating | Natural Gas | Boiler | A | Incremental Winter Peak Savings (MW) | Achievable Economic TRC Potential | 0 | 0 | 0 | 0 | 0 | 0 | 0 | 0 | 0 | 0 | 0 | 0 | 0 | 0 | 0 | 0 | 0 | 0 | 0 | 0 | 0 | 0 | 0 | 0 | 0 | 0 | 0
F7_Commercial_WA - Health_Existing_Space Heating_Natural Gas_Boiler_A_Achievable Economic TRC Potential | F7 | Commercial | WA - Health | Existing | Space Heating | Natural Gas | Boiler | A | Cumulative Energy Savings (MWh or mTherms) | Achievable Economic TRC Potential | 0 | 0 | 0 | 0 | 0 | 0 | 0 | 0 | 0 | 0 | 0 | 0 | 0 | 0 | 0 | 0 | 0 | 0 | 0 | 0 | 0 | 0 | 0 | 0 | 0 | 0 | 0
F8_Commercial_WA - Health_Existing_Space Heating_Natural Gas_Boiler_A_Achievable Economic TRC Potential | F8 | Commercial | WA - Health | Existing | Space Heating | Natural Gas | Boiler | A | Cumulative Summer Peak Savings (MW) | Achievable Economic TRC Potential | 0 | 0 | 0 | 0 | 0 | 0 | 0 | 0 | 0 | 0 | 0 | 0 | 0 | 0 | 0 | 0 | 0 | 0 | 0 | 0 | 0 | 0 | 0 | 0 | 0 | 0 | 0
F9_Commercial_WA - Health_Existing_Space Heating_Natural Gas_Boiler_A_Achievable Economic TRC Potential | F9 | Commercial | WA - Health | Existing | Space Heating | Natural Gas | Boiler | A | Cumulative Winter Peak Savings (MW) | Achievable Economic TRC Potential | 0 | 0 | 0 | 0 | 0 | 0 | 0 | 0 | 0 | 0 | 0 | 0 | 0 | 0 | 0 | 0 | 0 | 0 | 0 | 0 | 0 | 0 | 0 | 0 | 0 | 0 | 0
F10_Commercial_WA - Health_Existing_Space Heating_Natural Gas_Boiler_A_Achievable Economic TRC Potential | F10 | Commercial | WA - Health | Existing | Space Heating | Natural Gas | Boiler | A | Purchases (Incremental) | Achievable Economic TRC Potential | 0 | 0 | 0 | 0 | 0 | 0 | 0 | 0 | 0 | 0 | 0 | 0 | 0 | 0 | 0 | 0 | 0 | 0 | 0 | 0 | 0 | 0 | 0 | 0 | 0 | 0 | 0
F11_Commercial_WA - Health_Existing_Space Heating_Natural Gas_Boiler_A_Achievable Economic TRC Potential | F11 | Commercial | WA - Health | Existing | Space Heating | Natural Gas | Boiler | A | Purchases (Cumulative) | Achievable Economic TRC Potential | 0 | 0 | 0 | 0 | 0 | 0 | 0 | 0 | 0 | 0 | 0 | 0 | 0 | 0 | 0 | 0 | 0 | 0 | 0 | 0 | 0 | 0 | 0 | 0 | 0 | 0 | 0
F1_Commercial_WA - Health_Existing_Space Heating_Natural Gas_Unit Heater_A_Achievable Economic TRC Potential | F1 | Commercial | WA - Health | Existing | Space Heating | Natural Gas | Unit Heater | A | Integrated Unit Energy Savings (kWh or therms) | Achievable Economic TRC Potential | 0 | 0 | 0 | 0 | 0 | 0 | 0 | 0 | 0 | 0 | 0 | 0 | 0 | 0 | 0 | 0 | 0 | 0 | 0 | 0 | 0 | 0 | 0 | 0 | 0 | 0 | 0
F2_Commercial_WA - Health_Existing_Space Heating_Natural Gas_Unit Heater_A_Achievable Economic TRC Potential | F2 | Commercial | WA - Health | Existing | Space Heating | Natural Gas | Unit Heater | A | Integrated Unit Summer Peak Savings (kW) | Achievable Economic TRC Potential | 0 | 0 | 0 | 0 | 0 | 0 | 0 | 0 | 0 | 0 | 0 | 0 | 0 | 0 | 0 | 0 | 0 | 0 | 0 | 0 | 0 | 0 | 0 | 0 | 0 | 0 | 0
F3_Commercial_WA - Health_Existing_Space Heating_Natural Gas_Unit Heater_A_Achievable Economic TRC Potential | F3 | Commercial | WA - Health | Existing | Space Heating | Natural Gas | Unit Heater | A | Integrated Unit Winter Peak Savings (kW) | Achievable Economic TRC Potential | 0 | 0 | 0 | 0 | 0 | 0 | 0 | 0 | 0 | 0 | 0 | 0 | 0 | 0 | 0 | 0 | 0 | 0 | 0 | 0 | 0 | 0 | 0 | 0 | 0 | 0 | 0
F4_Commercial_WA - Health_Existing_Space Heating_Natural Gas_Unit Heater_A_Achievable Economic TRC Potential | F4 | Commercial | WA - Health | Existing | Space Heating | Natural Gas | Unit Heater | A | Incremental Energy Savings (MWh or mTherms) | Achievable Economic TRC Potential | 0 | 0 | 0 | 0 | 0 | 0 | 0 | 0 | 0 | 0 | 0 | 0 | 0 | 0 | 0 | 0 | 0 | 0 | 0 | 0 | 0 | 0 | 0 | 0 | 0 | 0 | 0
F5_Commercial_WA - Health_Existing_Space Heating_Natural Gas_Unit Heater_A_Achievable Economic TRC Potential | F5 | Commercial | WA - Health | Existing | Space Heating | Natural Gas | Unit Heater | A | Incremental Summer Peak Savings (MW) | Achievable Economic TRC Potential | 0 | 0 | 0 | 0 | 0 | 0 | 0 | 0 | 0 | 0 | 0 | 0 | 0 | 0 | 0 | 0 | 0 | 0 | 0 | 0 | 0 | 0 | 0 | 0 | 0 | 0 | 0
F6_Commercial_WA - Health_Existing_Space Heating_Natural Gas_Unit Heater_A_Achievable Economic TRC Potential | F6 | Commercial | WA - Health | Existing | Space Heating | Natural Gas | Unit Heater | A | Incremental Winter Peak Savings (MW) | Achievable Economic TRC Potential | 0 | 0 | 0 | 0 | 0 | 0 | 0 | 0 | 0 | 0 | 0 | 0 | 0 | 0 | 0 | 0 | 0 | 0 | 0 | 0 | 0 | 0 | 0 | 0 | 0 | 0 | 0
F7_Commercial_WA - Health_Existing_Space Heating_Natural Gas_Unit Heater_A_Achievable Economic TRC Potential | F7 | Commercial | WA - Health | Existing | Space Heating | Natural Gas | Unit Heater | A | Cumulative Energy Savings (MWh or mTherms) | Achievable Economic TRC Potential | 0 | 0 | 0 | 0 | 0 | 0 | 0 | 0 | 0 | 0 | 0 | 0 | 0 | 0 | 0 | 0 | 0 | 0 | 0 | 0 | 0 | 0 | 0 | 0 | 0 | 0 | 0
F8_Commercial_WA - Health_Existing_Space Heating_Natural Gas_Unit Heater_A_Achievable Economic TRC Potential | F8 | Commercial | WA - Health | Existing | Space Heating | Natural Gas | Unit Heater | A | Cumulative Summer Peak Savings (MW) | Achievable Economic TRC Potential | 0 | 0 | 0 | 0 | 0 | 0 | 0 | 0 | 0 | 0 | 0 | 0 | 0 | 0 | 0 | 0 | 0 | 0 | 0 | 0 | 0 | 0 | 0 | 0 | 0 | 0 | 0
F9_Commercial_WA - Health_Existing_Space Heating_Natural Gas_Unit Heater_A_Achievable Economic TRC Potential | F9 | Commercial | WA - Health | Existing | Space Heating | Natural Gas | Unit Heater | A | Cumulative Winter Peak Savings (MW) | Achievable Economic TRC Potential | 0 | 0 | 0 | 0 | 0 | 0 | 0 | 0 | 0 | 0 | 0 | 0 | 0 | 0 | 0 | 0 | 0 | 0 | 0 | 0 | 0 | 0 | 0 | 0 | 0 | 0 | 0
F10_Commercial_WA - Health_Existing_Space Heating_Natural Gas_Unit Heater_A_Achievable Economic TRC Potential | F10 | Commercial | WA - Health | Existing | Space Heating | Natural Gas | Unit Heater | A | Purchases (Incremental) | Achievable Economic TRC Potential | 0 | 0 | 0 | 0 | 0 | 0 | 0 | 0 | 0 | 0 | 0 | 0 | 0 | 0 | 0 | 0 | 0 | 0 | 0 | 0 | 0 | 0 | 0 | 0 | 0 | 0 | 0
F11_Commercial_WA - Health_Existing_Space Heating_Natural Gas_Unit Heater_A_Achievable Economic TRC Potential | F11 | Commercial | WA - Health | Existing | Space Heating | Natural Gas | Unit Heater | A | Purchases (Cumulative) | Achievable Economic TRC Potential | 0 | 0 | 0 | 0 | 0 | 0 | 0 | 0 | 0 | 0 | 0 | 0 | 0 | 0 | 0 | 0 | 0 | 0 | 0 | 0 | 0 | 0 | 0 | 0 | 0 | 0 | 0
F1_Commercial_WA - Health_Existing_Water Heating_Natural Gas_Water Heater_A_Achievable Economic TRC Potential | F1 | Commercial | WA - Health | Existing | Water Heating | Natural Gas | Water Heater | A | Integrated Unit Energy Savings (kWh or therms) | Achievable Economic TRC Potential | 0 | 2.8505 | 2.8505 | 2.8505 | 2.8505 | 2.8505 | 2.8505 | 2.8505 | 2.8505 | 2.8505 | 2.8505 | 2.8505 | 2.8505 | 2.8505 | 2.8505 | 2.8505 | 2.8505 | 2.8505 | 2.8505 | 2.8505 | 2.8505 | 2.8505 | 2.8505 | 2.8505 | 2.8505 | 2.8505 | 2.8505
F2_Commercial_WA - Health_Existing_Water Heating_Natural Gas_Water Heater_A_Achievable Economic TRC Potential | F2 | Commercial | WA - Health | Existing | Water Heating | Natural Gas | Water Heater | A | Integrated Unit Summer Peak Savings (kW) | Achievable Economic TRC Potential | 0 | 0 | 0 | 0 | 0 | 0 | 0 | 0 | 0 | 0 | 0 | 0 | 0 | 0 | 0 | 0 | 0 | 0 | 0 | 0 | 0 | 0 | 0 | 0 | 0 | 0 | 0
F3_Commercial_WA - Health_Existing_Water Heating_Natural Gas_Water Heater_A_Achievable Economic TRC Potential | F3 | Commercial | WA - Health | Existing | Water Heating | Natural Gas | Water Heater | A | Integrated Unit Winter Peak Savings (kW) | Achievable Economic TRC Potential | 0 | 0 | 0 | 0 | 0 | 0 | 0 | 0 | 0 | 0 | 0 | 0 | 0 | 0 | 0 | 0 | 0 | 0 | 0 | 0 | 0 | 0 | 0 | 0 | 0 | 0 | 0
F4_Commercial_WA - Health_Existing_Water Heating_Natural Gas_Water Heater_A_Achievable Economic TRC Potential | F4 | Commercial | WA - Health | Existing | Water Heating | Natural Gas | Water Heater | A | Incremental Energy Savings (MWh or mTherms) | Achievable Economic TRC Potential | 0 | 0 | 0 | 0.98552 | 1.8907 | 2.7396 | 3.55 | 4.3346 | 5.0178 | 5.543 | 6.4012 | 7.035 | 7.4808 | 6.7922 | 6.0706 | 7.8404 | 6.4563 | 5.1941 | 4.1171 | 3.3101 | 2.2949 | 1.572 | 1.0695 | 0.72721 | 1.1728 | 0 | 0
F5_Commercial_WA - Health_Existing_Water Heating_Natural Gas_Water Heater_A_Achievable Economic TRC Potential | F5 | Commercial | WA - Health | Existing | Water Heating | Natural Gas | Water Heater | A | Incremental Summer Peak Savings (MW) | Achievable Economic TRC Potential | 0 | 0 | 0 | 0 | 0 | 0 | 0 | 0 | 0 | 0 | 0 | 0 | 0 | 0 | 0 | 0 | 0 | 0 | 0 | 0 | 0 | 0 | 0 | 0 | 0 | 0 | 0
F6_Commercial_WA - Health_Existing_Water Heating_Natural Gas_Water Heater_A_Achievable Economic TRC Potential | F6 | Commercial | WA - Health | Existing | Water Heating | Natural Gas | Water Heater | A | Incremental Winter Peak Savings (MW) | Achievable Economic TRC Potential | 0 | 0 | 0 | 0 | 0 | 0 | 0 | 0 | 0 | 0 | 0 | 0 | 0 | 0 | 0 | 0 | 0 | 0 | 0 | 0 | 0 | 0 | 0 | 0 | 0 | 0 | 0
F7_Commercial_WA - Health_Existing_Water Heating_Natural Gas_Water Heater_A_Achievable Economic TRC Potential | F7 | Commercial | WA - Health | Existing | Water Heating | Natural Gas | Water Heater | A | Cumulative Energy Savings (MWh or mTherms) | Achievable Economic TRC Potential | 0 | 0 | 0 | 0.98552 | 2.8762 | 5.6158 | 9.1658 | 13.5005 | 18.5183 | 24.0612 | 30.4624 | 37.4974 | 44.9782 | 51.7703 | 57.841 | 65.6814 | 72.1377 | 77.3317 | 81.4488 | 84.7589 | 87.0538 | 88.6258 | 89.6952 | 90.4224 | 91.5952 | 91.5952 | 91.5952
F8_Commercial_WA - Health_Existing_Water Heating_Natural Gas_Water Heater_A_Achievable Economic TRC Potential | F8 | Commercial | WA - Health | Existing | Water Heating | Natural Gas | Water Heater | A | Cumulative Summer Peak Savings (MW) | Achievable Economic TRC Potential | 0 | 0 | 0 | 0 | 0 | 0 | 0 | 0 | 0 | 0 | 0 | 0 | 0 | 0 | 0 | 0 | 0 | 0 | 0 | 0 | 0 | 0 | 0 | 0 | 0 | 0 | 0
F9_Commercial_WA - Health_Existing_Water Heating_Natural Gas_Water Heater_A_Achievable Economic TRC Potential | F9 | Commercial | WA - Health | Existing | Water Heating | Natural Gas | Water Heater | A | Cumulative Winter Peak Savings (MW) | Achievable Economic TRC Potential | 0 | 0 | 0 | 0 | 0 | 0 | 0 | 0 | 0 | 0 | 0 | 0 | 0 | 0 | 0 | 0 | 0 | 0 | 0 | 0 | 0 | 0 | 0 | 0 | 0 | 0 | 0
F10_Commercial_WA - Health_Existing_Water Heating_Natural Gas_Water Heater_A_Achievable Economic TRC Potential | F10 | Commercial | WA - Health | Existing | Water Heating | Natural Gas | Water Heater | A | Purchases (Incremental) | Achievable Economic TRC Potential | 0 | 0 | 0 | 345.7409 | 663.294 | 961.1156 | 1245.4071 | 1520.6785 | 1760.3408 | 1944.589 | 2245.6675 | 2468.0084 | 2624.4099 | 2382.8227 | 2129.6916 | 2750.5838 | 2264.9865 | 1822.1838 | 1444.3451 | 1161.2577 | 805.0862 | 551.479 | 375.1899 | 255.1192 | 411.4492 | 0 | 0
F11_Commercial_WA - Health_Existing_Water Heating_Natural Gas_Water Heater_A_Achievable Economic TRC Potential | F11 | Commercial | WA - Health | Existing | Water Heating | Natural Gas | Water Heater | A | Purchases (Cumulative) | Achievable Economic TRC Potential | 0 | 0 | 0 | 345.7409 | 1009.0349 | 1970.1505 | 3215.5576 | 4736.2361 | 6496.5769 | 8441.1659 | 10686.8334 | 13154.8418 | 15779.2517 | 18162.0744 | 20291.766 | 23042.3497 | 25307.3362 | 27129.5201 | 28573.8652 | 29735.1229 | 30540.2091 | 31091.6881 | 31466.878 | 31721.9972 | 32133.4464 | 32133.4464 | 32133.4464
F1_Commercial_WA - Health_Existing_Food Preparation_Natural Gas_Oven_A_Achievable Economic TRC Potential | F1 | Commercial | WA - Health | Existing | Food Preparation | Natural Gas | Oven | A | Integrated Unit Energy Savings (kWh or therms) | Achievable Economic TRC Potential | 0 | 106.6752 | 106.6752 | 106.6752 | 106.6752 | 106.6752 | 106.6752 | 106.6752 | 106.6752 | 106.6752 | 106.6752 | 106.6752 | 106.6752 | 106.6752 | 106.6752 | 106.6752 | 106.6752 | 106.6752 | 106.6752 | 106.6752 | 106.6752 | 106.6752 | 106.6752 | 106.6752 | 106.6752 | 106.6752 | 106.6752
F2_Commercial_WA - Health_Existing_Food Preparation_Natural Gas_Oven_A_Achievable Economic TRC Potential | F2 | Commercial | WA - Health | Existing | Food Preparation | Natural Gas | Oven | A | Integrated Unit Summer Peak Savings (kW) | Achievable Economic TRC Potential | 0 | 0 | 0 | 0 | 0 | 0 | 0 | 0 | 0 | 0 | 0 | 0 | 0 | 0 | 0 | 0 | 0 | 0 | 0 | 0 | 0 | 0 | 0 | 0 | 0 | 0 | 0
F3_Commercial_WA - Health_Existing_Food Preparation_Natural Gas_Oven_A_Achievable Economic TRC Potential | F3 | Commercial | WA - Health | Existing | Food Preparation | Natural Gas | Oven | A | Integrated Unit Winter Peak Savings (kW) | Achievable Economic TRC Potential | 0 | 0 | 0 | 0 | 0 | 0 | 0 | 0 | 0 | 0 | 0 | 0 | 0 | 0 | 0 | 0 | 0 | 0 | 0 | 0 | 0 | 0 | 0 | 0 | 0 | 0 | 0
F4_Commercial_WA - Health_Existing_Food Preparation_Natural Gas_Oven_A_Achievable Economic TRC Potential | F4 | Commercial | WA - Health | Existing | Food Preparation | Natural Gas | Oven | A | Incremental Energy Savings (MWh or mTherms) | Achievable Economic TRC Potential | 0 | 0 | 0 | 0.0010349 | 0.004426 | 0.0090968 | 0.014655 | 0.020815 | 0.027368 | 0.034166 | 0.041105 | 0.048111 | 0.044477 | 0.042224 | 0.04188 | 0.042819 | 0.043332 | 0.047028 | 0.0502 | 0.054088 | 0.058514 | 0.062069 | 0.064926 | 0.057213 | 0.057256 | 0.054798 | 0.050565
F5_Commercial_WA - Health_Existing_Food Preparation_Natural Gas_Oven_A_Achievable Economic TRC Potential | F5 | Commercial | WA - Health | Existing | Food Preparation | Natural Gas | Oven | A | Incremental Summer Peak Savings (MW) | Achievable Economic TRC Potential | 0 | 0 | 0 | 0 | 0 | 0 | 0 | 0 | 0 | 0 | 0 | 0 | 0 | 0 | 0 | 0 | 0 | 0 | 0 | 0 | 0 | 0 | 0 | 0 | 0 | 0 | 0
F6_Commercial_WA - Health_Existing_Food Preparation_Natural Gas_Oven_A_Achievable Economic TRC Potential | F6 | Commercial | WA - Health | Existing | Food Preparation | Natural Gas | Oven | A | Incremental Winter Peak Savings (MW) | Achievable Economic TRC Potential | 0 | 0 | 0 | 0 | 0 | 0 | 0 | 0 | 0 | 0 | 0 | 0 | 0 | 0 | 0 | 0 | 0 | 0 | 0 | 0 | 0 | 0 | 0 | 0 | 0 | 0 | 0
F7_Commercial_WA - Health_Existing_Food Preparation_Natural Gas_Oven_A_Achievable Economic TRC Potential | F7 | Commercial | WA - Health | Existing | Food Preparation | Natural Gas | Oven | A | Cumulative Energy Savings (MWh or mTherms) | Achievable Economic TRC Potential | 0 | 0 | 0 | 0.0010349 | 0.0054609 | 0.014558 | 0.029213 | 0.050028 | 0.077396 | 0.11156 | 0.15267 | 0.20078 | 0.24525 | 0.28748 | 0.32936 | 0.37218 | 0.41551 | 0.46254 | 0.51274 | 0.56683 | 0.62534 | 0.68741 | 0.75233 | 0.80955 | 0.8668 | 0.9216 | 0.97217
F8_Commercial_WA - Health_Existing_Food Preparation_Natural Gas_Oven_A_Achievable Economic TRC Potential | F8 | Commercial | WA - Health | Existing | Food Preparation | Natural Gas | Oven | A | Cumulative Summer Peak Savings (MW) | Achievable Economic TRC Potential | 0 | 0 | 0 | 0 | 0 | 0 | 0 | 0 | 0 | 0 | 0 | 0 | 0 | 0 | 0 | 0 | 0 | 0 | 0 | 0 | 0 | 0 | 0 | 0 | 0 | 0 | 0
F9_Commercial_WA - Health_Existing_Food Preparation_Natural Gas_Oven_A_Achievable Economic TRC Potential | F9 | Commercial | WA - Health | Existing | Food Preparation | Natural Gas | Oven | A | Cumulative Winter Peak Savings (MW) | Achievable Economic TRC Potential | 0 | 0 | 0 | 0 | 0 | 0 | 0 | 0 | 0 | 0 | 0 | 0 | 0 | 0 | 0 | 0 | 0 | 0 | 0 | 0 | 0 | 0 | 0 | 0 | 0 | 0 | 0
F10_Commercial_WA - Health_Existing_Food Preparation_Natural Gas_Oven_A_Achievable Economic TRC Potential | F10 | Commercial | WA - Health | Existing | Food Preparation | Natural Gas | Oven | A | Purchases (Incremental) | Achievable Economic TRC Potential | 0 | 0 | 0 | 0.0097016 | 0.04149 | 0.085276 | 0.13738 | 0.19512 | 0.25655 | 0.32028 | 0.38532 | 0.451 | 0.41694 | 0.39582 | 0.3926 | 0.40139 | 0.40621 | 0.44086 | 0.47059 | 0.50704 | 0.54852 | 0.58185 | 0.60863 | 0.53633 | 0.53674 | 0.51369 | 0.47401
F11_Commercial_WA - Health_Existing_Food Preparation_Natural Gas_Oven_A_Achievable Economic TRC Potential | F11 | Commercial | WA - Health | Existing | Food Preparation | Natural Gas | Oven | A | Purchases (Cumulative) | Achievable Economic TRC Potential | 0 | 0 | 0 | 0.0097016 | 0.051192 | 0.13647 | 0.27385 | 0.46897 | 0.72553 | 1.0458 | 1.4311 | 1.8821 | 2.2991 | 2.6949 | 3.0875 | 3.4889 | 3.8951 | 4.3359 | 4.8065 | 5.3136 | 5.8621 | 6.4439 | 7.0526 | 7.5889 | 8.1256 | 8.6393 | 9.1133
F1_Commercial_WA - Health_Existing_Food Preparation_Natural Gas_Conveyor Oven_A_Achievable Economic TRC Potential | F1 | Commercial | WA - Health | Existing | Food Preparation | Natural Gas | Conveyor Oven | A | Integrated Unit Energy Savings (kWh or therms) | Achievable Economic TRC Potential | 0 | 0 | 0 | 0 | 0 | 692.0657 | 692.0657 | 692.0657 | 692.0657 | 692.0657 | 692.0657 | 692.0657 | 692.0657 | 692.0657 | 692.0657 | 692.0657 | 692.0657 | 692.0657 | 692.0657 | 692.0657 | 692.0657 | 692.0657 | 692.0657 | 692.0657 | 692.0657 | 692.0657 | 692.0657
F2_Commercial_WA - Health_Existing_Food Preparation_Natural Gas_Conveyor Oven_A_Achievable Economic TRC Potential | F2 | Commercial | WA - Health | Existing | Food Preparation | Natural Gas | Conveyor Oven | A | Integrated Unit Summer Peak Savings (kW) | Achievable Economic TRC Potential | 0 | 0 | 0 | 0 | 0 | 0 | 0 | 0 | 0 | 0 | 0 | 0 | 0 | 0 | 0 | 0 | 0 | 0 | 0 | 0 | 0 | 0 | 0 | 0 | 0 | 0 | 0
F3_Commercial_WA - Health_Existing_Food Preparation_Natural Gas_Conveyor Oven_A_Achievable Economic TRC Potential | F3 | Commercial | WA - Health | Existing | Food Preparation | Natural Gas | Conveyor Oven | A | Integrated Unit Winter Peak Savings (kW) | Achievable Economic TRC Potential | 0 | 0 | 0 | 0 | 0 | 0 | 0 | 0 | 0 | 0 | 0 | 0 | 0 | 0 | 0 | 0 | 0 | 0 | 0 | 0 | 0 | 0 | 0 | 0 | 0 | 0 | 0
F4_Commercial_WA - Health_Existing_Food Preparation_Natural Gas_Conveyor Oven_A_Achievable Economic TRC Potential | F4 | Commercial | WA - Health | Existing | Food Preparation | Natural Gas | Conveyor Oven | A | Incremental Energy Savings (MWh or mTherms) | Achievable Economic TRC Potential | 0 | 0 | 0 | 0 | 0 | 0.0010606 | 0.0041637 | 0.010027 | 0.019169 | 0.031961 | 0.045474 | 0.059334 | 0.073288 | 0.087171 | 0.10088 | 0.11435 | 0.12757 | 0.10962 | 0.093749 | 0.079842 | 0.067747 | 0.058874 | 0.05324 | 0.047985 | 0.045308 | 0.044301 | 0.044664
F5_Commercial_WA - Health_Existing_Food Preparation_Natural Gas_Conveyor Oven_A_Achievable Economic TRC Potential | F5 | Commercial | WA - Health | Existing | Food Preparation | Natural Gas | Conveyor Oven | A | Incremental Summer Peak Savings (MW) | Achievable Economic TRC Potential | 0 | 0 | 0 | 0 | 0 | 0 | 0 | 0 | 0 | 0 | 0 | 0 | 0 | 0 | 0 | 0 | 0 | 0 | 0 | 0 | 0 | 0 | 0 | 0 | 0 | 0 | 0
F6_Commercial_WA - Health_Existing_Food Preparation_Natural Gas_Conveyor Oven_A_Achievable Economic TRC Potential | F6 | Commercial | WA - Health | Existing | Food Preparation | Natural Gas | Conveyor Oven | A | Incremental Winter Peak Savings (MW) | Achievable Economic TRC Potential | 0 | 0 | 0 | 0 | 0 | 0 | 0 | 0 | 0 | 0 | 0 | 0 | 0 | 0 | 0 | 0 | 0 | 0 | 0 | 0 | 0 | 0 | 0 | 0 | 0 | 0 | 0
F7_Commercial_WA - Health_Existing_Food Preparation_Natural Gas_Conveyor Oven_A_Achievable Economic TRC Potential | F7 | Commercial | WA - Health | Existing | Food Preparation | Natural Gas | Conveyor Oven | A | Cumulative Energy Savings (MWh or mTherms) | Achievable Economic TRC Potential | 0 | 0 | 0 | 0 | 0 | 0.0010606 | 0.0052243 | 0.015251 | 0.034419 | 0.066381 | 0.11185 | 0.17119 | 0.24448 | 0.33165 | 0.43253 | 0.54688 | 0.67445 | 0.78407 | 0.87781 | 0.95766 | 1.0254 | 1.0843 | 1.1375 | 1.1855 | 1.2308 | 1.2751 | 1.3198
F8_Commercial_WA - Health_Existing_Food Preparation_Natural Gas_Conveyor Oven_A_Achievable Economic TRC Potential | F8 | Commercial | WA - Health | Existing | Food Preparation | Natural Gas | Conveyor Oven | A | Cumulative Summer Peak Savings (MW) | Achievable Economic TRC Potential | 0 | 0 | 0 | 0 | 0 | 0 | 0 | 0 | 0 | 0 | 0 | 0 | 0 | 0 | 0 | 0 | 0 | 0 | 0 | 0 | 0 | 0 | 0 | 0 | 0 | 0 | 0
F9_Commercial_WA - Health_Existing_Food Preparation_Natural Gas_Conveyor Oven_A_Achievable Economic TRC Potential | F9 | Commercial | WA - Health | Existing | Food Preparation | Natural Gas | Conveyor Oven | A | Cumulative Winter Peak Savings (MW) | Achievable Economic TRC Potential | 0 | 0 | 0 | 0 | 0 | 0 | 0 | 0 | 0 | 0 | 0 | 0 | 0 | 0 | 0 | 0 | 0 | 0 | 0 | 0 | 0 | 0 | 0 | 0 | 0 | 0 | 0
F10_Commercial_WA - Health_Existing_Food Preparation_Natural Gas_Conveyor Oven_A_Achievable Economic TRC Potential | F10 | Commercial | WA - Health | Existing | Food Preparation | Natural Gas | Conveyor Oven | A | Purchases (Incremental) | Achievable Economic TRC Potential | 0 | 0 | 0 | 0 | 0 | 0.0015325 | 0.0060164 | 0.014488 | 0.027698 | 0.046182 | 0.065708 | 0.085735 | 0.1059 | 0.12596 | 0.14577 | 0.16523 | 0.18433 | 0.15839 | 0.13546 | 0.11537 | 0.097892 | 0.08507 | 0.076929 | 0.069336 | 0.065467 | 0.064013 | 0.064538
F11_Commercial_WA - Health_Existing_Food Preparation_Natural Gas_Conveyor Oven_A_Achievable Economic TRC Potential | F11 | Commercial | WA - Health | Existing | Food Preparation | Natural Gas | Conveyor Oven | A | Purchases (Cumulative) | Achievable Economic TRC Potential | 0 | 0 | 0 | 0 | 0 | 0.0015325 | 0.0075489 | 0.022037 | 0.049734 | 0.095917 | 0.16162 | 0.24736 | 0.35326 | 0.47922 | 0.62498 | 0.79022 | 0.97454 | 1.1329 | 1.2684 | 1.3838 | 1.4817 | 1.5667 | 1.6437 | 1.713 | 1.7785 | 1.8425 | 1.907
F1_Commercial_WA - Health_Existing_Food Preparation_Natural Gas_Double Rack Oven_A_Achievable Economic TRC Potential | F1 | Commercial | WA - Health | Existing | Food Preparation | Natural Gas | Double Rack Oven | A | Integrated Unit Energy Savings (kWh or therms) | Achievable Economic TRC Potential | 0 | 1621.62 | 1621.62 | 1621.62 | 1621.62 | 1621.62 | 1621.62 | 1621.62 | 1621.62 | 1621.62 | 1621.62 | 1621.62 | 1621.62 | 1621.62 | 1621.62 | 1621.62 | 1621.62 | 1621.62 | 1621.62 | 1621.62 | 1621.62 | 1621.62 | 1621.62 | 1621.62 | 1621.62 | 1621.62 | 1621.62
F2_Commercial_WA - Health_Existing_Food Preparation_Natural Gas_Double Rack Oven_A_Achievable Economic TRC Potential | F2 | Commercial | WA - Health | Existing | Food Preparation | Natural Gas | Double Rack Oven | A | Integrated Unit Summer Peak Savings (kW) | Achievable Economic TRC Potential | 0 | 0 | 0 | 0 | 0 | 0 | 0 | 0 | 0 | 0 | 0 | 0 | 0 | 0 | 0 | 0 | 0 | 0 | 0 | 0 | 0 | 0 | 0 | 0 | 0 | 0 | 0
F3_Commercial_WA - Health_Existing_Food Preparation_Natural Gas_Double Rack Oven_A_Achievable Economic TRC Potential | F3 | Commercial | WA - Health | Existing | Food Preparation | Natural Gas | Double Rack Oven | A | Integrated Unit Winter Peak Savings (kW) | Achievable Economic TRC Potential | 0 | 0 | 0 | 0 | 0 | 0 | 0 | 0 | 0 | 0 | 0 | 0 | 0 | 0 | 0 | 0 | 0 | 0 | 0 | 0 | 0 | 0 | 0 | 0 | 0 | 0 | 0
F4_Commercial_WA - Health_Existing_Food Preparation_Natural Gas_Double Rack Oven_A_Achievable Economic TRC Potential | F4 | Commercial | WA - Health | Existing | Food Preparation | Natural Gas | Double Rack Oven | A | Incremental Energy Savings (MWh or mTherms) | Achievable Economic TRC Potential | 0 | 0 | 0 | 0.0058447 | 0.021002 | 0.039823 | 0.06169 | 0.086078 | 0.11254 | 0.1407 | 0.1501 | 0.1603 | 0.17193 | 0.18539 | 0.20094 | 0.21286 | 0.21772 | 0.22112 | 0.22359 | 0.25572 | 0.26089 | 0.26106 | 0.27737 | 0.26888 | 0.25757 | 0.24367 | 0.22741
F5_Commercial_WA - Health_Existing_Food Preparation_Natural Gas_Double Rack Oven_A_Achievable Economic TRC Potential | F5 | Commercial | WA - Health | Existing | Food Preparation | Natural Gas | Double Rack Oven | A | Incremental Summer Peak Savings (MW) | Achievable Economic TRC Potential | 0 | 0 | 0 | 0 | 0 | 0 | 0 | 0 | 0 | 0 | 0 | 0 | 0 | 0 | 0 | 0 | 0 | 0 | 0 | 0 | 0 | 0 | 0 | 0 | 0 | 0 | 0
F6_Commercial_WA - Health_Existing_Food Preparation_Natural Gas_Double Rack Oven_A_Achievable Economic TRC Potential | F6 | Commercial | WA - Health | Existing | Food Preparation | Natural Gas | Double Rack Oven | A | Incremental Winter Peak Savings (MW) | Achievable Economic TRC Potential | 0 | 0 | 0 | 0 | 0 | 0 | 0 | 0 | 0 | 0 | 0 | 0 | 0 | 0 | 0 | 0 | 0 | 0 | 0 | 0 | 0 | 0 | 0 | 0 | 0 | 0 | 0
F7_Commercial_WA - Health_Existing_Food Preparation_Natural Gas_Double Rack Oven_A_Achievable Economic TRC Potential | F7 | Commercial | WA - Health | Existing | Food Preparation | Natural Gas | Double Rack Oven | A | Cumulative Energy Savings (MWh or mTherms) | Achievable Economic TRC Potential | 0 | 0 | 0 | 0.0058447 | 0.026847 | 0.06667 | 0.12836 | 0.21444 | 0.32698 | 0.46768 | 0.61779 | 0.77809 | 0.95002 | 1.1354 | 1.3363 | 1.5492 | 1.7669 | 1.988 | 2.2116 | 2.4674 | 2.7283 | 2.9893 | 3.2667 | 3.5356 | 3.7931 | 4.0368 | 4.2642
F8_Commercial_WA - Health_Existing_Food Preparation_Natural Gas_Double Rack Oven_A_Achievable Economic TRC Potential | F8 | Commercial | WA - Health | Existing | Food Preparation | Natural Gas | Double Rack Oven | A | Cumulative Summer Peak Savings (MW) | Achievable Economic TRC Potential | 0 | 0 | 0 | 0 | 0 | 0 | 0 | 0 | 0 | 0 | 0 | 0 | 0 | 0 | 0 | 0 | 0 | 0 | 0 | 0 | 0 | 0 | 0 | 0 | 0 | 0 | 0
F9_Commercial_WA - Health_Existing_Food Preparation_Natural Gas_Double Rack Oven_A_Achievable Economic TRC Potential | F9 | Commercial | WA - Health | Existing | Food Preparation | Natural Gas | Double Rack Oven | A | Cumulative Winter Peak Savings (MW) | Achievable Economic TRC Potential | 0 | 0 | 0 | 0 | 0 | 0 | 0 | 0 | 0 | 0 | 0 | 0 | 0 | 0 | 0 | 0 | 0 | 0 | 0 | 0 | 0 | 0 | 0 | 0 | 0 | 0 | 0
F10_Commercial_WA - Health_Existing_Food Preparation_Natural Gas_Double Rack Oven_A_Achievable Economic TRC Potential | F10 | Commercial | WA - Health | Existing | Food Preparation | Natural Gas | Double Rack Oven | A | Purchases (Incremental) | Achievable Economic TRC Potential | 0 | 0 | 0 | 0.0036043 | 0.012951 | 0.024558 | 0.038042 | 0.053082 | 0.069401 | 0.086767 | 0.092563 | 0.098854 | 0.10602 | 0.11432 | 0.12391 | 0.13127 | 0.13426 | 0.13636 | 0.13788 | 0.1577 | 0.16088 | 0.16099 | 0.17104 | 0.16581 | 0.15883 | 0.15026 | 0.14023
F11_Commercial_WA - Health_Existing_Food Preparation_Natural Gas_Double Rack Oven_A_Achievable Economic TRC Potential | F11 | Commercial | WA - Health | Existing | Food Preparation | Natural Gas | Double Rack Oven | A | Purchases (Cumulative) | Achievable Economic TRC Potential | 0 | 0 | 0 | 0.0036043 | 0.016556 | 0.041113 | 0.079156 | 0.13224 | 0.20164 | 0.2884 | 0.38097 | 0.47982 | 0.58584 | 0.70017 | 0.82408 | 0.95534 | 1.0896 | 1.226 | 1.3638 | 1.5215 | 1.6824 | 1.8434 | 2.0145 | 2.1803 | 2.3391 | 2.4894 | 2.6296
F1_Commercial_WA - Health_Existing_Food Preparation_Natural Gas_Fryer_A_Achievable Economic TRC Potential | F1 | Commercial | WA - Health | Existing | Food Preparation | Natural Gas | Fryer | A | Integrated Unit Energy Savings (kWh or therms) | Achievable Economic TRC Potential | 0 | 395.2691 | 395.2691 | 395.2691 | 395.2691 | 395.2691 | 395.2691 | 395.2691 | 395.2691 | 395.2691 | 395.2691 | 395.2691 | 395.2691 | 395.2691 | 395.2691 | 395.2691 | 395.2691 | 395.2691 | 395.2691 | 395.2691 | 395.2691 | 395.2691 | 395.2691 | 395.2691 | 395.2691 | 395.2691 | 395.2691
F2_Commercial_WA - Health_Existing_Food Preparation_Natural Gas_Fryer_A_Achievable Economic TRC Potential | F2 | Commercial | WA - Health | Existing | Food Preparation | Natural Gas | Fryer | A | Integrated Unit Summer Peak Savings (kW) | Achievable Economic TRC Potential | 0 | 0 | 0 | 0 | 0 | 0 | 0 | 0 | 0 | 0 | 0 | 0 | 0 | 0 | 0 | 0 | 0 | 0 | 0 | 0 | 0 | 0 | 0 | 0 | 0 | 0 | 0
F3_Commercial_WA - Health_Existing_Food Preparation_Natural Gas_Fryer_A_Achievable Economic TRC Potential | F3 | Commercial | WA - Health | Existing | Food Preparation | Natural Gas | Fryer | A | Integrated Unit Winter Peak Savings (kW) | Achievable Economic TRC Potential | 0 | 0 | 0 | 0 | 0 | 0 | 0 | 0 | 0 | 0 | 0 | 0 | 0 | 0 | 0 | 0 | 0 | 0 | 0 | 0 | 0 | 0 | 0 | 0 | 0 | 0 | 0
F4_Commercial_WA - Health_Existing_Food Preparation_Natural Gas_Fryer_A_Achievable Economic TRC Potential | F4 | Commercial | WA - Health | Existing | Food Preparation | Natural Gas | Fryer | A | Incremental Energy Savings (MWh or mTherms) | Achievable Economic TRC Potential | 0 | 0 | 0 | 0.43168 | 0.90836 | 1.4495 | 2.0433 | 2.6943 | 3.4378 | 4.6989 | 5.9332 | 7.0292 | 7.4653 | 7.5818 | 10.2789 | 9.0533 | 7.755 | 6.5465 | 5.0178 | 3.6252 | 2.4248 | 1.4735 | 1.6359 | 0 | 0 | 0 | 0.2553
F5_Commercial_WA - Health_Existing_Food Preparation_Natural Gas_Fryer_A_Achievable Economic TRC Potential | F5 | Commercial | WA - Health | Existing | Food Preparation | Natural Gas | Fryer | A | Incremental Summer Peak Savings (MW) | Achievable Economic TRC Potential | 0 | 0 | 0 | 0 | 0 | 0 | 0 | 0 | 0 | 0 | 0 | 0 | 0 | 0 | 0 | 0 | 0 | 0 | 0 | 0 | 0 | 0 | 0 | 0 | 0 | 0 | 0
F6_Commercial_WA - Health_Existing_Food Preparation_Natural Gas_Fryer_A_Achievable Economic TRC Potential | F6 | Commercial | WA - Health | Existing | Food Preparation | Natural Gas | Fryer | A | Incremental Winter Peak Savings (MW) | Achievable Economic TRC Potential | 0 | 0 | 0 | 0 | 0 | 0 | 0 | 0 | 0 | 0 | 0 | 0 | 0 | 0 | 0 | 0 | 0 | 0 | 0 | 0 | 0 | 0 | 0 | 0 | 0 | 0 | 0
F7_Commercial_WA - Health_Existing_Food Preparation_Natural Gas_Fryer_A_Achievable Economic TRC Potential | F7 | Commercial | WA - Health | Existing | Food Preparation | Natural Gas | Fryer | A | Cumulative Energy Savings (MWh or mTherms) | Achievable Economic TRC Potential | 0 | 0 | 0 | 0.43168 | 1.34 | 2.7895 | 4.8328 | 7.5271 | 10.9649 | 15.6638 | 21.597 | 28.6261 | 36.0915 | 43.6733 | 53.9522 | 63.0055 | 70.7605 | 77.307 | 82.3249 | 85.9501 | 88.3749 | 89.8484 | 91.4843 | 91.4843 | 91.4843 | 91.4843 | 91.7396
F8_Commercial_WA - Health_Existing_Food Preparation_Natural Gas_Fryer_A_Achievable Economic TRC Potential | F8 | Commercial | WA - Health | Existing | Food Preparation | Natural Gas | Fryer | A | Cumulative Summer Peak Savings (MW) | Achievable Economic TRC Potential | 0 | 0 | 0 | 0 | 0 | 0 | 0 | 0 | 0 | 0 | 0 | 0 | 0 | 0 | 0 | 0 | 0 | 0 | 0 | 0 | 0 | 0 | 0 | 0 | 0 | 0 | 0
F9_Commercial_WA - Health_Existing_Food Preparation_Natural Gas_Fryer_A_Achievable Economic TRC Potential | F9 | Commercial | WA - Health | Existing | Food Preparation | Natural Gas | Fryer | A | Cumulative Winter Peak Savings (MW) | Achievable Economic TRC Potential | 0 | 0 | 0 | 0 | 0 | 0 | 0 | 0 | 0 | 0 | 0 | 0 | 0 | 0 | 0 | 0 | 0 | 0 | 0 | 0 | 0 | 0 | 0 | 0 | 0 | 0 | 0
F10_Commercial_WA - Health_Existing_Food Preparation_Natural Gas_Fryer_A_Achievable Economic TRC Potential | F10 | Commercial | WA - Health | Existing | Food Preparation | Natural Gas | Fryer | A | Purchases (Incremental) | Achievable Economic TRC Potential | 0 | 0 | 0 | 1.0921 | 2.2981 | 3.6671 | 5.1694 | 6.8163 | 8.6974 | 11.8878 | 15.0104 | 17.7833 | 18.8867 | 19.1814 | 26.0048 | 22.9042 | 19.6196 | 16.5621 | 12.6947 | 9.1715 | 6.1346 | 3.7278 | 4.1387 | 0 | 0 | 0 | 0.6459
F11_Commercial_WA - Health_Existing_Food Preparation_Natural Gas_Fryer_A_Achievable Economic TRC Potential | F11 | Commercial | WA - Health | Existing | Food Preparation | Natural Gas | Fryer | A | Purchases (Cumulative) | Achievable Economic TRC Potential | 0 | 0 | 0 | 1.0921 | 3.3902 | 7.0573 | 12.2267 | 19.043 | 27.7404 | 39.6282 | 54.6386 | 72.4219 | 91.3086 | 110.49 | 136.4948 | 159.3991 | 179.0187 | 195.5807 | 208.2755 | 217.447 | 223.5816 | 227.3094 | 231.4481 | 231.4481 | 231.4481 | 231.4481 | 232.094
F1_Commercial_WA - Health_Existing_Food Preparation_Natural Gas_Broiler_A_Achievable Economic TRC Potential | F1 | Commercial | WA - Health | Existing | Food Preparation | Natural Gas | Broiler | A | Integrated Unit Energy Savings (kWh or therms) | Achievable Economic TRC Potential | 0 | 240.24 | 240.24 | 240.24 | 240.24 | 240.24 | 240.24 | 240.24 | 240.24 | 240.24 | 240.24 | 240.24 | 240.24 | 240.24 | 240.24 | 240.24 | 240.24 | 240.24 | 240.24 | 240.24 | 240.24 | 240.24 | 240.24 | 240.24 | 240.24 | 240.24 | 240.24
F2_Commercial_WA - Health_Existing_Food Preparation_Natural Gas_Broiler_A_Achievable Economic TRC Potential | F2 | Commercial | WA - Health | Existing | Food Preparation | Natural Gas | Broiler | A | Integrated Unit Summer Peak Savings (kW) | Achievable Economic TRC Potential | 0 | 0 | 0 | 0 | 0 | 0 | 0 | 0 | 0 | 0 | 0 | 0 | 0 | 0 | 0 | 0 | 0 | 0 | 0 | 0 | 0 | 0 | 0 | 0 | 0 | 0 | 0
F3_Commercial_WA - Health_Existing_Food Preparation_Natural Gas_Broiler_A_Achievable Economic TRC Potential | F3 | Commercial | WA - Health | Existing | Food Preparation | Natural Gas | Broiler | A | Integrated Unit Winter Peak Savings (kW) | Achievable Economic TRC Potential | 0 | 0 | 0 | 0 | 0 | 0 | 0 | 0 | 0 | 0 | 0 | 0 | 0 | 0 | 0 | 0 | 0 | 0 | 0 | 0 | 0 | 0 | 0 | 0 | 0 | 0 | 0
F4_Commercial_WA - Health_Existing_Food Preparation_Natural Gas_Broiler_A_Achievable Economic TRC Potential | F4 | Commercial | WA - Health | Existing | Food Preparation | Natural Gas | Broiler | A | Incremental Energy Savings (MWh or mTherms) | Achievable Economic TRC Potential | 0 | 0 | 0 | 0.034508 | 0.1145 | 0.2051 | 0.30453 | 0.41127 | 0.52402 | 0.64168 | 0.70499 | 0.77062 | 0.84037 | 0.91545 | 0.99658 | 1.0496 | 1.0637 | 1.0736 | 1.0807 | 1.357 | 1.3615 | 1.3515 | 1.3886 | 1.311 | 1.2271 | 1.1374 | 1.0424
F5_Commercial_WA - Health_Existing_Food Preparation_Natural Gas_Broiler_A_Achievable Economic TRC Potential | F5 | Commercial | WA - Health | Existing | Food Preparation | Natural Gas | Broiler | A | Incremental Summer Peak Savings (MW) | Achievable Economic TRC Potential | 0 | 0 | 0 | 0 | 0 | 0 | 0 | 0 | 0 | 0 | 0 | 0 | 0 | 0 | 0 | 0 | 0 | 0 | 0 | 0 | 0 | 0 | 0 | 0 | 0 | 0 | 0
F6_Commercial_WA - Health_Existing_Food Preparation_Natural Gas_Broiler_A_Achievable Economic TRC Potential | F6 | Commercial | WA - Health | Existing | Food Preparation | Natural Gas | Broiler | A | Incremental Winter Peak Savings (MW) | Achievable Economic TRC Potential | 0 | 0 | 0 | 0 | 0 | 0 | 0 | 0 | 0 | 0 | 0 | 0 | 0 | 0 | 0 | 0 | 0 | 0 | 0 | 0 | 0 | 0 | 0 | 0 | 0 | 0 | 0
F7_Commercial_WA - Health_Existing_Food Preparation_Natural Gas_Broiler_A_Achievable Economic TRC Potential | F7 | Commercial | WA - Health | Existing | Food Preparation | Natural Gas | Broiler | A | Cumulative Energy Savings (MWh or mTherms) | Achievable Economic TRC Potential | 0 | 0 | 0 | 0.034508 | 0.14901 | 0.35411 | 0.65864 | 1.0699 | 1.5939 | 2.2356 | 2.9406 | 3.7112 | 4.5516 | 5.467 | 6.4636 | 7.5132 | 8.5769 | 9.6505 | 10.7312 | 12.0882 | 13.4496 | 14.8011 | 16.1897 | 17.5007 | 18.7278 | 19.8653 | 20.9077
F8_Commercial_WA - Health_Existing_Food Preparation_Natural Gas_Broiler_A_Achievable Economic TRC Potential | F8 | Commercial | WA - Health | Existing | Food Preparation | Natural Gas | Broiler | A | Cumulative Summer Peak Savings (MW) | Achievable Economic TRC Potential | 0 | 0 | 0 | 0 | 0 | 0 | 0 | 0 | 0 | 0 | 0 | 0 | 0 | 0 | 0 | 0 | 0 | 0 | 0 | 0 | 0 | 0 | 0 | 0 | 0 | 0 | 0
F9_Commercial_WA - Health_Existing_Food Preparation_Natural Gas_Broiler_A_Achievable Economic TRC Potential | F9 | Commercial | WA - Health | Existing | Food Preparation | Natural Gas | Broiler | A | Cumulative Winter Peak Savings (MW) | Achievable Economic TRC Potential | 0 | 0 | 0 | 0 | 0 | 0 | 0 | 0 | 0 | 0 | 0 | 0 | 0 | 0 | 0 | 0 | 0 | 0 | 0 | 0 | 0 | 0 | 0 | 0 | 0 | 0 | 0
F10_Commercial_WA - Health_Existing_Food Preparation_Natural Gas_Broiler_A_Achievable Economic TRC Potential | F10 | Commercial | WA - Health | Existing | Food Preparation | Natural Gas | Broiler | A | Purchases (Incremental) | Achievable Economic TRC Potential | 0 | 0 | 0 | 0.14364 | 0.4766 | 0.85374 | 1.2676 | 1.7119 | 2.1812 | 2.671 | 2.9345 | 3.2077 | 3.498 | 3.8106 | 4.1483 | 4.369 | 4.4276 | 4.4687 | 4.4985 | 5.6483 | 5.6671 | 5.6257 | 5.7798 | 5.457 | 5.108 | 4.7346 | 4.3389
F11_Commercial_WA - Health_Existing_Food Preparation_Natural Gas_Broiler_A_Achievable Economic TRC Potential | F11 | Commercial | WA - Health | Existing | Food Preparation | Natural Gas | Broiler | A | Purchases (Cumulative) | Achievable Economic TRC Potential | 0 | 0 | 0 | 0.14364 | 0.62024 | 1.474 | 2.7416 | 4.4535 | 6.6347 | 9.3057 | 12.2403 | 15.448 | 18.946 | 22.7566 | 26.9048 | 31.2739 | 35.7015 | 40.1702 | 44.6687 | 50.317 | 55.9841 | 61.6098 | 67.3897 | 72.8467 | 77.9547 | 82.6893 | 87.0282
F1_Commercial_WA - Health_Existing_Food Preparation_Natural Gas_Griddle_A_Achievable Economic TRC Potential | F1 | Commercial | WA - Health | Existing | Food Preparation | Natural Gas | Griddle | A | Integrated Unit Energy Savings (kWh or therms) | Achievable Economic TRC Potential | 0 | 167.9465 | 167.9465 | 167.9465 | 167.9465 | 167.9465 | 167.9465 | 167.9465 | 167.9465 | 167.9465 | 167.9465 | 167.9465 | 167.9465 | 167.9465 | 167.9465 | 167.9465 | 167.9465 | 167.9465 | 167.9465 | 167.9465 | 167.9465 | 167.9465 | 167.9465 | 167.9465 | 167.9465 | 167.9465 | 167.9465
F2_Commercial_WA - Health_Existing_Food Preparation_Natural Gas_Griddle_A_Achievable Economic TRC Potential | F2 | Commercial | WA - Health | Existing | Food Preparation | Natural Gas | Griddle | A | Integrated Unit Summer Peak Savings (kW) | Achievable Economic TRC Potential | 0 | 0 | 0 | 0 | 0 | 0 | 0 | 0 | 0 | 0 | 0 | 0 | 0 | 0 | 0 | 0 | 0 | 0 | 0 | 0 | 0 | 0 | 0 | 0 | 0 | 0 | 0
F3_Commercial_WA - Health_Existing_Food Preparation_Natural Gas_Griddle_A_Achievable Economic TRC Potential | F3 | Commercial | WA - Health | Existing | Food Preparation | Natural Gas | Griddle | A | Integrated Unit Winter Peak Savings (kW) | Achievable Economic TRC Potential | 0 | 0 | 0 | 0 | 0 | 0 | 0 | 0 | 0 | 0 | 0 | 0 | 0 | 0 | 0 | 0 | 0 | 0 | 0 | 0 | 0 | 0 | 0 | 0 | 0 | 0 | 0
F4_Commercial_WA - Health_Existing_Food Preparation_Natural Gas_Griddle_A_Achievable Economic TRC Potential | F4 | Commercial | WA - Health | Existing | Food Preparation | Natural Gas | Griddle | A | Incremental Energy Savings (MWh or mTherms) | Achievable Economic TRC Potential | 0 | 0 | 0 | 0 | 0 | 0.0089852 | 0.029047 | 0.050984 | 0.074481 | 0.099269 | 0.11556 | 0.13174 | 0.14833 | 0.1657 | 0.18408 | 0.20363 | 0.22443 | 0.23751 | 0.24076 | 0.29651 | 0.29898 | 0.29829 | 0.30462 | 0.30993 | 0.31408 | 0.29344 | 0.27194
F5_Commercial_WA - Health_Existing_Food Preparation_Natural Gas_Griddle_A_Achievable Economic TRC Potential | F5 | Commercial | WA - Health | Existing | Food Preparation | Natural Gas | Griddle | A | Incremental Summer Peak Savings (MW) | Achievable Economic TRC Potential | 0 | 0 | 0 | 0 | 0 | 0 | 0 | 0 | 0 | 0 | 0 | 0 | 0 | 0 | 0 | 0 | 0 | 0 | 0 | 0 | 0 | 0 | 0 | 0 | 0 | 0 | 0
F6_Commercial_WA - Health_Existing_Food Preparation_Natural Gas_Griddle_A_Achievable Economic TRC Potential | F6 | Commercial | WA - Health | Existing | Food Preparation | Natural Gas | Griddle | A | Incremental Winter Peak Savings (MW) | Achievable Economic TRC Potential | 0 | 0 | 0 | 0 | 0 | 0 | 0 | 0 | 0 | 0 | 0 | 0 | 0 | 0 | 0 | 0 | 0 | 0 | 0 | 0 | 0 | 0 | 0 | 0 | 0 | 0 | 0
F7_Commercial_WA - Health_Existing_Food Preparation_Natural Gas_Griddle_A_Achievable Economic TRC Potential | F7 | Commercial | WA - Health | Existing | Food Preparation | Natural Gas | Griddle | A | Cumulative Energy Savings (MWh or mTherms) | Achievable Economic TRC Potential | 0 | 0 | 0 | 0 | 0 | 0.0089852 | 0.038032 | 0.089016 | 0.1635 | 0.26277 | 0.37832 | 0.51006 | 0.65839 | 0.82408 | 1.0082 | 1.2118 | 1.4362 | 1.6737 | 1.9145 | 2.211 | 2.51 | 2.8083 | 3.1129 | 3.4228 | 3.7369 | 4.0304 | 4.3023
F8_Commercial_WA - Health_Existing_Food Preparation_Natural Gas_Griddle_A_Achievable Economic TRC Potential | F8 | Commercial | WA - Health | Existing | Food Preparation | Natural Gas | Griddle | A | Cumulative Summer Peak Savings (MW) | Achievable Economic TRC Potential | 0 | 0 | 0 | 0 | 0 | 0 | 0 | 0 | 0 | 0 | 0 | 0 | 0 | 0 | 0 | 0 | 0 | 0 | 0 | 0 | 0 | 0 | 0 | 0 | 0 | 0 | 0
F9_Commercial_WA - Health_Existing_Food Preparation_Natural Gas_Griddle_A_Achievable Economic TRC Potential | F9 | Commercial | WA - Health | Existing | Food Preparation | Natural Gas | Griddle | A | Cumulative Winter Peak Savings (MW) | Achievable Economic TRC Potential | 0 | 0 | 0 | 0 | 0 | 0 | 0 | 0 | 0 | 0 | 0 | 0 | 0 | 0 | 0 | 0 | 0 | 0 | 0 | 0 | 0 | 0 | 0 | 0 | 0 | 0 | 0
F10_Commercial_WA - Health_Existing_Food Preparation_Natural Gas_Griddle_A_Achievable Economic TRC Potential | F10 | Commercial | WA - Health | Existing | Food Preparation | Natural Gas | Griddle | A | Purchases (Incremental) | Achievable Economic TRC Potential | 0 | 0 | 0 | 0 | 0 | 0.053501 | 0.17295 | 0.30357 | 0.44348 | 0.59107 | 0.68805 | 0.7844 | 0.8832 | 0.9866 | 1.0961 | 1.2125 | 1.3363 | 1.4142 | 1.4336 | 1.7655 | 1.7802 | 1.7761 | 1.8138 | 1.8454 | 1.8701 | 1.7472 | 1.6192
F11_Commercial_WA - Health_Existing_Food Preparation_Natural Gas_Griddle_A_Achievable Economic TRC Potential | F11 | Commercial | WA - Health | Existing | Food Preparation | Natural Gas | Griddle | A | Purchases (Cumulative) | Achievable Economic TRC Potential | 0 | 0 | 0 | 0 | 0 | 0.053501 | 0.22645 | 0.53003 | 0.97351 | 1.5646 | 2.2526 | 3.037 | 3.9202 | 4.9068 | 6.0029 | 7.2154 | 8.5517 | 9.9659 | 11.3995 | 13.165 | 14.9452 | 16.7213 | 18.5351 | 20.3805 | 22.2506 | 23.9979 | 25.6171
F1_Commercial_WA - Health_Existing_Food Preparation_Natural Gas_Range_A_Achievable Economic TRC Potential | F1 | Commercial | WA - Health | Existing | Food Preparation | Natural Gas | Range | A | Integrated Unit Energy Savings (kWh or therms) | Achievable Economic TRC Potential | 0 | 171.4286 | 171.4286 | 171.4286 | 171.4286 | 171.4286 | 171.4286 | 171.4286 | 171.4286 | 171.4286 | 171.4286 | 171.4286 | 171.4286 | 171.4286 | 171.4286 | 171.4286 | 171.4286 | 171.4286 | 171.4286 | 171.4286 | 171.4286 | 171.4286 | 171.4286 | 171.4286 | 171.4286 | 171.4286 | 171.4286
F2_Commercial_WA - Health_Existing_Food Preparation_Natural Gas_Range_A_Achievable Economic TRC Potential | F2 | Commercial | WA - Health | Existing | Food Preparation | Natural Gas | Range | A | Integrated Unit Summer Peak Savings (kW) | Achievable Economic TRC Potential | 0 | 0 | 0 | 0 | 0 | 0 | 0 | 0 | 0 | 0 | 0 | 0 | 0 | 0 | 0 | 0 | 0 | 0 | 0 | 0 | 0 | 0 | 0 | 0 | 0 | 0 | 0
F3_Commercial_WA - Health_Existing_Food Preparation_Natural Gas_Range_A_Achievable Economic TRC Potential | F3 | Commercial | WA - Health | Existing | Food Preparation | Natural Gas | Range | A | Integrated Unit Winter Peak Savings (kW) | Achievable Economic TRC Potential | 0 | 0 | 0 | 0 | 0 | 0 | 0 | 0 | 0 | 0 | 0 | 0 | 0 | 0 | 0 | 0 | 0 | 0 | 0 | 0 | 0 | 0 | 0 | 0 | 0 | 0 | 0
F4_Commercial_WA - Health_Existing_Food Preparation_Natural Gas_Range_A_Achievable Economic TRC Potential | F4 | Commercial | WA - Health | Existing | Food Preparation | Natural Gas | Range | A | Incremental Energy Savings (MWh or mTherms) | Achievable Economic TRC Potential | 0 | 0 | 0 | 0.052938 | 0.18175 | 0.33092 | 0.4942 | 0.66704 | 0.84615 | 1.0291 | 1.0559 | 1.1132 | 1.2017 | 1.2661 | 1.2798 | 1.525 | 1.5853 | 1.631 | 1.6656 | 1.6218 | 1.692 | 1.7128 | 1.6999 | 1.5208 | 1.2996 | 0.90355 | 0.72335
F5_Commercial_WA - Health_Existing_Food Preparation_Natural Gas_Range_A_Achievable Economic TRC Potential | F5 | Commercial | WA - Health | Existing | Food Preparation | Natural Gas | Range | A | Incremental Summer Peak Savings (MW) | Achievable Economic TRC Potential | 0 | 0 | 0 | 0 | 0 | 0 | 0 | 0 | 0 | 0 | 0 | 0 | 0 | 0 | 0 | 0 | 0 | 0 | 0 | 0 | 0 | 0 | 0 | 0 | 0 | 0 | 0
F6_Commercial_WA - Health_Existing_Food Preparation_Natural Gas_Range_A_Achievable Economic TRC Potential | F6 | Commercial | WA - Health | Existing | Food Preparation | Natural Gas | Range | A | Incremental Winter Peak Savings (MW) | Achievable Economic TRC Potential | 0 | 0 | 0 | 0 | 0 | 0 | 0 | 0 | 0 | 0 | 0 | 0 | 0 | 0 | 0 | 0 | 0 | 0 | 0 | 0 | 0 | 0 | 0 | 0 | 0 | 0 | 0
F7_Commercial_WA - Health_Existing_Food Preparation_Natural Gas_Range_A_Achievable Economic TRC Potential | F7 | Commercial | WA - Health | Existing | Food Preparation | Natural Gas | Range | A | Cumulative Energy Savings (MWh or mTherms) | Achievable Economic TRC Potential | 0 | 0 | 0 | 0.052938 | 0.23469 | 0.5656 | 1.0598 | 1.7268 | 2.573 | 3.6021 | 4.658 | 5.7713 | 6.973 | 8.2391 | 9.5188 | 11.0438 | 12.6291 | 14.26 | 15.9256 | 17.5474 | 19.2394 | 20.9522 | 22.6521 | 24.1729 | 25.4725 | 26.3761 | 27.0994
F8_Commercial_WA - Health_Existing_Food Preparation_Natural Gas_Range_A_Achievable Economic TRC Potential | F8 | Commercial | WA - Health | Existing | Food Preparation | Natural Gas | Range | A | Cumulative Summer Peak Savings (MW) | Achievable Economic TRC Potential | 0 | 0 | 0 | 0 | 0 | 0 | 0 | 0 | 0 | 0 | 0 | 0 | 0 | 0 | 0 | 0 | 0 | 0 | 0 | 0 | 0 | 0 | 0 | 0 | 0 | 0 | 0
F9_Commercial_WA - Health_Existing_Food Preparation_Natural Gas_Range_A_Achievable Economic TRC Potential | F9 | Commercial | WA - Health | Existing | Food Preparation | Natural Gas | Range | A | Cumulative Winter Peak Savings (MW) | Achievable Economic TRC Potential | 0 | 0 | 0 | 0 | 0 | 0 | 0 | 0 | 0 | 0 | 0 | 0 | 0 | 0 | 0 | 0 | 0 | 0 | 0 | 0 | 0 | 0 | 0 | 0 | 0 | 0 | 0
F10_Commercial_WA - Health_Existing_Food Preparation_Natural Gas_Range_A_Achievable Economic TRC Potential | F10 | Commercial | WA - Health | Existing | Food Preparation | Natural Gas | Range | A | Purchases (Incremental) | Achievable Economic TRC Potential | 0 | 0 | 0 | 0.30881 | 1.0602 | 1.9303 | 2.8828 | 3.8911 | 4.9359 | 6.0034 | 6.1594 | 6.4939 | 7.0099 | 7.3855 | 7.4653 | 8.8957 | 9.2473 | 9.514 | 9.7157 | 9.4606 | 9.8701 | 9.991 | 9.9162 | 8.8715 | 7.5812 | 5.2707 | 4.2195
F11_Commercial_WA - Health_Existing_Food Preparation_Natural Gas_Range_A_Achievable Economic TRC Potential | F11 | Commercial | WA - Health | Existing | Food Preparation | Natural Gas | Range | A | Purchases (Cumulative) | Achievable Economic TRC Potential | 0 | 0 | 0 | 0.30881 | 1.369 | 3.2993 | 6.1822 | 10.0733 | 15.0091 | 21.0125 | 27.1719 | 33.6657 | 40.6757 | 48.0612 | 55.5265 | 64.4222 | 73.6695 | 83.1835 | 92.8992 | 102.3599 | 112.2299 | 122.221 | 132.1372 | 141.0087 | 148.5899 | 153.8606 | 158.0801
F1_Commercial_WA - Health_Existing_Food Preparation_Natural Gas_Steamer_A_Achievable Economic TRC Potential | F1 | Commercial | WA - Health | Existing | Food Preparation | Natural Gas | Steamer | A | Integrated Unit Energy Savings (kWh or therms) | Achievable Economic TRC Potential | 0 | 1215.1419 | 1215.1419 | 1215.1419 | 1215.1419 | 1215.1419 | 1215.1419 | 1215.1419 | 1215.1419 | 1215.1419 | 1215.1419 | 1215.1419 | 1215.1419 | 1215.1419 | 1215.1419 | 1215.1419 | 1215.1419 | 1215.1419 | 1215.1419 | 1215.1419 | 1215.1419 | 1215.1419 | 1215.1419 | 1215.1419 | 1215.1419 | 1215.1419 | 1215.1419
F2_Commercial_WA - Health_Existing_Food Preparation_Natural Gas_Steamer_A_Achievable Economic TRC Potential | F2 | Commercial | WA - Health | Existing | Food Preparation | Natural Gas | Steamer | A | Integrated Unit Summer Peak Savings (kW) | Achievable Economic TRC Potential | 0 | 0 | 0 | 0 | 0 | 0 | 0 | 0 | 0 | 0 | 0 | 0 | 0 | 0 | 0 | 0 | 0 | 0 | 0 | 0 | 0 | 0 | 0 | 0 | 0 | 0 | 0
F3_Commercial_WA - Health_Existing_Food Preparation_Natural Gas_Steamer_A_Achievable Economic TRC Potential | F3 | Commercial | WA - Health | Existing | Food Preparation | Natural Gas | Steamer | A | Integrated Unit Winter Peak Savings (kW) | Achievable Economic TRC Potential | 0 | 0 | 0 | 0 | 0 | 0 | 0 | 0 | 0 | 0 | 0 | 0 | 0 | 0 | 0 | 0 | 0 | 0 | 0 | 0 | 0 | 0 | 0 | 0 | 0 | 0 | 0
F4_Commercial_WA - Health_Existing_Food Preparation_Natural Gas_Steamer_A_Achievable Economic TRC Potential | F4 | Commercial | WA - Health | Existing | Food Preparation | Natural Gas | Steamer | A | Incremental Energy Savings (MWh or mTherms) | Achievable Economic TRC Potential | 0 | 0 | 0 | 0.051521 | 0.1537 | 0.25228 | 0.34836 | 0.44274 | 0.55659 | 0.66752 | 0.77469 | 0.82645 | 0.82389 | 1.131 | 1.0792 | 1.0422 | 0.99561 | 0.95881 | 0.93036 | 0.90863 | 1.0124 | 0.76629 | 0.85154 | 0.78673 | 0.70064 | 0.75247 | 0.58134
F5_Commercial_WA - Health_Existing_Food Preparation_Natural Gas_Steamer_A_Achievable Economic TRC Potential | F5 | Commercial | WA - Health | Existing | Food Preparation | Natural Gas | Steamer | A | Incremental Summer Peak Savings (MW) | Achievable Economic TRC Potential | 0 | 0 | 0 | 0 | 0 | 0 | 0 | 0 | 0 | 0 | 0 | 0 | 0 | 0 | 0 | 0 | 0 | 0 | 0 | 0 | 0 | 0 | 0 | 0 | 0 | 0 | 0
F6_Commercial_WA - Health_Existing_Food Preparation_Natural Gas_Steamer_A_Achievable Economic TRC Potential | F6 | Commercial | WA - Health | Existing | Food Preparation | Natural Gas | Steamer | A | Incremental Winter Peak Savings (MW) | Achievable Economic TRC Potential | 0 | 0 | 0 | 0 | 0 | 0 | 0 | 0 | 0 | 0 | 0 | 0 | 0 | 0 | 0 | 0 | 0 | 0 | 0 | 0 | 0 | 0 | 0 | 0 | 0 | 0 | 0
F7_Commercial_WA - Health_Existing_Food Preparation_Natural Gas_Steamer_A_Achievable Economic TRC Potential | F7 | Commercial | WA - Health | Existing | Food Preparation | Natural Gas | Steamer | A | Cumulative Energy Savings (MWh or mTherms) | Achievable Economic TRC Potential | 0 | 0 | 0 | 0.051521 | 0.20522 | 0.45751 | 0.80586 | 1.2486 | 1.8052 | 2.4727 | 3.2474 | 4.0739 | 4.8977 | 6.0288 | 7.108 | 8.1502 | 9.1459 | 10.1047 | 11.035 | 11.9437 | 12.9561 | 13.7223 | 14.5739 | 15.3606 | 16.0613 | 16.8137 | 17.3951
F8_Commercial_WA - Health_Existing_Food Preparation_Natural Gas_Steamer_A_Achievable Economic TRC Potential | F8 | Commercial | WA - Health | Existing | Food Preparation | Natural Gas | Steamer | A | Cumulative Summer Peak Savings (MW) | Achievable Economic TRC Potential | 0 | 0 | 0 | 0 | 0 | 0 | 0 | 0 | 0 | 0 | 0 | 0 | 0 | 0 | 0 | 0 | 0 | 0 | 0 | 0 | 0 | 0 | 0 | 0 | 0 | 0 | 0
F9_Commercial_WA - Health_Existing_Food Preparation_Natural Gas_Steamer_A_Achievable Economic TRC Potential | F9 | Commercial | WA - Health | Existing | Food Preparation | Natural Gas | Steamer | A | Cumulative Winter Peak Savings (MW) | Achievable Economic TRC Potential | 0 | 0 | 0 | 0 | 0 | 0 | 0 | 0 | 0 | 0 | 0 | 0 | 0 | 0 | 0 | 0 | 0 | 0 | 0 | 0 | 0 | 0 | 0 | 0 | 0 | 0 | 0
F10_Commercial_WA - Health_Existing_Food Preparation_Natural Gas_Steamer_A_Achievable Economic TRC Potential | F10 | Commercial | WA - Health | Existing | Food Preparation | Natural Gas | Steamer | A | Purchases (Incremental) | Achievable Economic TRC Potential | 0 | 0 | 0 | 0.042399 | 0.12649 | 0.20761 | 0.28668 | 0.36435 | 0.45805 | 0.54934 | 0.63753 | 0.68012 | 0.67802 | 0.93079 | 0.88814 | 0.85772 | 0.81934 | 0.78906 | 0.76564 | 0.74775 | 0.83314 | 0.63062 | 0.70078 | 0.64744 | 0.57659 | 0.61925 | 0.47841
F11_Commercial_WA - Health_Existing_Food Preparation_Natural Gas_Steamer_A_Achievable Economic TRC Potential | F11 | Commercial | WA - Health | Existing | Food Preparation | Natural Gas | Steamer | A | Purchases (Cumulative) | Achievable Economic TRC Potential | 0 | 0 | 0 | 0.042399 | 0.16889 | 0.3765 | 0.66319 | 1.0275 | 1.4856 | 2.0349 | 2.6725 | 3.3526 | 4.0306 | 4.9614 | 5.8495 | 6.7072 | 7.5266 | 8.3156 | 9.0813 | 9.829 | 10.6622 | 11.2928 | 11.9936 | 12.641 | 13.2176 | 13.8368 | 14.3153
F1_Commercial_WA - Health_Existing_Food Preparation_Natural Gas_Commercial Food Prep Other_A_Achievable Economic TRC Potential | F1 | Commercial | WA - Health | Existing | Food Preparation | Natural Gas | Commercial Food Prep Other | A | Integrated Unit Energy Savings (kWh or therms) | Achievable Economic TRC Potential | 0 | 0 | 0 | 0 | 0 | 0 | 0 | 0 | 0 | 0 | 0 | 0 | 0 | 0 | 0 | 0 | 0 | 0 | 0 | 0 | 0 | 0 | 0 | 0 | 0 | 0 | 0
F2_Commercial_WA - Health_Existing_Food Preparation_Natural Gas_Commercial Food Prep Other_A_Achievable Economic TRC Potential | F2 | Commercial | WA - Health | Existing | Food Preparation | Natural Gas | Commercial Food Prep Other | A | Integrated Unit Summer Peak Savings (kW) | Achievable Economic TRC Potential | 0 | 0 | 0 | 0 | 0 | 0 | 0 | 0 | 0 | 0 | 0 | 0 | 0 | 0 | 0 | 0 | 0 | 0 | 0 | 0 | 0 | 0 | 0 | 0 | 0 | 0 | 0
F3_Commercial_WA - Health_Existing_Food Preparation_Natural Gas_Commercial Food Prep Other_A_Achievable Economic TRC Potential | F3 | Commercial | WA - Health | Existing | Food Preparation | Natural Gas | Commercial Food Prep Other | A | Integrated Unit Winter Peak Savings (kW) | Achievable Economic TRC Potential | 0 | 0 | 0 | 0 | 0 | 0 | 0 | 0 | 0 | 0 | 0 | 0 | 0 | 0 | 0 | 0 | 0 | 0 | 0 | 0 | 0 | 0 | 0 | 0 | 0 | 0 | 0
F4_Commercial_WA - Health_Existing_Food Preparation_Natural Gas_Commercial Food Prep Other_A_Achievable Economic TRC Potential | F4 | Commercial | WA - Health | Existing | Food Preparation | Natural Gas | Commercial Food Prep Other | A | Incremental Energy Savings (MWh or mTherms) | Achievable Economic TRC Potential | 0 | 0 | 0 | 0 | 0 | 0 | 0 | 0 | 0 | 0 | 0 | 0 | 0 | 0 | 0 | 0 | 0 | 0 | 0 | 0 | 0 | 0 | 0 | 0 | 0 | 0 | 0
F5_Commercial_WA - Health_Existing_Food Preparation_Natural Gas_Commercial Food Prep Other_A_Achievable Economic TRC Potential | F5 | Commercial | WA - Health | Existing | Food Preparation | Natural Gas | Commercial Food Prep Other | A | Incremental Summer Peak Savings (MW) | Achievable Economic TRC Potential | 0 | 0 | 0 | 0 | 0 | 0 | 0 | 0 | 0 | 0 | 0 | 0 | 0 | 0 | 0 | 0 | 0 | 0 | 0 | 0 | 0 | 0 | 0 | 0 | 0 | 0 | 0
F6_Commercial_WA - Health_Existing_Food Preparation_Natural Gas_Commercial Food Prep Other_A_Achievable Economic TRC Potential | F6 | Commercial | WA - Health | Existing | Food Preparation | Natural Gas | Commercial Food Prep Other | A | Incremental Winter Peak Savings (MW) | Achievable Economic TRC Potential | 0 | 0 | 0 | 0 | 0 | 0 | 0 | 0 | 0 | 0 | 0 | 0 | 0 | 0 | 0 | 0 | 0 | 0 | 0 | 0 | 0 | 0 | 0 | 0 | 0 | 0 | 0
F7_Commercial_WA - Health_Existing_Food Preparation_Natural Gas_Commercial Food Prep Other_A_Achievable Economic TRC Potential | F7 | Commercial | WA - Health | Existing | Food Preparation | Natural Gas | Commercial Food Prep Other | A | Cumulative Energy Savings (MWh or mTherms) | Achievable Economic TRC Potential | 0 | 0 | 0 | 0 | 0 | 0 | 0 | 0 | 0 | 0 | 0 | 0 | 0 | 0 | 0 | 0 | 0 | 0 | 0 | 0 | 0 | 0 | 0 | 0 | 0 | 0 | 0
F8_Commercial_WA - Health_Existing_Food Preparation_Natural Gas_Commercial Food Prep Other_A_Achievable Economic TRC Potential | F8 | Commercial | WA - Health | Existing | Food Preparation | Natural Gas | Commercial Food Prep Other | A | Cumulative Summer Peak Savings (MW) | Achievable Economic TRC Potential | 0 | 0 | 0 | 0 | 0 | 0 | 0 | 0 | 0 | 0 | 0 | 0 | 0 | 0 | 0 | 0 | 0 | 0 | 0 | 0 | 0 | 0 | 0 | 0 | 0 | 0 | 0
F9_Commercial_WA - Health_Existing_Food Preparation_Natural Gas_Commercial Food Prep Other_A_Achievable Economic TRC Potential | F9 | Commercial | WA - Health | Existing | Food Preparation | Natural Gas | Commercial Food Prep Other | A | Cumulative Winter Peak Savings (MW) | Achievable Economic TRC Potential | 0 | 0 | 0 | 0 | 0 | 0 | 0 | 0 | 0 | 0 | 0 | 0 | 0 | 0 | 0 | 0 | 0 | 0 | 0 | 0 | 0 | 0 | 0 | 0 | 0 | 0 | 0
F10_Commercial_WA - Health_Existing_Food Preparation_Natural Gas_Commercial Food Prep Other_A_Achievable Economic TRC Potential | F10 | Commercial | WA - Health | Existing | Food Preparation | Natural Gas | Commercial Food Prep Other | A | Purchases (Incremental) | Achievable Economic TRC Potential | 0 | 0 | 0 | 0 | 0 | 0 | 0 | 0 | 0 | 0 | 0 | 0 | 0 | 0 | 0 | 0 | 0 | 0 | 0 | 0 | 0 | 0 | 0 | 0 | 0 | 0 | 0
F11_Commercial_WA - Health_Existing_Food Preparation_Natural Gas_Commercial Food Prep Other_A_Achievable Economic TRC Potential | F11 | Commercial | WA - Health | Existing | Food Preparation | Natural Gas | Commercial Food Prep Other | A | Purchases (Cumulative) | Achievable Economic TRC Potential | 0 | 0 | 0 | 0 | 0 | 0 | 0 | 0 | 0 | 0 | 0 | 0 | 0 | 0 | 0 | 0 | 0 | 0 | 0 | 0 | 0 | 0 | 0 | 0 | 0 | 0 | 0
F1_Commercial_WA - Health_Existing_Miscellaneous_Natural Gas_Pool Heater_A_Achievable Economic TRC Potential | F1 | Commercial | WA - Health | Existing | Miscellaneous | Natural Gas | Pool Heater | A | Integrated Unit Energy Savings (kWh or therms) | Achievable Economic TRC Potential | 0 | 0 | 0 | 0 | 0 | 0 | 0 | 0 | 0 | 0 | 0 | 0 | 0 | 0 | 0 | 0 | 0 | 0 | 0 | 0 | 0 | 0 | 0 | 0 | 0 | 0 | 0
F2_Commercial_WA - Health_Existing_Miscellaneous_Natural Gas_Pool Heater_A_Achievable Economic TRC Potential | F2 | Commercial | WA - Health | Existing | Miscellaneous | Natural Gas | Pool Heater | A | Integrated Unit Summer Peak Savings (kW) | Achievable Economic TRC Potential | 0 | 0 | 0 | 0 | 0 | 0 | 0 | 0 | 0 | 0 | 0 | 0 | 0 | 0 | 0 | 0 | 0 | 0 | 0 | 0 | 0 | 0 | 0 | 0 | 0 | 0 | 0
F3_Commercial_WA - Health_Existing_Miscellaneous_Natural Gas_Pool Heater_A_Achievable Economic TRC Potential | F3 | Commercial | WA - Health | Existing | Miscellaneous | Natural Gas | Pool Heater | A | Integrated Unit Winter Peak Savings (kW) | Achievable Economic TRC Potential | 0 | 0 | 0 | 0 | 0 | 0 | 0 | 0 | 0 | 0 | 0 | 0 | 0 | 0 | 0 | 0 | 0 | 0 | 0 | 0 | 0 | 0 | 0 | 0 | 0 | 0 | 0
F4_Commercial_WA - Health_Existing_Miscellaneous_Natural Gas_Pool Heater_A_Achievable Economic TRC Potential | F4 | Commercial | WA - Health | Existing | Miscellaneous | Natural Gas | Pool Heater | A | Incremental Energy Savings (MWh or mTherms) | Achievable Economic TRC Potential | 0 | 0 | 0 | 0 | 0 | 0 | 0 | 0 | 0 | 0 | 0 | 0 | 0 | 0 | 0 | 0 | 0 | 0 | 0 | 0 | 0 | 0 | 0 | 0 | 0 | 0 | 0
F5_Commercial_WA - Health_Existing_Miscellaneous_Natural Gas_Pool Heater_A_Achievable Economic TRC Potential | F5 | Commercial | WA - Health | Existing | Miscellaneous | Natural Gas | Pool Heater | A | Incremental Summer Peak Savings (MW) | Achievable Economic TRC Potential | 0 | 0 | 0 | 0 | 0 | 0 | 0 | 0 | 0 | 0 | 0 | 0 | 0 | 0 | 0 | 0 | 0 | 0 | 0 | 0 | 0 | 0 | 0 | 0 | 0 | 0 | 0
F6_Commercial_WA - Health_Existing_Miscellaneous_Natural Gas_Pool Heater_A_Achievable Economic TRC Potential | F6 | Commercial | WA - Health | Existing | Miscellaneous | Natural Gas | Pool Heater | A | Incremental Winter Peak Savings (MW) | Achievable Economic TRC Potential | 0 | 0 | 0 | 0 | 0 | 0 | 0 | 0 | 0 | 0 | 0 | 0 | 0 | 0 | 0 | 0 | 0 | 0 | 0 | 0 | 0 | 0 | 0 | 0 | 0 | 0 | 0
F7_Commercial_WA - Health_Existing_Miscellaneous_Natural Gas_Pool Heater_A_Achievable Economic TRC Potential | F7 | Commercial | WA - Health | Existing | Miscellaneous | Natural Gas | Pool Heater | A | Cumulative Energy Savings (MWh or mTherms) | Achievable Economic TRC Potential | 0 | 0 | 0 | 0 | 0 | 0 | 0 | 0 | 0 | 0 | 0 | 0 | 0 | 0 | 0 | 0 | 0 | 0 | 0 | 0 | 0 | 0 | 0 | 0 | 0 | 0 | 0
F8_Commercial_WA - Health_Existing_Miscellaneous_Natural Gas_Pool Heater_A_Achievable Economic TRC Potential | F8 | Commercial | WA - Health | Existing | Miscellaneous | Natural Gas | Pool Heater | A | Cumulative Summer Peak Savings (MW) | Achievable Economic TRC Potential | 0 | 0 | 0 | 0 | 0 | 0 | 0 | 0 | 0 | 0 | 0 | 0 | 0 | 0 | 0 | 0 | 0 | 0 | 0 | 0 | 0 | 0 | 0 | 0 | 0 | 0 | 0
F9_Commercial_WA - Health_Existing_Miscellaneous_Natural Gas_Pool Heater_A_Achievable Economic TRC Potential | F9 | Commercial | WA - Health | Existing | Miscellaneous | Natural Gas | Pool Heater | A | Cumulative Winter Peak Savings (MW) | Achievable Economic TRC Potential | 0 | 0 | 0 | 0 | 0 | 0 | 0 | 0 | 0 | 0 | 0 | 0 | 0 | 0 | 0 | 0 | 0 | 0 | 0 | 0 | 0 | 0 | 0 | 0 | 0 | 0 | 0
F10_Commercial_WA - Health_Existing_Miscellaneous_Natural Gas_Pool Heater_A_Achievable Economic TRC Potential | F10 | Commercial | WA - Health | Existing | Miscellaneous | Natural Gas | Pool Heater | A | Purchases (Incremental) | Achievable Economic TRC Potential | 0 | 0 | 0 | 0 | 0 | 0 | 0 | 0 | 0 | 0 | 0 | 0 | 0 | 0 | 0 | 0 | 0 | 0 | 0 | 0 | 0 | 0 | 0 | 0 | 0 | 0 | 0
F11_Commercial_WA - Health_Existing_Miscellaneous_Natural Gas_Pool Heater_A_Achievable Economic TRC Potential | F11 | Commercial | WA - Health | Existing | Miscellaneous | Natural Gas | Pool Heater | A | Purchases (Cumulative) | Achievable Economic TRC Potential | 0 | 0 | 0 | 0 | 0 | 0 | 0 | 0 | 0 | 0 | 0 | 0 | 0 | 0 | 0 | 0 | 0 | 0 | 0 | 0 | 0 | 0 | 0 | 0 | 0 | 0 | 0
F1_Commercial_WA - Health_New_Space Heating_Natural Gas_Furnace_A_Achievable Economic TRC Potential | F1 | Commercial | WA - Health | New | Space Heating | Natural Gas | Furnace | A | Integrated Unit Energy Savings (kWh or therms) | Achievable Economic TRC Potential | 0 | 0 | 0 | 0 | 0 | 0 | 0 | 0 | 0 | 0 | 0 | 0 | 0 | 0 | 0 | 0 | 0 | 0 | 0 | 0 | 0 | 0 | 0 | 0 | 0 | 0 | 0
F2_Commercial_WA - Health_New_Space Heating_Natural Gas_Furnace_A_Achievable Economic TRC Potential | F2 | Commercial | WA - Health | New | Space Heating | Natural Gas | Furnace | A | Integrated Unit Summer Peak Savings (kW) | Achievable Economic TRC Potential | 0 | 0 | 0 | 0 | 0 | 0 | 0 | 0 | 0 | 0 | 0 | 0 | 0 | 0 | 0 | 0 | 0 | 0 | 0 | 0 | 0 | 0 | 0 | 0 | 0 | 0 | 0
F3_Commercial_WA - Health_New_Space Heating_Natural Gas_Furnace_A_Achievable Economic TRC Potential | F3 | Commercial | WA - Health | New | Space Heating | Natural Gas | Furnace | A | Integrated Unit Winter Peak Savings (kW) | Achievable Economic TRC Potential | 0 | 0 | 0 | 0 | 0 | 0 | 0 | 0 | 0 | 0 | 0 | 0 | 0 | 0 | 0 | 0 | 0 | 0 | 0 | 0 | 0 | 0 | 0 | 0 | 0 | 0 | 0
F4_Commercial_WA - Health_New_Space Heating_Natural Gas_Furnace_A_Achievable Economic TRC Potential | F4 | Commercial | WA - Health | New | Space Heating | Natural Gas | Furnace | A | Incremental Energy Savings (MWh or mTherms) | Achievable Economic TRC Potential | 0 | 0 | 0 | 0 | 0 | 0 | 0 | 0 | 0 | 0 | 0 | 0 | 0 | 0 | 0 | 0 | 0 | 0 | 0 | 0 | 0 | 0 | 0 | 0 | 0 | 0 | 0
F5_Commercial_WA - Health_New_Space Heating_Natural Gas_Furnace_A_Achievable Economic TRC Potential | F5 | Commercial | WA - Health | New | Space Heating | Natural Gas | Furnace | A | Incremental Summer Peak Savings (MW) | Achievable Economic TRC Potential | 0 | 0 | 0 | 0 | 0 | 0 | 0 | 0 | 0 | 0 | 0 | 0 | 0 | 0 | 0 | 0 | 0 | 0 | 0 | 0 | 0 | 0 | 0 | 0 | 0 | 0 | 0
F6_Commercial_WA - Health_New_Space Heating_Natural Gas_Furnace_A_Achievable Economic TRC Potential | F6 | Commercial | WA - Health | New | Space Heating | Natural Gas | Furnace | A | Incremental Winter Peak Savings (MW) | Achievable Economic TRC Potential | 0 | 0 | 0 | 0 | 0 | 0 | 0 | 0 | 0 | 0 | 0 | 0 | 0 | 0 | 0 | 0 | 0 | 0 | 0 | 0 | 0 | 0 | 0 | 0 | 0 | 0 | 0
F7_Commercial_WA - Health_New_Space Heating_Natural Gas_Furnace_A_Achievable Economic TRC Potential | F7 | Commercial | WA - Health | New | Space Heating | Natural Gas | Furnace | A | Cumulative Energy Savings (MWh or mTherms) | Achievable Economic TRC Potential | 0 | 0 | 0 | 0 | 0 | 0 | 0 | 0 | 0 | 0 | 0 | 0 | 0 | 0 | 0 | 0 | 0 | 0 | 0 | 0 | 0 | 0 | 0 | 0 | 0 | 0 | 0
F8_Commercial_WA - Health_New_Space Heating_Natural Gas_Furnace_A_Achievable Economic TRC Potential | F8 | Commercial | WA - Health | New | Space Heating | Natural Gas | Furnace | A | Cumulative Summer Peak Savings (MW) | Achievable Economic TRC Potential | 0 | 0 | 0 | 0 | 0 | 0 | 0 | 0 | 0 | 0 | 0 | 0 | 0 | 0 | 0 | 0 | 0 | 0 | 0 | 0 | 0 | 0 | 0 | 0 | 0 | 0 | 0
F9_Commercial_WA - Health_New_Space Heating_Natural Gas_Furnace_A_Achievable Economic TRC Potential | F9 | Commercial | WA - Health | New | Space Heating | Natural Gas | Furnace | A | Cumulative Winter Peak Savings (MW) | Achievable Economic TRC Potential | 0 | 0 | 0 | 0 | 0 | 0 | 0 | 0 | 0 | 0 | 0 | 0 | 0 | 0 | 0 | 0 | 0 | 0 | 0 | 0 | 0 | 0 | 0 | 0 | 0 | 0 | 0
F10_Commercial_WA - Health_New_Space Heating_Natural Gas_Furnace_A_Achievable Economic TRC Potential | F10 | Commercial | WA - Health | New | Space Heating | Natural Gas | Furnace | A | Purchases (Incremental) | Achievable Economic TRC Potential | 0 | 0 | 0 | 0 | 0 | 0 | 0 | 0 | 0 | 0 | 0 | 0 | 0 | 0 | 0 | 0 | 0 | 0 | 0 | 0 | 0 | 0 | 0 | 0 | 0 | 0 | 0
F11_Commercial_WA - Health_New_Space Heating_Natural Gas_Furnace_A_Achievable Economic TRC Potential | F11 | Commercial | WA - Health | New | Space Heating | Natural Gas | Furnace | A | Purchases (Cumulative) | Achievable Economic TRC Potential | 0 | 0 | 0 | 0 | 0 | 0 | 0 | 0 | 0 | 0 | 0 | 0 | 0 | 0 | 0 | 0 | 0 | 0 | 0 | 0 | 0 | 0 | 0 | 0 | 0 | 0 | 0
F1_Commercial_WA - Health_New_Space Heating_Natural Gas_Boiler_A_Achievable Economic TRC Potential | F1 | Commercial | WA - Health | New | Space Heating | Natural Gas | Boiler | A | Integrated Unit Energy Savings (kWh or therms) | Achievable Economic TRC Potential | 0 | 0 | 0 | 0 | 0 | 0 | 0 | 0 | 0 | 0 | 0 | 0 | 0 | 0 | 0 | 0 | 0 | 0 | 0 | 0 | 0 | 0 | 0 | 0 | 0 | 0 | 0
F2_Commercial_WA - Health_New_Space Heating_Natural Gas_Boiler_A_Achievable Economic TRC Potential | F2 | Commercial | WA - Health | New | Space Heating | Natural Gas | Boiler | A | Integrated Unit Summer Peak Savings (kW) | Achievable Economic TRC Potential | 0 | 0 | 0 | 0 | 0 | 0 | 0 | 0 | 0 | 0 | 0 | 0 | 0 | 0 | 0 | 0 | 0 | 0 | 0 | 0 | 0 | 0 | 0 | 0 | 0 | 0 | 0
F3_Commercial_WA - Health_New_Space Heating_Natural Gas_Boiler_A_Achievable Economic TRC Potential | F3 | Commercial | WA - Health | New | Space Heating | Natural Gas | Boiler | A | Integrated Unit Winter Peak Savings (kW) | Achievable Economic TRC Potential | 0 | 0 | 0 | 0 | 0 | 0 | 0 | 0 | 0 | 0 | 0 | 0 | 0 | 0 | 0 | 0 | 0 | 0 | 0 | 0 | 0 | 0 | 0 | 0 | 0 | 0 | 0
F4_Commercial_WA - Health_New_Space Heating_Natural Gas_Boiler_A_Achievable Economic TRC Potential | F4 | Commercial | WA - Health | New | Space Heating | Natural Gas | Boiler | A | Incremental Energy Savings (MWh or mTherms) | Achievable Economic TRC Potential | 0 | 0 | 0 | 0 | 0 | 0 | 0 | 0 | 0 | 0 | 0 | 0 | 0 | 0 | 0 | 0 | 0 | 0 | 0 | 0 | 0 | 0 | 0 | 0 | 0 | 0 | 0
F5_Commercial_WA - Health_New_Space Heating_Natural Gas_Boiler_A_Achievable Economic TRC Potential | F5 | Commercial | WA - Health | New | Space Heating | Natural Gas | Boiler | A | Incremental Summer Peak Savings (MW) | Achievable Economic TRC Potential | 0 | 0 | 0 | 0 | 0 | 0 | 0 | 0 | 0 | 0 | 0 | 0 | 0 | 0 | 0 | 0 | 0 | 0 | 0 | 0 | 0 | 0 | 0 | 0 | 0 | 0 | 0
F6_Commercial_WA - Health_New_Space Heating_Natural Gas_Boiler_A_Achievable Economic TRC Potential | F6 | Commercial | WA - Health | New | Space Heating | Natural Gas | Boiler | A | Incremental Winter Peak Savings (MW) | Achievable Economic TRC Potential | 0 | 0 | 0 | 0 | 0 | 0 | 0 | 0 | 0 | 0 | 0 | 0 | 0 | 0 | 0 | 0 | 0 | 0 | 0 | 0 | 0 | 0 | 0 | 0 | 0 | 0 | 0
F7_Commercial_WA - Health_New_Space Heating_Natural Gas_Boiler_A_Achievable Economic TRC Potential | F7 | Commercial | WA - Health | New | Space Heating | Natural Gas | Boiler | A | Cumulative Energy Savings (MWh or mTherms) | Achievable Economic TRC Potential | 0 | 0 | 0 | 0 | 0 | 0 | 0 | 0 | 0 | 0 | 0 | 0 | 0 | 0 | 0 | 0 | 0 | 0 | 0 | 0 | 0 | 0 | 0 | 0 | 0 | 0 | 0
F8_Commercial_WA - Health_New_Space Heating_Natural Gas_Boiler_A_Achievable Economic TRC Potential | F8 | Commercial | WA - Health | New | Space Heating | Natural Gas | Boiler | A | Cumulative Summer Peak Savings (MW) | Achievable Economic TRC Potential | 0 | 0 | 0 | 0 | 0 | 0 | 0 | 0 | 0 | 0 | 0 | 0 | 0 | 0 | 0 | 0 | 0 | 0 | 0 | 0 | 0 | 0 | 0 | 0 | 0 | 0 | 0
F9_Commercial_WA - Health_New_Space Heating_Natural Gas_Boiler_A_Achievable Economic TRC Potential | F9 | Commercial | WA - Health | New | Space Heating | Natural Gas | Boiler | A | Cumulative Winter Peak Savings (MW) | Achievable Economic TRC Potential | 0 | 0 | 0 | 0 | 0 | 0 | 0 | 0 | 0 | 0 | 0 | 0 | 0 | 0 | 0 | 0 | 0 | 0 | 0 | 0 | 0 | 0 | 0 | 0 | 0 | 0 | 0
F10_Commercial_WA - Health_New_Space Heating_Natural Gas_Boiler_A_Achievable Economic TRC Potential | F10 | Commercial | WA - Health | New | Space Heating | Natural Gas | Boiler | A | Purchases (Incremental) | Achievable Economic TRC Potential | 0 | 0 | 0 | 0 | 0 | 0 | 0 | 0 | 0 | 0 | 0 | 0 | 0 | 0 | 0 | 0 | 0 | 0 | 0 | 0 | 0 | 0 | 0 | 0 | 0 | 0 | 0
F11_Commercial_WA - Health_New_Space Heating_Natural Gas_Boiler_A_Achievable Economic TRC Potential | F11 | Commercial | WA - Health | New | Space Heating | Natural Gas | Boiler | A | Purchases (Cumulative) | Achievable Economic TRC Potential | 0 | 0 | 0 | 0 | 0 | 0 | 0 | 0 | 0 | 0 | 0 | 0 | 0 | 0 | 0 | 0 | 0 | 0 | 0 | 0 | 0 | 0 | 0 | 0 | 0 | 0 | 0
F1_Commercial_WA - Health_New_Space Heating_Natural Gas_Unit Heater_A_Achievable Economic TRC Potential | F1 | Commercial | WA - Health | New | Space Heating | Natural Gas | Unit Heater | A | Integrated Unit Energy Savings (kWh or therms) | Achievable Economic TRC Potential | 0 | 0 | 0 | 0 | 0 | 0 | 0 | 0 | 0 | 0 | 0 | 0 | 0 | 0 | 0 | 0 | 0 | 0 | 0 | 0 | 0 | 0 | 0 | 0 | 0 | 0 | 0
F2_Commercial_WA - Health_New_Space Heating_Natural Gas_Unit Heater_A_Achievable Economic TRC Potential | F2 | Commercial | WA - Health | New | Space Heating | Natural Gas | Unit Heater | A | Integrated Unit Summer Peak Savings (kW) | Achievable Economic TRC Potential | 0 | 0 | 0 | 0 | 0 | 0 | 0 | 0 | 0 | 0 | 0 | 0 | 0 | 0 | 0 | 0 | 0 | 0 | 0 | 0 | 0 | 0 | 0 | 0 | 0 | 0 | 0
F3_Commercial_WA - Health_New_Space Heating_Natural Gas_Unit Heater_A_Achievable Economic TRC Potential | F3 | Commercial | WA - Health | New | Space Heating | Natural Gas | Unit Heater | A | Integrated Unit Winter Peak Savings (kW) | Achievable Economic TRC Potential | 0 | 0 | 0 | 0 | 0 | 0 | 0 | 0 | 0 | 0 | 0 | 0 | 0 | 0 | 0 | 0 | 0 | 0 | 0 | 0 | 0 | 0 | 0 | 0 | 0 | 0 | 0
F4_Commercial_WA - Health_New_Space Heating_Natural Gas_Unit Heater_A_Achievable Economic TRC Potential | F4 | Commercial | WA - Health | New | Space Heating | Natural Gas | Unit Heater | A | Incremental Energy Savings (MWh or mTherms) | Achievable Economic TRC Potential | 0 | 0 | 0 | 0 | 0 | 0 | 0 | 0 | 0 | 0 | 0 | 0 | 0 | 0 | 0 | 0 | 0 | 0 | 0 | 0 | 0 | 0 | 0 | 0 | 0 | 0 | 0
F5_Commercial_WA - Health_New_Space Heating_Natural Gas_Unit Heater_A_Achievable Economic TRC Potential | F5 | Commercial | WA - Health | New | Space Heating | Natural Gas | Unit Heater | A | Incremental Summer Peak Savings (MW) | Achievable Economic TRC Potential | 0 | 0 | 0 | 0 | 0 | 0 | 0 | 0 | 0 | 0 | 0 | 0 | 0 | 0 | 0 | 0 | 0 | 0 | 0 | 0 | 0 | 0 | 0 | 0 | 0 | 0 | 0
F6_Commercial_WA - Health_New_Space Heating_Natural Gas_Unit Heater_A_Achievable Economic TRC Potential | F6 | Commercial | WA - Health | New | Space Heating | Natural Gas | Unit Heater | A | Incremental Winter Peak Savings (MW) | Achievable Economic TRC Potential | 0 | 0 | 0 | 0 | 0 | 0 | 0 | 0 | 0 | 0 | 0 | 0 | 0 | 0 | 0 | 0 | 0 | 0 | 0 | 0 | 0 | 0 | 0 | 0 | 0 | 0 | 0
F7_Commercial_WA - Health_New_Space Heating_Natural Gas_Unit Heater_A_Achievable Economic TRC Potential | F7 | Commercial | WA - Health | New | Space Heating | Natural Gas | Unit Heater | A | Cumulative Energy Savings (MWh or mTherms) | Achievable Economic TRC Potential | 0 | 0 | 0 | 0 | 0 | 0 | 0 | 0 | 0 | 0 | 0 | 0 | 0 | 0 | 0 | 0 | 0 | 0 | 0 | 0 | 0 | 0 | 0 | 0 | 0 | 0 | 0
F8_Commercial_WA - Health_New_Space Heating_Natural Gas_Unit Heater_A_Achievable Economic TRC Potential | F8 | Commercial | WA - Health | New | Space Heating | Natural Gas | Unit Heater | A | Cumulative Summer Peak Savings (MW) | Achievable Economic TRC Potential | 0 | 0 | 0 | 0 | 0 | 0 | 0 | 0 | 0 | 0 | 0 | 0 | 0 | 0 | 0 | 0 | 0 | 0 | 0 | 0 | 0 | 0 | 0 | 0 | 0 | 0 | 0
F9_Commercial_WA - Health_New_Space Heating_Natural Gas_Unit Heater_A_Achievable Economic TRC Potential | F9 | Commercial | WA - Health | New | Space Heating | Natural Gas | Unit Heater | A | Cumulative Winter Peak Savings (MW) | Achievable Economic TRC Potential | 0 | 0 | 0 | 0 | 0 | 0 | 0 | 0 | 0 | 0 | 0 | 0 | 0 | 0 | 0 | 0 | 0 | 0 | 0 | 0 | 0 | 0 | 0 | 0 | 0 | 0 | 0
F10_Commercial_WA - Health_New_Space Heating_Natural Gas_Unit Heater_A_Achievable Economic TRC Potential | F10 | Commercial | WA - Health | New | Space Heating | Natural Gas | Unit Heater | A | Purchases (Incremental) | Achievable Economic TRC Potential | 0 | 0 | 0 | 0 | 0 | 0 | 0 | 0 | 0 | 0 | 0 | 0 | 0 | 0 | 0 | 0 | 0 | 0 | 0 | 0 | 0 | 0 | 0 | 0 | 0 | 0 | 0
F11_Commercial_WA - Health_New_Space Heating_Natural Gas_Unit Heater_A_Achievable Economic TRC Potential | F11 | Commercial | WA - Health | New | Space Heating | Natural Gas | Unit Heater | A | Purchases (Cumulative) | Achievable Economic TRC Potential | 0 | 0 | 0 | 0 | 0 | 0 | 0 | 0 | 0 | 0 | 0 | 0 | 0 | 0 | 0 | 0 | 0 | 0 | 0 | 0 | 0 | 0 | 0 | 0 | 0 | 0 | 0
F1_Commercial_WA - Health_New_Water Heating_Natural Gas_Water Heater_A_Achievable Economic TRC Potential | F1 | Commercial | WA - Health | New | Water Heating | Natural Gas | Water Heater | A | Integrated Unit Energy Savings (kWh or therms) | Achievable Economic TRC Potential | 0 | 0 | 0 | 0 | 0 | 0 | 0 | 0 | 0 | 0 | 0 | 0 | 0 | 0 | 0 | 0 | 0 | 0 | 0 | 0 | 0 | 0 | 0 | 0 | 0 | 0 | 0
F2_Commercial_WA - Health_New_Water Heating_Natural Gas_Water Heater_A_Achievable Economic TRC Potential | F2 | Commercial | WA - Health | New | Water Heating | Natural Gas | Water Heater | A | Integrated Unit Summer Peak Savings (kW) | Achievable Economic TRC Potential | 0 | 0 | 0 | 0 | 0 | 0 | 0 | 0 | 0 | 0 | 0 | 0 | 0 | 0 | 0 | 0 | 0 | 0 | 0 | 0 | 0 | 0 | 0 | 0 | 0 | 0 | 0
F3_Commercial_WA - Health_New_Water Heating_Natural Gas_Water Heater_A_Achievable Economic TRC Potential | F3 | Commercial | WA - Health | New | Water Heating | Natural Gas | Water Heater | A | Integrated Unit Winter Peak Savings (kW) | Achievable Economic TRC Potential | 0 | 0 | 0 | 0 | 0 | 0 | 0 | 0 | 0 | 0 | 0 | 0 | 0 | 0 | 0 | 0 | 0 | 0 | 0 | 0 | 0 | 0 | 0 | 0 | 0 | 0 | 0
F4_Commercial_WA - Health_New_Water Heating_Natural Gas_Water Heater_A_Achievable Economic TRC Potential | F4 | Commercial | WA - Health | New | Water Heating | Natural Gas | Water Heater | A | Incremental Energy Savings (MWh or mTherms) | Achievable Economic TRC Potential | 0 | 0 | 0 | 0 | 0 | 0 | 0 | 0 | 0 | 0 | 0 | 0 | 0 | 0 | 0 | 0 | 0 | 0 | 0 | 0 | 0 | 0 | 0 | 0 | 0 | 0 | 0
F5_Commercial_WA - Health_New_Water Heating_Natural Gas_Water Heater_A_Achievable Economic TRC Potential | F5 | Commercial | WA - Health | New | Water Heating | Natural Gas | Water Heater | A | Incremental Summer Peak Savings (MW) | Achievable Economic TRC Potential | 0 | 0 | 0 | 0 | 0 | 0 | 0 | 0 | 0 | 0 | 0 | 0 | 0 | 0 | 0 | 0 | 0 | 0 | 0 | 0 | 0 | 0 | 0 | 0 | 0 | 0 | 0
F6_Commercial_WA - Health_New_Water Heating_Natural Gas_Water Heater_A_Achievable Economic TRC Potential | F6 | Commercial | WA - Health | New | Water Heating | Natural Gas | Water Heater | A | Incremental Winter Peak Savings (MW) | Achievable Economic TRC Potential | 0 | 0 | 0 | 0 | 0 | 0 | 0 | 0 | 0 | 0 | 0 | 0 | 0 | 0 | 0 | 0 | 0 | 0 | 0 | 0 | 0 | 0 | 0 | 0 | 0 | 0 | 0
F7_Commercial_WA - Health_New_Water Heating_Natural Gas_Water Heater_A_Achievable Economic TRC Potential | F7 | Commercial | WA - Health | New | Water Heating | Natural Gas | Water Heater | A | Cumulative Energy Savings (MWh or mTherms) | Achievable Economic TRC Potential | 0 | 0 | 0 | 0 | 0 | 0 | 0 | 0 | 0 | 0 | 0 | 0 | 0 | 0 | 0 | 0 | 0 | 0 | 0 | 0 | 0 | 0 | 0 | 0 | 0 | 0 | 0
F8_Commercial_WA - Health_New_Water Heating_Natural Gas_Water Heater_A_Achievable Economic TRC Potential | F8 | Commercial | WA - Health | New | Water Heating | Natural Gas | Water Heater | A | Cumulative Summer Peak Savings (MW) | Achievable Economic TRC Potential | 0 | 0 | 0 | 0 | 0 | 0 | 0 | 0 | 0 | 0 | 0 | 0 | 0 | 0 | 0 | 0 | 0 | 0 | 0 | 0 | 0 | 0 | 0 | 0 | 0 | 0 | 0
F9_Commercial_WA - Health_New_Water Heating_Natural Gas_Water Heater_A_Achievable Economic TRC Potential | F9 | Commercial | WA - Health | New | Water Heating | Natural Gas | Water Heater | A | Cumulative Winter Peak Savings (MW) | Achievable Economic TRC Potential | 0 | 0 | 0 | 0 | 0 | 0 | 0 | 0 | 0 | 0 | 0 | 0 | 0 | 0 | 0 | 0 | 0 | 0 | 0 | 0 | 0 | 0 | 0 | 0 | 0 | 0 | 0
F10_Commercial_WA - Health_New_Water Heating_Natural Gas_Water Heater_A_Achievable Economic TRC Potential | F10 | Commercial | WA - Health | New | Water Heating | Natural Gas | Water Heater | A | Purchases (Incremental) | Achievable Economic TRC Potential | 0 | 0 | 0 | 0 | 0 | 0 | 0 | 0 | 0 | 0 | 0 | 0 | 0 | 0 | 0 | 0 | 0 | 0 | 0 | 0 | 0 | 0 | 0 | 0 | 0 | 0 | 0
F11_Commercial_WA - Health_New_Water Heating_Natural Gas_Water Heater_A_Achievable Economic TRC Potential | F11 | Commercial | WA - Health | New | Water Heating | Natural Gas | Water Heater | A | Purchases (Cumulative) | Achievable Economic TRC Potential | 0 | 0 | 0 | 0 | 0 | 0 | 0 | 0 | 0 | 0 | 0 | 0 | 0 | 0 | 0 | 0 | 0 | 0 | 0 | 0 | 0 | 0 | 0 | 0 | 0 | 0 | 0
F1_Commercial_WA - Health_New_Food Preparation_Natural Gas_Oven_A_Achievable Economic TRC Potential | F1 | Commercial | WA - Health | New | Food Preparation | Natural Gas | Oven | A | Integrated Unit Energy Savings (kWh or therms) | Achievable Economic TRC Potential | 0 | 0 | 0 | 0 | 0 | 0 | 0 | 0 | 0 | 0 | 0 | 0 | 0 | 0 | 0 | 0 | 0 | 0 | 0 | 0 | 0 | 0 | 0 | 0 | 0 | 0 | 0
F2_Commercial_WA - Health_New_Food Preparation_Natural Gas_Oven_A_Achievable Economic TRC Potential | F2 | Commercial | WA - Health | New | Food Preparation | Natural Gas | Oven | A | Integrated Unit Summer Peak Savings (kW) | Achievable Economic TRC Potential | 0 | 0 | 0 | 0 | 0 | 0 | 0 | 0 | 0 | 0 | 0 | 0 | 0 | 0 | 0 | 0 | 0 | 0 | 0 | 0 | 0 | 0 | 0 | 0 | 0 | 0 | 0
F3_Commercial_WA - Health_New_Food Preparation_Natural Gas_Oven_A_Achievable Economic TRC Potential | F3 | Commercial | WA - Health | New | Food Preparation | Natural Gas | Oven | A | Integrated Unit Winter Peak Savings (kW) | Achievable Economic TRC Potential | 0 | 0 | 0 | 0 | 0 | 0 | 0 | 0 | 0 | 0 | 0 | 0 | 0 | 0 | 0 | 0 | 0 | 0 | 0 | 0 | 0 | 0 | 0 | 0 | 0 | 0 | 0
F4_Commercial_WA - Health_New_Food Preparation_Natural Gas_Oven_A_Achievable Economic TRC Potential | F4 | Commercial | WA - Health | New | Food Preparation | Natural Gas | Oven | A | Incremental Energy Savings (MWh or mTherms) | Achievable Economic TRC Potential | 0 | 0 | 0 | 0 | 0 | 0 | 0 | 0 | 0 | 0 | 0 | 0 | 0 | 0 | 0 | 0 | 0 | 0 | 0 | 0 | 0 | 0 | 0 | 0 | 0 | 0 | 0
F5_Commercial_WA - Health_New_Food Preparation_Natural Gas_Oven_A_Achievable Economic TRC Potential | F5 | Commercial | WA - Health | New | Food Preparation | Natural Gas | Oven | A | Incremental Summer Peak Savings (MW) | Achievable Economic TRC Potential | 0 | 0 | 0 | 0 | 0 | 0 | 0 | 0 | 0 | 0 | 0 | 0 | 0 | 0 | 0 | 0 | 0 | 0 | 0 | 0 | 0 | 0 | 0 | 0 | 0 | 0 | 0
F6_Commercial_WA - Health_New_Food Preparation_Natural Gas_Oven_A_Achievable Economic TRC Potential | F6 | Commercial | WA - Health | New | Food Preparation | Natural Gas | Oven | A | Incremental Winter Peak Savings (MW) | Achievable Economic TRC Potential | 0 | 0 | 0 | 0 | 0 | 0 | 0 | 0 | 0 | 0 | 0 | 0 | 0 | 0 | 0 | 0 | 0 | 0 | 0 | 0 | 0 | 0 | 0 | 0 | 0 | 0 | 0
F7_Commercial_WA - Health_New_Food Preparation_Natural Gas_Oven_A_Achievable Economic TRC Potential | F7 | Commercial | WA - Health | New | Food Preparation | Natural Gas | Oven | A | Cumulative Energy Savings (MWh or mTherms) | Achievable Economic TRC Potential | 0 | 0 | 0 | 0 | 0 | 0 | 0 | 0 | 0 | 0 | 0 | 0 | 0 | 0 | 0 | 0 | 0 | 0 | 0 | 0 | 0 | 0 | 0 | 0 | 0 | 0 | 0
F8_Commercial_WA - Health_New_Food Preparation_Natural Gas_Oven_A_Achievable Economic TRC Potential | F8 | Commercial | WA - Health | New | Food Preparation | Natural Gas | Oven | A | Cumulative Summer Peak Savings (MW) | Achievable Economic TRC Potential | 0 | 0 | 0 | 0 | 0 | 0 | 0 | 0 | 0 | 0 | 0 | 0 | 0 | 0 | 0 | 0 | 0 | 0 | 0 | 0 | 0 | 0 | 0 | 0 | 0 | 0 | 0
F9_Commercial_WA - Health_New_Food Preparation_Natural Gas_Oven_A_Achievable Economic TRC Potential | F9 | Commercial | WA - Health | New | Food Preparation | Natural Gas | Oven | A | Cumulative Winter Peak Savings (MW) | Achievable Economic TRC Potential | 0 | 0 | 0 | 0 | 0 | 0 | 0 | 0 | 0 | 0 | 0 | 0 | 0 | 0 | 0 | 0 | 0 | 0 | 0 | 0 | 0 | 0 | 0 | 0 | 0 | 0 | 0
F10_Commercial_WA - Health_New_Food Preparation_Natural Gas_Oven_A_Achievable Economic TRC Potential | F10 | Commercial | WA - Health | New | Food Preparation | Natural Gas | Oven | A | Purchases (Incremental) | Achievable Economic TRC Potential | 0 | 0 | 0 | 0 | 0 | 0 | 0 | 0 | 0 | 0 | 0 | 0 | 0 | 0 | 0 | 0 | 0 | 0 | 0 | 0 | 0 | 0 | 0 | 0 | 0 | 0 | 0
F11_Commercial_WA - Health_New_Food Preparation_Natural Gas_Oven_A_Achievable Economic TRC Potential | F11 | Commercial | WA - Health | New | Food Preparation | Natural Gas | Oven | A | Purchases (Cumulative) | Achievable Economic TRC Potential | 0 | 0 | 0 | 0 | 0 | 0 | 0 | 0 | 0 | 0 | 0 | 0 | 0 | 0 | 0 | 0 | 0 | 0 | 0 | 0 | 0 | 0 | 0 | 0 | 0 | 0 | 0
F1_Commercial_WA - Health_New_Food Preparation_Natural Gas_Conveyor Oven_A_Achievable Economic TRC Potential | F1 | Commercial | WA - Health | New | Food Preparation | Natural Gas | Conveyor Oven | A | Integrated Unit Energy Savings (kWh or therms) | Achievable Economic TRC Potential | 0 | 0 | 0 | 0 | 0 | 0 | 0 | 0 | 0 | 0 | 0 | 0 | 0 | 0 | 0 | 0 | 0 | 0 | 0 | 0 | 0 | 0 | 0 | 0 | 0 | 0 | 0
F2_Commercial_WA - Health_New_Food Preparation_Natural Gas_Conveyor Oven_A_Achievable Economic TRC Potential | F2 | Commercial | WA - Health | New | Food Preparation | Natural Gas | Conveyor Oven | A | Integrated Unit Summer Peak Savings (kW) | Achievable Economic TRC Potential | 0 | 0 | 0 | 0 | 0 | 0 | 0 | 0 | 0 | 0 | 0 | 0 | 0 | 0 | 0 | 0 | 0 | 0 | 0 | 0 | 0 | 0 | 0 | 0 | 0 | 0 | 0
F3_Commercial_WA - Health_New_Food Preparation_Natural Gas_Conveyor Oven_A_Achievable Economic TRC Potential | F3 | Commercial | WA - Health | New | Food Preparation | Natural Gas | Conveyor Oven | A | Integrated Unit Winter Peak Savings (kW) | Achievable Economic TRC Potential | 0 | 0 | 0 | 0 | 0 | 0 | 0 | 0 | 0 | 0 | 0 | 0 | 0 | 0 | 0 | 0 | 0 | 0 | 0 | 0 | 0 | 0 | 0 | 0 | 0 | 0 | 0
F4_Commercial_WA - Health_New_Food Preparation_Natural Gas_Conveyor Oven_A_Achievable Economic TRC Potential | F4 | Commercial | WA - Health | New | Food Preparation | Natural Gas | Conveyor Oven | A | Incremental Energy Savings (MWh or mTherms) | Achievable Economic TRC Potential | 0 | 0 | 0 | 0 | 0 | 0 | 0 | 0 | 0 | 0 | 0 | 0 | 0 | 0 | 0 | 0 | 0 | 0 | 0 | 0 | 0 | 0 | 0 | 0 | 0 | 0 | 0
F5_Commercial_WA - Health_New_Food Preparation_Natural Gas_Conveyor Oven_A_Achievable Economic TRC Potential | F5 | Commercial | WA - Health | New | Food Preparation | Natural Gas | Conveyor Oven | A | Incremental Summer Peak Savings (MW) | Achievable Economic TRC Potential | 0 | 0 | 0 | 0 | 0 | 0 | 0 | 0 | 0 | 0 | 0 | 0 | 0 | 0 | 0 | 0 | 0 | 0 | 0 | 0 | 0 | 0 | 0 | 0 | 0 | 0 | 0
F6_Commercial_WA - Health_New_Food Preparation_Natural Gas_Conveyor Oven_A_Achievable Economic TRC Potential | F6 | Commercial | WA - Health | New | Food Preparation | Natural Gas | Conveyor Oven | A | Incremental Winter Peak Savings (MW) | Achievable Economic TRC Potential | 0 | 0 | 0 | 0 | 0 | 0 | 0 | 0 | 0 | 0 | 0 | 0 | 0 | 0 | 0 | 0 | 0 | 0 | 0 | 0 | 0 | 0 | 0 | 0 | 0 | 0 | 0
F7_Commercial_WA - Health_New_Food Preparation_Natural Gas_Conveyor Oven_A_Achievable Economic TRC Potential | F7 | Commercial | WA - Health | New | Food Preparation | Natural Gas | Conveyor Oven | A | Cumulative Energy Savings (MWh or mTherms) | Achievable Economic TRC Potential | 0 | 0 | 0 | 0 | 0 | 0 | 0 | 0 | 0 | 0 | 0 | 0 | 0 | 0 | 0 | 0 | 0 | 0 | 0 | 0 | 0 | 0 | 0 | 0 | 0 | 0 | 0
F8_Commercial_WA - Health_New_Food Preparation_Natural Gas_Conveyor Oven_A_Achievable Economic TRC Potential | F8 | Commercial | WA - Health | New | Food Preparation | Natural Gas | Conveyor Oven | A | Cumulative Summer Peak Savings (MW) | Achievable Economic TRC Potential | 0 | 0 | 0 | 0 | 0 | 0 | 0 | 0 | 0 | 0 | 0 | 0 | 0 | 0 | 0 | 0 | 0 | 0 | 0 | 0 | 0 | 0 | 0 | 0 | 0 | 0 | 0
F9_Commercial_WA - Health_New_Food Preparation_Natural Gas_Conveyor Oven_A_Achievable Economic TRC Potential | F9 | Commercial | WA - Health | New | Food Preparation | Natural Gas | Conveyor Oven | A | Cumulative Winter Peak Savings (MW) | Achievable Economic TRC Potential | 0 | 0 | 0 | 0 | 0 | 0 | 0 | 0 | 0 | 0 | 0 | 0 | 0 | 0 | 0 | 0 | 0 | 0 | 0 | 0 | 0 | 0 | 0 | 0 | 0 | 0 | 0
F10_Commercial_WA - Health_New_Food Preparation_Natural Gas_Conveyor Oven_A_Achievable Economic TRC Potential | F10 | Commercial | WA - Health | New | Food Preparation | Natural Gas | Conveyor Oven | A | Purchases (Incremental) | Achievable Economic TRC Potential | 0 | 0 | 0 | 0 | 0 | 0 | 0 | 0 | 0 | 0 | 0 | 0 | 0 | 0 | 0 | 0 | 0 | 0 | 0 | 0 | 0 | 0 | 0 | 0 | 0 | 0 | 0
F11_Commercial_WA - Health_New_Food Preparation_Natural Gas_Conveyor Oven_A_Achievable Economic TRC Potential | F11 | Commercial | WA - Health | New | Food Preparation | Natural Gas | Conveyor Oven | A | Purchases (Cumulative) | Achievable Economic TRC Potential | 0 | 0 | 0 | 0 | 0 | 0 | 0 | 0 | 0 | 0 | 0 | 0 | 0 | 0 | 0 | 0 | 0 | 0 | 0 | 0 | 0 | 0 | 0 | 0 | 0 | 0 | 0
F1_Commercial_WA - Health_New_Food Preparation_Natural Gas_Double Rack Oven_A_Achievable Economic TRC Potential | F1 | Commercial | WA - Health | New | Food Preparation | Natural Gas | Double Rack Oven | A | Integrated Unit Energy Savings (kWh or therms) | Achievable Economic TRC Potential | 0 | 0 | 0 | 0 | 0 | 0 | 0 | 0 | 0 | 0 | 0 | 0 | 0 | 0 | 0 | 0 | 0 | 0 | 0 | 0 | 0 | 0 | 0 | 0 | 0 | 0 | 0
F2_Commercial_WA - Health_New_Food Preparation_Natural Gas_Double Rack Oven_A_Achievable Economic TRC Potential | F2 | Commercial | WA - Health | New | Food Preparation | Natural Gas | Double Rack Oven | A | Integrated Unit Summer Peak Savings (kW) | Achievable Economic TRC Potential | 0 | 0 | 0 | 0 | 0 | 0 | 0 | 0 | 0 | 0 | 0 | 0 | 0 | 0 | 0 | 0 | 0 | 0 | 0 | 0 | 0 | 0 | 0 | 0 | 0 | 0 | 0
F3_Commercial_WA - Health_New_Food Preparation_Natural Gas_Double Rack Oven_A_Achievable Economic TRC Potential | F3 | Commercial | WA - Health | New | Food Preparation | Natural Gas | Double Rack Oven | A | Integrated Unit Winter Peak Savings (kW) | Achievable Economic TRC Potential | 0 | 0 | 0 | 0 | 0 | 0 | 0 | 0 | 0 | 0 | 0 | 0 | 0 | 0 | 0 | 0 | 0 | 0 | 0 | 0 | 0 | 0 | 0 | 0 | 0 | 0 | 0
F4_Commercial_WA - Health_New_Food Preparation_Natural Gas_Double Rack Oven_A_Achievable Economic TRC Potential | F4 | Commercial | WA - Health | New | Food Preparation | Natural Gas | Double Rack Oven | A | Incremental Energy Savings (MWh or mTherms) | Achievable Economic TRC Potential | 0 | 0 | 0 | 0 | 0 | 0 | 0 | 0 | 0 | 0 | 0 | 0 | 0 | 0 | 0 | 0 | 0 | 0 | 0 | 0 | 0 | 0 | 0 | 0 | 0 | 0 | 0
F5_Commercial_WA - Health_New_Food Preparation_Natural Gas_Double Rack Oven_A_Achievable Economic TRC Potential | F5 | Commercial | WA - Health | New | Food Preparation | Natural Gas | Double Rack Oven | A | Incremental Summer Peak Savings (MW) | Achievable Economic TRC Potential | 0 | 0 | 0 | 0 | 0 | 0 | 0 | 0 | 0 | 0 | 0 | 0 | 0 | 0 | 0 | 0 | 0 | 0 | 0 | 0 | 0 | 0 | 0 | 0 | 0 | 0 | 0
F6_Commercial_WA - Health_New_Food Preparation_Natural Gas_Double Rack Oven_A_Achievable Economic TRC Potential | F6 | Commercial | WA - Health | New | Food Preparation | Natural Gas | Double Rack Oven | A | Incremental Winter Peak Savings (MW) | Achievable Economic TRC Potential | 0 | 0 | 0 | 0 | 0 | 0 | 0 | 0 | 0 | 0 | 0 | 0 | 0 | 0 | 0 | 0 | 0 | 0 | 0 | 0 | 0 | 0 | 0 | 0 | 0 | 0 | 0
F7_Commercial_WA - Health_New_Food Preparation_Natural Gas_Double Rack Oven_A_Achievable Economic TRC Potential | F7 | Commercial | WA - Health | New | Food Preparation | Natural Gas | Double Rack Oven | A | Cumulative Energy Savings (MWh or mTherms) | Achievable Economic TRC Potential | 0 | 0 | 0 | 0 | 0 | 0 | 0 | 0 | 0 | 0 | 0 | 0 | 0 | 0 | 0 | 0 | 0 | 0 | 0 | 0 | 0 | 0 | 0 | 0 | 0 | 0 | 0
F8_Commercial_WA - Health_New_Food Preparation_Natural Gas_Double Rack Oven_A_Achievable Economic TRC Potential | F8 | Commercial | WA - Health | New | Food Preparation | Natural Gas | Double Rack Oven | A | Cumulative Summer Peak Savings (MW) | Achievable Economic TRC Potential | 0 | 0 | 0 | 0 | 0 | 0 | 0 | 0 | 0 | 0 | 0 | 0 | 0 | 0 | 0 | 0 | 0 | 0 | 0 | 0 | 0 | 0 | 0 | 0 | 0 | 0 | 0
F9_Commercial_WA - Health_New_Food Preparation_Natural Gas_Double Rack Oven_A_Achievable Economic TRC Potential | F9 | Commercial | WA - Health | New | Food Preparation | Natural Gas | Double Rack Oven | A | Cumulative Winter Peak Savings (MW) | Achievable Economic TRC Potential | 0 | 0 | 0 | 0 | 0 | 0 | 0 | 0 | 0 | 0 | 0 | 0 | 0 | 0 | 0 | 0 | 0 | 0 | 0 | 0 | 0 | 0 | 0 | 0 | 0 | 0 | 0
F10_Commercial_WA - Health_New_Food Preparation_Natural Gas_Double Rack Oven_A_Achievable Economic TRC Potential | F10 | Commercial | WA - Health | New | Food Preparation | Natural Gas | Double Rack Oven | A | Purchases (Incremental) | Achievable Economic TRC Potential | 0 | 0 | 0 | 0 | 0 | 0 | 0 | 0 | 0 | 0 | 0 | 0 | 0 | 0 | 0 | 0 | 0 | 0 | 0 | 0 | 0 | 0 | 0 | 0 | 0 | 0 | 0
F11_Commercial_WA - Health_New_Food Preparation_Natural Gas_Double Rack Oven_A_Achievable Economic TRC Potential | F11 | Commercial | WA - Health | New | Food Preparation | Natural Gas | Double Rack Oven | A | Purchases (Cumulative) | Achievable Economic TRC Potential | 0 | 0 | 0 | 0 | 0 | 0 | 0 | 0 | 0 | 0 | 0 | 0 | 0 | 0 | 0 | 0 | 0 | 0 | 0 | 0 | 0 | 0 | 0 | 0 | 0 | 0 | 0
F1_Commercial_WA - Health_New_Food Preparation_Natural Gas_Fryer_A_Achievable Economic TRC Potential | F1 | Commercial | WA - Health | New | Food Preparation | Natural Gas | Fryer | A | Integrated Unit Energy Savings (kWh or therms) | Achievable Economic TRC Potential | 0 | 0 | 0 | 0 | 0 | 0 | 0 | 0 | 0 | 0 | 0 | 0 | 0 | 0 | 0 | 0 | 0 | 0 | 0 | 0 | 0 | 0 | 0 | 0 | 0 | 0 | 0
F2_Commercial_WA - Health_New_Food Preparation_Natural Gas_Fryer_A_Achievable Economic TRC Potential | F2 | Commercial | WA - Health | New | Food Preparation | Natural Gas | Fryer | A | Integrated Unit Summer Peak Savings (kW) | Achievable Economic TRC Potential | 0 | 0 | 0 | 0 | 0 | 0 | 0 | 0 | 0 | 0 | 0 | 0 | 0 | 0 | 0 | 0 | 0 | 0 | 0 | 0 | 0 | 0 | 0 | 0 | 0 | 0 | 0
F3_Commercial_WA - Health_New_Food Preparation_Natural Gas_Fryer_A_Achievable Economic TRC Potential | F3 | Commercial | WA - Health | New | Food Preparation | Natural Gas | Fryer | A | Integrated Unit Winter Peak Savings (kW) | Achievable Economic TRC Potential | 0 | 0 | 0 | 0 | 0 | 0 | 0 | 0 | 0 | 0 | 0 | 0 | 0 | 0 | 0 | 0 | 0 | 0 | 0 | 0 | 0 | 0 | 0 | 0 | 0 | 0 | 0
F4_Commercial_WA - Health_New_Food Preparation_Natural Gas_Fryer_A_Achievable Economic TRC Potential | F4 | Commercial | WA - Health | New | Food Preparation | Natural Gas | Fryer | A | Incremental Energy Savings (MWh or mTherms) | Achievable Economic TRC Potential | 0 | 0 | 0 | 0 | 0 | 0 | 0 | 0 | 0 | 0 | 0 | 0 | 0 | 0 | 0 | 0 | 0 | 0 | 0 | 0 | 0 | 0 | 0 | 0 | 0 | 0 | 0
F5_Commercial_WA - Health_New_Food Preparation_Natural Gas_Fryer_A_Achievable Economic TRC Potential | F5 | Commercial | WA - Health | New | Food Preparation | Natural Gas | Fryer | A | Incremental Summer Peak Savings (MW) | Achievable Economic TRC Potential | 0 | 0 | 0 | 0 | 0 | 0 | 0 | 0 | 0 | 0 | 0 | 0 | 0 | 0 | 0 | 0 | 0 | 0 | 0 | 0 | 0 | 0 | 0 | 0 | 0 | 0 | 0
F6_Commercial_WA - Health_New_Food Preparation_Natural Gas_Fryer_A_Achievable Economic TRC Potential | F6 | Commercial | WA - Health | New | Food Preparation | Natural Gas | Fryer | A | Incremental Winter Peak Savings (MW) | Achievable Economic TRC Potential | 0 | 0 | 0 | 0 | 0 | 0 | 0 | 0 | 0 | 0 | 0 | 0 | 0 | 0 | 0 | 0 | 0 | 0 | 0 | 0 | 0 | 0 | 0 | 0 | 0 | 0 | 0
F7_Commercial_WA - Health_New_Food Preparation_Natural Gas_Fryer_A_Achievable Economic TRC Potential | F7 | Commercial | WA - Health | New | Food Preparation | Natural Gas | Fryer | A | Cumulative Energy Savings (MWh or mTherms) | Achievable Economic TRC Potential | 0 | 0 | 0 | 0 | 0 | 0 | 0 | 0 | 0 | 0 | 0 | 0 | 0 | 0 | 0 | 0 | 0 | 0 | 0 | 0 | 0 | 0 | 0 | 0 | 0 | 0 | 0
F8_Commercial_WA - Health_New_Food Preparation_Natural Gas_Fryer_A_Achievable Economic TRC Potential | F8 | Commercial | WA - Health | New | Food Preparation | Natural Gas | Fryer | A | Cumulative Summer Peak Savings (MW) | Achievable Economic TRC Potential | 0 | 0 | 0 | 0 | 0 | 0 | 0 | 0 | 0 | 0 | 0 | 0 | 0 | 0 | 0 | 0 | 0 | 0 | 0 | 0 | 0 | 0 | 0 | 0 | 0 | 0 | 0
F9_Commercial_WA - Health_New_Food Preparation_Natural Gas_Fryer_A_Achievable Economic TRC Potential | F9 | Commercial | WA - Health | New | Food Preparation | Natural Gas | Fryer | A | Cumulative Winter Peak Savings (MW) | Achievable Economic TRC Potential | 0 | 0 | 0 | 0 | 0 | 0 | 0 | 0 | 0 | 0 | 0 | 0 | 0 | 0 | 0 | 0 | 0 | 0 | 0 | 0 | 0 | 0 | 0 | 0 | 0 | 0 | 0
F10_Commercial_WA - Health_New_Food Preparation_Natural Gas_Fryer_A_Achievable Economic TRC Potential | F10 | Commercial | WA - Health | New | Food Preparation | Natural Gas | Fryer | A | Purchases (Incremental) | Achievable Economic TRC Potential | 0 | 0 | 0 | 0 | 0 | 0 | 0 | 0 | 0 | 0 | 0 | 0 | 0 | 0 | 0 | 0 | 0 | 0 | 0 | 0 | 0 | 0 | 0 | 0 | 0 | 0 | 0
F11_Commercial_WA - Health_New_Food Preparation_Natural Gas_Fryer_A_Achievable Economic TRC Potential | F11 | Commercial | WA - Health | New | Food Preparation | Natural Gas | Fryer | A | Purchases (Cumulative) | Achievable Economic TRC Potential | 0 | 0 | 0 | 0 | 0 | 0 | 0 | 0 | 0 | 0 | 0 | 0 | 0 | 0 | 0 | 0 | 0 | 0 | 0 | 0 | 0 | 0 | 0 | 0 | 0 | 0 | 0
F1_Commercial_WA - Health_New_Food Preparation_Natural Gas_Broiler_A_Achievable Economic TRC Potential | F1 | Commercial | WA - Health | New | Food Preparation | Natural Gas | Broiler | A | Integrated Unit Energy Savings (kWh or therms) | Achievable Economic TRC Potential | 0 | 0 | 0 | 0 | 0 | 0 | 0 | 0 | 0 | 0 | 0 | 0 | 0 | 0 | 0 | 0 | 0 | 0 | 0 | 0 | 0 | 0 | 0 | 0 | 0 | 0 | 0
F2_Commercial_WA - Health_New_Food Preparation_Natural Gas_Broiler_A_Achievable Economic TRC Potential | F2 | Commercial | WA - Health | New | Food Preparation | Natural Gas | Broiler | A | Integrated Unit Summer Peak Savings (kW) | Achievable Economic TRC Potential | 0 | 0 | 0 | 0 | 0 | 0 | 0 | 0 | 0 | 0 | 0 | 0 | 0 | 0 | 0 | 0 | 0 | 0 | 0 | 0 | 0 | 0 | 0 | 0 | 0 | 0 | 0
F3_Commercial_WA - Health_New_Food Preparation_Natural Gas_Broiler_A_Achievable Economic TRC Potential | F3 | Commercial | WA - Health | New | Food Preparation | Natural Gas | Broiler | A | Integrated Unit Winter Peak Savings (kW) | Achievable Economic TRC Potential | 0 | 0 | 0 | 0 | 0 | 0 | 0 | 0 | 0 | 0 | 0 | 0 | 0 | 0 | 0 | 0 | 0 | 0 | 0 | 0 | 0 | 0 | 0 | 0 | 0 | 0 | 0
F4_Commercial_WA - Health_New_Food Preparation_Natural Gas_Broiler_A_Achievable Economic TRC Potential | F4 | Commercial | WA - Health | New | Food Preparation | Natural Gas | Broiler | A | Incremental Energy Savings (MWh or mTherms) | Achievable Economic TRC Potential | 0 | 0 | 0 | 0 | 0 | 0 | 0 | 0 | 0 | 0 | 0 | 0 | 0 | 0 | 0 | 0 | 0 | 0 | 0 | 0 | 0 | 0 | 0 | 0 | 0 | 0 | 0
F5_Commercial_WA - Health_New_Food Preparation_Natural Gas_Broiler_A_Achievable Economic TRC Potential | F5 | Commercial | WA - Health | New | Food Preparation | Natural Gas | Broiler | A | Incremental Summer Peak Savings (MW) | Achievable Economic TRC Potential | 0 | 0 | 0 | 0 | 0 | 0 | 0 | 0 | 0 | 0 | 0 | 0 | 0 | 0 | 0 | 0 | 0 | 0 | 0 | 0 | 0 | 0 | 0 | 0 | 0 | 0 | 0
F6_Commercial_WA - Health_New_Food Preparation_Natural Gas_Broiler_A_Achievable Economic TRC Potential | F6 | Commercial | WA - Health | New | Food Preparation | Natural Gas | Broiler | A | Incremental Winter Peak Savings (MW) | Achievable Economic TRC Potential | 0 | 0 | 0 | 0 | 0 | 0 | 0 | 0 | 0 | 0 | 0 | 0 | 0 | 0 | 0 | 0 | 0 | 0 | 0 | 0 | 0 | 0 | 0 | 0 | 0 | 0 | 0
F7_Commercial_WA - Health_New_Food Preparation_Natural Gas_Broiler_A_Achievable Economic TRC Potential | F7 | Commercial | WA - Health | New | Food Preparation | Natural Gas | Broiler | A | Cumulative Energy Savings (MWh or mTherms) | Achievable Economic TRC Potential | 0 | 0 | 0 | 0 | 0 | 0 | 0 | 0 | 0 | 0 | 0 | 0 | 0 | 0 | 0 | 0 | 0 | 0 | 0 | 0 | 0 | 0 | 0 | 0 | 0 | 0 | 0
F8_Commercial_WA - Health_New_Food Preparation_Natural Gas_Broiler_A_Achievable Economic TRC Potential | F8 | Commercial | WA - Health | New | Food Preparation | Natural Gas | Broiler | A | Cumulative Summer Peak Savings (MW) | Achievable Economic TRC Potential | 0 | 0 | 0 | 0 | 0 | 0 | 0 | 0 | 0 | 0 | 0 | 0 | 0 | 0 | 0 | 0 | 0 | 0 | 0 | 0 | 0 | 0 | 0 | 0 | 0 | 0 | 0
F9_Commercial_WA - Health_New_Food Preparation_Natural Gas_Broiler_A_Achievable Economic TRC Potential | F9 | Commercial | WA - Health | New | Food Preparation | Natural Gas | Broiler | A | Cumulative Winter Peak Savings (MW) | Achievable Economic TRC Potential | 0 | 0 | 0 | 0 | 0 | 0 | 0 | 0 | 0 | 0 | 0 | 0 | 0 | 0 | 0 | 0 | 0 | 0 | 0 | 0 | 0 | 0 | 0 | 0 | 0 | 0 | 0
F10_Commercial_WA - Health_New_Food Preparation_Natural Gas_Broiler_A_Achievable Economic TRC Potential | F10 | Commercial | WA - Health | New | Food Preparation | Natural Gas | Broiler | A | Purchases (Incremental) | Achievable Economic TRC Potential | 0 | 0 | 0 | 0 | 0 | 0 | 0 | 0 | 0 | 0 | 0 | 0 | 0 | 0 | 0 | 0 | 0 | 0 | 0 | 0 | 0 | 0 | 0 | 0 | 0 | 0 | 0
F11_Commercial_WA - Health_New_Food Preparation_Natural Gas_Broiler_A_Achievable Economic TRC Potential | F11 | Commercial | WA - Health | New | Food Preparation | Natural Gas | Broiler | A | Purchases (Cumulative) | Achievable Economic TRC Potential | 0 | 0 | 0 | 0 | 0 | 0 | 0 | 0 | 0 | 0 | 0 | 0 | 0 | 0 | 0 | 0 | 0 | 0 | 0 | 0 | 0 | 0 | 0 | 0 | 0 | 0 | 0
F1_Commercial_WA - Health_New_Food Preparation_Natural Gas_Griddle_A_Achievable Economic TRC Potential | F1 | Commercial | WA - Health | New | Food Preparation | Natural Gas | Griddle | A | Integrated Unit Energy Savings (kWh or therms) | Achievable Economic TRC Potential | 0 | 0 | 0 | 0 | 0 | 0 | 0 | 0 | 0 | 0 | 0 | 0 | 0 | 0 | 0 | 0 | 0 | 0 | 0 | 0 | 0 | 0 | 0 | 0 | 0 | 0 | 0
F2_Commercial_WA - Health_New_Food Preparation_Natural Gas_Griddle_A_Achievable Economic TRC Potential | F2 | Commercial | WA - Health | New | Food Preparation | Natural Gas | Griddle | A | Integrated Unit Summer Peak Savings (kW) | Achievable Economic TRC Potential | 0 | 0 | 0 | 0 | 0 | 0 | 0 | 0 | 0 | 0 | 0 | 0 | 0 | 0 | 0 | 0 | 0 | 0 | 0 | 0 | 0 | 0 | 0 | 0 | 0 | 0 | 0
F3_Commercial_WA - Health_New_Food Preparation_Natural Gas_Griddle_A_Achievable Economic TRC Potential | F3 | Commercial | WA - Health | New | Food Preparation | Natural Gas | Griddle | A | Integrated Unit Winter Peak Savings (kW) | Achievable Economic TRC Potential | 0 | 0 | 0 | 0 | 0 | 0 | 0 | 0 | 0 | 0 | 0 | 0 | 0 | 0 | 0 | 0 | 0 | 0 | 0 | 0 | 0 | 0 | 0 | 0 | 0 | 0 | 0
F4_Commercial_WA - Health_New_Food Preparation_Natural Gas_Griddle_A_Achievable Economic TRC Potential | F4 | Commercial | WA - Health | New | Food Preparation | Natural Gas | Griddle | A | Incremental Energy Savings (MWh or mTherms) | Achievable Economic TRC Potential | 0 | 0 | 0 | 0 | 0 | 0 | 0 | 0 | 0 | 0 | 0 | 0 | 0 | 0 | 0 | 0 | 0 | 0 | 0 | 0 | 0 | 0 | 0 | 0 | 0 | 0 | 0
F5_Commercial_WA - Health_New_Food Preparation_Natural Gas_Griddle_A_Achievable Economic TRC Potential | F5 | Commercial | WA - Health | New | Food Preparation | Natural Gas | Griddle | A | Incremental Summer Peak Savings (MW) | Achievable Economic TRC Potential | 0 | 0 | 0 | 0 | 0 | 0 | 0 | 0 | 0 | 0 | 0 | 0 | 0 | 0 | 0 | 0 | 0 | 0 | 0 | 0 | 0 | 0 | 0 | 0 | 0 | 0 | 0
F6_Commercial_WA - Health_New_Food Preparation_Natural Gas_Griddle_A_Achievable Economic TRC Potential | F6 | Commercial | WA - Health | New | Food Preparation | Natural Gas | Griddle | A | Incremental Winter Peak Savings (MW) | Achievable Economic TRC Potential | 0 | 0 | 0 | 0 | 0 | 0 | 0 | 0 | 0 | 0 | 0 | 0 | 0 | 0 | 0 | 0 | 0 | 0 | 0 | 0 | 0 | 0 | 0 | 0 | 0 | 0 | 0
F7_Commercial_WA - Health_New_Food Preparation_Natural Gas_Griddle_A_Achievable Economic TRC Potential | F7 | Commercial | WA - Health | New | Food Preparation | Natural Gas | Griddle | A | Cumulative Energy Savings (MWh or mTherms) | Achievable Economic TRC Potential | 0 | 0 | 0 | 0 | 0 | 0 | 0 | 0 | 0 | 0 | 0 | 0 | 0 | 0 | 0 | 0 | 0 | 0 | 0 | 0 | 0 | 0 | 0 | 0 | 0 | 0 | 0
F8_Commercial_WA - Health_New_Food Preparation_Natural Gas_Griddle_A_Achievable Economic TRC Potential | F8 | Commercial | WA - Health | New | Food Preparation | Natural Gas | Griddle | A | Cumulative Summer Peak Savings (MW) | Achievable Economic TRC Potential | 0 | 0 | 0 | 0 | 0 | 0 | 0 | 0 | 0 | 0 | 0 | 0 | 0 | 0 | 0 | 0 | 0 | 0 | 0 | 0 | 0 | 0 | 0 | 0 | 0 | 0 | 0
F9_Commercial_WA - Health_New_Food Preparation_Natural Gas_Griddle_A_Achievable Economic TRC Potential | F9 | Commercial | WA - Health | New | Food Preparation | Natural Gas | Griddle | A | Cumulative Winter Peak Savings (MW) | Achievable Economic TRC Potential | 0 | 0 | 0 | 0 | 0 | 0 | 0 | 0 | 0 | 0 | 0 | 0 | 0 | 0 | 0 | 0 | 0 | 0 | 0 | 0 | 0 | 0 | 0 | 0 | 0 | 0 | 0
F10_Commercial_WA - Health_New_Food Preparation_Natural Gas_Griddle_A_Achievable Economic TRC Potential | F10 | Commercial | WA - Health | New | Food Preparation | Natural Gas | Griddle | A | Purchases (Incremental) | Achievable Economic TRC Potential | 0 | 0 | 0 | 0 | 0 | 0 | 0 | 0 | 0 | 0 | 0 | 0 | 0 | 0 | 0 | 0 | 0 | 0 | 0 | 0 | 0 | 0 | 0 | 0 | 0 | 0 | 0
F11_Commercial_WA - Health_New_Food Preparation_Natural Gas_Griddle_A_Achievable Economic TRC Potential | F11 | Commercial | WA - Health | New | Food Preparation | Natural Gas | Griddle | A | Purchases (Cumulative) | Achievable Economic TRC Potential | 0 | 0 | 0 | 0 | 0 | 0 | 0 | 0 | 0 | 0 | 0 | 0 | 0 | 0 | 0 | 0 | 0 | 0 | 0 | 0 | 0 | 0 | 0 | 0 | 0 | 0 | 0
F1_Commercial_WA - Health_New_Food Preparation_Natural Gas_Range_A_Achievable Economic TRC Potential | F1 | Commercial | WA - Health | New | Food Preparation | Natural Gas | Range | A | Integrated Unit Energy Savings (kWh or therms) | Achievable Economic TRC Potential | 0 | 0 | 0 | 0 | 0 | 0 | 0 | 0 | 0 | 0 | 0 | 0 | 0 | 0 | 0 | 0 | 0 | 0 | 0 | 0 | 0 | 0 | 0 | 0 | 0 | 0 | 0
F2_Commercial_WA - Health_New_Food Preparation_Natural Gas_Range_A_Achievable Economic TRC Potential | F2 | Commercial | WA - Health | New | Food Preparation | Natural Gas | Range | A | Integrated Unit Summer Peak Savings (kW) | Achievable Economic TRC Potential | 0 | 0 | 0 | 0 | 0 | 0 | 0 | 0 | 0 | 0 | 0 | 0 | 0 | 0 | 0 | 0 | 0 | 0 | 0 | 0 | 0 | 0 | 0 | 0 | 0 | 0 | 0
F3_Commercial_WA - Health_New_Food Preparation_Natural Gas_Range_A_Achievable Economic TRC Potential | F3 | Commercial | WA - Health | New | Food Preparation | Natural Gas | Range | A | Integrated Unit Winter Peak Savings (kW) | Achievable Economic TRC Potential | 0 | 0 | 0 | 0 | 0 | 0 | 0 | 0 | 0 | 0 | 0 | 0 | 0 | 0 | 0 | 0 | 0 | 0 | 0 | 0 | 0 | 0 | 0 | 0 | 0 | 0 | 0
F4_Commercial_WA - Health_New_Food Preparation_Natural Gas_Range_A_Achievable Economic TRC Potential | F4 | Commercial | WA - Health | New | Food Preparation | Natural Gas | Range | A | Incremental Energy Savings (MWh or mTherms) | Achievable Economic TRC Potential | 0 | 0 | 0 | 0 | 0 | 0 | 0 | 0 | 0 | 0 | 0 | 0 | 0 | 0 | 0 | 0 | 0 | 0 | 0 | 0 | 0 | 0 | 0 | 0 | 0 | 0 | 0
F5_Commercial_WA - Health_New_Food Preparation_Natural Gas_Range_A_Achievable Economic TRC Potential | F5 | Commercial | WA - Health | New | Food Preparation | Natural Gas | Range | A | Incremental Summer Peak Savings (MW) | Achievable Economic TRC Potential | 0 | 0 | 0 | 0 | 0 | 0 | 0 | 0 | 0 | 0 | 0 | 0 | 0 | 0 | 0 | 0 | 0 | 0 | 0 | 0 | 0 | 0 | 0 | 0 | 0 | 0 | 0
F6_Commercial_WA - Health_New_Food Preparation_Natural Gas_Range_A_Achievable Economic TRC Potential | F6 | Commercial | WA - Health | New | Food Preparation | Natural Gas | Range | A | Incremental Winter Peak Savings (MW) | Achievable Economic TRC Potential | 0 | 0 | 0 | 0 | 0 | 0 | 0 | 0 | 0 | 0 | 0 | 0 | 0 | 0 | 0 | 0 | 0 | 0 | 0 | 0 | 0 | 0 | 0 | 0 | 0 | 0 | 0
F7_Commercial_WA - Health_New_Food Preparation_Natural Gas_Range_A_Achievable Economic TRC Potential | F7 | Commercial | WA - Health | New | Food Preparation | Natural Gas | Range | A | Cumulative Energy Savings (MWh or mTherms) | Achievable Economic TRC Potential | 0 | 0 | 0 | 0 | 0 | 0 | 0 | 0 | 0 | 0 | 0 | 0 | 0 | 0 | 0 | 0 | 0 | 0 | 0 | 0 | 0 | 0 | 0 | 0 | 0 | 0 | 0
F8_Commercial_WA - Health_New_Food Preparation_Natural Gas_Range_A_Achievable Economic TRC Potential | F8 | Commercial | WA - Health | New | Food Preparation | Natural Gas | Range | A | Cumulative Summer Peak Savings (MW) | Achievable Economic TRC Potential | 0 | 0 | 0 | 0 | 0 | 0 | 0 | 0 | 0 | 0 | 0 | 0 | 0 | 0 | 0 | 0 | 0 | 0 | 0 | 0 | 0 | 0 | 0 | 0 | 0 | 0 | 0
F9_Commercial_WA - Health_New_Food Preparation_Natural Gas_Range_A_Achievable Economic TRC Potential | F9 | Commercial | WA - Health | New | Food Preparation | Natural Gas | Range | A | Cumulative Winter Peak Savings (MW) | Achievable Economic TRC Potential | 0 | 0 | 0 | 0 | 0 | 0 | 0 | 0 | 0 | 0 | 0 | 0 | 0 | 0 | 0 | 0 | 0 | 0 | 0 | 0 | 0 | 0 | 0 | 0 | 0 | 0 | 0
F10_Commercial_WA - Health_New_Food Preparation_Natural Gas_Range_A_Achievable Economic TRC Potential | F10 | Commercial | WA - Health | New | Food Preparation | Natural Gas | Range | A | Purchases (Incremental) | Achievable Economic TRC Potential | 0 | 0 | 0 | 0 | 0 | 0 | 0 | 0 | 0 | 0 | 0 | 0 | 0 | 0 | 0 | 0 | 0 | 0 | 0 | 0 | 0 | 0 | 0 | 0 | 0 | 0 | 0
F11_Commercial_WA - Health_New_Food Preparation_Natural Gas_Range_A_Achievable Economic TRC Potential | F11 | Commercial | WA - Health | New | Food Preparation | Natural Gas | Range | A | Purchases (Cumulative) | Achievable Economic TRC Potential | 0 | 0 | 0 | 0 | 0 | 0 | 0 | 0 | 0 | 0 | 0 | 0 | 0 | 0 | 0 | 0 | 0 | 0 | 0 | 0 | 0 | 0 | 0 | 0 | 0 | 0 | 0
F1_Commercial_WA - Health_New_Food Preparation_Natural Gas_Steamer_A_Achievable Economic TRC Potential | F1 | Commercial | WA - Health | New | Food Preparation | Natural Gas | Steamer | A | Integrated Unit Energy Savings (kWh or therms) | Achievable Economic TRC Potential | 0 | 0 | 0 | 0 | 0 | 0 | 0 | 0 | 0 | 0 | 0 | 0 | 0 | 0 | 0 | 0 | 0 | 0 | 0 | 0 | 0 | 0 | 0 | 0 | 0 | 0 | 0
F2_Commercial_WA - Health_New_Food Preparation_Natural Gas_Steamer_A_Achievable Economic TRC Potential | F2 | Commercial | WA - Health | New | Food Preparation | Natural Gas | Steamer | A | Integrated Unit Summer Peak Savings (kW) | Achievable Economic TRC Potential | 0 | 0 | 0 | 0 | 0 | 0 | 0 | 0 | 0 | 0 | 0 | 0 | 0 | 0 | 0 | 0 | 0 | 0 | 0 | 0 | 0 | 0 | 0 | 0 | 0 | 0 | 0
F3_Commercial_WA - Health_New_Food Preparation_Natural Gas_Steamer_A_Achievable Economic TRC Potential | F3 | Commercial | WA - Health | New | Food Preparation | Natural Gas | Steamer | A | Integrated Unit Winter Peak Savings (kW) | Achievable Economic TRC Potential | 0 | 0 | 0 | 0 | 0 | 0 | 0 | 0 | 0 | 0 | 0 | 0 | 0 | 0 | 0 | 0 | 0 | 0 | 0 | 0 | 0 | 0 | 0 | 0 | 0 | 0 | 0
F4_Commercial_WA - Health_New_Food Preparation_Natural Gas_Steamer_A_Achievable Economic TRC Potential | F4 | Commercial | WA - Health | New | Food Preparation | Natural Gas | Steamer | A | Incremental Energy Savings (MWh or mTherms) | Achievable Economic TRC Potential | 0 | 0 | 0 | 0 | 0 | 0 | 0 | 0 | 0 | 0 | 0 | 0 | 0 | 0 | 0 | 0 | 0 | 0 | 0 | 0 | 0 | 0 | 0 | 0 | 0 | 0 | 0
F5_Commercial_WA - Health_New_Food Preparation_Natural Gas_Steamer_A_Achievable Economic TRC Potential | F5 | Commercial | WA - Health | New | Food Preparation | Natural Gas | Steamer | A | Incremental Summer Peak Savings (MW) | Achievable Economic TRC Potential | 0 | 0 | 0 | 0 | 0 | 0 | 0 | 0 | 0 | 0 | 0 | 0 | 0 | 0 | 0 | 0 | 0 | 0 | 0 | 0 | 0 | 0 | 0 | 0 | 0 | 0 | 0
F6_Commercial_WA - Health_New_Food Preparation_Natural Gas_Steamer_A_Achievable Economic TRC Potential | F6 | Commercial | WA - Health | New | Food Preparation | Natural Gas | Steamer | A | Incremental Winter Peak Savings (MW) | Achievable Economic TRC Potential | 0 | 0 | 0 | 0 | 0 | 0 | 0 | 0 | 0 | 0 | 0 | 0 | 0 | 0 | 0 | 0 | 0 | 0 | 0 | 0 | 0 | 0 | 0 | 0 | 0 | 0 | 0
F7_Commercial_WA - Health_New_Food Preparation_Natural Gas_Steamer_A_Achievable Economic TRC Potential | F7 | Commercial | WA - Health | New | Food Preparation | Natural Gas | Steamer | A | Cumulative Energy Savings (MWh or mTherms) | Achievable Economic TRC Potential | 0 | 0 | 0 | 0 | 0 | 0 | 0 | 0 | 0 | 0 | 0 | 0 | 0 | 0 | 0 | 0 | 0 | 0 | 0 | 0 | 0 | 0 | 0 | 0 | 0 | 0 | 0
F8_Commercial_WA - Health_New_Food Preparation_Natural Gas_Steamer_A_Achievable Economic TRC Potential | F8 | Commercial | WA - Health | New | Food Preparation | Natural Gas | Steamer | A | Cumulative Summer Peak Savings (MW) | Achievable Economic TRC Potential | 0 | 0 | 0 | 0 | 0 | 0 | 0 | 0 | 0 | 0 | 0 | 0 | 0 | 0 | 0 | 0 | 0 | 0 | 0 | 0 | 0 | 0 | 0 | 0 | 0 | 0 | 0
F9_Commercial_WA - Health_New_Food Preparation_Natural Gas_Steamer_A_Achievable Economic TRC Potential | F9 | Commercial | WA - Health | New | Food Preparation | Natural Gas | Steamer | A | Cumulative Winter Peak Savings (MW) | Achievable Economic TRC Potential | 0 | 0 | 0 | 0 | 0 | 0 | 0 | 0 | 0 | 0 | 0 | 0 | 0 | 0 | 0 | 0 | 0 | 0 | 0 | 0 | 0 | 0 | 0 | 0 | 0 | 0 | 0
F10_Commercial_WA - Health_New_Food Preparation_Natural Gas_Steamer_A_Achievable Economic TRC Potential | F10 | Commercial | WA - Health | New | Food Preparation | Natural Gas | Steamer | A | Purchases (Incremental) | Achievable Economic TRC Potential | 0 | 0 | 0 | 0 | 0 | 0 | 0 | 0 | 0 | 0 | 0 | 0 | 0 | 0 | 0 | 0 | 0 | 0 | 0 | 0 | 0 | 0 | 0 | 0 | 0 | 0 | 0
F11_Commercial_WA - Health_New_Food Preparation_Natural Gas_Steamer_A_Achievable Economic TRC Potential | F11 | Commercial | WA - Health | New | Food Preparation | Natural Gas | Steamer | A | Purchases (Cumulative) | Achievable Economic TRC Potential | 0 | 0 | 0 | 0 | 0 | 0 | 0 | 0 | 0 | 0 | 0 | 0 | 0 | 0 | 0 | 0 | 0 | 0 | 0 | 0 | 0 | 0 | 0 | 0 | 0 | 0 | 0
F1_Commercial_WA - Health_New_Food Preparation_Natural Gas_Commercial Food Prep Other_A_Achievable Economic TRC Potential | F1 | Commercial | WA - Health | New | Food Preparation | Natural Gas | Commercial Food Prep Other | A | Integrated Unit Energy Savings (kWh or therms) | Achievable Economic TRC Potential | 0 | 0 | 0 | 0 | 0 | 0 | 0 | 0 | 0 | 0 | 0 | 0 | 0 | 0 | 0 | 0 | 0 | 0 | 0 | 0 | 0 | 0 | 0 | 0 | 0 | 0 | 0
F2_Commercial_WA - Health_New_Food Preparation_Natural Gas_Commercial Food Prep Other_A_Achievable Economic TRC Potential | F2 | Commercial | WA - Health | New | Food Preparation | Natural Gas | Commercial Food Prep Other | A | Integrated Unit Summer Peak Savings (kW) | Achievable Economic TRC Potential | 0 | 0 | 0 | 0 | 0 | 0 | 0 | 0 | 0 | 0 | 0 | 0 | 0 | 0 | 0 | 0 | 0 | 0 | 0 | 0 | 0 | 0 | 0 | 0 | 0 | 0 | 0
F3_Commercial_WA - Health_New_Food Preparation_Natural Gas_Commercial Food Prep Other_A_Achievable Economic TRC Potential | F3 | Commercial | WA - Health | New | Food Preparation | Natural Gas | Commercial Food Prep Other | A | Integrated Unit Winter Peak Savings (kW) | Achievable Economic TRC Potential | 0 | 0 | 0 | 0 | 0 | 0 | 0 | 0 | 0 | 0 | 0 | 0 | 0 | 0 | 0 | 0 | 0 | 0 | 0 | 0 | 0 | 0 | 0 | 0 | 0 | 0 | 0
F4_Commercial_WA - Health_New_Food Preparation_Natural Gas_Commercial Food Prep Other_A_Achievable Economic TRC Potential | F4 | Commercial | WA - Health | New | Food Preparation | Natural Gas | Commercial Food Prep Other | A | Incremental Energy Savings (MWh or mTherms) | Achievable Economic TRC Potential | 0 | 0 | 0 | 0 | 0 | 0 | 0 | 0 | 0 | 0 | 0 | 0 | 0 | 0 | 0 | 0 | 0 | 0 | 0 | 0 | 0 | 0 | 0 | 0 | 0 | 0 | 0
F5_Commercial_WA - Health_New_Food Preparation_Natural Gas_Commercial Food Prep Other_A_Achievable Economic TRC Potential | F5 | Commercial | WA - Health | New | Food Preparation | Natural Gas | Commercial Food Prep Other | A | Incremental Summer Peak Savings (MW) | Achievable Economic TRC Potential | 0 | 0 | 0 | 0 | 0 | 0 | 0 | 0 | 0 | 0 | 0 | 0 | 0 | 0 | 0 | 0 | 0 | 0 | 0 | 0 | 0 | 0 | 0 | 0 | 0 | 0 | 0
F6_Commercial_WA - Health_New_Food Preparation_Natural Gas_Commercial Food Prep Other_A_Achievable Economic TRC Potential | F6 | Commercial | WA - Health | New | Food Preparation | Natural Gas | Commercial Food Prep Other | A | Incremental Winter Peak Savings (MW) | Achievable Economic TRC Potential | 0 | 0 | 0 | 0 | 0 | 0 | 0 | 0 | 0 | 0 | 0 | 0 | 0 | 0 | 0 | 0 | 0 | 0 | 0 | 0 | 0 | 0 | 0 | 0 | 0 | 0 | 0
F7_Commercial_WA - Health_New_Food Preparation_Natural Gas_Commercial Food Prep Other_A_Achievable Economic TRC Potential | F7 | Commercial | WA - Health | New | Food Preparation | Natural Gas | Commercial Food Prep Other | A | Cumulative Energy Savings (MWh or mTherms) | Achievable Economic TRC Potential | 0 | 0 | 0 | 0 | 0 | 0 | 0 | 0 | 0 | 0 | 0 | 0 | 0 | 0 | 0 | 0 | 0 | 0 | 0 | 0 | 0 | 0 | 0 | 0 | 0 | 0 | 0
F8_Commercial_WA - Health_New_Food Preparation_Natural Gas_Commercial Food Prep Other_A_Achievable Economic TRC Potential | F8 | Commercial | WA - Health | New | Food Preparation | Natural Gas | Commercial Food Prep Other | A | Cumulative Summer Peak Savings (MW) | Achievable Economic TRC Potential | 0 | 0 | 0 | 0 | 0 | 0 | 0 | 0 | 0 | 0 | 0 | 0 | 0 | 0 | 0 | 0 | 0 | 0 | 0 | 0 | 0 | 0 | 0 | 0 | 0 | 0 | 0
F9_Commercial_WA - Health_New_Food Preparation_Natural Gas_Commercial Food Prep Other_A_Achievable Economic TRC Potential | F9 | Commercial | WA - Health | New | Food Preparation | Natural Gas | Commercial Food Prep Other | A | Cumulative Winter Peak Savings (MW) | Achievable Economic TRC Potential | 0 | 0 | 0 | 0 | 0 | 0 | 0 | 0 | 0 | 0 | 0 | 0 | 0 | 0 | 0 | 0 | 0 | 0 | 0 | 0 | 0 | 0 | 0 | 0 | 0 | 0 | 0
F10_Commercial_WA - Health_New_Food Preparation_Natural Gas_Commercial Food Prep Other_A_Achievable Economic TRC Potential | F10 | Commercial | WA - Health | New | Food Preparation | Natural Gas | Commercial Food Prep Other | A | Purchases (Incremental) | Achievable Economic TRC Potential | 0 | 0 | 0 | 0 | 0 | 0 | 0 | 0 | 0 | 0 | 0 | 0 | 0 | 0 | 0 | 0 | 0 | 0 | 0 | 0 | 0 | 0 | 0 | 0 | 0 | 0 | 0
F11_Commercial_WA - Health_New_Food Preparation_Natural Gas_Commercial Food Prep Other_A_Achievable Economic TRC Potential | F11 | Commercial | WA - Health | New | Food Preparation | Natural Gas | Commercial Food Prep Other | A | Purchases (Cumulative) | Achievable Economic TRC Potential | 0 | 0 | 0 | 0 | 0 | 0 | 0 | 0 | 0 | 0 | 0 | 0 | 0 | 0 | 0 | 0 | 0 | 0 | 0 | 0 | 0 | 0 | 0 | 0 | 0 | 0 | 0
F1_Commercial_WA - Health_New_Miscellaneous_Natural Gas_Pool Heater_A_Achievable Economic TRC Potential | F1 | Commercial | WA - Health | New | Miscellaneous | Natural Gas | Pool Heater | A | Integrated Unit Energy Savings (kWh or therms) | Achievable Economic TRC Potential | 0 | 0 | 0 | 0 | 0 | 0 | 0 | 0 | 0 | 0 | 0 | 0 | 0 | 0 | 0 | 0 | 0 | 0 | 0 | 0 | 0 | 0 | 0 | 0 | 0 | 0 | 0
F2_Commercial_WA - Health_New_Miscellaneous_Natural Gas_Pool Heater_A_Achievable Economic TRC Potential | F2 | Commercial | WA - Health | New | Miscellaneous | Natural Gas | Pool Heater | A | Integrated Unit Summer Peak Savings (kW) | Achievable Economic TRC Potential | 0 | 0 | 0 | 0 | 0 | 0 | 0 | 0 | 0 | 0 | 0 | 0 | 0 | 0 | 0 | 0 | 0 | 0 | 0 | 0 | 0 | 0 | 0 | 0 | 0 | 0 | 0
F3_Commercial_WA - Health_New_Miscellaneous_Natural Gas_Pool Heater_A_Achievable Economic TRC Potential | F3 | Commercial | WA - Health | New | Miscellaneous | Natural Gas | Pool Heater | A | Integrated Unit Winter Peak Savings (kW) | Achievable Economic TRC Potential | 0 | 0 | 0 | 0 | 0 | 0 | 0 | 0 | 0 | 0 | 0 | 0 | 0 | 0 | 0 | 0 | 0 | 0 | 0 | 0 | 0 | 0 | 0 | 0 | 0 | 0 | 0
F4_Commercial_WA - Health_New_Miscellaneous_Natural Gas_Pool Heater_A_Achievable Economic TRC Potential | F4 | Commercial | WA - Health | New | Miscellaneous | Natural Gas | Pool Heater | A | Incremental Energy Savings (MWh or mTherms) | Achievable Economic TRC Potential | 0 | 0 | 0 | 0 | 0 | 0 | 0 | 0 | 0 | 0 | 0 | 0 | 0 | 0 | 0 | 0 | 0 | 0 | 0 | 0 | 0 | 0 | 0 | 0 | 0 | 0 | 0
F5_Commercial_WA - Health_New_Miscellaneous_Natural Gas_Pool Heater_A_Achievable Economic TRC Potential | F5 | Commercial | WA - Health | New | Miscellaneous | Natural Gas | Pool Heater | A | Incremental Summer Peak Savings (MW) | Achievable Economic TRC Potential | 0 | 0 | 0 | 0 | 0 | 0 | 0 | 0 | 0 | 0 | 0 | 0 | 0 | 0 | 0 | 0 | 0 | 0 | 0 | 0 | 0 | 0 | 0 | 0 | 0 | 0 | 0
F6_Commercial_WA - Health_New_Miscellaneous_Natural Gas_Pool Heater_A_Achievable Economic TRC Potential | F6 | Commercial | WA - Health | New | Miscellaneous | Natural Gas | Pool Heater | A | Incremental Winter Peak Savings (MW) | Achievable Economic TRC Potential | 0 | 0 | 0 | 0 | 0 | 0 | 0 | 0 | 0 | 0 | 0 | 0 | 0 | 0 | 0 | 0 | 0 | 0 | 0 | 0 | 0 | 0 | 0 | 0 | 0 | 0 | 0
F7_Commercial_WA - Health_New_Miscellaneous_Natural Gas_Pool Heater_A_Achievable Economic TRC Potential | F7 | Commercial | WA - Health | New | Miscellaneous | Natural Gas | Pool Heater | A | Cumulative Energy Savings (MWh or mTherms) | Achievable Economic TRC Potential | 0 | 0 | 0 | 0 | 0 | 0 | 0 | 0 | 0 | 0 | 0 | 0 | 0 | 0 | 0 | 0 | 0 | 0 | 0 | 0 | 0 | 0 | 0 | 0 | 0 | 0 | 0
F8_Commercial_WA - Health_New_Miscellaneous_Natural Gas_Pool Heater_A_Achievable Economic TRC Potential | F8 | Commercial | WA - Health | New | Miscellaneous | Natural Gas | Pool Heater | A | Cumulative Summer Peak Savings (MW) | Achievable Economic TRC Potential | 0 | 0 | 0 | 0 | 0 | 0 | 0 | 0 | 0 | 0 | 0 | 0 | 0 | 0 | 0 | 0 | 0 | 0 | 0 | 0 | 0 | 0 | 0 | 0 | 0 | 0 | 0
F9_Commercial_WA - Health_New_Miscellaneous_Natural Gas_Pool Heater_A_Achievable Economic TRC Potential | F9 | Commercial | WA - Health | New | Miscellaneous | Natural Gas | Pool Heater | A | Cumulative Winter Peak Savings (MW) | Achievable Economic TRC Potential | 0 | 0 | 0 | 0 | 0 | 0 | 0 | 0 | 0 | 0 | 0 | 0 | 0 | 0 | 0 | 0 | 0 | 0 | 0 | 0 | 0 | 0 | 0 | 0 | 0 | 0 | 0
F10_Commercial_WA - Health_New_Miscellaneous_Natural Gas_Pool Heater_A_Achievable Economic TRC Potential | F10 | Commercial | WA - Health | New | Miscellaneous | Natural Gas | Pool Heater | A | Purchases (Incremental) | Achievable Economic TRC Potential | 0 | 0 | 0 | 0 | 0 | 0 | 0 | 0 | 0 | 0 | 0 | 0 | 0 | 0 | 0 | 0 | 0 | 0 | 0 | 0 | 0 | 0 | 0 | 0 | 0 | 0 | 0
F11_Commercial_WA - Health_New_Miscellaneous_Natural Gas_Pool Heater_A_Achievable Economic TRC Potential | F11 | Commercial | WA - Health | New | Miscellaneous | Natural Gas | Pool Heater | A | Purchases (Cumulative) | Achievable Economic TRC Potential | 0 | 0 | 0 | 0 | 0 | 0 | 0 | 0 | 0 | 0 | 0 | 0 | 0 | 0 | 0 | 0 | 0 | 0 | 0 | 0 | 0 | 0 | 0 | 0 | 0 | 0 | 0
F1_Commercial_WA - Miscellaneous_Existing_Space Heating_Natural Gas_Furnace_A_Achievable Economic TRC Potential | F1 | Commercial | WA - Miscellaneous | Existing | Space Heating | Natural Gas | Furnace | A | Integrated Unit Energy Savings (kWh or therms) | Achievable Economic TRC Potential | 0 | 638.6601 | 636.1836 | 212.0612 | 212.0612 | 212.0612 | 212.0612 | 212.0612 | 212.0612 | 212.0612 | 212.0612 | 212.0612 | 212.0612 | 212.0612 | 212.0612 | 212.0612 | 212.0612 | 212.0612 | 212.0612 | 212.0612 | 212.0612 | 212.0612 | 212.0612 | 212.0612 | 212.0612 | 212.0612 | 212.0612
F2_Commercial_WA - Miscellaneous_Existing_Space Heating_Natural Gas_Furnace_A_Achievable Economic TRC Potential | F2 | Commercial | WA - Miscellaneous | Existing | Space Heating | Natural Gas | Furnace | A | Integrated Unit Summer Peak Savings (kW) | Achievable Economic TRC Potential | 0 | 0 | 0 | 0 | 0 | 0 | 0 | 0 | 0 | 0 | 0 | 0 | 0 | 0 | 0 | 0 | 0 | 0 | 0 | 0 | 0 | 0 | 0 | 0 | 0 | 0 | 0
F3_Commercial_WA - Miscellaneous_Existing_Space Heating_Natural Gas_Furnace_A_Achievable Economic TRC Potential | F3 | Commercial | WA - Miscellaneous | Existing | Space Heating | Natural Gas | Furnace | A | Integrated Unit Winter Peak Savings (kW) | Achievable Economic TRC Potential | 0 | 0 | 0 | 0 | 0 | 0 | 0 | 0 | 0 | 0 | 0 | 0 | 0 | 0 | 0 | 0 | 0 | 0 | 0 | 0 | 0 | 0 | 0 | 0 | 0 | 0 | 0
F4_Commercial_WA - Miscellaneous_Existing_Space Heating_Natural Gas_Furnace_A_Achievable Economic TRC Potential | F4 | Commercial | WA - Miscellaneous | Existing | Space Heating | Natural Gas | Furnace | A | Incremental Energy Savings (MWh or mTherms) | Achievable Economic TRC Potential | 0 | 0 | 0 | 0.0064506 | 0.011191 | 0.027364 | 0.057272 | 0.10833 | 0.18992 | 0.31298 | 0.48493 | 0.71208 | 0.99624 | 1.333 | 1.7104 | 2.1097 | 2.5074 | 2.8792 | 3.2054 | 3.1987 | 3.1537 | 3.069 | 2.9907 | 2.8855 | 2.8024 | 2.7403 | 2.6918
F5_Commercial_WA - Miscellaneous_Existing_Space Heating_Natural Gas_Furnace_A_Achievable Economic TRC Potential | F5 | Commercial | WA - Miscellaneous | Existing | Space Heating | Natural Gas | Furnace | A | Incremental Summer Peak Savings (MW) | Achievable Economic TRC Potential | 0 | 0 | 0 | 0 | 0 | 0 | 0 | 0 | 0 | 0 | 0 | 0 | 0 | 0 | 0 | 0 | 0 | 0 | 0 | 0 | 0 | 0 | 0 | 0 | 0 | 0 | 0
F6_Commercial_WA - Miscellaneous_Existing_Space Heating_Natural Gas_Furnace_A_Achievable Economic TRC Potential | F6 | Commercial | WA - Miscellaneous | Existing | Space Heating | Natural Gas | Furnace | A | Incremental Winter Peak Savings (MW) | Achievable Economic TRC Potential | 0 | 0 | 0 | 0 | 0 | 0 | 0 | 0 | 0 | 0 | 0 | 0 | 0 | 0 | 0 | 0 | 0 | 0 | 0 | 0 | 0 | 0 | 0 | 0 | 0 | 0 | 0
F7_Commercial_WA - Miscellaneous_Existing_Space Heating_Natural Gas_Furnace_A_Achievable Economic TRC Potential | F7 | Commercial | WA - Miscellaneous | Existing | Space Heating | Natural Gas | Furnace | A | Cumulative Energy Savings (MWh or mTherms) | Achievable Economic TRC Potential | 0 | 0 | 0 | 0.0064506 | 0.017642 | 0.045006 | 0.10228 | 0.21061 | 0.40052 | 0.7135 | 1.1984 | 1.9105 | 2.9068 | 4.2397 | 5.9501 | 8.0598 | 10.5672 | 13.4464 | 16.6518 | 19.8505 | 23.0042 | 26.0732 | 29.0638 | 31.9493 | 34.7517 | 37.492 | 40.1837
F8_Commercial_WA - Miscellaneous_Existing_Space Heating_Natural Gas_Furnace_A_Achievable Economic TRC Potential | F8 | Commercial | WA - Miscellaneous | Existing | Space Heating | Natural Gas | Furnace | A | Cumulative Summer Peak Savings (MW) | Achievable Economic TRC Potential | 0 | 0 | 0 | 0 | 0 | 0 | 0 | 0 | 0 | 0 | 0 | 0 | 0 | 0 | 0 | 0 | 0 | 0 | 0 | 0 | 0 | 0 | 0 | 0 | 0 | 0 | 0
F9_Commercial_WA - Miscellaneous_Existing_Space Heating_Natural Gas_Furnace_A_Achievable Economic TRC Potential | F9 | Commercial | WA - Miscellaneous | Existing | Space Heating | Natural Gas | Furnace | A | Cumulative Winter Peak Savings (MW) | Achievable Economic TRC Potential | 0 | 0 | 0 | 0 | 0 | 0 | 0 | 0 | 0 | 0 | 0 | 0 | 0 | 0 | 0 | 0 | 0 | 0 | 0 | 0 | 0 | 0 | 0 | 0 | 0 | 0 | 0
F10_Commercial_WA - Miscellaneous_Existing_Space Heating_Natural Gas_Furnace_A_Achievable Economic TRC Potential | F10 | Commercial | WA - Miscellaneous | Existing | Space Heating | Natural Gas | Furnace | A | Purchases (Incremental) | Achievable Economic TRC Potential | 0 | 0 | 0 | 0.030419 | 0.052773 | 0.12904 | 0.27007 | 0.51084 | 0.89557 | 1.4759 | 2.2868 | 3.3579 | 4.6979 | 6.2858 | 8.0656 | 9.9486 | 11.8238 | 13.5774 | 15.1153 | 15.0838 | 14.8716 | 14.4722 | 14.1028 | 13.6067 | 13.2149 | 12.9223 | 12.6933
F11_Commercial_WA - Miscellaneous_Existing_Space Heating_Natural Gas_Furnace_A_Achievable Economic TRC Potential | F11 | Commercial | WA - Miscellaneous | Existing | Space Heating | Natural Gas | Furnace | A | Purchases (Cumulative) | Achievable Economic TRC Potential | 0 | 0 | 0 | 0.030419 | 0.083192 | 0.21223 | 0.48231 | 0.99314 | 1.8887 | 3.3646 | 5.6514 | 9.0092 | 13.7071 | 19.9929 | 28.0585 | 38.0071 | 49.8309 | 63.4083 | 78.5236 | 93.6074 | 108.479 | 122.9512 | 137.054 | 150.6607 | 163.8757 | 176.7979 | 189.4913
F1_Commercial_WA - Miscellaneous_Existing_Space Heating_Natural Gas_Boiler_A_Achievable Economic TRC Potential | F1 | Commercial | WA - Miscellaneous | Existing | Space Heating | Natural Gas | Boiler | A | Integrated Unit Energy Savings (kWh or therms) | Achievable Economic TRC Potential | 0 | 1962.3855 | 1954.7759 | 1954.7759 | 1954.7759 | 1954.7759 | 1954.7759 | 1954.7759 | 1954.7759 | 1954.7759 | 1954.7759 | 1954.7759 | 1954.7759 | 1954.7759 | 1954.7759 | 1954.7759 | 1954.7759 | 1954.7759 | 1954.7759 | 1954.7759 | 1954.7759 | 1954.7759 | 1954.7759 | 1954.7759 | 1954.7759 | 1954.7759 | 1954.7759
F2_Commercial_WA - Miscellaneous_Existing_Space Heating_Natural Gas_Boiler_A_Achievable Economic TRC Potential | F2 | Commercial | WA - Miscellaneous | Existing | Space Heating | Natural Gas | Boiler | A | Integrated Unit Summer Peak Savings (kW) | Achievable Economic TRC Potential | 0 | 0 | 0 | 0 | 0 | 0 | 0 | 0 | 0 | 0 | 0 | 0 | 0 | 0 | 0 | 0 | 0 | 0 | 0 | 0 | 0 | 0 | 0 | 0 | 0 | 0 | 0
F3_Commercial_WA - Miscellaneous_Existing_Space Heating_Natural Gas_Boiler_A_Achievable Economic TRC Potential | F3 | Commercial | WA - Miscellaneous | Existing | Space Heating | Natural Gas | Boiler | A | Integrated Unit Winter Peak Savings (kW) | Achievable Economic TRC Potential | 0 | 0 | 0 | 0 | 0 | 0 | 0 | 0 | 0 | 0 | 0 | 0 | 0 | 0 | 0 | 0 | 0 | 0 | 0 | 0 | 0 | 0 | 0 | 0 | 0 | 0 | 0
F4_Commercial_WA - Miscellaneous_Existing_Space Heating_Natural Gas_Boiler_A_Achievable Economic TRC Potential | F4 | Commercial | WA - Miscellaneous | Existing | Space Heating | Natural Gas | Boiler | A | Incremental Energy Savings (MWh or mTherms) | Achievable Economic TRC Potential | 0 | 0 | 0 | 1.3002 | 2.2279 | 2.8825 | 3.4011 | 3.8612 | 4.2642 | 4.6136 | 4.914 | 5.1706 | 5.3885 | 5.5727 | 5.7191 | 5.8356 | 5.9286 | 6.003 | 6.0627 | 6.1108 | 6.1609 | 6.2007 | 6.2 | 6.1643 | 6.1361 | 6.1145 | 6.0983
F5_Commercial_WA - Miscellaneous_Existing_Space Heating_Natural Gas_Boiler_A_Achievable Economic TRC Potential | F5 | Commercial | WA - Miscellaneous | Existing | Space Heating | Natural Gas | Boiler | A | Incremental Summer Peak Savings (MW) | Achievable Economic TRC Potential | 0 | 0 | 0 | 0 | 0 | 0 | 0 | 0 | 0 | 0 | 0 | 0 | 0 | 0 | 0 | 0 | 0 | 0 | 0 | 0 | 0 | 0 | 0 | 0 | 0 | 0 | 0
F6_Commercial_WA - Miscellaneous_Existing_Space Heating_Natural Gas_Boiler_A_Achievable Economic TRC Potential | F6 | Commercial | WA - Miscellaneous | Existing | Space Heating | Natural Gas | Boiler | A | Incremental Winter Peak Savings (MW) | Achievable Economic TRC Potential | 0 | 0 | 0 | 0 | 0 | 0 | 0 | 0 | 0 | 0 | 0 | 0 | 0 | 0 | 0 | 0 | 0 | 0 | 0 | 0 | 0 | 0 | 0 | 0 | 0 | 0 | 0
F7_Commercial_WA - Miscellaneous_Existing_Space Heating_Natural Gas_Boiler_A_Achievable Economic TRC Potential | F7 | Commercial | WA - Miscellaneous | Existing | Space Heating | Natural Gas | Boiler | A | Cumulative Energy Savings (MWh or mTherms) | Achievable Economic TRC Potential | 0 | 0 | 0 | 1.3002 | 3.5281 | 6.4106 | 9.8118 | 13.673 | 17.9372 | 22.5508 | 27.4648 | 32.6354 | 38.0239 | 43.5966 | 49.3157 | 55.1513 | 61.0799 | 67.083 | 73.1457 | 79.2565 | 85.4174 | 91.6181 | 97.8181 | 103.9824 | 110.1185 | 116.233 | 122.3313
F8_Commercial_WA - Miscellaneous_Existing_Space Heating_Natural Gas_Boiler_A_Achievable Economic TRC Potential | F8 | Commercial | WA - Miscellaneous | Existing | Space Heating | Natural Gas | Boiler | A | Cumulative Summer Peak Savings (MW) | Achievable Economic TRC Potential | 0 | 0 | 0 | 0 | 0 | 0 | 0 | 0 | 0 | 0 | 0 | 0 | 0 | 0 | 0 | 0 | 0 | 0 | 0 | 0 | 0 | 0 | 0 | 0 | 0 | 0 | 0
F9_Commercial_WA - Miscellaneous_Existing_Space Heating_Natural Gas_Boiler_A_Achievable Economic TRC Potential | F9 | Commercial | WA - Miscellaneous | Existing | Space Heating | Natural Gas | Boiler | A | Cumulative Winter Peak Savings (MW) | Achievable Economic TRC Potential | 0 | 0 | 0 | 0 | 0 | 0 | 0 | 0 | 0 | 0 | 0 | 0 | 0 | 0 | 0 | 0 | 0 | 0 | 0 | 0 | 0 | 0 | 0 | 0 | 0 | 0 | 0
F10_Commercial_WA - Miscellaneous_Existing_Space Heating_Natural Gas_Boiler_A_Achievable Economic TRC Potential | F10 | Commercial | WA - Miscellaneous | Existing | Space Heating | Natural Gas | Boiler | A | Purchases (Incremental) | Achievable Economic TRC Potential | 0 | 0 | 0 | 0.66515 | 1.1397 | 1.4746 | 1.7399 | 1.9753 | 2.1814 | 2.3602 | 2.5139 | 2.6451 | 2.7566 | 2.8508 | 2.9257 | 2.9853 | 3.0329 | 3.071 | 3.1015 | 3.1261 | 3.1517 | 3.1721 | 3.1717 | 3.1535 | 3.139 | 3.128 | 3.1197
F11_Commercial_WA - Miscellaneous_Existing_Space Heating_Natural Gas_Boiler_A_Achievable Economic TRC Potential | F11 | Commercial | WA - Miscellaneous | Existing | Space Heating | Natural Gas | Boiler | A | Purchases (Cumulative) | Achievable Economic TRC Potential | 0 | 0 | 0 | 0.66515 | 1.8049 | 3.2795 | 5.0194 | 6.9947 | 9.1761 | 11.5363 | 14.0501 | 16.6952 | 19.4518 | 22.3026 | 25.2283 | 28.2136 | 31.2465 | 34.3175 | 37.419 | 40.5451 | 43.6968 | 46.8688 | 50.0406 | 53.194 | 56.3331 | 59.461 | 62.5807
F1_Commercial_WA - Miscellaneous_Existing_Space Heating_Natural Gas_Unit Heater_A_Achievable Economic TRC Potential | F1 | Commercial | WA - Miscellaneous | Existing | Space Heating | Natural Gas | Unit Heater | A | Integrated Unit Energy Savings (kWh or therms) | Achievable Economic TRC Potential | 0 | 30983.2092 | 30863.0652 | 30863.0652 | 30863.0652 | 30863.0652 | 30863.0652 | 30863.0652 | 30863.0652 | 30863.0652 | 30863.0652 | 30863.0652 | 30863.0652 | 30863.0652 | 30863.0652 | 30863.0652 | 30863.0652 | 30863.0652 | 30863.0652 | 30863.0652 | 30863.0652 | 30863.0652 | 30863.0652 | 30863.0652 | 30863.0652 | 30863.0652 | 30863.0652
F2_Commercial_WA - Miscellaneous_Existing_Space Heating_Natural Gas_Unit Heater_A_Achievable Economic TRC Potential | F2 | Commercial | WA - Miscellaneous | Existing | Space Heating | Natural Gas | Unit Heater | A | Integrated Unit Summer Peak Savings (kW) | Achievable Economic TRC Potential | 0 | 0 | 0 | 0 | 0 | 0 | 0 | 0 | 0 | 0 | 0 | 0 | 0 | 0 | 0 | 0 | 0 | 0 | 0 | 0 | 0 | 0 | 0 | 0 | 0 | 0 | 0
F3_Commercial_WA - Miscellaneous_Existing_Space Heating_Natural Gas_Unit Heater_A_Achievable Economic TRC Potential | F3 | Commercial | WA - Miscellaneous | Existing | Space Heating | Natural Gas | Unit Heater | A | Integrated Unit Winter Peak Savings (kW) | Achievable Economic TRC Potential | 0 | 0 | 0 | 0 | 0 | 0 | 0 | 0 | 0 | 0 | 0 | 0 | 0 | 0 | 0 | 0 | 0 | 0 | 0 | 0 | 0 | 0 | 0 | 0 | 0 | 0 | 0
F4_Commercial_WA - Miscellaneous_Existing_Space Heating_Natural Gas_Unit Heater_A_Achievable Economic TRC Potential | F4 | Commercial | WA - Miscellaneous | Existing | Space Heating | Natural Gas | Unit Heater | A | Incremental Energy Savings (MWh or mTherms) | Achievable Economic TRC Potential | 0 | 0 | 0 | 0.00016891 | 0.00060877 | 0.0014848 | 0.0029639 | 0.0052371 | 0.0085883 | 0.013166 | 0.018523 | 0.024294 | 0.030021 | 0.035273 | 0.039764 | 0.043418 | 0.046273 | 0.04213 | 0.038315 | 0.034734 | 0.031222 | 0.027611 | 0.023703 | 0.019204 | 0.013954 | 0.0083875 | 0.0027902
F5_Commercial_WA - Miscellaneous_Existing_Space Heating_Natural Gas_Unit Heater_A_Achievable Economic TRC Potential | F5 | Commercial | WA - Miscellaneous | Existing | Space Heating | Natural Gas | Unit Heater | A | Incremental Summer Peak Savings (MW) | Achievable Economic TRC Potential | 0 | 0 | 0 | 0 | 0 | 0 | 0 | 0 | 0 | 0 | 0 | 0 | 0 | 0 | 0 | 0 | 0 | 0 | 0 | 0 | 0 | 0 | 0 | 0 | 0 | 0 | 0
F6_Commercial_WA - Miscellaneous_Existing_Space Heating_Natural Gas_Unit Heater_A_Achievable Economic TRC Potential | F6 | Commercial | WA - Miscellaneous | Existing | Space Heating | Natural Gas | Unit Heater | A | Incremental Winter Peak Savings (MW) | Achievable Economic TRC Potential | 0 | 0 | 0 | 0 | 0 | 0 | 0 | 0 | 0 | 0 | 0 | 0 | 0 | 0 | 0 | 0 | 0 | 0 | 0 | 0 | 0 | 0 | 0 | 0 | 0 | 0 | 0
F7_Commercial_WA - Miscellaneous_Existing_Space Heating_Natural Gas_Unit Heater_A_Achievable Economic TRC Potential | F7 | Commercial | WA - Miscellaneous | Existing | Space Heating | Natural Gas | Unit Heater | A | Cumulative Energy Savings (MWh or mTherms) | Achievable Economic TRC Potential | 0 | 0 | 0 | 0.00016891 | 0.00077768 | 0.0022625 | 0.0052264 | 0.010464 | 0.019052 | 0.032218 | 0.050741 | 0.075035 | 0.10506 | 0.14033 | 0.18009 | 0.22351 | 0.26978 | 0.31191 | 0.35023 | 0.38496 | 0.41618 | 0.4438 | 0.4675 | 0.4867 | 0.50066 | 0.50905 | 0.51184
F8_Commercial_WA - Miscellaneous_Existing_Space Heating_Natural Gas_Unit Heater_A_Achievable Economic TRC Potential | F8 | Commercial | WA - Miscellaneous | Existing | Space Heating | Natural Gas | Unit Heater | A | Cumulative Summer Peak Savings (MW) | Achievable Economic TRC Potential | 0 | 0 | 0 | 0 | 0 | 0 | 0 | 0 | 0 | 0 | 0 | 0 | 0 | 0 | 0 | 0 | 0 | 0 | 0 | 0 | 0 | 0 | 0 | 0 | 0 | 0 | 0
F9_Commercial_WA - Miscellaneous_Existing_Space Heating_Natural Gas_Unit Heater_A_Achievable Economic TRC Potential | F9 | Commercial | WA - Miscellaneous | Existing | Space Heating | Natural Gas | Unit Heater | A | Cumulative Winter Peak Savings (MW) | Achievable Economic TRC Potential | 0 | 0 | 0 | 0 | 0 | 0 | 0 | 0 | 0 | 0 | 0 | 0 | 0 | 0 | 0 | 0 | 0 | 0 | 0 | 0 | 0 | 0 | 0 | 0 | 0 | 0 | 0
F10_Commercial_WA - Miscellaneous_Existing_Space Heating_Natural Gas_Unit Heater_A_Achievable Economic TRC Potential | F10 | Commercial | WA - Miscellaneous | Existing | Space Heating | Natural Gas | Unit Heater | A | Purchases (Incremental) | Achievable Economic TRC Potential | 0 | 0 | 0 | 5.473e-06 | 1.9725e-05 | 4.811e-05 | 9.6034e-05 | 0.00016969 | 0.00027827 | 0.0004266 | 0.00060018 | 0.00078715 | 0.00097271 | 0.0011429 | 0.0012884 | 0.0014068 | 0.0014993 | 0.0013651 | 0.0012414 | 0.0011254 | 0.0010116 | 0.00089464 | 0.00076801 | 0.00062225 | 0.00045214 | 0.00027176 | 9.0405e-05
F11_Commercial_WA - Miscellaneous_Existing_Space Heating_Natural Gas_Unit Heater_A_Achievable Economic TRC Potential | F11 | Commercial | WA - Miscellaneous | Existing | Space Heating | Natural Gas | Unit Heater | A | Purchases (Cumulative) | Achievable Economic TRC Potential | 0 | 0 | 0 | 5.473e-06 | 2.5198e-05 | 7.3308e-05 | 0.00016934 | 0.00033903 | 0.0006173 | 0.0010439 | 0.0016441 | 0.0024312 | 0.0034039 | 0.0045468 | 0.0058352 | 0.007242 | 0.0087413 | 0.010106 | 0.011348 | 0.012473 | 0.013485 | 0.01438 | 0.015148 | 0.01577 | 0.016222 | 0.016494 | 0.016584
F1_Commercial_WA - Miscellaneous_Existing_Water Heating_Natural Gas_Water Heater_A_Achievable Economic TRC Potential | F1 | Commercial | WA - Miscellaneous | Existing | Water Heating | Natural Gas | Water Heater | A | Integrated Unit Energy Savings (kWh or therms) | Achievable Economic TRC Potential | 0 | 2.8505 | 2.8505 | 2.8505 | 2.8505 | 2.8505 | 2.8505 | 2.8505 | 2.8505 | 2.8505 | 2.8505 | 2.8505 | 2.8505 | 2.8505 | 2.8505 | 2.8505 | 2.8505 | 2.8505 | 2.8505 | 2.8505 | 2.8505 | 2.8505 | 2.8505 | 2.8505 | 2.8505 | 2.8505 | 2.8505
F2_Commercial_WA - Miscellaneous_Existing_Water Heating_Natural Gas_Water Heater_A_Achievable Economic TRC Potential | F2 | Commercial | WA - Miscellaneous | Existing | Water Heating | Natural Gas | Water Heater | A | Integrated Unit Summer Peak Savings (kW) | Achievable Economic TRC Potential | 0 | 0 | 0 | 0 | 0 | 0 | 0 | 0 | 0 | 0 | 0 | 0 | 0 | 0 | 0 | 0 | 0 | 0 | 0 | 0 | 0 | 0 | 0 | 0 | 0 | 0 | 0
F3_Commercial_WA - Miscellaneous_Existing_Water Heating_Natural Gas_Water Heater_A_Achievable Economic TRC Potential | F3 | Commercial | WA - Miscellaneous | Existing | Water Heating | Natural Gas | Water Heater | A | Integrated Unit Winter Peak Savings (kW) | Achievable Economic TRC Potential | 0 | 0 | 0 | 0 | 0 | 0 | 0 | 0 | 0 | 0 | 0 | 0 | 0 | 0 | 0 | 0 | 0 | 0 | 0 | 0 | 0 | 0 | 0 | 0 | 0 | 0 | 0
F4_Commercial_WA - Miscellaneous_Existing_Water Heating_Natural Gas_Water Heater_A_Achievable Economic TRC Potential | F4 | Commercial | WA - Miscellaneous | Existing | Water Heating | Natural Gas | Water Heater | A | Incremental Energy Savings (MWh or mTherms) | Achievable Economic TRC Potential | 0 | 0 | 0 | 0.50751 | 0.97365 | 1.4108 | 1.8281 | 2.2322 | 2.584 | 2.8545 | 3.2964 | 3.6228 | 3.8524 | 3.4978 | 3.1262 | 4.0376 | 3.3248 | 2.6748 | 2.1202 | 1.7046 | 1.1818 | 0.80952 | 0.55074 | 0.37449 | 0.60397 | 0 | 0
F5_Commercial_WA - Miscellaneous_Existing_Water Heating_Natural Gas_Water Heater_A_Achievable Economic TRC Potential | F5 | Commercial | WA - Miscellaneous | Existing | Water Heating | Natural Gas | Water Heater | A | Incremental Summer Peak Savings (MW) | Achievable Economic TRC Potential | 0 | 0 | 0 | 0 | 0 | 0 | 0 | 0 | 0 | 0 | 0 | 0 | 0 | 0 | 0 | 0 | 0 | 0 | 0 | 0 | 0 | 0 | 0 | 0 | 0 | 0 | 0
F6_Commercial_WA - Miscellaneous_Existing_Water Heating_Natural Gas_Water Heater_A_Achievable Economic TRC Potential | F6 | Commercial | WA - Miscellaneous | Existing | Water Heating | Natural Gas | Water Heater | A | Incremental Winter Peak Savings (MW) | Achievable Economic TRC Potential | 0 | 0 | 0 | 0 | 0 | 0 | 0 | 0 | 0 | 0 | 0 | 0 | 0 | 0 | 0 | 0 | 0 | 0 | 0 | 0 | 0 | 0 | 0 | 0 | 0 | 0 | 0
F7_Commercial_WA - Miscellaneous_Existing_Water Heating_Natural Gas_Water Heater_A_Achievable Economic TRC Potential | F7 | Commercial | WA - Miscellaneous | Existing | Water Heating | Natural Gas | Water Heater | A | Cumulative Energy Savings (MWh or mTherms) | Achievable Economic TRC Potential | 0 | 0 | 0 | 0.50751 | 1.4812 | 2.892 | 4.7201 | 6.9523 | 9.5363 | 12.3908 | 15.6872 | 19.31 | 23.1624 | 26.6602 | 29.7863 | 33.8239 | 37.1487 | 39.8235 | 41.9437 | 43.6483 | 44.8301 | 45.6396 | 46.1903 | 46.5648 | 47.1688 | 47.1688 | 47.1688
F8_Commercial_WA - Miscellaneous_Existing_Water Heating_Natural Gas_Water Heater_A_Achievable Economic TRC Potential | F8 | Commercial | WA - Miscellaneous | Existing | Water Heating | Natural Gas | Water Heater | A | Cumulative Summer Peak Savings (MW) | Achievable Economic TRC Potential | 0 | 0 | 0 | 0 | 0 | 0 | 0 | 0 | 0 | 0 | 0 | 0 | 0 | 0 | 0 | 0 | 0 | 0 | 0 | 0 | 0 | 0 | 0 | 0 | 0 | 0 | 0
F9_Commercial_WA - Miscellaneous_Existing_Water Heating_Natural Gas_Water Heater_A_Achievable Economic TRC Potential | F9 | Commercial | WA - Miscellaneous | Existing | Water Heating | Natural Gas | Water Heater | A | Cumulative Winter Peak Savings (MW) | Achievable Economic TRC Potential | 0 | 0 | 0 | 0 | 0 | 0 | 0 | 0 | 0 | 0 | 0 | 0 | 0 | 0 | 0 | 0 | 0 | 0 | 0 | 0 | 0 | 0 | 0 | 0 | 0 | 0 | 0
F10_Commercial_WA - Miscellaneous_Existing_Water Heating_Natural Gas_Water Heater_A_Achievable Economic TRC Potential | F10 | Commercial | WA - Miscellaneous | Existing | Water Heating | Natural Gas | Water Heater | A | Purchases (Incremental) | Achievable Economic TRC Potential | 0 | 0 | 0 | 178.046 | 341.5762 | 494.9453 | 641.3468 | 783.1032 | 906.522 | 1001.4042 | 1156.4505 | 1270.9493 | 1351.4914 | 1227.0813 | 1096.7264 | 1416.4671 | 1166.3992 | 938.3693 | 743.7938 | 598.0124 | 414.5949 | 283.9949 | 193.2114 | 131.3786 | 211.8838 | 0 | 0
F11_Commercial_WA - Miscellaneous_Existing_Water Heating_Natural Gas_Water Heater_A_Achievable Economic TRC Potential | F11 | Commercial | WA - Miscellaneous | Existing | Water Heating | Natural Gas | Water Heater | A | Purchases (Cumulative) | Achievable Economic TRC Potential | 0 | 0 | 0 | 178.046 | 519.6223 | 1014.5676 | 1655.9144 | 2439.0177 | 3345.5397 | 4346.9439 | 5503.3944 | 6774.3437 | 8125.8351 | 9352.9163 | 10449.6428 | 11866.1098 | 13032.509 | 13970.8783 | 14714.6722 | 15312.6846 | 15727.2795 | 16011.2745 | 16204.4858 | 16335.8645 | 16547.7483 | 16547.7483 | 16547.7483
F1_Commercial_WA - Miscellaneous_Existing_Food Preparation_Natural Gas_Oven_A_Achievable Economic TRC Potential | F1 | Commercial | WA - Miscellaneous | Existing | Food Preparation | Natural Gas | Oven | A | Integrated Unit Energy Savings (kWh or therms) | Achievable Economic TRC Potential | 0 | 106.6752 | 106.6752 | 106.6752 | 106.6752 | 106.6752 | 106.6752 | 106.6752 | 106.6752 | 106.6752 | 106.6752 | 106.6752 | 106.6752 | 106.6752 | 106.6752 | 106.6752 | 106.6752 | 106.6752 | 106.6752 | 106.6752 | 106.6752 | 106.6752 | 106.6752 | 106.6752 | 106.6752 | 106.6752 | 106.6752
F2_Commercial_WA - Miscellaneous_Existing_Food Preparation_Natural Gas_Oven_A_Achievable Economic TRC Potential | F2 | Commercial | WA - Miscellaneous | Existing | Food Preparation | Natural Gas | Oven | A | Integrated Unit Summer Peak Savings (kW) | Achievable Economic TRC Potential | 0 | 0 | 0 | 0 | 0 | 0 | 0 | 0 | 0 | 0 | 0 | 0 | 0 | 0 | 0 | 0 | 0 | 0 | 0 | 0 | 0 | 0 | 0 | 0 | 0 | 0 | 0
F3_Commercial_WA - Miscellaneous_Existing_Food Preparation_Natural Gas_Oven_A_Achievable Economic TRC Potential | F3 | Commercial | WA - Miscellaneous | Existing | Food Preparation | Natural Gas | Oven | A | Integrated Unit Winter Peak Savings (kW) | Achievable Economic TRC Potential | 0 | 0 | 0 | 0 | 0 | 0 | 0 | 0 | 0 | 0 | 0 | 0 | 0 | 0 | 0 | 0 | 0 | 0 | 0 | 0 | 0 | 0 | 0 | 0 | 0 | 0 | 0
F4_Commercial_WA - Miscellaneous_Existing_Food Preparation_Natural Gas_Oven_A_Achievable Economic TRC Potential | F4 | Commercial | WA - Miscellaneous | Existing | Food Preparation | Natural Gas | Oven | A | Incremental Energy Savings (MWh or mTherms) | Achievable Economic TRC Potential | 0 | 0 | 0 | 0.00099511 | 0.0042557 | 0.0087469 | 0.014091 | 0.020014 | 0.026315 | 0.032852 | 0.039523 | 0.04626 | 0.042766 | 0.040599 | 0.040269 | 0.041171 | 0.041665 | 0.045219 | 0.048269 | 0.052008 | 0.056263 | 0.059681 | 0.062428 | 0.055012 | 0.055054 | 0.05269 | 0.04862
F5_Commercial_WA - Miscellaneous_Existing_Food Preparation_Natural Gas_Oven_A_Achievable Economic TRC Potential | F5 | Commercial | WA - Miscellaneous | Existing | Food Preparation | Natural Gas | Oven | A | Incremental Summer Peak Savings (MW) | Achievable Economic TRC Potential | 0 | 0 | 0 | 0 | 0 | 0 | 0 | 0 | 0 | 0 | 0 | 0 | 0 | 0 | 0 | 0 | 0 | 0 | 0 | 0 | 0 | 0 | 0 | 0 | 0 | 0 | 0
F6_Commercial_WA - Miscellaneous_Existing_Food Preparation_Natural Gas_Oven_A_Achievable Economic TRC Potential | F6 | Commercial | WA - Miscellaneous | Existing | Food Preparation | Natural Gas | Oven | A | Incremental Winter Peak Savings (MW) | Achievable Economic TRC Potential | 0 | 0 | 0 | 0 | 0 | 0 | 0 | 0 | 0 | 0 | 0 | 0 | 0 | 0 | 0 | 0 | 0 | 0 | 0 | 0 | 0 | 0 | 0 | 0 | 0 | 0 | 0
F7_Commercial_WA - Miscellaneous_Existing_Food Preparation_Natural Gas_Oven_A_Achievable Economic TRC Potential | F7 | Commercial | WA - Miscellaneous | Existing | Food Preparation | Natural Gas | Oven | A | Cumulative Energy Savings (MWh or mTherms) | Achievable Economic TRC Potential | 0 | 0 | 0 | 0.00099511 | 0.0052508 | 0.013998 | 0.028089 | 0.048103 | 0.074418 | 0.10727 | 0.14679 | 0.19305 | 0.23582 | 0.27642 | 0.31669 | 0.35786 | 0.39952 | 0.44474 | 0.49301 | 0.54502 | 0.60128 | 0.66096 | 0.72339 | 0.7784 | 0.83346 | 0.88615 | 0.93477
F8_Commercial_WA - Miscellaneous_Existing_Food Preparation_Natural Gas_Oven_A_Achievable Economic TRC Potential | F8 | Commercial | WA - Miscellaneous | Existing | Food Preparation | Natural Gas | Oven | A | Cumulative Summer Peak Savings (MW) | Achievable Economic TRC Potential | 0 | 0 | 0 | 0 | 0 | 0 | 0 | 0 | 0 | 0 | 0 | 0 | 0 | 0 | 0 | 0 | 0 | 0 | 0 | 0 | 0 | 0 | 0 | 0 | 0 | 0 | 0
F9_Commercial_WA - Miscellaneous_Existing_Food Preparation_Natural Gas_Oven_A_Achievable Economic TRC Potential | F9 | Commercial | WA - Miscellaneous | Existing | Food Preparation | Natural Gas | Oven | A | Cumulative Winter Peak Savings (MW) | Achievable Economic TRC Potential | 0 | 0 | 0 | 0 | 0 | 0 | 0 | 0 | 0 | 0 | 0 | 0 | 0 | 0 | 0 | 0 | 0 | 0 | 0 | 0 | 0 | 0 | 0 | 0 | 0 | 0 | 0
F10_Commercial_WA - Miscellaneous_Existing_Food Preparation_Natural Gas_Oven_A_Achievable Economic TRC Potential | F10 | Commercial | WA - Miscellaneous | Existing | Food Preparation | Natural Gas | Oven | A | Purchases (Incremental) | Achievable Economic TRC Potential | 0 | 0 | 0 | 0.0093284 | 0.039894 | 0.081995 | 0.1321 | 0.18762 | 0.24668 | 0.30796 | 0.3705 | 0.43365 | 0.4009 | 0.38059 | 0.37749 | 0.38595 | 0.39058 | 0.4239 | 0.45248 | 0.48753 | 0.52742 | 0.55947 | 0.58522 | 0.5157 | 0.51609 | 0.49393 | 0.45577
F11_Commercial_WA - Miscellaneous_Existing_Food Preparation_Natural Gas_Oven_A_Achievable Economic TRC Potential | F11 | Commercial | WA - Miscellaneous | Existing | Food Preparation | Natural Gas | Oven | A | Purchases (Cumulative) | Achievable Economic TRC Potential | 0 | 0 | 0 | 0.0093284 | 0.049222 | 0.13122 | 0.26331 | 0.45093 | 0.69762 | 1.0056 | 1.3761 | 1.8097 | 2.2106 | 2.5912 | 2.9687 | 3.3547 | 3.7452 | 4.1691 | 4.6216 | 5.1092 | 5.6366 | 6.196 | 6.7813 | 7.297 | 7.813 | 8.307 | 8.7628
F1_Commercial_WA - Miscellaneous_Existing_Food Preparation_Natural Gas_Conveyor Oven_A_Achievable Economic TRC Potential | F1 | Commercial | WA - Miscellaneous | Existing | Food Preparation | Natural Gas | Conveyor Oven | A | Integrated Unit Energy Savings (kWh or therms) | Achievable Economic TRC Potential | 0 | 0 | 0 | 0 | 0 | 692.0657 | 692.0657 | 692.0657 | 692.0657 | 692.0657 | 692.0657 | 692.0657 | 692.0657 | 692.0657 | 692.0657 | 692.0657 | 692.0657 | 692.0657 | 692.0657 | 692.0657 | 692.0657 | 692.0657 | 692.0657 | 692.0657 | 692.0657 | 692.0657 | 692.0657
F2_Commercial_WA - Miscellaneous_Existing_Food Preparation_Natural Gas_Conveyor Oven_A_Achievable Economic TRC Potential | F2 | Commercial | WA - Miscellaneous | Existing | Food Preparation | Natural Gas | Conveyor Oven | A | Integrated Unit Summer Peak Savings (kW) | Achievable Economic TRC Potential | 0 | 0 | 0 | 0 | 0 | 0 | 0 | 0 | 0 | 0 | 0 | 0 | 0 | 0 | 0 | 0 | 0 | 0 | 0 | 0 | 0 | 0 | 0 | 0 | 0 | 0 | 0
F3_Commercial_WA - Miscellaneous_Existing_Food Preparation_Natural Gas_Conveyor Oven_A_Achievable Economic TRC Potential | F3 | Commercial | WA - Miscellaneous | Existing | Food Preparation | Natural Gas | Conveyor Oven | A | Integrated Unit Winter Peak Savings (kW) | Achievable Economic TRC Potential | 0 | 0 | 0 | 0 | 0 | 0 | 0 | 0 | 0 | 0 | 0 | 0 | 0 | 0 | 0 | 0 | 0 | 0 | 0 | 0 | 0 | 0 | 0 | 0 | 0 | 0 | 0
F4_Commercial_WA - Miscellaneous_Existing_Food Preparation_Natural Gas_Conveyor Oven_A_Achievable Economic TRC Potential | F4 | Commercial | WA - Miscellaneous | Existing | Food Preparation | Natural Gas | Conveyor Oven | A | Incremental Energy Savings (MWh or mTherms) | Achievable Economic TRC Potential | 0 | 0 | 0 | 0 | 0 | 0.0010198 | 0.0040035 | 0.0096409 | 0.018431 | 0.030732 | 0.043725 | 0.057052 | 0.070469 | 0.083818 | 0.096998 | 0.10995 | 0.12266 | 0.1054 | 0.090142 | 0.07677 | 0.065141 | 0.056609 | 0.051192 | 0.046139 | 0.043565 | 0.042597 | 0.042946
F5_Commercial_WA - Miscellaneous_Existing_Food Preparation_Natural Gas_Conveyor Oven_A_Achievable Economic TRC Potential | F5 | Commercial | WA - Miscellaneous | Existing | Food Preparation | Natural Gas | Conveyor Oven | A | Incremental Summer Peak Savings (MW) | Achievable Economic TRC Potential | 0 | 0 | 0 | 0 | 0 | 0 | 0 | 0 | 0 | 0 | 0 | 0 | 0 | 0 | 0 | 0 | 0 | 0 | 0 | 0 | 0 | 0 | 0 | 0 | 0 | 0 | 0
F6_Commercial_WA - Miscellaneous_Existing_Food Preparation_Natural Gas_Conveyor Oven_A_Achievable Economic TRC Potential | F6 | Commercial | WA - Miscellaneous | Existing | Food Preparation | Natural Gas | Conveyor Oven | A | Incremental Winter Peak Savings (MW) | Achievable Economic TRC Potential | 0 | 0 | 0 | 0 | 0 | 0 | 0 | 0 | 0 | 0 | 0 | 0 | 0 | 0 | 0 | 0 | 0 | 0 | 0 | 0 | 0 | 0 | 0 | 0 | 0 | 0 | 0
F7_Commercial_WA - Miscellaneous_Existing_Food Preparation_Natural Gas_Conveyor Oven_A_Achievable Economic TRC Potential | F7 | Commercial | WA - Miscellaneous | Existing | Food Preparation | Natural Gas | Conveyor Oven | A | Cumulative Energy Savings (MWh or mTherms) | Achievable Economic TRC Potential | 0 | 0 | 0 | 0 | 0 | 0.0010198 | 0.0050234 | 0.014664 | 0.033095 | 0.063827 | 0.10755 | 0.1646 | 0.23507 | 0.31889 | 0.41589 | 0.52584 | 0.6485 | 0.7539 | 0.84405 | 0.92082 | 0.98596 | 1.0426 | 1.0938 | 1.1399 | 1.1835 | 1.2261 | 1.269
F8_Commercial_WA - Miscellaneous_Existing_Food Preparation_Natural Gas_Conveyor Oven_A_Achievable Economic TRC Potential | F8 | Commercial | WA - Miscellaneous | Existing | Food Preparation | Natural Gas | Conveyor Oven | A | Cumulative Summer Peak Savings (MW) | Achievable Economic TRC Potential | 0 | 0 | 0 | 0 | 0 | 0 | 0 | 0 | 0 | 0 | 0 | 0 | 0 | 0 | 0 | 0 | 0 | 0 | 0 | 0 | 0 | 0 | 0 | 0 | 0 | 0 | 0
F9_Commercial_WA - Miscellaneous_Existing_Food Preparation_Natural Gas_Conveyor Oven_A_Achievable Economic TRC Potential | F9 | Commercial | WA - Miscellaneous | Existing | Food Preparation | Natural Gas | Conveyor Oven | A | Cumulative Winter Peak Savings (MW) | Achievable Economic TRC Potential | 0 | 0 | 0 | 0 | 0 | 0 | 0 | 0 | 0 | 0 | 0 | 0 | 0 | 0 | 0 | 0 | 0 | 0 | 0 | 0 | 0 | 0 | 0 | 0 | 0 | 0 | 0
F10_Commercial_WA - Miscellaneous_Existing_Food Preparation_Natural Gas_Conveyor Oven_A_Achievable Economic TRC Potential | F10 | Commercial | WA - Miscellaneous | Existing | Food Preparation | Natural Gas | Conveyor Oven | A | Purchases (Incremental) | Achievable Economic TRC Potential | 0 | 0 | 0 | 0 | 0 | 0.0014736 | 0.0057849 | 0.013931 | 0.026632 | 0.044406 | 0.06318 | 0.082437 | 0.10182 | 0.12111 | 0.14016 | 0.15888 | 0.17724 | 0.1523 | 0.13025 | 0.11093 | 0.094126 | 0.081797 | 0.073969 | 0.066669 | 0.062949 | 0.06155 | 0.062055
F11_Commercial_WA - Miscellaneous_Existing_Food Preparation_Natural Gas_Conveyor Oven_A_Achievable Economic TRC Potential | F11 | Commercial | WA - Miscellaneous | Existing | Food Preparation | Natural Gas | Conveyor Oven | A | Purchases (Cumulative) | Achievable Economic TRC Potential | 0 | 0 | 0 | 0 | 0 | 0.0014736 | 0.0072585 | 0.021189 | 0.047821 | 0.092227 | 0.15541 | 0.23784 | 0.33967 | 0.46078 | 0.60094 | 0.75982 | 0.93705 | 1.0894 | 1.2196 | 1.3305 | 1.4247 | 1.5065 | 1.5804 | 1.6471 | 1.71 | 1.7716 | 1.8336
F1_Commercial_WA - Miscellaneous_Existing_Food Preparation_Natural Gas_Double Rack Oven_A_Achievable Economic TRC Potential | F1 | Commercial | WA - Miscellaneous | Existing | Food Preparation | Natural Gas | Double Rack Oven | A | Integrated Unit Energy Savings (kWh or therms) | Achievable Economic TRC Potential | 0 | 1621.62 | 1621.62 | 1621.62 | 1621.62 | 1621.62 | 1621.62 | 1621.62 | 1621.62 | 1621.62 | 1621.62 | 1621.62 | 1621.62 | 1621.62 | 1621.62 | 1621.62 | 1621.62 | 1621.62 | 1621.62 | 1621.62 | 1621.62 | 1621.62 | 1621.62 | 1621.62 | 1621.62 | 1621.62 | 1621.62
F2_Commercial_WA - Miscellaneous_Existing_Food Preparation_Natural Gas_Double Rack Oven_A_Achievable Economic TRC Potential | F2 | Commercial | WA - Miscellaneous | Existing | Food Preparation | Natural Gas | Double Rack Oven | A | Integrated Unit Summer Peak Savings (kW) | Achievable Economic TRC Potential | 0 | 0 | 0 | 0 | 0 | 0 | 0 | 0 | 0 | 0 | 0 | 0 | 0 | 0 | 0 | 0 | 0 | 0 | 0 | 0 | 0 | 0 | 0 | 0 | 0 | 0 | 0
F3_Commercial_WA - Miscellaneous_Existing_Food Preparation_Natural Gas_Double Rack Oven_A_Achievable Economic TRC Potential | F3 | Commercial | WA - Miscellaneous | Existing | Food Preparation | Natural Gas | Double Rack Oven | A | Integrated Unit Winter Peak Savings (kW) | Achievable Economic TRC Potential | 0 | 0 | 0 | 0 | 0 | 0 | 0 | 0 | 0 | 0 | 0 | 0 | 0 | 0 | 0 | 0 | 0 | 0 | 0 | 0 | 0 | 0 | 0 | 0 | 0 | 0 | 0
F4_Commercial_WA - Miscellaneous_Existing_Food Preparation_Natural Gas_Double Rack Oven_A_Achievable Economic TRC Potential | F4 | Commercial | WA - Miscellaneous | Existing | Food Preparation | Natural Gas | Double Rack Oven | A | Incremental Energy Savings (MWh or mTherms) | Achievable Economic TRC Potential | 0 | 0 | 0 | 0.0056199 | 0.020194 | 0.038291 | 0.059317 | 0.082767 | 0.10821 | 0.13529 | 0.14433 | 0.15414 | 0.16531 | 0.17826 | 0.19321 | 0.20467 | 0.20934 | 0.21262 | 0.21499 | 0.24589 | 0.25086 | 0.25102 | 0.2667 | 0.25854 | 0.24766 | 0.23429 | 0.21866
F5_Commercial_WA - Miscellaneous_Existing_Food Preparation_Natural Gas_Double Rack Oven_A_Achievable Economic TRC Potential | F5 | Commercial | WA - Miscellaneous | Existing | Food Preparation | Natural Gas | Double Rack Oven | A | Incremental Summer Peak Savings (MW) | Achievable Economic TRC Potential | 0 | 0 | 0 | 0 | 0 | 0 | 0 | 0 | 0 | 0 | 0 | 0 | 0 | 0 | 0 | 0 | 0 | 0 | 0 | 0 | 0 | 0 | 0 | 0 | 0 | 0 | 0
F6_Commercial_WA - Miscellaneous_Existing_Food Preparation_Natural Gas_Double Rack Oven_A_Achievable Economic TRC Potential | F6 | Commercial | WA - Miscellaneous | Existing | Food Preparation | Natural Gas | Double Rack Oven | A | Incremental Winter Peak Savings (MW) | Achievable Economic TRC Potential | 0 | 0 | 0 | 0 | 0 | 0 | 0 | 0 | 0 | 0 | 0 | 0 | 0 | 0 | 0 | 0 | 0 | 0 | 0 | 0 | 0 | 0 | 0 | 0 | 0 | 0 | 0
F7_Commercial_WA - Miscellaneous_Existing_Food Preparation_Natural Gas_Double Rack Oven_A_Achievable Economic TRC Potential | F7 | Commercial | WA - Miscellaneous | Existing | Food Preparation | Natural Gas | Double Rack Oven | A | Cumulative Energy Savings (MWh or mTherms) | Achievable Economic TRC Potential | 0 | 0 | 0 | 0.0056199 | 0.025814 | 0.064106 | 0.12342 | 0.20619 | 0.3144 | 0.44969 | 0.59402 | 0.74816 | 0.91347 | 1.0917 | 1.2849 | 1.4896 | 1.699 | 1.9116 | 2.1266 | 2.3725 | 2.6233 | 2.8743 | 3.141 | 3.3996 | 3.6472 | 3.8815 | 4.1002
F8_Commercial_WA - Miscellaneous_Existing_Food Preparation_Natural Gas_Double Rack Oven_A_Achievable Economic TRC Potential | F8 | Commercial | WA - Miscellaneous | Existing | Food Preparation | Natural Gas | Double Rack Oven | A | Cumulative Summer Peak Savings (MW) | Achievable Economic TRC Potential | 0 | 0 | 0 | 0 | 0 | 0 | 0 | 0 | 0 | 0 | 0 | 0 | 0 | 0 | 0 | 0 | 0 | 0 | 0 | 0 | 0 | 0 | 0 | 0 | 0 | 0 | 0
F9_Commercial_WA - Miscellaneous_Existing_Food Preparation_Natural Gas_Double Rack Oven_A_Achievable Economic TRC Potential | F9 | Commercial | WA - Miscellaneous | Existing | Food Preparation | Natural Gas | Double Rack Oven | A | Cumulative Winter Peak Savings (MW) | Achievable Economic TRC Potential | 0 | 0 | 0 | 0 | 0 | 0 | 0 | 0 | 0 | 0 | 0 | 0 | 0 | 0 | 0 | 0 | 0 | 0 | 0 | 0 | 0 | 0 | 0 | 0 | 0 | 0 | 0
F10_Commercial_WA - Miscellaneous_Existing_Food Preparation_Natural Gas_Double Rack Oven_A_Achievable Economic TRC Potential | F10 | Commercial | WA - Miscellaneous | Existing | Food Preparation | Natural Gas | Double Rack Oven | A | Purchases (Incremental) | Achievable Economic TRC Potential | 0 | 0 | 0 | 0.0034656 | 0.012453 | 0.023613 | 0.036579 | 0.05104 | 0.066731 | 0.083429 | 0.089002 | 0.095051 | 0.10194 | 0.10993 | 0.11915 | 0.12622 | 0.1291 | 0.13111 | 0.13258 | 0.15163 | 0.1547 | 0.15479 | 0.16446 | 0.15943 | 0.15272 | 0.14448 | 0.13484
F11_Commercial_WA - Miscellaneous_Existing_Food Preparation_Natural Gas_Double Rack Oven_A_Achievable Economic TRC Potential | F11 | Commercial | WA - Miscellaneous | Existing | Food Preparation | Natural Gas | Double Rack Oven | A | Purchases (Cumulative) | Achievable Economic TRC Potential | 0 | 0 | 0 | 0.0034656 | 0.015919 | 0.039532 | 0.076111 | 0.12715 | 0.19388 | 0.27731 | 0.36631 | 0.46136 | 0.56331 | 0.67323 | 0.79238 | 0.91859 | 1.0477 | 1.1788 | 1.3114 | 1.463 | 1.6177 | 1.7725 | 1.937 | 2.0964 | 2.2491 | 2.3936 | 2.5284
F1_Commercial_WA - Miscellaneous_Existing_Food Preparation_Natural Gas_Fryer_A_Achievable Economic TRC Potential | F1 | Commercial | WA - Miscellaneous | Existing | Food Preparation | Natural Gas | Fryer | A | Integrated Unit Energy Savings (kWh or therms) | Achievable Economic TRC Potential | 0 | 395.2691 | 395.2691 | 395.2691 | 395.2691 | 395.2691 | 395.2691 | 395.2691 | 395.2691 | 395.2691 | 395.2691 | 395.2691 | 395.2691 | 395.2691 | 395.2691 | 395.2691 | 395.2691 | 395.2691 | 395.2691 | 395.2691 | 395.2691 | 395.2691 | 395.2691 | 395.2691 | 395.2691 | 395.2691 | 395.2691
F2_Commercial_WA - Miscellaneous_Existing_Food Preparation_Natural Gas_Fryer_A_Achievable Economic TRC Potential | F2 | Commercial | WA - Miscellaneous | Existing | Food Preparation | Natural Gas | Fryer | A | Integrated Unit Summer Peak Savings (kW) | Achievable Economic TRC Potential | 0 | 0 | 0 | 0 | 0 | 0 | 0 | 0 | 0 | 0 | 0 | 0 | 0 | 0 | 0 | 0 | 0 | 0 | 0 | 0 | 0 | 0 | 0 | 0 | 0 | 0 | 0
F3_Commercial_WA - Miscellaneous_Existing_Food Preparation_Natural Gas_Fryer_A_Achievable Economic TRC Potential | F3 | Commercial | WA - Miscellaneous | Existing | Food Preparation | Natural Gas | Fryer | A | Integrated Unit Winter Peak Savings (kW) | Achievable Economic TRC Potential | 0 | 0 | 0 | 0 | 0 | 0 | 0 | 0 | 0 | 0 | 0 | 0 | 0 | 0 | 0 | 0 | 0 | 0 | 0 | 0 | 0 | 0 | 0 | 0 | 0 | 0 | 0
F4_Commercial_WA - Miscellaneous_Existing_Food Preparation_Natural Gas_Fryer_A_Achievable Economic TRC Potential | F4 | Commercial | WA - Miscellaneous | Existing | Food Preparation | Natural Gas | Fryer | A | Incremental Energy Savings (MWh or mTherms) | Achievable Economic TRC Potential | 0 | 0 | 0 | 0.0030791 | 0.006479 | 0.010339 | 0.014574 | 0.019218 | 0.024521 | 0.033516 | 0.042319 | 0.050137 | 0.053248 | 0.054079 | 0.073316 | 0.064575 | 0.055314 | 0.046694 | 0.035791 | 0.025858 | 0.017295 | 0.01051 | 0.011668 | 0 | 0 | 0 | 0.001821
F5_Commercial_WA - Miscellaneous_Existing_Food Preparation_Natural Gas_Fryer_A_Achievable Economic TRC Potential | F5 | Commercial | WA - Miscellaneous | Existing | Food Preparation | Natural Gas | Fryer | A | Incremental Summer Peak Savings (MW) | Achievable Economic TRC Potential | 0 | 0 | 0 | 0 | 0 | 0 | 0 | 0 | 0 | 0 | 0 | 0 | 0 | 0 | 0 | 0 | 0 | 0 | 0 | 0 | 0 | 0 | 0 | 0 | 0 | 0 | 0
F6_Commercial_WA - Miscellaneous_Existing_Food Preparation_Natural Gas_Fryer_A_Achievable Economic TRC Potential | F6 | Commercial | WA - Miscellaneous | Existing | Food Preparation | Natural Gas | Fryer | A | Incremental Winter Peak Savings (MW) | Achievable Economic TRC Potential | 0 | 0 | 0 | 0 | 0 | 0 | 0 | 0 | 0 | 0 | 0 | 0 | 0 | 0 | 0 | 0 | 0 | 0 | 0 | 0 | 0 | 0 | 0 | 0 | 0 | 0 | 0
F7_Commercial_WA - Miscellaneous_Existing_Food Preparation_Natural Gas_Fryer_A_Achievable Economic TRC Potential | F7 | Commercial | WA - Miscellaneous | Existing | Food Preparation | Natural Gas | Fryer | A | Cumulative Energy Savings (MWh or mTherms) | Achievable Economic TRC Potential | 0 | 0 | 0 | 0.0030791 | 0.0095581 | 0.019897 | 0.034471 | 0.053689 | 0.078209 | 0.11173 | 0.15404 | 0.20418 | 0.25743 | 0.31151 | 0.38482 | 0.4494 | 0.50471 | 0.55141 | 0.5872 | 0.61306 | 0.63035 | 0.64086 | 0.65253 | 0.65253 | 0.65253 | 0.65253 | 0.65435
F8_Commercial_WA - Miscellaneous_Existing_Food Preparation_Natural Gas_Fryer_A_Achievable Economic TRC Potential | F8 | Commercial | WA - Miscellaneous | Existing | Food Preparation | Natural Gas | Fryer | A | Cumulative Summer Peak Savings (MW) | Achievable Economic TRC Potential | 0 | 0 | 0 | 0 | 0 | 0 | 0 | 0 | 0 | 0 | 0 | 0 | 0 | 0 | 0 | 0 | 0 | 0 | 0 | 0 | 0 | 0 | 0 | 0 | 0 | 0 | 0
F9_Commercial_WA - Miscellaneous_Existing_Food Preparation_Natural Gas_Fryer_A_Achievable Economic TRC Potential | F9 | Commercial | WA - Miscellaneous | Existing | Food Preparation | Natural Gas | Fryer | A | Cumulative Winter Peak Savings (MW) | Achievable Economic TRC Potential | 0 | 0 | 0 | 0 | 0 | 0 | 0 | 0 | 0 | 0 | 0 | 0 | 0 | 0 | 0 | 0 | 0 | 0 | 0 | 0 | 0 | 0 | 0 | 0 | 0 | 0 | 0
F10_Commercial_WA - Miscellaneous_Existing_Food Preparation_Natural Gas_Fryer_A_Achievable Economic TRC Potential | F10 | Commercial | WA - Miscellaneous | Existing | Food Preparation | Natural Gas | Fryer | A | Purchases (Incremental) | Achievable Economic TRC Potential | 0 | 0 | 0 | 0.0077898 | 0.016391 | 0.026156 | 0.036872 | 0.048619 | 0.062036 | 0.084792 | 0.10706 | 0.12684 | 0.13471 | 0.13682 | 0.18548 | 0.16337 | 0.13994 | 0.11813 | 0.090548 | 0.065418 | 0.043756 | 0.026589 | 0.02952 | 0 | 0 | 0 | 0.004607
F11_Commercial_WA - Miscellaneous_Existing_Food Preparation_Natural Gas_Fryer_A_Achievable Economic TRC Potential | F11 | Commercial | WA - Miscellaneous | Existing | Food Preparation | Natural Gas | Fryer | A | Purchases (Cumulative) | Achievable Economic TRC Potential | 0 | 0 | 0 | 0.0077898 | 0.024181 | 0.050338 | 0.087209 | 0.13583 | 0.19786 | 0.28266 | 0.38972 | 0.51656 | 0.65128 | 0.78809 | 0.97358 | 1.1369 | 1.2769 | 1.395 | 1.4856 | 1.551 | 1.5947 | 1.6213 | 1.6508 | 1.6508 | 1.6508 | 1.6508 | 1.6555
F1_Commercial_WA - Miscellaneous_Existing_Food Preparation_Natural Gas_Broiler_A_Achievable Economic TRC Potential | F1 | Commercial | WA - Miscellaneous | Existing | Food Preparation | Natural Gas | Broiler | A | Integrated Unit Energy Savings (kWh or therms) | Achievable Economic TRC Potential | 0 | 240.24 | 240.24 | 240.24 | 240.24 | 240.24 | 240.24 | 240.24 | 240.24 | 240.24 | 240.24 | 240.24 | 240.24 | 240.24 | 240.24 | 240.24 | 240.24 | 240.24 | 240.24 | 240.24 | 240.24 | 240.24 | 240.24 | 240.24 | 240.24 | 240.24 | 240.24
F2_Commercial_WA - Miscellaneous_Existing_Food Preparation_Natural Gas_Broiler_A_Achievable Economic TRC Potential | F2 | Commercial | WA - Miscellaneous | Existing | Food Preparation | Natural Gas | Broiler | A | Integrated Unit Summer Peak Savings (kW) | Achievable Economic TRC Potential | 0 | 0 | 0 | 0 | 0 | 0 | 0 | 0 | 0 | 0 | 0 | 0 | 0 | 0 | 0 | 0 | 0 | 0 | 0 | 0 | 0 | 0 | 0 | 0 | 0 | 0 | 0
F3_Commercial_WA - Miscellaneous_Existing_Food Preparation_Natural Gas_Broiler_A_Achievable Economic TRC Potential | F3 | Commercial | WA - Miscellaneous | Existing | Food Preparation | Natural Gas | Broiler | A | Integrated Unit Winter Peak Savings (kW) | Achievable Economic TRC Potential | 0 | 0 | 0 | 0 | 0 | 0 | 0 | 0 | 0 | 0 | 0 | 0 | 0 | 0 | 0 | 0 | 0 | 0 | 0 | 0 | 0 | 0 | 0 | 0 | 0 | 0 | 0
F4_Commercial_WA - Miscellaneous_Existing_Food Preparation_Natural Gas_Broiler_A_Achievable Economic TRC Potential | F4 | Commercial | WA - Miscellaneous | Existing | Food Preparation | Natural Gas | Broiler | A | Incremental Energy Savings (MWh or mTherms) | Achievable Economic TRC Potential | 0 | 0 | 0 | 0.012461 | 0.041347 | 0.074065 | 0.10997 | 0.14851 | 0.18923 | 0.23172 | 0.25458 | 0.27828 | 0.30347 | 0.33058 | 0.35987 | 0.37903 | 0.38411 | 0.38767 | 0.39026 | 0.49001 | 0.49164 | 0.48805 | 0.50142 | 0.47341 | 0.44313 | 0.41074 | 0.37642
F5_Commercial_WA - Miscellaneous_Existing_Food Preparation_Natural Gas_Broiler_A_Achievable Economic TRC Potential | F5 | Commercial | WA - Miscellaneous | Existing | Food Preparation | Natural Gas | Broiler | A | Incremental Summer Peak Savings (MW) | Achievable Economic TRC Potential | 0 | 0 | 0 | 0 | 0 | 0 | 0 | 0 | 0 | 0 | 0 | 0 | 0 | 0 | 0 | 0 | 0 | 0 | 0 | 0 | 0 | 0 | 0 | 0 | 0 | 0 | 0
F6_Commercial_WA - Miscellaneous_Existing_Food Preparation_Natural Gas_Broiler_A_Achievable Economic TRC Potential | F6 | Commercial | WA - Miscellaneous | Existing | Food Preparation | Natural Gas | Broiler | A | Incremental Winter Peak Savings (MW) | Achievable Economic TRC Potential | 0 | 0 | 0 | 0 | 0 | 0 | 0 | 0 | 0 | 0 | 0 | 0 | 0 | 0 | 0 | 0 | 0 | 0 | 0 | 0 | 0 | 0 | 0 | 0 | 0 | 0 | 0
F7_Commercial_WA - Miscellaneous_Existing_Food Preparation_Natural Gas_Broiler_A_Achievable Economic TRC Potential | F7 | Commercial | WA - Miscellaneous | Existing | Food Preparation | Natural Gas | Broiler | A | Cumulative Energy Savings (MWh or mTherms) | Achievable Economic TRC Potential | 0 | 0 | 0 | 0.012461 | 0.053808 | 0.12787 | 0.23784 | 0.38636 | 0.57558 | 0.8073 | 1.0619 | 1.3402 | 1.6436 | 1.9742 | 2.3341 | 2.7131 | 3.0972 | 3.4849 | 3.8751 | 4.3651 | 4.8568 | 5.3448 | 5.8462 | 6.3197 | 6.7628 | 7.1735 | 7.55
F8_Commercial_WA - Miscellaneous_Existing_Food Preparation_Natural Gas_Broiler_A_Achievable Economic TRC Potential | F8 | Commercial | WA - Miscellaneous | Existing | Food Preparation | Natural Gas | Broiler | A | Cumulative Summer Peak Savings (MW) | Achievable Economic TRC Potential | 0 | 0 | 0 | 0 | 0 | 0 | 0 | 0 | 0 | 0 | 0 | 0 | 0 | 0 | 0 | 0 | 0 | 0 | 0 | 0 | 0 | 0 | 0 | 0 | 0 | 0 | 0
F9_Commercial_WA - Miscellaneous_Existing_Food Preparation_Natural Gas_Broiler_A_Achievable Economic TRC Potential | F9 | Commercial | WA - Miscellaneous | Existing | Food Preparation | Natural Gas | Broiler | A | Cumulative Winter Peak Savings (MW) | Achievable Economic TRC Potential | 0 | 0 | 0 | 0 | 0 | 0 | 0 | 0 | 0 | 0 | 0 | 0 | 0 | 0 | 0 | 0 | 0 | 0 | 0 | 0 | 0 | 0 | 0 | 0 | 0 | 0 | 0
F10_Commercial_WA - Miscellaneous_Existing_Food Preparation_Natural Gas_Broiler_A_Achievable Economic TRC Potential | F10 | Commercial | WA - Miscellaneous | Existing | Food Preparation | Natural Gas | Broiler | A | Purchases (Incremental) | Achievable Economic TRC Potential | 0 | 0 | 0 | 0.05187 | 0.17211 | 0.30829 | 0.45775 | 0.61819 | 0.78766 | 0.96453 | 1.0597 | 1.1583 | 1.2632 | 1.376 | 1.498 | 1.5777 | 1.5989 | 1.6137 | 1.6244 | 2.0397 | 2.0464 | 2.0315 | 2.0872 | 1.9706 | 1.8445 | 1.7097 | 1.5668
F11_Commercial_WA - Miscellaneous_Existing_Food Preparation_Natural Gas_Broiler_A_Achievable Economic TRC Potential | F11 | Commercial | WA - Miscellaneous | Existing | Food Preparation | Natural Gas | Broiler | A | Purchases (Cumulative) | Achievable Economic TRC Potential | 0 | 0 | 0 | 0.05187 | 0.22398 | 0.53227 | 0.99002 | 1.6082 | 2.3959 | 3.3604 | 4.4201 | 5.5784 | 6.8416 | 8.2176 | 9.7156 | 11.2933 | 12.8921 | 14.5058 | 16.1303 | 18.1699 | 20.2164 | 22.2479 | 24.335 | 26.3056 | 28.1502 | 29.8599 | 31.4267
F1_Commercial_WA - Miscellaneous_Existing_Food Preparation_Natural Gas_Griddle_A_Achievable Economic TRC Potential | F1 | Commercial | WA - Miscellaneous | Existing | Food Preparation | Natural Gas | Griddle | A | Integrated Unit Energy Savings (kWh or therms) | Achievable Economic TRC Potential | 0 | 167.9465 | 167.9465 | 167.9465 | 167.9465 | 167.9465 | 167.9465 | 167.9465 | 167.9465 | 167.9465 | 167.9465 | 167.9465 | 167.9465 | 167.9465 | 167.9465 | 167.9465 | 167.9465 | 167.9465 | 167.9465 | 167.9465 | 167.9465 | 167.9465 | 167.9465 | 167.9465 | 167.9465 | 167.9465 | 167.9465
F2_Commercial_WA - Miscellaneous_Existing_Food Preparation_Natural Gas_Griddle_A_Achievable Economic TRC Potential | F2 | Commercial | WA - Miscellaneous | Existing | Food Preparation | Natural Gas | Griddle | A | Integrated Unit Summer Peak Savings (kW) | Achievable Economic TRC Potential | 0 | 0 | 0 | 0 | 0 | 0 | 0 | 0 | 0 | 0 | 0 | 0 | 0 | 0 | 0 | 0 | 0 | 0 | 0 | 0 | 0 | 0 | 0 | 0 | 0 | 0 | 0
F3_Commercial_WA - Miscellaneous_Existing_Food Preparation_Natural Gas_Griddle_A_Achievable Economic TRC Potential | F3 | Commercial | WA - Miscellaneous | Existing | Food Preparation | Natural Gas | Griddle | A | Integrated Unit Winter Peak Savings (kW) | Achievable Economic TRC Potential | 0 | 0 | 0 | 0 | 0 | 0 | 0 | 0 | 0 | 0 | 0 | 0 | 0 | 0 | 0 | 0 | 0 | 0 | 0 | 0 | 0 | 0 | 0 | 0 | 0 | 0 | 0
F4_Commercial_WA - Miscellaneous_Existing_Food Preparation_Natural Gas_Griddle_A_Achievable Economic TRC Potential | F4 | Commercial | WA - Miscellaneous | Existing | Food Preparation | Natural Gas | Griddle | A | Incremental Energy Savings (MWh or mTherms) | Achievable Economic TRC Potential | 0 | 0 | 0 | 0 | 0 | 0.0035989 | 0.011634 | 0.020421 | 0.029832 | 0.039761 | 0.046284 | 0.052765 | 0.059411 | 0.066367 | 0.073731 | 0.081563 | 0.089893 | 0.095132 | 0.096433 | 0.11876 | 0.11975 | 0.11948 | 0.12201 | 0.12414 | 0.1258 | 0.11753 | 0.10892
F5_Commercial_WA - Miscellaneous_Existing_Food Preparation_Natural Gas_Griddle_A_Achievable Economic TRC Potential | F5 | Commercial | WA - Miscellaneous | Existing | Food Preparation | Natural Gas | Griddle | A | Incremental Summer Peak Savings (MW) | Achievable Economic TRC Potential | 0 | 0 | 0 | 0 | 0 | 0 | 0 | 0 | 0 | 0 | 0 | 0 | 0 | 0 | 0 | 0 | 0 | 0 | 0 | 0 | 0 | 0 | 0 | 0 | 0 | 0 | 0
F6_Commercial_WA - Miscellaneous_Existing_Food Preparation_Natural Gas_Griddle_A_Achievable Economic TRC Potential | F6 | Commercial | WA - Miscellaneous | Existing | Food Preparation | Natural Gas | Griddle | A | Incremental Winter Peak Savings (MW) | Achievable Economic TRC Potential | 0 | 0 | 0 | 0 | 0 | 0 | 0 | 0 | 0 | 0 | 0 | 0 | 0 | 0 | 0 | 0 | 0 | 0 | 0 | 0 | 0 | 0 | 0 | 0 | 0 | 0 | 0
F7_Commercial_WA - Miscellaneous_Existing_Food Preparation_Natural Gas_Griddle_A_Achievable Economic TRC Potential | F7 | Commercial | WA - Miscellaneous | Existing | Food Preparation | Natural Gas | Griddle | A | Cumulative Energy Savings (MWh or mTherms) | Achievable Economic TRC Potential | 0 | 0 | 0 | 0 | 0 | 0.0035989 | 0.015233 | 0.035654 | 0.065487 | 0.10525 | 0.15153 | 0.2043 | 0.26371 | 0.33008 | 0.40381 | 0.48537 | 0.57526 | 0.67039 | 0.76683 | 0.88559 | 1.0053 | 1.1248 | 1.2468 | 1.371 | 1.4968 | 1.6143 | 1.7232
F8_Commercial_WA - Miscellaneous_Existing_Food Preparation_Natural Gas_Griddle_A_Achievable Economic TRC Potential | F8 | Commercial | WA - Miscellaneous | Existing | Food Preparation | Natural Gas | Griddle | A | Cumulative Summer Peak Savings (MW) | Achievable Economic TRC Potential | 0 | 0 | 0 | 0 | 0 | 0 | 0 | 0 | 0 | 0 | 0 | 0 | 0 | 0 | 0 | 0 | 0 | 0 | 0 | 0 | 0 | 0 | 0 | 0 | 0 | 0 | 0
F9_Commercial_WA - Miscellaneous_Existing_Food Preparation_Natural Gas_Griddle_A_Achievable Economic TRC Potential | F9 | Commercial | WA - Miscellaneous | Existing | Food Preparation | Natural Gas | Griddle | A | Cumulative Winter Peak Savings (MW) | Achievable Economic TRC Potential | 0 | 0 | 0 | 0 | 0 | 0 | 0 | 0 | 0 | 0 | 0 | 0 | 0 | 0 | 0 | 0 | 0 | 0 | 0 | 0 | 0 | 0 | 0 | 0 | 0 | 0 | 0
F10_Commercial_WA - Miscellaneous_Existing_Food Preparation_Natural Gas_Griddle_A_Achievable Economic TRC Potential | F10 | Commercial | WA - Miscellaneous | Existing | Food Preparation | Natural Gas | Griddle | A | Purchases (Incremental) | Achievable Economic TRC Potential | 0 | 0 | 0 | 0 | 0 | 0.021429 | 0.069274 | 0.12159 | 0.17763 | 0.23675 | 0.27559 | 0.31418 | 0.35375 | 0.39517 | 0.43902 | 0.48565 | 0.53525 | 0.56644 | 0.57419 | 0.70715 | 0.71305 | 0.7114 | 0.72648 | 0.73916 | 0.74904 | 0.69982 | 0.64855
F11_Commercial_WA - Miscellaneous_Existing_Food Preparation_Natural Gas_Griddle_A_Achievable Economic TRC Potential | F11 | Commercial | WA - Miscellaneous | Existing | Food Preparation | Natural Gas | Griddle | A | Purchases (Cumulative) | Achievable Economic TRC Potential | 0 | 0 | 0 | 0 | 0 | 0.021429 | 0.090703 | 0.2123 | 0.38993 | 0.62667 | 0.90226 | 1.2164 | 1.5702 | 1.9654 | 2.4044 | 2.89 | 3.4253 | 3.9917 | 4.5659 | 5.2731 | 5.9861 | 6.6975 | 7.424 | 8.1632 | 8.9122 | 9.612 | 10.2606
F1_Commercial_WA - Miscellaneous_Existing_Food Preparation_Natural Gas_Range_A_Achievable Economic TRC Potential | F1 | Commercial | WA - Miscellaneous | Existing | Food Preparation | Natural Gas | Range | A | Integrated Unit Energy Savings (kWh or therms) | Achievable Economic TRC Potential | 0 | 171.4286 | 171.4286 | 171.4286 | 171.4286 | 171.4286 | 171.4286 | 171.4286 | 171.4286 | 171.4286 | 171.4286 | 171.4286 | 171.4286 | 171.4286 | 171.4286 | 171.4286 | 171.4286 | 171.4286 | 171.4286 | 171.4286 | 171.4286 | 171.4286 | 171.4286 | 171.4286 | 171.4286 | 171.4286 | 171.4286
F2_Commercial_WA - Miscellaneous_Existing_Food Preparation_Natural Gas_Range_A_Achievable Economic TRC Potential | F2 | Commercial | WA - Miscellaneous | Existing | Food Preparation | Natural Gas | Range | A | Integrated Unit Summer Peak Savings (kW) | Achievable Economic TRC Potential | 0 | 0 | 0 | 0 | 0 | 0 | 0 | 0 | 0 | 0 | 0 | 0 | 0 | 0 | 0 | 0 | 0 | 0 | 0 | 0 | 0 | 0 | 0 | 0 | 0 | 0 | 0
F3_Commercial_WA - Miscellaneous_Existing_Food Preparation_Natural Gas_Range_A_Achievable Economic TRC Potential | F3 | Commercial | WA - Miscellaneous | Existing | Food Preparation | Natural Gas | Range | A | Integrated Unit Winter Peak Savings (kW) | Achievable Economic TRC Potential | 0 | 0 | 0 | 0 | 0 | 0 | 0 | 0 | 0 | 0 | 0 | 0 | 0 | 0 | 0 | 0 | 0 | 0 | 0 | 0 | 0 | 0 | 0 | 0 | 0 | 0 | 0
F4_Commercial_WA - Miscellaneous_Existing_Food Preparation_Natural Gas_Range_A_Achievable Economic TRC Potential | F4 | Commercial | WA - Miscellaneous | Existing | Food Preparation | Natural Gas | Range | A | Incremental Energy Savings (MWh or mTherms) | Achievable Economic TRC Potential | 0 | 0 | 0 | 0.0055759 | 0.019143 | 0.034855 | 0.052053 | 0.070258 | 0.089123 | 0.1084 | 0.11121 | 0.11725 | 0.12657 | 0.13335 | 0.13479 | 0.16062 | 0.16697 | 0.17179 | 0.17543 | 0.17082 | 0.17822 | 0.1804 | 0.17905 | 0.16018 | 0.13689 | 0.095169 | 0.076188
F5_Commercial_WA - Miscellaneous_Existing_Food Preparation_Natural Gas_Range_A_Achievable Economic TRC Potential | F5 | Commercial | WA - Miscellaneous | Existing | Food Preparation | Natural Gas | Range | A | Incremental Summer Peak Savings (MW) | Achievable Economic TRC Potential | 0 | 0 | 0 | 0 | 0 | 0 | 0 | 0 | 0 | 0 | 0 | 0 | 0 | 0 | 0 | 0 | 0 | 0 | 0 | 0 | 0 | 0 | 0 | 0 | 0 | 0 | 0
F6_Commercial_WA - Miscellaneous_Existing_Food Preparation_Natural Gas_Range_A_Achievable Economic TRC Potential | F6 | Commercial | WA - Miscellaneous | Existing | Food Preparation | Natural Gas | Range | A | Incremental Winter Peak Savings (MW) | Achievable Economic TRC Potential | 0 | 0 | 0 | 0 | 0 | 0 | 0 | 0 | 0 | 0 | 0 | 0 | 0 | 0 | 0 | 0 | 0 | 0 | 0 | 0 | 0 | 0 | 0 | 0 | 0 | 0 | 0
F7_Commercial_WA - Miscellaneous_Existing_Food Preparation_Natural Gas_Range_A_Achievable Economic TRC Potential | F7 | Commercial | WA - Miscellaneous | Existing | Food Preparation | Natural Gas | Range | A | Cumulative Energy Savings (MWh or mTherms) | Achievable Economic TRC Potential | 0 | 0 | 0 | 0.0055759 | 0.024719 | 0.059574 | 0.11163 | 0.18188 | 0.27101 | 0.3794 | 0.49062 | 0.60787 | 0.73445 | 0.8678 | 1.0026 | 1.1632 | 1.3302 | 1.502 | 1.6774 | 1.8482 | 2.0264 | 2.2068 | 2.3859 | 2.5461 | 2.683 | 2.7781 | 2.8543
F8_Commercial_WA - Miscellaneous_Existing_Food Preparation_Natural Gas_Range_A_Achievable Economic TRC Potential | F8 | Commercial | WA - Miscellaneous | Existing | Food Preparation | Natural Gas | Range | A | Cumulative Summer Peak Savings (MW) | Achievable Economic TRC Potential | 0 | 0 | 0 | 0 | 0 | 0 | 0 | 0 | 0 | 0 | 0 | 0 | 0 | 0 | 0 | 0 | 0 | 0 | 0 | 0 | 0 | 0 | 0 | 0 | 0 | 0 | 0
F9_Commercial_WA - Miscellaneous_Existing_Food Preparation_Natural Gas_Range_A_Achievable Economic TRC Potential | F9 | Commercial | WA - Miscellaneous | Existing | Food Preparation | Natural Gas | Range | A | Cumulative Winter Peak Savings (MW) | Achievable Economic TRC Potential | 0 | 0 | 0 | 0 | 0 | 0 | 0 | 0 | 0 | 0 | 0 | 0 | 0 | 0 | 0 | 0 | 0 | 0 | 0 | 0 | 0 | 0 | 0 | 0 | 0 | 0 | 0
F10_Commercial_WA - Miscellaneous_Existing_Food Preparation_Natural Gas_Range_A_Achievable Economic TRC Potential | F10 | Commercial | WA - Miscellaneous | Existing | Food Preparation | Natural Gas | Range | A | Purchases (Incremental) | Achievable Economic TRC Potential | 0 | 0 | 0 | 0.032526 | 0.11167 | 0.20332 | 0.30364 | 0.40984 | 0.51988 | 0.63232 | 0.64875 | 0.68399 | 0.73834 | 0.7779 | 0.7863 | 0.93697 | 0.974 | 1.0021 | 1.0233 | 0.99647 | 1.0396 | 1.0523 | 1.0445 | 0.93441 | 0.79851 | 0.55515 | 0.44443
F11_Commercial_WA - Miscellaneous_Existing_Food Preparation_Natural Gas_Range_A_Achievable Economic TRC Potential | F11 | Commercial | WA - Miscellaneous | Existing | Food Preparation | Natural Gas | Range | A | Purchases (Cumulative) | Achievable Economic TRC Potential | 0 | 0 | 0 | 0.032526 | 0.14419 | 0.34751 | 0.65115 | 1.061 | 1.5809 | 2.2132 | 2.8619 | 3.5459 | 4.2843 | 5.0622 | 5.8485 | 6.7854 | 7.7594 | 8.7615 | 9.7849 | 10.7813 | 11.8209 | 12.8732 | 13.9177 | 14.8521 | 15.6506 | 16.2058 | 16.6502
F1_Commercial_WA - Miscellaneous_Existing_Food Preparation_Natural Gas_Steamer_A_Achievable Economic TRC Potential | F1 | Commercial | WA - Miscellaneous | Existing | Food Preparation | Natural Gas | Steamer | A | Integrated Unit Energy Savings (kWh or therms) | Achievable Economic TRC Potential | 0 | 1215.1419 | 1215.1419 | 1215.1419 | 1215.1419 | 1215.1419 | 1215.1419 | 1215.1419 | 1215.1419 | 1215.1419 | 1215.1419 | 1215.1419 | 1215.1419 | 1215.1419 | 1215.1419 | 1215.1419 | 1215.1419 | 1215.1419 | 1215.1419 | 1215.1419 | 1215.1419 | 1215.1419 | 1215.1419 | 1215.1419 | 1215.1419 | 1215.1419 | 1215.1419
F2_Commercial_WA - Miscellaneous_Existing_Food Preparation_Natural Gas_Steamer_A_Achievable Economic TRC Potential | F2 | Commercial | WA - Miscellaneous | Existing | Food Preparation | Natural Gas | Steamer | A | Integrated Unit Summer Peak Savings (kW) | Achievable Economic TRC Potential | 0 | 0 | 0 | 0 | 0 | 0 | 0 | 0 | 0 | 0 | 0 | 0 | 0 | 0 | 0 | 0 | 0 | 0 | 0 | 0 | 0 | 0 | 0 | 0 | 0 | 0 | 0
F3_Commercial_WA - Miscellaneous_Existing_Food Preparation_Natural Gas_Steamer_A_Achievable Economic TRC Potential | F3 | Commercial | WA - Miscellaneous | Existing | Food Preparation | Natural Gas | Steamer | A | Integrated Unit Winter Peak Savings (kW) | Achievable Economic TRC Potential | 0 | 0 | 0 | 0 | 0 | 0 | 0 | 0 | 0 | 0 | 0 | 0 | 0 | 0 | 0 | 0 | 0 | 0 | 0 | 0 | 0 | 0 | 0 | 0 | 0 | 0 | 0
F4_Commercial_WA - Miscellaneous_Existing_Food Preparation_Natural Gas_Steamer_A_Achievable Economic TRC Potential | F4 | Commercial | WA - Miscellaneous | Existing | Food Preparation | Natural Gas | Steamer | A | Incremental Energy Savings (MWh or mTherms) | Achievable Economic TRC Potential | 0 | 0 | 0 | 0.0017402 | 0.0051915 | 0.008521 | 0.011766 | 0.014954 | 0.018799 | 0.022546 | 0.026166 | 0.027914 | 0.027827 | 0.038202 | 0.036451 | 0.035203 | 0.033628 | 0.032385 | 0.031424 | 0.03069 | 0.034194 | 0.025882 | 0.028761 | 0.026572 | 0.023665 | 0.025415 | 0.019635
F5_Commercial_WA - Miscellaneous_Existing_Food Preparation_Natural Gas_Steamer_A_Achievable Economic TRC Potential | F5 | Commercial | WA - Miscellaneous | Existing | Food Preparation | Natural Gas | Steamer | A | Incremental Summer Peak Savings (MW) | Achievable Economic TRC Potential | 0 | 0 | 0 | 0 | 0 | 0 | 0 | 0 | 0 | 0 | 0 | 0 | 0 | 0 | 0 | 0 | 0 | 0 | 0 | 0 | 0 | 0 | 0 | 0 | 0 | 0 | 0
F6_Commercial_WA - Miscellaneous_Existing_Food Preparation_Natural Gas_Steamer_A_Achievable Economic TRC Potential | F6 | Commercial | WA - Miscellaneous | Existing | Food Preparation | Natural Gas | Steamer | A | Incremental Winter Peak Savings (MW) | Achievable Economic TRC Potential | 0 | 0 | 0 | 0 | 0 | 0 | 0 | 0 | 0 | 0 | 0 | 0 | 0 | 0 | 0 | 0 | 0 | 0 | 0 | 0 | 0 | 0 | 0 | 0 | 0 | 0 | 0
F7_Commercial_WA - Miscellaneous_Existing_Food Preparation_Natural Gas_Steamer_A_Achievable Economic TRC Potential | F7 | Commercial | WA - Miscellaneous | Existing | Food Preparation | Natural Gas | Steamer | A | Cumulative Energy Savings (MWh or mTherms) | Achievable Economic TRC Potential | 0 | 0 | 0 | 0.0017402 | 0.0069316 | 0.015453 | 0.027219 | 0.042173 | 0.060972 | 0.083518 | 0.10968 | 0.1376 | 0.16543 | 0.20363 | 0.24008 | 0.27528 | 0.30891 | 0.34129 | 0.37272 | 0.40341 | 0.4376 | 0.46348 | 0.49224 | 0.51882 | 0.54248 | 0.5679 | 0.58753
F8_Commercial_WA - Miscellaneous_Existing_Food Preparation_Natural Gas_Steamer_A_Achievable Economic TRC Potential | F8 | Commercial | WA - Miscellaneous | Existing | Food Preparation | Natural Gas | Steamer | A | Cumulative Summer Peak Savings (MW) | Achievable Economic TRC Potential | 0 | 0 | 0 | 0 | 0 | 0 | 0 | 0 | 0 | 0 | 0 | 0 | 0 | 0 | 0 | 0 | 0 | 0 | 0 | 0 | 0 | 0 | 0 | 0 | 0 | 0 | 0
F9_Commercial_WA - Miscellaneous_Existing_Food Preparation_Natural Gas_Steamer_A_Achievable Economic TRC Potential | F9 | Commercial | WA - Miscellaneous | Existing | Food Preparation | Natural Gas | Steamer | A | Cumulative Winter Peak Savings (MW) | Achievable Economic TRC Potential | 0 | 0 | 0 | 0 | 0 | 0 | 0 | 0 | 0 | 0 | 0 | 0 | 0 | 0 | 0 | 0 | 0 | 0 | 0 | 0 | 0 | 0 | 0 | 0 | 0 | 0 | 0
F10_Commercial_WA - Miscellaneous_Existing_Food Preparation_Natural Gas_Steamer_A_Achievable Economic TRC Potential | F10 | Commercial | WA - Miscellaneous | Existing | Food Preparation | Natural Gas | Steamer | A | Purchases (Incremental) | Achievable Economic TRC Potential | 0 | 0 | 0 | 0.0014321 | 0.0042723 | 0.0070124 | 0.0096829 | 0.012306 | 0.015471 | 0.018554 | 0.021533 | 0.022972 | 0.022901 | 0.031438 | 0.029998 | 0.02897 | 0.027674 | 0.026651 | 0.02586 | 0.025256 | 0.02814 | 0.0213 | 0.023669 | 0.021868 | 0.019475 | 0.020916 | 0.016159
F11_Commercial_WA - Miscellaneous_Existing_Food Preparation_Natural Gas_Steamer_A_Achievable Economic TRC Potential | F11 | Commercial | WA - Miscellaneous | Existing | Food Preparation | Natural Gas | Steamer | A | Purchases (Cumulative) | Achievable Economic TRC Potential | 0 | 0 | 0 | 0.0014321 | 0.0057044 | 0.012717 | 0.0224 | 0.034706 | 0.050177 | 0.068731 | 0.090264 | 0.11324 | 0.13614 | 0.16757 | 0.19757 | 0.22654 | 0.25422 | 0.28087 | 0.30673 | 0.33198 | 0.36012 | 0.38142 | 0.40509 | 0.42696 | 0.44643 | 0.46735 | 0.48351
F1_Commercial_WA - Miscellaneous_Existing_Food Preparation_Natural Gas_Commercial Food Prep Other_A_Achievable Economic TRC Potential | F1 | Commercial | WA - Miscellaneous | Existing | Food Preparation | Natural Gas | Commercial Food Prep Other | A | Integrated Unit Energy Savings (kWh or therms) | Achievable Economic TRC Potential | 0 | 0 | 0 | 0 | 0 | 0 | 0 | 0 | 0 | 0 | 0 | 0 | 0 | 0 | 0 | 0 | 0 | 0 | 0 | 0 | 0 | 0 | 0 | 0 | 0 | 0 | 0
F2_Commercial_WA - Miscellaneous_Existing_Food Preparation_Natural Gas_Commercial Food Prep Other_A_Achievable Economic TRC Potential | F2 | Commercial | WA - Miscellaneous | Existing | Food Preparation | Natural Gas | Commercial Food Prep Other | A | Integrated Unit Summer Peak Savings (kW) | Achievable Economic TRC Potential | 0 | 0 | 0 | 0 | 0 | 0 | 0 | 0 | 0 | 0 | 0 | 0 | 0 | 0 | 0 | 0 | 0 | 0 | 0 | 0 | 0 | 0 | 0 | 0 | 0 | 0 | 0
F3_Commercial_WA - Miscellaneous_Existing_Food Preparation_Natural Gas_Commercial Food Prep Other_A_Achievable Economic TRC Potential | F3 | Commercial | WA - Miscellaneous | Existing | Food Preparation | Natural Gas | Commercial Food Prep Other | A | Integrated Unit Winter Peak Savings (kW) | Achievable Economic TRC Potential | 0 | 0 | 0 | 0 | 0 | 0 | 0 | 0 | 0 | 0 | 0 | 0 | 0 | 0 | 0 | 0 | 0 | 0 | 0 | 0 | 0 | 0 | 0 | 0 | 0 | 0 | 0
F4_Commercial_WA - Miscellaneous_Existing_Food Preparation_Natural Gas_Commercial Food Prep Other_A_Achievable Economic TRC Potential | F4 | Commercial | WA - Miscellaneous | Existing | Food Preparation | Natural Gas | Commercial Food Prep Other | A | Incremental Energy Savings (MWh or mTherms) | Achievable Economic TRC Potential | 0 | 0 | 0 | 0 | 0 | 0 | 0 | 0 | 0 | 0 | 0 | 0 | 0 | 0 | 0 | 0 | 0 | 0 | 0 | 0 | 0 | 0 | 0 | 0 | 0 | 0 | 0
F5_Commercial_WA - Miscellaneous_Existing_Food Preparation_Natural Gas_Commercial Food Prep Other_A_Achievable Economic TRC Potential | F5 | Commercial | WA - Miscellaneous | Existing | Food Preparation | Natural Gas | Commercial Food Prep Other | A | Incremental Summer Peak Savings (MW) | Achievable Economic TRC Potential | 0 | 0 | 0 | 0 | 0 | 0 | 0 | 0 | 0 | 0 | 0 | 0 | 0 | 0 | 0 | 0 | 0 | 0 | 0 | 0 | 0 | 0 | 0 | 0 | 0 | 0 | 0
F6_Commercial_WA - Miscellaneous_Existing_Food Preparation_Natural Gas_Commercial Food Prep Other_A_Achievable Economic TRC Potential | F6 | Commercial | WA - Miscellaneous | Existing | Food Preparation | Natural Gas | Commercial Food Prep Other | A | Incremental Winter Peak Savings (MW) | Achievable Economic TRC Potential | 0 | 0 | 0 | 0 | 0 | 0 | 0 | 0 | 0 | 0 | 0 | 0 | 0 | 0 | 0 | 0 | 0 | 0 | 0 | 0 | 0 | 0 | 0 | 0 | 0 | 0 | 0
F7_Commercial_WA - Miscellaneous_Existing_Food Preparation_Natural Gas_Commercial Food Prep Other_A_Achievable Economic TRC Potential | F7 | Commercial | WA - Miscellaneous | Existing | Food Preparation | Natural Gas | Commercial Food Prep Other | A | Cumulative Energy Savings (MWh or mTherms) | Achievable Economic TRC Potential | 0 | 0 | 0 | 0 | 0 | 0 | 0 | 0 | 0 | 0 | 0 | 0 | 0 | 0 | 0 | 0 | 0 | 0 | 0 | 0 | 0 | 0 | 0 | 0 | 0 | 0 | 0
F8_Commercial_WA - Miscellaneous_Existing_Food Preparation_Natural Gas_Commercial Food Prep Other_A_Achievable Economic TRC Potential | F8 | Commercial | WA - Miscellaneous | Existing | Food Preparation | Natural Gas | Commercial Food Prep Other | A | Cumulative Summer Peak Savings (MW) | Achievable Economic TRC Potential | 0 | 0 | 0 | 0 | 0 | 0 | 0 | 0 | 0 | 0 | 0 | 0 | 0 | 0 | 0 | 0 | 0 | 0 | 0 | 0 | 0 | 0 | 0 | 0 | 0 | 0 | 0
F9_Commercial_WA - Miscellaneous_Existing_Food Preparation_Natural Gas_Commercial Food Prep Other_A_Achievable Economic TRC Potential | F9 | Commercial | WA - Miscellaneous | Existing | Food Preparation | Natural Gas | Commercial Food Prep Other | A | Cumulative Winter Peak Savings (MW) | Achievable Economic TRC Potential | 0 | 0 | 0 | 0 | 0 | 0 | 0 | 0 | 0 | 0 | 0 | 0 | 0 | 0 | 0 | 0 | 0 | 0 | 0 | 0 | 0 | 0 | 0 | 0 | 0 | 0 | 0
F10_Commercial_WA - Miscellaneous_Existing_Food Preparation_Natural Gas_Commercial Food Prep Other_A_Achievable Economic TRC Potential | F10 | Commercial | WA - Miscellaneous | Existing | Food Preparation | Natural Gas | Commercial Food Prep Other | A | Purchases (Incremental) | Achievable Economic TRC Potential | 0 | 0 | 0 | 0 | 0 | 0 | 0 | 0 | 0 | 0 | 0 | 0 | 0 | 0 | 0 | 0 | 0 | 0 | 0 | 0 | 0 | 0 | 0 | 0 | 0 | 0 | 0
F11_Commercial_WA - Miscellaneous_Existing_Food Preparation_Natural Gas_Commercial Food Prep Other_A_Achievable Economic TRC Potential | F11 | Commercial | WA - Miscellaneous | Existing | Food Preparation | Natural Gas | Commercial Food Prep Other | A | Purchases (Cumulative) | Achievable Economic TRC Potential | 0 | 0 | 0 | 0 | 0 | 0 | 0 | 0 | 0 | 0 | 0 | 0 | 0 | 0 | 0 | 0 | 0 | 0 | 0 | 0 | 0 | 0 | 0 | 0 | 0 | 0 | 0
F1_Commercial_WA - Miscellaneous_Existing_Miscellaneous_Natural Gas_Pool Heater_A_Achievable Economic TRC Potential | F1 | Commercial | WA - Miscellaneous | Existing | Miscellaneous | Natural Gas | Pool Heater | A | Integrated Unit Energy Savings (kWh or therms) | Achievable Economic TRC Potential | 0 | 2233.5 | 2233.5 | 2233.5 | 2233.5 | 2233.5 | 2233.5 | 2233.5 | 2233.5 | 2233.5 | 2233.5 | 2233.5 | 2233.5 | 2233.5 | 2233.5 | 2233.5 | 2233.5 | 2233.5 | 2233.5 | 2233.5 | 2233.5 | 2233.5 | 2233.5 | 2233.5 | 2233.5 | 2233.5 | 2233.5
F2_Commercial_WA - Miscellaneous_Existing_Miscellaneous_Natural Gas_Pool Heater_A_Achievable Economic TRC Potential | F2 | Commercial | WA - Miscellaneous | Existing | Miscellaneous | Natural Gas | Pool Heater | A | Integrated Unit Summer Peak Savings (kW) | Achievable Economic TRC Potential | 0 | 0 | 0 | 0 | 0 | 0 | 0 | 0 | 0 | 0 | 0 | 0 | 0 | 0 | 0 | 0 | 0 | 0 | 0 | 0 | 0 | 0 | 0 | 0 | 0 | 0 | 0
F3_Commercial_WA - Miscellaneous_Existing_Miscellaneous_Natural Gas_Pool Heater_A_Achievable Economic TRC Potential | F3 | Commercial | WA - Miscellaneous | Existing | Miscellaneous | Natural Gas | Pool Heater | A | Integrated Unit Winter Peak Savings (kW) | Achievable Economic TRC Potential | 0 | 0 | 0 | 0 | 0 | 0 | 0 | 0 | 0 | 0 | 0 | 0 | 0 | 0 | 0 | 0 | 0 | 0 | 0 | 0 | 0 | 0 | 0 | 0 | 0 | 0 | 0
F4_Commercial_WA - Miscellaneous_Existing_Miscellaneous_Natural Gas_Pool Heater_A_Achievable Economic TRC Potential | F4 | Commercial | WA - Miscellaneous | Existing | Miscellaneous | Natural Gas | Pool Heater | A | Incremental Energy Savings (MWh or mTherms) | Achievable Economic TRC Potential | 0 | 0 | 0 | 0 | 0 | 0 | 0 | 0 | 0 | 0 | 0 | 0 | 0.0011268 | 0.0016628 | 0.0035106 | 0.0064252 | 0.011418 | 0.0185 | 0.026822 | 0.038238 | 0.050782 | 0.070014 | 0.08365 | 0.096493 | 0.10698 | 0.11356 | 0.12036
F5_Commercial_WA - Miscellaneous_Existing_Miscellaneous_Natural Gas_Pool Heater_A_Achievable Economic TRC Potential | F5 | Commercial | WA - Miscellaneous | Existing | Miscellaneous | Natural Gas | Pool Heater | A | Incremental Summer Peak Savings (MW) | Achievable Economic TRC Potential | 0 | 0 | 0 | 0 | 0 | 0 | 0 | 0 | 0 | 0 | 0 | 0 | 0 | 0 | 0 | 0 | 0 | 0 | 0 | 0 | 0 | 0 | 0 | 0 | 0 | 0 | 0
F6_Commercial_WA - Miscellaneous_Existing_Miscellaneous_Natural Gas_Pool Heater_A_Achievable Economic TRC Potential | F6 | Commercial | WA - Miscellaneous | Existing | Miscellaneous | Natural Gas | Pool Heater | A | Incremental Winter Peak Savings (MW) | Achievable Economic TRC Potential | 0 | 0 | 0 | 0 | 0 | 0 | 0 | 0 | 0 | 0 | 0 | 0 | 0 | 0 | 0 | 0 | 0 | 0 | 0 | 0 | 0 | 0 | 0 | 0 | 0 | 0 | 0
F7_Commercial_WA - Miscellaneous_Existing_Miscellaneous_Natural Gas_Pool Heater_A_Achievable Economic TRC Potential | F7 | Commercial | WA - Miscellaneous | Existing | Miscellaneous | Natural Gas | Pool Heater | A | Cumulative Energy Savings (MWh or mTherms) | Achievable Economic TRC Potential | 0 | 0 | 0 | 0 | 0 | 0 | 0 | 0 | 0 | 0 | 0 | 0 | 0.0011268 | 0.0027896 | 0.0063002 | 0.012725 | 0.024144 | 0.042644 | 0.069466 | 0.1077 | 0.15849 | 0.2285 | 0.31215 | 0.40864 | 0.51562 | 0.62919 | 0.74955
F8_Commercial_WA - Miscellaneous_Existing_Miscellaneous_Natural Gas_Pool Heater_A_Achievable Economic TRC Potential | F8 | Commercial | WA - Miscellaneous | Existing | Miscellaneous | Natural Gas | Pool Heater | A | Cumulative Summer Peak Savings (MW) | Achievable Economic TRC Potential | 0 | 0 | 0 | 0 | 0 | 0 | 0 | 0 | 0 | 0 | 0 | 0 | 0 | 0 | 0 | 0 | 0 | 0 | 0 | 0 | 0 | 0 | 0 | 0 | 0 | 0 | 0
F9_Commercial_WA - Miscellaneous_Existing_Miscellaneous_Natural Gas_Pool Heater_A_Achievable Economic TRC Potential | F9 | Commercial | WA - Miscellaneous | Existing | Miscellaneous | Natural Gas | Pool Heater | A | Cumulative Winter Peak Savings (MW) | Achievable Economic TRC Potential | 0 | 0 | 0 | 0 | 0 | 0 | 0 | 0 | 0 | 0 | 0 | 0 | 0 | 0 | 0 | 0 | 0 | 0 | 0 | 0 | 0 | 0 | 0 | 0 | 0 | 0 | 0
F10_Commercial_WA - Miscellaneous_Existing_Miscellaneous_Natural Gas_Pool Heater_A_Achievable Economic TRC Potential | F10 | Commercial | WA - Miscellaneous | Existing | Miscellaneous | Natural Gas | Pool Heater | A | Purchases (Incremental) | Achievable Economic TRC Potential | 0 | 0 | 0 | 0 | 0 | 0 | 0 | 0 | 0 | 0 | 0 | 0 | 0.0005045 | 0.00074447 | 0.0015718 | 0.0028767 | 0.0051122 | 0.0082832 | 0.012009 | 0.01712 | 0.022737 | 0.031347 | 0.037453 | 0.043202 | 0.047899 | 0.050846 | 0.053888
F11_Commercial_WA - Miscellaneous_Existing_Miscellaneous_Natural Gas_Pool Heater_A_Achievable Economic TRC Potential | F11 | Commercial | WA - Miscellaneous | Existing | Miscellaneous | Natural Gas | Pool Heater | A | Purchases (Cumulative) | Achievable Economic TRC Potential | 0 | 0 | 0 | 0 | 0 | 0 | 0 | 0 | 0 | 0 | 0 | 0 | 0.0005045 | 0.001249 | 0.0028208 | 0.0056975 | 0.01081 | 0.019093 | 0.031102 | 0.048222 | 0.070959 | 0.10231 | 0.13976 | 0.18296 | 0.23086 | 0.28171 | 0.33559
F1_Commercial_WA - Miscellaneous_New_Space Heating_Natural Gas_Furnace_A_Achievable Economic TRC Potential | F1 | Commercial | WA - Miscellaneous | New | Space Heating | Natural Gas | Furnace | A | Integrated Unit Energy Savings (kWh or therms) | Achievable Economic TRC Potential | 0 | 0 | 0 | 0 | 0 | 0 | 0 | 0 | 0 | 0 | 0 | 0 | 0 | 0 | 0 | 0 | 0 | 0 | 0 | 0 | 0 | 0 | 0 | 0 | 0 | 0 | 0
F2_Commercial_WA - Miscellaneous_New_Space Heating_Natural Gas_Furnace_A_Achievable Economic TRC Potential | F2 | Commercial | WA - Miscellaneous | New | Space Heating | Natural Gas | Furnace | A | Integrated Unit Summer Peak Savings (kW) | Achievable Economic TRC Potential | 0 | 0 | 0 | 0 | 0 | 0 | 0 | 0 | 0 | 0 | 0 | 0 | 0 | 0 | 0 | 0 | 0 | 0 | 0 | 0 | 0 | 0 | 0 | 0 | 0 | 0 | 0
F3_Commercial_WA - Miscellaneous_New_Space Heating_Natural Gas_Furnace_A_Achievable Economic TRC Potential | F3 | Commercial | WA - Miscellaneous | New | Space Heating | Natural Gas | Furnace | A | Integrated Unit Winter Peak Savings (kW) | Achievable Economic TRC Potential | 0 | 0 | 0 | 0 | 0 | 0 | 0 | 0 | 0 | 0 | 0 | 0 | 0 | 0 | 0 | 0 | 0 | 0 | 0 | 0 | 0 | 0 | 0 | 0 | 0 | 0 | 0
F4_Commercial_WA - Miscellaneous_New_Space Heating_Natural Gas_Furnace_A_Achievable Economic TRC Potential | F4 | Commercial | WA - Miscellaneous | New | Space Heating | Natural Gas | Furnace | A | Incremental Energy Savings (MWh or mTherms) | Achievable Economic TRC Potential | 0 | 0 | 0 | 0 | 0 | 0 | 0 | 0 | 0 | 0 | 0 | 0 | 0 | 0 | 0 | 0 | 0 | 0 | 0 | 0 | 0 | 0 | 0 | 0 | 0 | 0 | 0
F5_Commercial_WA - Miscellaneous_New_Space Heating_Natural Gas_Furnace_A_Achievable Economic TRC Potential | F5 | Commercial | WA - Miscellaneous | New | Space Heating | Natural Gas | Furnace | A | Incremental Summer Peak Savings (MW) | Achievable Economic TRC Potential | 0 | 0 | 0 | 0 | 0 | 0 | 0 | 0 | 0 | 0 | 0 | 0 | 0 | 0 | 0 | 0 | 0 | 0 | 0 | 0 | 0 | 0 | 0 | 0 | 0 | 0 | 0
F6_Commercial_WA - Miscellaneous_New_Space Heating_Natural Gas_Furnace_A_Achievable Economic TRC Potential | F6 | Commercial | WA - Miscellaneous | New | Space Heating | Natural Gas | Furnace | A | Incremental Winter Peak Savings (MW) | Achievable Economic TRC Potential | 0 | 0 | 0 | 0 | 0 | 0 | 0 | 0 | 0 | 0 | 0 | 0 | 0 | 0 | 0 | 0 | 0 | 0 | 0 | 0 | 0 | 0 | 0 | 0 | 0 | 0 | 0
F7_Commercial_WA - Miscellaneous_New_Space Heating_Natural Gas_Furnace_A_Achievable Economic TRC Potential | F7 | Commercial | WA - Miscellaneous | New | Space Heating | Natural Gas | Furnace | A | Cumulative Energy Savings (MWh or mTherms) | Achievable Economic TRC Potential | 0 | 0 | 0 | 0 | 0 | 0 | 0 | 0 | 0 | 0 | 0 | 0 | 0 | 0 | 0 | 0 | 0 | 0 | 0 | 0 | 0 | 0 | 0 | 0 | 0 | 0 | 0
F8_Commercial_WA - Miscellaneous_New_Space Heating_Natural Gas_Furnace_A_Achievable Economic TRC Potential | F8 | Commercial | WA - Miscellaneous | New | Space Heating | Natural Gas | Furnace | A | Cumulative Summer Peak Savings (MW) | Achievable Economic TRC Potential | 0 | 0 | 0 | 0 | 0 | 0 | 0 | 0 | 0 | 0 | 0 | 0 | 0 | 0 | 0 | 0 | 0 | 0 | 0 | 0 | 0 | 0 | 0 | 0 | 0 | 0 | 0
F9_Commercial_WA - Miscellaneous_New_Space Heating_Natural Gas_Furnace_A_Achievable Economic TRC Potential | F9 | Commercial | WA - Miscellaneous | New | Space Heating | Natural Gas | Furnace | A | Cumulative Winter Peak Savings (MW) | Achievable Economic TRC Potential | 0 | 0 | 0 | 0 | 0 | 0 | 0 | 0 | 0 | 0 | 0 | 0 | 0 | 0 | 0 | 0 | 0 | 0 | 0 | 0 | 0 | 0 | 0 | 0 | 0 | 0 | 0
F10_Commercial_WA - Miscellaneous_New_Space Heating_Natural Gas_Furnace_A_Achievable Economic TRC Potential | F10 | Commercial | WA - Miscellaneous | New | Space Heating | Natural Gas | Furnace | A | Purchases (Incremental) | Achievable Economic TRC Potential | 0 | 0 | 0 | 0 | 0 | 0 | 0 | 0 | 0 | 0 | 0 | 0 | 0 | 0 | 0 | 0 | 0 | 0 | 0 | 0 | 0 | 0 | 0 | 0 | 0 | 0 | 0
F11_Commercial_WA - Miscellaneous_New_Space Heating_Natural Gas_Furnace_A_Achievable Economic TRC Potential | F11 | Commercial | WA - Miscellaneous | New | Space Heating | Natural Gas | Furnace | A | Purchases (Cumulative) | Achievable Economic TRC Potential | 0 | 0 | 0 | 0 | 0 | 0 | 0 | 0 | 0 | 0 | 0 | 0 | 0 | 0 | 0 | 0 | 0 | 0 | 0 | 0 | 0 | 0 | 0 | 0 | 0 | 0 | 0
F1_Commercial_WA - Miscellaneous_New_Space Heating_Natural Gas_Boiler_A_Achievable Economic TRC Potential | F1 | Commercial | WA - Miscellaneous | New | Space Heating | Natural Gas | Boiler | A | Integrated Unit Energy Savings (kWh or therms) | Achievable Economic TRC Potential | 0 | 0 | 0 | 0 | 0 | 0 | 0 | 0 | 0 | 0 | 0 | 0 | 0 | 0 | 0 | 0 | 0 | 0 | 0 | 0 | 0 | 0 | 0 | 0 | 0 | 0 | 0
F2_Commercial_WA - Miscellaneous_New_Space Heating_Natural Gas_Boiler_A_Achievable Economic TRC Potential | F2 | Commercial | WA - Miscellaneous | New | Space Heating | Natural Gas | Boiler | A | Integrated Unit Summer Peak Savings (kW) | Achievable Economic TRC Potential | 0 | 0 | 0 | 0 | 0 | 0 | 0 | 0 | 0 | 0 | 0 | 0 | 0 | 0 | 0 | 0 | 0 | 0 | 0 | 0 | 0 | 0 | 0 | 0 | 0 | 0 | 0
F3_Commercial_WA - Miscellaneous_New_Space Heating_Natural Gas_Boiler_A_Achievable Economic TRC Potential | F3 | Commercial | WA - Miscellaneous | New | Space Heating | Natural Gas | Boiler | A | Integrated Unit Winter Peak Savings (kW) | Achievable Economic TRC Potential | 0 | 0 | 0 | 0 | 0 | 0 | 0 | 0 | 0 | 0 | 0 | 0 | 0 | 0 | 0 | 0 | 0 | 0 | 0 | 0 | 0 | 0 | 0 | 0 | 0 | 0 | 0
F4_Commercial_WA - Miscellaneous_New_Space Heating_Natural Gas_Boiler_A_Achievable Economic TRC Potential | F4 | Commercial | WA - Miscellaneous | New | Space Heating | Natural Gas | Boiler | A | Incremental Energy Savings (MWh or mTherms) | Achievable Economic TRC Potential | 0 | 0 | 0 | 0 | 0 | 0 | 0 | 0 | 0 | 0 | 0 | 0 | 0 | 0 | 0 | 0 | 0 | 0 | 0 | 0 | 0 | 0 | 0 | 0 | 0 | 0 | 0
F5_Commercial_WA - Miscellaneous_New_Space Heating_Natural Gas_Boiler_A_Achievable Economic TRC Potential | F5 | Commercial | WA - Miscellaneous | New | Space Heating | Natural Gas | Boiler | A | Incremental Summer Peak Savings (MW) | Achievable Economic TRC Potential | 0 | 0 | 0 | 0 | 0 | 0 | 0 | 0 | 0 | 0 | 0 | 0 | 0 | 0 | 0 | 0 | 0 | 0 | 0 | 0 | 0 | 0 | 0 | 0 | 0 | 0 | 0
F6_Commercial_WA - Miscellaneous_New_Space Heating_Natural Gas_Boiler_A_Achievable Economic TRC Potential | F6 | Commercial | WA - Miscellaneous | New | Space Heating | Natural Gas | Boiler | A | Incremental Winter Peak Savings (MW) | Achievable Economic TRC Potential | 0 | 0 | 0 | 0 | 0 | 0 | 0 | 0 | 0 | 0 | 0 | 0 | 0 | 0 | 0 | 0 | 0 | 0 | 0 | 0 | 0 | 0 | 0 | 0 | 0 | 0 | 0
F7_Commercial_WA - Miscellaneous_New_Space Heating_Natural Gas_Boiler_A_Achievable Economic TRC Potential | F7 | Commercial | WA - Miscellaneous | New | Space Heating | Natural Gas | Boiler | A | Cumulative Energy Savings (MWh or mTherms) | Achievable Economic TRC Potential | 0 | 0 | 0 | 0 | 0 | 0 | 0 | 0 | 0 | 0 | 0 | 0 | 0 | 0 | 0 | 0 | 0 | 0 | 0 | 0 | 0 | 0 | 0 | 0 | 0 | 0 | 0
F8_Commercial_WA - Miscellaneous_New_Space Heating_Natural Gas_Boiler_A_Achievable Economic TRC Potential | F8 | Commercial | WA - Miscellaneous | New | Space Heating | Natural Gas | Boiler | A | Cumulative Summer Peak Savings (MW) | Achievable Economic TRC Potential | 0 | 0 | 0 | 0 | 0 | 0 | 0 | 0 | 0 | 0 | 0 | 0 | 0 | 0 | 0 | 0 | 0 | 0 | 0 | 0 | 0 | 0 | 0 | 0 | 0 | 0 | 0
F9_Commercial_WA - Miscellaneous_New_Space Heating_Natural Gas_Boiler_A_Achievable Economic TRC Potential | F9 | Commercial | WA - Miscellaneous | New | Space Heating | Natural Gas | Boiler | A | Cumulative Winter Peak Savings (MW) | Achievable Economic TRC Potential | 0 | 0 | 0 | 0 | 0 | 0 | 0 | 0 | 0 | 0 | 0 | 0 | 0 | 0 | 0 | 0 | 0 | 0 | 0 | 0 | 0 | 0 | 0 | 0 | 0 | 0 | 0
F10_Commercial_WA - Miscellaneous_New_Space Heating_Natural Gas_Boiler_A_Achievable Economic TRC Potential | F10 | Commercial | WA - Miscellaneous | New | Space Heating | Natural Gas | Boiler | A | Purchases (Incremental) | Achievable Economic TRC Potential | 0 | 0 | 0 | 0 | 0 | 0 | 0 | 0 | 0 | 0 | 0 | 0 | 0 | 0 | 0 | 0 | 0 | 0 | 0 | 0 | 0 | 0 | 0 | 0 | 0 | 0 | 0
F11_Commercial_WA - Miscellaneous_New_Space Heating_Natural Gas_Boiler_A_Achievable Economic TRC Potential | F11 | Commercial | WA - Miscellaneous | New | Space Heating | Natural Gas | Boiler | A | Purchases (Cumulative) | Achievable Economic TRC Potential | 0 | 0 | 0 | 0 | 0 | 0 | 0 | 0 | 0 | 0 | 0 | 0 | 0 | 0 | 0 | 0 | 0 | 0 | 0 | 0 | 0 | 0 | 0 | 0 | 0 | 0 | 0
F1_Commercial_WA - Miscellaneous_New_Space Heating_Natural Gas_Unit Heater_A_Achievable Economic TRC Potential | F1 | Commercial | WA - Miscellaneous | New | Space Heating | Natural Gas | Unit Heater | A | Integrated Unit Energy Savings (kWh or therms) | Achievable Economic TRC Potential | 0 | 0 | 0 | 0 | 0 | 0 | 0 | 0 | 0 | 0 | 0 | 0 | 0 | 0 | 0 | 0 | 0 | 0 | 0 | 0 | 0 | 0 | 0 | 0 | 0 | 0 | 0
F2_Commercial_WA - Miscellaneous_New_Space Heating_Natural Gas_Unit Heater_A_Achievable Economic TRC Potential | F2 | Commercial | WA - Miscellaneous | New | Space Heating | Natural Gas | Unit Heater | A | Integrated Unit Summer Peak Savings (kW) | Achievable Economic TRC Potential | 0 | 0 | 0 | 0 | 0 | 0 | 0 | 0 | 0 | 0 | 0 | 0 | 0 | 0 | 0 | 0 | 0 | 0 | 0 | 0 | 0 | 0 | 0 | 0 | 0 | 0 | 0
F3_Commercial_WA - Miscellaneous_New_Space Heating_Natural Gas_Unit Heater_A_Achievable Economic TRC Potential | F3 | Commercial | WA - Miscellaneous | New | Space Heating | Natural Gas | Unit Heater | A | Integrated Unit Winter Peak Savings (kW) | Achievable Economic TRC Potential | 0 | 0 | 0 | 0 | 0 | 0 | 0 | 0 | 0 | 0 | 0 | 0 | 0 | 0 | 0 | 0 | 0 | 0 | 0 | 0 | 0 | 0 | 0 | 0 | 0 | 0 | 0
F4_Commercial_WA - Miscellaneous_New_Space Heating_Natural Gas_Unit Heater_A_Achievable Economic TRC Potential | F4 | Commercial | WA - Miscellaneous | New | Space Heating | Natural Gas | Unit Heater | A | Incremental Energy Savings (MWh or mTherms) | Achievable Economic TRC Potential | 0 | 0 | 0 | 0 | 0 | 0 | 0 | 0 | 0 | 0 | 0 | 0 | 0 | 0 | 0 | 0 | 0 | 0 | 0 | 0 | 0 | 0 | 0 | 0 | 0 | 0 | 0
F5_Commercial_WA - Miscellaneous_New_Space Heating_Natural Gas_Unit Heater_A_Achievable Economic TRC Potential | F5 | Commercial | WA - Miscellaneous | New | Space Heating | Natural Gas | Unit Heater | A | Incremental Summer Peak Savings (MW) | Achievable Economic TRC Potential | 0 | 0 | 0 | 0 | 0 | 0 | 0 | 0 | 0 | 0 | 0 | 0 | 0 | 0 | 0 | 0 | 0 | 0 | 0 | 0 | 0 | 0 | 0 | 0 | 0 | 0 | 0
F6_Commercial_WA - Miscellaneous_New_Space Heating_Natural Gas_Unit Heater_A_Achievable Economic TRC Potential | F6 | Commercial | WA - Miscellaneous | New | Space Heating | Natural Gas | Unit Heater | A | Incremental Winter Peak Savings (MW) | Achievable Economic TRC Potential | 0 | 0 | 0 | 0 | 0 | 0 | 0 | 0 | 0 | 0 | 0 | 0 | 0 | 0 | 0 | 0 | 0 | 0 | 0 | 0 | 0 | 0 | 0 | 0 | 0 | 0 | 0
F7_Commercial_WA - Miscellaneous_New_Space Heating_Natural Gas_Unit Heater_A_Achievable Economic TRC Potential | F7 | Commercial | WA - Miscellaneous | New | Space Heating | Natural Gas | Unit Heater | A | Cumulative Energy Savings (MWh or mTherms) | Achievable Economic TRC Potential | 0 | 0 | 0 | 0 | 0 | 0 | 0 | 0 | 0 | 0 | 0 | 0 | 0 | 0 | 0 | 0 | 0 | 0 | 0 | 0 | 0 | 0 | 0 | 0 | 0 | 0 | 0
F8_Commercial_WA - Miscellaneous_New_Space Heating_Natural Gas_Unit Heater_A_Achievable Economic TRC Potential | F8 | Commercial | WA - Miscellaneous | New | Space Heating | Natural Gas | Unit Heater | A | Cumulative Summer Peak Savings (MW) | Achievable Economic TRC Potential | 0 | 0 | 0 | 0 | 0 | 0 | 0 | 0 | 0 | 0 | 0 | 0 | 0 | 0 | 0 | 0 | 0 | 0 | 0 | 0 | 0 | 0 | 0 | 0 | 0 | 0 | 0
F9_Commercial_WA - Miscellaneous_New_Space Heating_Natural Gas_Unit Heater_A_Achievable Economic TRC Potential | F9 | Commercial | WA - Miscellaneous | New | Space Heating | Natural Gas | Unit Heater | A | Cumulative Winter Peak Savings (MW) | Achievable Economic TRC Potential | 0 | 0 | 0 | 0 | 0 | 0 | 0 | 0 | 0 | 0 | 0 | 0 | 0 | 0 | 0 | 0 | 0 | 0 | 0 | 0 | 0 | 0 | 0 | 0 | 0 | 0 | 0
F10_Commercial_WA - Miscellaneous_New_Space Heating_Natural Gas_Unit Heater_A_Achievable Economic TRC Potential | F10 | Commercial | WA - Miscellaneous | New | Space Heating | Natural Gas | Unit Heater | A | Purchases (Incremental) | Achievable Economic TRC Potential | 0 | 0 | 0 | 0 | 0 | 0 | 0 | 0 | 0 | 0 | 0 | 0 | 0 | 0 | 0 | 0 | 0 | 0 | 0 | 0 | 0 | 0 | 0 | 0 | 0 | 0 | 0
F11_Commercial_WA - Miscellaneous_New_Space Heating_Natural Gas_Unit Heater_A_Achievable Economic TRC Potential | F11 | Commercial | WA - Miscellaneous | New | Space Heating | Natural Gas | Unit Heater | A | Purchases (Cumulative) | Achievable Economic TRC Potential | 0 | 0 | 0 | 0 | 0 | 0 | 0 | 0 | 0 | 0 | 0 | 0 | 0 | 0 | 0 | 0 | 0 | 0 | 0 | 0 | 0 | 0 | 0 | 0 | 0 | 0 | 0
F1_Commercial_WA - Miscellaneous_New_Water Heating_Natural Gas_Water Heater_A_Achievable Economic TRC Potential | F1 | Commercial | WA - Miscellaneous | New | Water Heating | Natural Gas | Water Heater | A | Integrated Unit Energy Savings (kWh or therms) | Achievable Economic TRC Potential | 0 | 0 | 0 | 0 | 0 | 0 | 0 | 0 | 0 | 0 | 0 | 0 | 0 | 0 | 0 | 0 | 0 | 0 | 0 | 0 | 0 | 0 | 0 | 0 | 0 | 0 | 0
F2_Commercial_WA - Miscellaneous_New_Water Heating_Natural Gas_Water Heater_A_Achievable Economic TRC Potential | F2 | Commercial | WA - Miscellaneous | New | Water Heating | Natural Gas | Water Heater | A | Integrated Unit Summer Peak Savings (kW) | Achievable Economic TRC Potential | 0 | 0 | 0 | 0 | 0 | 0 | 0 | 0 | 0 | 0 | 0 | 0 | 0 | 0 | 0 | 0 | 0 | 0 | 0 | 0 | 0 | 0 | 0 | 0 | 0 | 0 | 0
F3_Commercial_WA - Miscellaneous_New_Water Heating_Natural Gas_Water Heater_A_Achievable Economic TRC Potential | F3 | Commercial | WA - Miscellaneous | New | Water Heating | Natural Gas | Water Heater | A | Integrated Unit Winter Peak Savings (kW) | Achievable Economic TRC Potential | 0 | 0 | 0 | 0 | 0 | 0 | 0 | 0 | 0 | 0 | 0 | 0 | 0 | 0 | 0 | 0 | 0 | 0 | 0 | 0 | 0 | 0 | 0 | 0 | 0 | 0 | 0
F4_Commercial_WA - Miscellaneous_New_Water Heating_Natural Gas_Water Heater_A_Achievable Economic TRC Potential | F4 | Commercial | WA - Miscellaneous | New | Water Heating | Natural Gas | Water Heater | A | Incremental Energy Savings (MWh or mTherms) | Achievable Economic TRC Potential | 0 | 0 | 0 | 0 | 0 | 0 | 0 | 0 | 0 | 0 | 0 | 0 | 0 | 0 | 0 | 0 | 0 | 0 | 0 | 0 | 0 | 0 | 0 | 0 | 0 | 0 | 0
F5_Commercial_WA - Miscellaneous_New_Water Heating_Natural Gas_Water Heater_A_Achievable Economic TRC Potential | F5 | Commercial | WA - Miscellaneous | New | Water Heating | Natural Gas | Water Heater | A | Incremental Summer Peak Savings (MW) | Achievable Economic TRC Potential | 0 | 0 | 0 | 0 | 0 | 0 | 0 | 0 | 0 | 0 | 0 | 0 | 0 | 0 | 0 | 0 | 0 | 0 | 0 | 0 | 0 | 0 | 0 | 0 | 0 | 0 | 0
F6_Commercial_WA - Miscellaneous_New_Water Heating_Natural Gas_Water Heater_A_Achievable Economic TRC Potential | F6 | Commercial | WA - Miscellaneous | New | Water Heating | Natural Gas | Water Heater | A | Incremental Winter Peak Savings (MW) | Achievable Economic TRC Potential | 0 | 0 | 0 | 0 | 0 | 0 | 0 | 0 | 0 | 0 | 0 | 0 | 0 | 0 | 0 | 0 | 0 | 0 | 0 | 0 | 0 | 0 | 0 | 0 | 0 | 0 | 0
F7_Commercial_WA - Miscellaneous_New_Water Heating_Natural Gas_Water Heater_A_Achievable Economic TRC Potential | F7 | Commercial | WA - Miscellaneous | New | Water Heating | Natural Gas | Water Heater | A | Cumulative Energy Savings (MWh or mTherms) | Achievable Economic TRC Potential | 0 | 0 | 0 | 0 | 0 | 0 | 0 | 0 | 0 | 0 | 0 | 0 | 0 | 0 | 0 | 0 | 0 | 0 | 0 | 0 | 0 | 0 | 0 | 0 | 0 | 0 | 0
F8_Commercial_WA - Miscellaneous_New_Water Heating_Natural Gas_Water Heater_A_Achievable Economic TRC Potential | F8 | Commercial | WA - Miscellaneous | New | Water Heating | Natural Gas | Water Heater | A | Cumulative Summer Peak Savings (MW) | Achievable Economic TRC Potential | 0 | 0 | 0 | 0 | 0 | 0 | 0 | 0 | 0 | 0 | 0 | 0 | 0 | 0 | 0 | 0 | 0 | 0 | 0 | 0 | 0 | 0 | 0 | 0 | 0 | 0 | 0
F9_Commercial_WA - Miscellaneous_New_Water Heating_Natural Gas_Water Heater_A_Achievable Economic TRC Potential | F9 | Commercial | WA - Miscellaneous | New | Water Heating | Natural Gas | Water Heater | A | Cumulative Winter Peak Savings (MW) | Achievable Economic TRC Potential | 0 | 0 | 0 | 0 | 0 | 0 | 0 | 0 | 0 | 0 | 0 | 0 | 0 | 0 | 0 | 0 | 0 | 0 | 0 | 0 | 0 | 0 | 0 | 0 | 0 | 0 | 0
F10_Commercial_WA - Miscellaneous_New_Water Heating_Natural Gas_Water Heater_A_Achievable Economic TRC Potential | F10 | Commercial | WA - Miscellaneous | New | Water Heating | Natural Gas | Water Heater | A | Purchases (Incremental) | Achievable Economic TRC Potential | 0 | 0 | 0 | 0 | 0 | 0 | 0 | 0 | 0 | 0 | 0 | 0 | 0 | 0 | 0 | 0 | 0 | 0 | 0 | 0 | 0 | 0 | 0 | 0 | 0 | 0 | 0
F11_Commercial_WA - Miscellaneous_New_Water Heating_Natural Gas_Water Heater_A_Achievable Economic TRC Potential | F11 | Commercial | WA - Miscellaneous | New | Water Heating | Natural Gas | Water Heater | A | Purchases (Cumulative) | Achievable Economic TRC Potential | 0 | 0 | 0 | 0 | 0 | 0 | 0 | 0 | 0 | 0 | 0 | 0 | 0 | 0 | 0 | 0 | 0 | 0 | 0 | 0 | 0 | 0 | 0 | 0 | 0 | 0 | 0
F1_Commercial_WA - Miscellaneous_New_Food Preparation_Natural Gas_Oven_A_Achievable Economic TRC Potential | F1 | Commercial | WA - Miscellaneous | New | Food Preparation | Natural Gas | Oven | A | Integrated Unit Energy Savings (kWh or therms) | Achievable Economic TRC Potential | 0 | 0 | 0 | 0 | 0 | 0 | 0 | 0 | 0 | 0 | 0 | 0 | 0 | 0 | 0 | 0 | 0 | 0 | 0 | 0 | 0 | 0 | 0 | 0 | 0 | 0 | 0
F2_Commercial_WA - Miscellaneous_New_Food Preparation_Natural Gas_Oven_A_Achievable Economic TRC Potential | F2 | Commercial | WA - Miscellaneous | New | Food Preparation | Natural Gas | Oven | A | Integrated Unit Summer Peak Savings (kW) | Achievable Economic TRC Potential | 0 | 0 | 0 | 0 | 0 | 0 | 0 | 0 | 0 | 0 | 0 | 0 | 0 | 0 | 0 | 0 | 0 | 0 | 0 | 0 | 0 | 0 | 0 | 0 | 0 | 0 | 0
F3_Commercial_WA - Miscellaneous_New_Food Preparation_Natural Gas_Oven_A_Achievable Economic TRC Potential | F3 | Commercial | WA - Miscellaneous | New | Food Preparation | Natural Gas | Oven | A | Integrated Unit Winter Peak Savings (kW) | Achievable Economic TRC Potential | 0 | 0 | 0 | 0 | 0 | 0 | 0 | 0 | 0 | 0 | 0 | 0 | 0 | 0 | 0 | 0 | 0 | 0 | 0 | 0 | 0 | 0 | 0 | 0 | 0 | 0 | 0
F4_Commercial_WA - Miscellaneous_New_Food Preparation_Natural Gas_Oven_A_Achievable Economic TRC Potential | F4 | Commercial | WA - Miscellaneous | New | Food Preparation | Natural Gas | Oven | A | Incremental Energy Savings (MWh or mTherms) | Achievable Economic TRC Potential | 0 | 0 | 0 | 0 | 0 | 0 | 0 | 0 | 0 | 0 | 0 | 0 | 0 | 0 | 0 | 0 | 0 | 0 | 0 | 0 | 0 | 0 | 0 | 0 | 0 | 0 | 0
F5_Commercial_WA - Miscellaneous_New_Food Preparation_Natural Gas_Oven_A_Achievable Economic TRC Potential | F5 | Commercial | WA - Miscellaneous | New | Food Preparation | Natural Gas | Oven | A | Incremental Summer Peak Savings (MW) | Achievable Economic TRC Potential | 0 | 0 | 0 | 0 | 0 | 0 | 0 | 0 | 0 | 0 | 0 | 0 | 0 | 0 | 0 | 0 | 0 | 0 | 0 | 0 | 0 | 0 | 0 | 0 | 0 | 0 | 0
F6_Commercial_WA - Miscellaneous_New_Food Preparation_Natural Gas_Oven_A_Achievable Economic TRC Potential | F6 | Commercial | WA - Miscellaneous | New | Food Preparation | Natural Gas | Oven | A | Incremental Winter Peak Savings (MW) | Achievable Economic TRC Potential | 0 | 0 | 0 | 0 | 0 | 0 | 0 | 0 | 0 | 0 | 0 | 0 | 0 | 0 | 0 | 0 | 0 | 0 | 0 | 0 | 0 | 0 | 0 | 0 | 0 | 0 | 0
F7_Commercial_WA - Miscellaneous_New_Food Preparation_Natural Gas_Oven_A_Achievable Economic TRC Potential | F7 | Commercial | WA - Miscellaneous | New | Food Preparation | Natural Gas | Oven | A | Cumulative Energy Savings (MWh or mTherms) | Achievable Economic TRC Potential | 0 | 0 | 0 | 0 | 0 | 0 | 0 | 0 | 0 | 0 | 0 | 0 | 0 | 0 | 0 | 0 | 0 | 0 | 0 | 0 | 0 | 0 | 0 | 0 | 0 | 0 | 0
F8_Commercial_WA - Miscellaneous_New_Food Preparation_Natural Gas_Oven_A_Achievable Economic TRC Potential | F8 | Commercial | WA - Miscellaneous | New | Food Preparation | Natural Gas | Oven | A | Cumulative Summer Peak Savings (MW) | Achievable Economic TRC Potential | 0 | 0 | 0 | 0 | 0 | 0 | 0 | 0 | 0 | 0 | 0 | 0 | 0 | 0 | 0 | 0 | 0 | 0 | 0 | 0 | 0 | 0 | 0 | 0 | 0 | 0 | 0
F9_Commercial_WA - Miscellaneous_New_Food Preparation_Natural Gas_Oven_A_Achievable Economic TRC Potential | F9 | Commercial | WA - Miscellaneous | New | Food Preparation | Natural Gas | Oven | A | Cumulative Winter Peak Savings (MW) | Achievable Economic TRC Potential | 0 | 0 | 0 | 0 | 0 | 0 | 0 | 0 | 0 | 0 | 0 | 0 | 0 | 0 | 0 | 0 | 0 | 0 | 0 | 0 | 0 | 0 | 0 | 0 | 0 | 0 | 0
F10_Commercial_WA - Miscellaneous_New_Food Preparation_Natural Gas_Oven_A_Achievable Economic TRC Potential | F10 | Commercial | WA - Miscellaneous | New | Food Preparation | Natural Gas | Oven | A | Purchases (Incremental) | Achievable Economic TRC Potential | 0 | 0 | 0 | 0 | 0 | 0 | 0 | 0 | 0 | 0 | 0 | 0 | 0 | 0 | 0 | 0 | 0 | 0 | 0 | 0 | 0 | 0 | 0 | 0 | 0 | 0 | 0
F11_Commercial_WA - Miscellaneous_New_Food Preparation_Natural Gas_Oven_A_Achievable Economic TRC Potential | F11 | Commercial | WA - Miscellaneous | New | Food Preparation | Natural Gas | Oven | A | Purchases (Cumulative) | Achievable Economic TRC Potential | 0 | 0 | 0 | 0 | 0 | 0 | 0 | 0 | 0 | 0 | 0 | 0 | 0 | 0 | 0 | 0 | 0 | 0 | 0 | 0 | 0 | 0 | 0 | 0 | 0 | 0 | 0
F1_Commercial_WA - Miscellaneous_New_Food Preparation_Natural Gas_Conveyor Oven_A_Achievable Economic TRC Potential | F1 | Commercial | WA - Miscellaneous | New | Food Preparation | Natural Gas | Conveyor Oven | A | Integrated Unit Energy Savings (kWh or therms) | Achievable Economic TRC Potential | 0 | 0 | 0 | 0 | 0 | 0 | 0 | 0 | 0 | 0 | 0 | 0 | 0 | 0 | 0 | 0 | 0 | 0 | 0 | 0 | 0 | 0 | 0 | 0 | 0 | 0 | 0
F2_Commercial_WA - Miscellaneous_New_Food Preparation_Natural Gas_Conveyor Oven_A_Achievable Economic TRC Potential | F2 | Commercial | WA - Miscellaneous | New | Food Preparation | Natural Gas | Conveyor Oven | A | Integrated Unit Summer Peak Savings (kW) | Achievable Economic TRC Potential | 0 | 0 | 0 | 0 | 0 | 0 | 0 | 0 | 0 | 0 | 0 | 0 | 0 | 0 | 0 | 0 | 0 | 0 | 0 | 0 | 0 | 0 | 0 | 0 | 0 | 0 | 0
F3_Commercial_WA - Miscellaneous_New_Food Preparation_Natural Gas_Conveyor Oven_A_Achievable Economic TRC Potential | F3 | Commercial | WA - Miscellaneous | New | Food Preparation | Natural Gas | Conveyor Oven | A | Integrated Unit Winter Peak Savings (kW) | Achievable Economic TRC Potential | 0 | 0 | 0 | 0 | 0 | 0 | 0 | 0 | 0 | 0 | 0 | 0 | 0 | 0 | 0 | 0 | 0 | 0 | 0 | 0 | 0 | 0 | 0 | 0 | 0 | 0 | 0
F4_Commercial_WA - Miscellaneous_New_Food Preparation_Natural Gas_Conveyor Oven_A_Achievable Economic TRC Potential | F4 | Commercial | WA - Miscellaneous | New | Food Preparation | Natural Gas | Conveyor Oven | A | Incremental Energy Savings (MWh or mTherms) | Achievable Economic TRC Potential | 0 | 0 | 0 | 0 | 0 | 0 | 0 | 0 | 0 | 0 | 0 | 0 | 0 | 0 | 0 | 0 | 0 | 0 | 0 | 0 | 0 | 0 | 0 | 0 | 0 | 0 | 0
F5_Commercial_WA - Miscellaneous_New_Food Preparation_Natural Gas_Conveyor Oven_A_Achievable Economic TRC Potential | F5 | Commercial | WA - Miscellaneous | New | Food Preparation | Natural Gas | Conveyor Oven | A | Incremental Summer Peak Savings (MW) | Achievable Economic TRC Potential | 0 | 0 | 0 | 0 | 0 | 0 | 0 | 0 | 0 | 0 | 0 | 0 | 0 | 0 | 0 | 0 | 0 | 0 | 0 | 0 | 0 | 0 | 0 | 0 | 0 | 0 | 0
F6_Commercial_WA - Miscellaneous_New_Food Preparation_Natural Gas_Conveyor Oven_A_Achievable Economic TRC Potential | F6 | Commercial | WA - Miscellaneous | New | Food Preparation | Natural Gas | Conveyor Oven | A | Incremental Winter Peak Savings (MW) | Achievable Economic TRC Potential | 0 | 0 | 0 | 0 | 0 | 0 | 0 | 0 | 0 | 0 | 0 | 0 | 0 | 0 | 0 | 0 | 0 | 0 | 0 | 0 | 0 | 0 | 0 | 0 | 0 | 0 | 0
F7_Commercial_WA - Miscellaneous_New_Food Preparation_Natural Gas_Conveyor Oven_A_Achievable Economic TRC Potential | F7 | Commercial | WA - Miscellaneous | New | Food Preparation | Natural Gas | Conveyor Oven | A | Cumulative Energy Savings (MWh or mTherms) | Achievable Economic TRC Potential | 0 | 0 | 0 | 0 | 0 | 0 | 0 | 0 | 0 | 0 | 0 | 0 | 0 | 0 | 0 | 0 | 0 | 0 | 0 | 0 | 0 | 0 | 0 | 0 | 0 | 0 | 0
F8_Commercial_WA - Miscellaneous_New_Food Preparation_Natural Gas_Conveyor Oven_A_Achievable Economic TRC Potential | F8 | Commercial | WA - Miscellaneous | New | Food Preparation | Natural Gas | Conveyor Oven | A | Cumulative Summer Peak Savings (MW) | Achievable Economic TRC Potential | 0 | 0 | 0 | 0 | 0 | 0 | 0 | 0 | 0 | 0 | 0 | 0 | 0 | 0 | 0 | 0 | 0 | 0 | 0 | 0 | 0 | 0 | 0 | 0 | 0 | 0 | 0
F9_Commercial_WA - Miscellaneous_New_Food Preparation_Natural Gas_Conveyor Oven_A_Achievable Economic TRC Potential | F9 | Commercial | WA - Miscellaneous | New | Food Preparation | Natural Gas | Conveyor Oven | A | Cumulative Winter Peak Savings (MW) | Achievable Economic TRC Potential | 0 | 0 | 0 | 0 | 0 | 0 | 0 | 0 | 0 | 0 | 0 | 0 | 0 | 0 | 0 | 0 | 0 | 0 | 0 | 0 | 0 | 0 | 0 | 0 | 0 | 0 | 0
F10_Commercial_WA - Miscellaneous_New_Food Preparation_Natural Gas_Conveyor Oven_A_Achievable Economic TRC Potential | F10 | Commercial | WA - Miscellaneous | New | Food Preparation | Natural Gas | Conveyor Oven | A | Purchases (Incremental) | Achievable Economic TRC Potential | 0 | 0 | 0 | 0 | 0 | 0 | 0 | 0 | 0 | 0 | 0 | 0 | 0 | 0 | 0 | 0 | 0 | 0 | 0 | 0 | 0 | 0 | 0 | 0 | 0 | 0 | 0
F11_Commercial_WA - Miscellaneous_New_Food Preparation_Natural Gas_Conveyor Oven_A_Achievable Economic TRC Potential | F11 | Commercial | WA - Miscellaneous | New | Food Preparation | Natural Gas | Conveyor Oven | A | Purchases (Cumulative) | Achievable Economic TRC Potential | 0 | 0 | 0 | 0 | 0 | 0 | 0 | 0 | 0 | 0 | 0 | 0 | 0 | 0 | 0 | 0 | 0 | 0 | 0 | 0 | 0 | 0 | 0 | 0 | 0 | 0 | 0
F1_Commercial_WA - Miscellaneous_New_Food Preparation_Natural Gas_Double Rack Oven_A_Achievable Economic TRC Potential | F1 | Commercial | WA - Miscellaneous | New | Food Preparation | Natural Gas | Double Rack Oven | A | Integrated Unit Energy Savings (kWh or therms) | Achievable Economic TRC Potential | 0 | 0 | 0 | 0 | 0 | 0 | 0 | 0 | 0 | 0 | 0 | 0 | 0 | 0 | 0 | 0 | 0 | 0 | 0 | 0 | 0 | 0 | 0 | 0 | 0 | 0 | 0
F2_Commercial_WA - Miscellaneous_New_Food Preparation_Natural Gas_Double Rack Oven_A_Achievable Economic TRC Potential | F2 | Commercial | WA - Miscellaneous | New | Food Preparation | Natural Gas | Double Rack Oven | A | Integrated Unit Summer Peak Savings (kW) | Achievable Economic TRC Potential | 0 | 0 | 0 | 0 | 0 | 0 | 0 | 0 | 0 | 0 | 0 | 0 | 0 | 0 | 0 | 0 | 0 | 0 | 0 | 0 | 0 | 0 | 0 | 0 | 0 | 0 | 0
F3_Commercial_WA - Miscellaneous_New_Food Preparation_Natural Gas_Double Rack Oven_A_Achievable Economic TRC Potential | F3 | Commercial | WA - Miscellaneous | New | Food Preparation | Natural Gas | Double Rack Oven | A | Integrated Unit Winter Peak Savings (kW) | Achievable Economic TRC Potential | 0 | 0 | 0 | 0 | 0 | 0 | 0 | 0 | 0 | 0 | 0 | 0 | 0 | 0 | 0 | 0 | 0 | 0 | 0 | 0 | 0 | 0 | 0 | 0 | 0 | 0 | 0
F4_Commercial_WA - Miscellaneous_New_Food Preparation_Natural Gas_Double Rack Oven_A_Achievable Economic TRC Potential | F4 | Commercial | WA - Miscellaneous | New | Food Preparation | Natural Gas | Double Rack Oven | A | Incremental Energy Savings (MWh or mTherms) | Achievable Economic TRC Potential | 0 | 0 | 0 | 0 | 0 | 0 | 0 | 0 | 0 | 0 | 0 | 0 | 0 | 0 | 0 | 0 | 0 | 0 | 0 | 0 | 0 | 0 | 0 | 0 | 0 | 0 | 0
F5_Commercial_WA - Miscellaneous_New_Food Preparation_Natural Gas_Double Rack Oven_A_Achievable Economic TRC Potential | F5 | Commercial | WA - Miscellaneous | New | Food Preparation | Natural Gas | Double Rack Oven | A | Incremental Summer Peak Savings (MW) | Achievable Economic TRC Potential | 0 | 0 | 0 | 0 | 0 | 0 | 0 | 0 | 0 | 0 | 0 | 0 | 0 | 0 | 0 | 0 | 0 | 0 | 0 | 0 | 0 | 0 | 0 | 0 | 0 | 0 | 0
F6_Commercial_WA - Miscellaneous_New_Food Preparation_Natural Gas_Double Rack Oven_A_Achievable Economic TRC Potential | F6 | Commercial | WA - Miscellaneous | New | Food Preparation | Natural Gas | Double Rack Oven | A | Incremental Winter Peak Savings (MW) | Achievable Economic TRC Potential | 0 | 0 | 0 | 0 | 0 | 0 | 0 | 0 | 0 | 0 | 0 | 0 | 0 | 0 | 0 | 0 | 0 | 0 | 0 | 0 | 0 | 0 | 0 | 0 | 0 | 0 | 0
F7_Commercial_WA - Miscellaneous_New_Food Preparation_Natural Gas_Double Rack Oven_A_Achievable Economic TRC Potential | F7 | Commercial | WA - Miscellaneous | New | Food Preparation | Natural Gas | Double Rack Oven | A | Cumulative Energy Savings (MWh or mTherms) | Achievable Economic TRC Potential | 0 | 0 | 0 | 0 | 0 | 0 | 0 | 0 | 0 | 0 | 0 | 0 | 0 | 0 | 0 | 0 | 0 | 0 | 0 | 0 | 0 | 0 | 0 | 0 | 0 | 0 | 0
F8_Commercial_WA - Miscellaneous_New_Food Preparation_Natural Gas_Double Rack Oven_A_Achievable Economic TRC Potential | F8 | Commercial | WA - Miscellaneous | New | Food Preparation | Natural Gas | Double Rack Oven | A | Cumulative Summer Peak Savings (MW) | Achievable Economic TRC Potential | 0 | 0 | 0 | 0 | 0 | 0 | 0 | 0 | 0 | 0 | 0 | 0 | 0 | 0 | 0 | 0 | 0 | 0 | 0 | 0 | 0 | 0 | 0 | 0 | 0 | 0 | 0
F9_Commercial_WA - Miscellaneous_New_Food Preparation_Natural Gas_Double Rack Oven_A_Achievable Economic TRC Potential | F9 | Commercial | WA - Miscellaneous | New | Food Preparation | Natural Gas | Double Rack Oven | A | Cumulative Winter Peak Savings (MW) | Achievable Economic TRC Potential | 0 | 0 | 0 | 0 | 0 | 0 | 0 | 0 | 0 | 0 | 0 | 0 | 0 | 0 | 0 | 0 | 0 | 0 | 0 | 0 | 0 | 0 | 0 | 0 | 0 | 0 | 0
F10_Commercial_WA - Miscellaneous_New_Food Preparation_Natural Gas_Double Rack Oven_A_Achievable Economic TRC Potential | F10 | Commercial | WA - Miscellaneous | New | Food Preparation | Natural Gas | Double Rack Oven | A | Purchases (Incremental) | Achievable Economic TRC Potential | 0 | 0 | 0 | 0 | 0 | 0 | 0 | 0 | 0 | 0 | 0 | 0 | 0 | 0 | 0 | 0 | 0 | 0 | 0 | 0 | 0 | 0 | 0 | 0 | 0 | 0 | 0
F11_Commercial_WA - Miscellaneous_New_Food Preparation_Natural Gas_Double Rack Oven_A_Achievable Economic TRC Potential | F11 | Commercial | WA - Miscellaneous | New | Food Preparation | Natural Gas | Double Rack Oven | A | Purchases (Cumulative) | Achievable Economic TRC Potential | 0 | 0 | 0 | 0 | 0 | 0 | 0 | 0 | 0 | 0 | 0 | 0 | 0 | 0 | 0 | 0 | 0 | 0 | 0 | 0 | 0 | 0 | 0 | 0 | 0 | 0 | 0
F1_Commercial_WA - Miscellaneous_New_Food Preparation_Natural Gas_Fryer_A_Achievable Economic TRC Potential | F1 | Commercial | WA - Miscellaneous | New | Food Preparation | Natural Gas | Fryer | A | Integrated Unit Energy Savings (kWh or therms) | Achievable Economic TRC Potential | 0 | 0 | 0 | 0 | 0 | 0 | 0 | 0 | 0 | 0 | 0 | 0 | 0 | 0 | 0 | 0 | 0 | 0 | 0 | 0 | 0 | 0 | 0 | 0 | 0 | 0 | 0
F2_Commercial_WA - Miscellaneous_New_Food Preparation_Natural Gas_Fryer_A_Achievable Economic TRC Potential | F2 | Commercial | WA - Miscellaneous | New | Food Preparation | Natural Gas | Fryer | A | Integrated Unit Summer Peak Savings (kW) | Achievable Economic TRC Potential | 0 | 0 | 0 | 0 | 0 | 0 | 0 | 0 | 0 | 0 | 0 | 0 | 0 | 0 | 0 | 0 | 0 | 0 | 0 | 0 | 0 | 0 | 0 | 0 | 0 | 0 | 0
F3_Commercial_WA - Miscellaneous_New_Food Preparation_Natural Gas_Fryer_A_Achievable Economic TRC Potential | F3 | Commercial | WA - Miscellaneous | New | Food Preparation | Natural Gas | Fryer | A | Integrated Unit Winter Peak Savings (kW) | Achievable Economic TRC Potential | 0 | 0 | 0 | 0 | 0 | 0 | 0 | 0 | 0 | 0 | 0 | 0 | 0 | 0 | 0 | 0 | 0 | 0 | 0 | 0 | 0 | 0 | 0 | 0 | 0 | 0 | 0
F4_Commercial_WA - Miscellaneous_New_Food Preparation_Natural Gas_Fryer_A_Achievable Economic TRC Potential | F4 | Commercial | WA - Miscellaneous | New | Food Preparation | Natural Gas | Fryer | A | Incremental Energy Savings (MWh or mTherms) | Achievable Economic TRC Potential | 0 | 0 | 0 | 0 | 0 | 0 | 0 | 0 | 0 | 0 | 0 | 0 | 0 | 0 | 0 | 0 | 0 | 0 | 0 | 0 | 0 | 0 | 0 | 0 | 0 | 0 | 0
F5_Commercial_WA - Miscellaneous_New_Food Preparation_Natural Gas_Fryer_A_Achievable Economic TRC Potential | F5 | Commercial | WA - Miscellaneous | New | Food Preparation | Natural Gas | Fryer | A | Incremental Summer Peak Savings (MW) | Achievable Economic TRC Potential | 0 | 0 | 0 | 0 | 0 | 0 | 0 | 0 | 0 | 0 | 0 | 0 | 0 | 0 | 0 | 0 | 0 | 0 | 0 | 0 | 0 | 0 | 0 | 0 | 0 | 0 | 0
F6_Commercial_WA - Miscellaneous_New_Food Preparation_Natural Gas_Fryer_A_Achievable Economic TRC Potential | F6 | Commercial | WA - Miscellaneous | New | Food Preparation | Natural Gas | Fryer | A | Incremental Winter Peak Savings (MW) | Achievable Economic TRC Potential | 0 | 0 | 0 | 0 | 0 | 0 | 0 | 0 | 0 | 0 | 0 | 0 | 0 | 0 | 0 | 0 | 0 | 0 | 0 | 0 | 0 | 0 | 0 | 0 | 0 | 0 | 0
F7_Commercial_WA - Miscellaneous_New_Food Preparation_Natural Gas_Fryer_A_Achievable Economic TRC Potential | F7 | Commercial | WA - Miscellaneous | New | Food Preparation | Natural Gas | Fryer | A | Cumulative Energy Savings (MWh or mTherms) | Achievable Economic TRC Potential | 0 | 0 | 0 | 0 | 0 | 0 | 0 | 0 | 0 | 0 | 0 | 0 | 0 | 0 | 0 | 0 | 0 | 0 | 0 | 0 | 0 | 0 | 0 | 0 | 0 | 0 | 0
F8_Commercial_WA - Miscellaneous_New_Food Preparation_Natural Gas_Fryer_A_Achievable Economic TRC Potential | F8 | Commercial | WA - Miscellaneous | New | Food Preparation | Natural Gas | Fryer | A | Cumulative Summer Peak Savings (MW) | Achievable Economic TRC Potential | 0 | 0 | 0 | 0 | 0 | 0 | 0 | 0 | 0 | 0 | 0 | 0 | 0 | 0 | 0 | 0 | 0 | 0 | 0 | 0 | 0 | 0 | 0 | 0 | 0 | 0 | 0
F9_Commercial_WA - Miscellaneous_New_Food Preparation_Natural Gas_Fryer_A_Achievable Economic TRC Potential | F9 | Commercial | WA - Miscellaneous | New | Food Preparation | Natural Gas | Fryer | A | Cumulative Winter Peak Savings (MW) | Achievable Economic TRC Potential | 0 | 0 | 0 | 0 | 0 | 0 | 0 | 0 | 0 | 0 | 0 | 0 | 0 | 0 | 0 | 0 | 0 | 0 | 0 | 0 | 0 | 0 | 0 | 0 | 0 | 0 | 0
F10_Commercial_WA - Miscellaneous_New_Food Preparation_Natural Gas_Fryer_A_Achievable Economic TRC Potential | F10 | Commercial | WA - Miscellaneous | New | Food Preparation | Natural Gas | Fryer | A | Purchases (Incremental) | Achievable Economic TRC Potential | 0 | 0 | 0 | 0 | 0 | 0 | 0 | 0 | 0 | 0 | 0 | 0 | 0 | 0 | 0 | 0 | 0 | 0 | 0 | 0 | 0 | 0 | 0 | 0 | 0 | 0 | 0
F11_Commercial_WA - Miscellaneous_New_Food Preparation_Natural Gas_Fryer_A_Achievable Economic TRC Potential | F11 | Commercial | WA - Miscellaneous | New | Food Preparation | Natural Gas | Fryer | A | Purchases (Cumulative) | Achievable Economic TRC Potential | 0 | 0 | 0 | 0 | 0 | 0 | 0 | 0 | 0 | 0 | 0 | 0 | 0 | 0 | 0 | 0 | 0 | 0 | 0 | 0 | 0 | 0 | 0 | 0 | 0 | 0 | 0
F1_Commercial_WA - Miscellaneous_New_Food Preparation_Natural Gas_Broiler_A_Achievable Economic TRC Potential | F1 | Commercial | WA - Miscellaneous | New | Food Preparation | Natural Gas | Broiler | A | Integrated Unit Energy Savings (kWh or therms) | Achievable Economic TRC Potential | 0 | 0 | 0 | 0 | 0 | 0 | 0 | 0 | 0 | 0 | 0 | 0 | 0 | 0 | 0 | 0 | 0 | 0 | 0 | 0 | 0 | 0 | 0 | 0 | 0 | 0 | 0
F2_Commercial_WA - Miscellaneous_New_Food Preparation_Natural Gas_Broiler_A_Achievable Economic TRC Potential | F2 | Commercial | WA - Miscellaneous | New | Food Preparation | Natural Gas | Broiler | A | Integrated Unit Summer Peak Savings (kW) | Achievable Economic TRC Potential | 0 | 0 | 0 | 0 | 0 | 0 | 0 | 0 | 0 | 0 | 0 | 0 | 0 | 0 | 0 | 0 | 0 | 0 | 0 | 0 | 0 | 0 | 0 | 0 | 0 | 0 | 0
F3_Commercial_WA - Miscellaneous_New_Food Preparation_Natural Gas_Broiler_A_Achievable Economic TRC Potential | F3 | Commercial | WA - Miscellaneous | New | Food Preparation | Natural Gas | Broiler | A | Integrated Unit Winter Peak Savings (kW) | Achievable Economic TRC Potential | 0 | 0 | 0 | 0 | 0 | 0 | 0 | 0 | 0 | 0 | 0 | 0 | 0 | 0 | 0 | 0 | 0 | 0 | 0 | 0 | 0 | 0 | 0 | 0 | 0 | 0 | 0
F4_Commercial_WA - Miscellaneous_New_Food Preparation_Natural Gas_Broiler_A_Achievable Economic TRC Potential | F4 | Commercial | WA - Miscellaneous | New | Food Preparation | Natural Gas | Broiler | A | Incremental Energy Savings (MWh or mTherms) | Achievable Economic TRC Potential | 0 | 0 | 0 | 0 | 0 | 0 | 0 | 0 | 0 | 0 | 0 | 0 | 0 | 0 | 0 | 0 | 0 | 0 | 0 | 0 | 0 | 0 | 0 | 0 | 0 | 0 | 0
F5_Commercial_WA - Miscellaneous_New_Food Preparation_Natural Gas_Broiler_A_Achievable Economic TRC Potential | F5 | Commercial | WA - Miscellaneous | New | Food Preparation | Natural Gas | Broiler | A | Incremental Summer Peak Savings (MW) | Achievable Economic TRC Potential | 0 | 0 | 0 | 0 | 0 | 0 | 0 | 0 | 0 | 0 | 0 | 0 | 0 | 0 | 0 | 0 | 0 | 0 | 0 | 0 | 0 | 0 | 0 | 0 | 0 | 0 | 0
F6_Commercial_WA - Miscellaneous_New_Food Preparation_Natural Gas_Broiler_A_Achievable Economic TRC Potential | F6 | Commercial | WA - Miscellaneous | New | Food Preparation | Natural Gas | Broiler | A | Incremental Winter Peak Savings (MW) | Achievable Economic TRC Potential | 0 | 0 | 0 | 0 | 0 | 0 | 0 | 0 | 0 | 0 | 0 | 0 | 0 | 0 | 0 | 0 | 0 | 0 | 0 | 0 | 0 | 0 | 0 | 0 | 0 | 0 | 0
F7_Commercial_WA - Miscellaneous_New_Food Preparation_Natural Gas_Broiler_A_Achievable Economic TRC Potential | F7 | Commercial | WA - Miscellaneous | New | Food Preparation | Natural Gas | Broiler | A | Cumulative Energy Savings (MWh or mTherms) | Achievable Economic TRC Potential | 0 | 0 | 0 | 0 | 0 | 0 | 0 | 0 | 0 | 0 | 0 | 0 | 0 | 0 | 0 | 0 | 0 | 0 | 0 | 0 | 0 | 0 | 0 | 0 | 0 | 0 | 0
F8_Commercial_WA - Miscellaneous_New_Food Preparation_Natural Gas_Broiler_A_Achievable Economic TRC Potential | F8 | Commercial | WA - Miscellaneous | New | Food Preparation | Natural Gas | Broiler | A | Cumulative Summer Peak Savings (MW) | Achievable Economic TRC Potential | 0 | 0 | 0 | 0 | 0 | 0 | 0 | 0 | 0 | 0 | 0 | 0 | 0 | 0 | 0 | 0 | 0 | 0 | 0 | 0 | 0 | 0 | 0 | 0 | 0 | 0 | 0
F9_Commercial_WA - Miscellaneous_New_Food Preparation_Natural Gas_Broiler_A_Achievable Economic TRC Potential | F9 | Commercial | WA - Miscellaneous | New | Food Preparation | Natural Gas | Broiler | A | Cumulative Winter Peak Savings (MW) | Achievable Economic TRC Potential | 0 | 0 | 0 | 0 | 0 | 0 | 0 | 0 | 0 | 0 | 0 | 0 | 0 | 0 | 0 | 0 | 0 | 0 | 0 | 0 | 0 | 0 | 0 | 0 | 0 | 0 | 0
F10_Commercial_WA - Miscellaneous_New_Food Preparation_Natural Gas_Broiler_A_Achievable Economic TRC Potential | F10 | Commercial | WA - Miscellaneous | New | Food Preparation | Natural Gas | Broiler | A | Purchases (Incremental) | Achievable Economic TRC Potential | 0 | 0 | 0 | 0 | 0 | 0 | 0 | 0 | 0 | 0 | 0 | 0 | 0 | 0 | 0 | 0 | 0 | 0 | 0 | 0 | 0 | 0 | 0 | 0 | 0 | 0 | 0
F11_Commercial_WA - Miscellaneous_New_Food Preparation_Natural Gas_Broiler_A_Achievable Economic TRC Potential | F11 | Commercial | WA - Miscellaneous | New | Food Preparation | Natural Gas | Broiler | A | Purchases (Cumulative) | Achievable Economic TRC Potential | 0 | 0 | 0 | 0 | 0 | 0 | 0 | 0 | 0 | 0 | 0 | 0 | 0 | 0 | 0 | 0 | 0 | 0 | 0 | 0 | 0 | 0 | 0 | 0 | 0 | 0 | 0
F1_Commercial_WA - Miscellaneous_New_Food Preparation_Natural Gas_Griddle_A_Achievable Economic TRC Potential | F1 | Commercial | WA - Miscellaneous | New | Food Preparation | Natural Gas | Griddle | A | Integrated Unit Energy Savings (kWh or therms) | Achievable Economic TRC Potential | 0 | 0 | 0 | 0 | 0 | 0 | 0 | 0 | 0 | 0 | 0 | 0 | 0 | 0 | 0 | 0 | 0 | 0 | 0 | 0 | 0 | 0 | 0 | 0 | 0 | 0 | 0
F2_Commercial_WA - Miscellaneous_New_Food Preparation_Natural Gas_Griddle_A_Achievable Economic TRC Potential | F2 | Commercial | WA - Miscellaneous | New | Food Preparation | Natural Gas | Griddle | A | Integrated Unit Summer Peak Savings (kW) | Achievable Economic TRC Potential | 0 | 0 | 0 | 0 | 0 | 0 | 0 | 0 | 0 | 0 | 0 | 0 | 0 | 0 | 0 | 0 | 0 | 0 | 0 | 0 | 0 | 0 | 0 | 0 | 0 | 0 | 0
F3_Commercial_WA - Miscellaneous_New_Food Preparation_Natural Gas_Griddle_A_Achievable Economic TRC Potential | F3 | Commercial | WA - Miscellaneous | New | Food Preparation | Natural Gas | Griddle | A | Integrated Unit Winter Peak Savings (kW) | Achievable Economic TRC Potential | 0 | 0 | 0 | 0 | 0 | 0 | 0 | 0 | 0 | 0 | 0 | 0 | 0 | 0 | 0 | 0 | 0 | 0 | 0 | 0 | 0 | 0 | 0 | 0 | 0 | 0 | 0
F4_Commercial_WA - Miscellaneous_New_Food Preparation_Natural Gas_Griddle_A_Achievable Economic TRC Potential | F4 | Commercial | WA - Miscellaneous | New | Food Preparation | Natural Gas | Griddle | A | Incremental Energy Savings (MWh or mTherms) | Achievable Economic TRC Potential | 0 | 0 | 0 | 0 | 0 | 0 | 0 | 0 | 0 | 0 | 0 | 0 | 0 | 0 | 0 | 0 | 0 | 0 | 0 | 0 | 0 | 0 | 0 | 0 | 0 | 0 | 0
F5_Commercial_WA - Miscellaneous_New_Food Preparation_Natural Gas_Griddle_A_Achievable Economic TRC Potential | F5 | Commercial | WA - Miscellaneous | New | Food Preparation | Natural Gas | Griddle | A | Incremental Summer Peak Savings (MW) | Achievable Economic TRC Potential | 0 | 0 | 0 | 0 | 0 | 0 | 0 | 0 | 0 | 0 | 0 | 0 | 0 | 0 | 0 | 0 | 0 | 0 | 0 | 0 | 0 | 0 | 0 | 0 | 0 | 0 | 0
F6_Commercial_WA - Miscellaneous_New_Food Preparation_Natural Gas_Griddle_A_Achievable Economic TRC Potential | F6 | Commercial | WA - Miscellaneous | New | Food Preparation | Natural Gas | Griddle | A | Incremental Winter Peak Savings (MW) | Achievable Economic TRC Potential | 0 | 0 | 0 | 0 | 0 | 0 | 0 | 0 | 0 | 0 | 0 | 0 | 0 | 0 | 0 | 0 | 0 | 0 | 0 | 0 | 0 | 0 | 0 | 0 | 0 | 0 | 0
F7_Commercial_WA - Miscellaneous_New_Food Preparation_Natural Gas_Griddle_A_Achievable Economic TRC Potential | F7 | Commercial | WA - Miscellaneous | New | Food Preparation | Natural Gas | Griddle | A | Cumulative Energy Savings (MWh or mTherms) | Achievable Economic TRC Potential | 0 | 0 | 0 | 0 | 0 | 0 | 0 | 0 | 0 | 0 | 0 | 0 | 0 | 0 | 0 | 0 | 0 | 0 | 0 | 0 | 0 | 0 | 0 | 0 | 0 | 0 | 0
F8_Commercial_WA - Miscellaneous_New_Food Preparation_Natural Gas_Griddle_A_Achievable Economic TRC Potential | F8 | Commercial | WA - Miscellaneous | New | Food Preparation | Natural Gas | Griddle | A | Cumulative Summer Peak Savings (MW) | Achievable Economic TRC Potential | 0 | 0 | 0 | 0 | 0 | 0 | 0 | 0 | 0 | 0 | 0 | 0 | 0 | 0 | 0 | 0 | 0 | 0 | 0 | 0 | 0 | 0 | 0 | 0 | 0 | 0 | 0
F9_Commercial_WA - Miscellaneous_New_Food Preparation_Natural Gas_Griddle_A_Achievable Economic TRC Potential | F9 | Commercial | WA - Miscellaneous | New | Food Preparation | Natural Gas | Griddle | A | Cumulative Winter Peak Savings (MW) | Achievable Economic TRC Potential | 0 | 0 | 0 | 0 | 0 | 0 | 0 | 0 | 0 | 0 | 0 | 0 | 0 | 0 | 0 | 0 | 0 | 0 | 0 | 0 | 0 | 0 | 0 | 0 | 0 | 0 | 0
F10_Commercial_WA - Miscellaneous_New_Food Preparation_Natural Gas_Griddle_A_Achievable Economic TRC Potential | F10 | Commercial | WA - Miscellaneous | New | Food Preparation | Natural Gas | Griddle | A | Purchases (Incremental) | Achievable Economic TRC Potential | 0 | 0 | 0 | 0 | 0 | 0 | 0 | 0 | 0 | 0 | 0 | 0 | 0 | 0 | 0 | 0 | 0 | 0 | 0 | 0 | 0 | 0 | 0 | 0 | 0 | 0 | 0
F11_Commercial_WA - Miscellaneous_New_Food Preparation_Natural Gas_Griddle_A_Achievable Economic TRC Potential | F11 | Commercial | WA - Miscellaneous | New | Food Preparation | Natural Gas | Griddle | A | Purchases (Cumulative) | Achievable Economic TRC Potential | 0 | 0 | 0 | 0 | 0 | 0 | 0 | 0 | 0 | 0 | 0 | 0 | 0 | 0 | 0 | 0 | 0 | 0 | 0 | 0 | 0 | 0 | 0 | 0 | 0 | 0 | 0
F1_Commercial_WA - Miscellaneous_New_Food Preparation_Natural Gas_Range_A_Achievable Economic TRC Potential | F1 | Commercial | WA - Miscellaneous | New | Food Preparation | Natural Gas | Range | A | Integrated Unit Energy Savings (kWh or therms) | Achievable Economic TRC Potential | 0 | 0 | 0 | 0 | 0 | 0 | 0 | 0 | 0 | 0 | 0 | 0 | 0 | 0 | 0 | 0 | 0 | 0 | 0 | 0 | 0 | 0 | 0 | 0 | 0 | 0 | 0
F2_Commercial_WA - Miscellaneous_New_Food Preparation_Natural Gas_Range_A_Achievable Economic TRC Potential | F2 | Commercial | WA - Miscellaneous | New | Food Preparation | Natural Gas | Range | A | Integrated Unit Summer Peak Savings (kW) | Achievable Economic TRC Potential | 0 | 0 | 0 | 0 | 0 | 0 | 0 | 0 | 0 | 0 | 0 | 0 | 0 | 0 | 0 | 0 | 0 | 0 | 0 | 0 | 0 | 0 | 0 | 0 | 0 | 0 | 0
F3_Commercial_WA - Miscellaneous_New_Food Preparation_Natural Gas_Range_A_Achievable Economic TRC Potential | F3 | Commercial | WA - Miscellaneous | New | Food Preparation | Natural Gas | Range | A | Integrated Unit Winter Peak Savings (kW) | Achievable Economic TRC Potential | 0 | 0 | 0 | 0 | 0 | 0 | 0 | 0 | 0 | 0 | 0 | 0 | 0 | 0 | 0 | 0 | 0 | 0 | 0 | 0 | 0 | 0 | 0 | 0 | 0 | 0 | 0
F4_Commercial_WA - Miscellaneous_New_Food Preparation_Natural Gas_Range_A_Achievable Economic TRC Potential | F4 | Commercial | WA - Miscellaneous | New | Food Preparation | Natural Gas | Range | A | Incremental Energy Savings (MWh or mTherms) | Achievable Economic TRC Potential | 0 | 0 | 0 | 0 | 0 | 0 | 0 | 0 | 0 | 0 | 0 | 0 | 0 | 0 | 0 | 0 | 0 | 0 | 0 | 0 | 0 | 0 | 0 | 0 | 0 | 0 | 0
F5_Commercial_WA - Miscellaneous_New_Food Preparation_Natural Gas_Range_A_Achievable Economic TRC Potential | F5 | Commercial | WA - Miscellaneous | New | Food Preparation | Natural Gas | Range | A | Incremental Summer Peak Savings (MW) | Achievable Economic TRC Potential | 0 | 0 | 0 | 0 | 0 | 0 | 0 | 0 | 0 | 0 | 0 | 0 | 0 | 0 | 0 | 0 | 0 | 0 | 0 | 0 | 0 | 0 | 0 | 0 | 0 | 0 | 0
F6_Commercial_WA - Miscellaneous_New_Food Preparation_Natural Gas_Range_A_Achievable Economic TRC Potential | F6 | Commercial | WA - Miscellaneous | New | Food Preparation | Natural Gas | Range | A | Incremental Winter Peak Savings (MW) | Achievable Economic TRC Potential | 0 | 0 | 0 | 0 | 0 | 0 | 0 | 0 | 0 | 0 | 0 | 0 | 0 | 0 | 0 | 0 | 0 | 0 | 0 | 0 | 0 | 0 | 0 | 0 | 0 | 0 | 0
F7_Commercial_WA - Miscellaneous_New_Food Preparation_Natural Gas_Range_A_Achievable Economic TRC Potential | F7 | Commercial | WA - Miscellaneous | New | Food Preparation | Natural Gas | Range | A | Cumulative Energy Savings (MWh or mTherms) | Achievable Economic TRC Potential | 0 | 0 | 0 | 0 | 0 | 0 | 0 | 0 | 0 | 0 | 0 | 0 | 0 | 0 | 0 | 0 | 0 | 0 | 0 | 0 | 0 | 0 | 0 | 0 | 0 | 0 | 0
F8_Commercial_WA - Miscellaneous_New_Food Preparation_Natural Gas_Range_A_Achievable Economic TRC Potential | F8 | Commercial | WA - Miscellaneous | New | Food Preparation | Natural Gas | Range | A | Cumulative Summer Peak Savings (MW) | Achievable Economic TRC Potential | 0 | 0 | 0 | 0 | 0 | 0 | 0 | 0 | 0 | 0 | 0 | 0 | 0 | 0 | 0 | 0 | 0 | 0 | 0 | 0 | 0 | 0 | 0 | 0 | 0 | 0 | 0
F9_Commercial_WA - Miscellaneous_New_Food Preparation_Natural Gas_Range_A_Achievable Economic TRC Potential | F9 | Commercial | WA - Miscellaneous | New | Food Preparation | Natural Gas | Range | A | Cumulative Winter Peak Savings (MW) | Achievable Economic TRC Potential | 0 | 0 | 0 | 0 | 0 | 0 | 0 | 0 | 0 | 0 | 0 | 0 | 0 | 0 | 0 | 0 | 0 | 0 | 0 | 0 | 0 | 0 | 0 | 0 | 0 | 0 | 0
F10_Commercial_WA - Miscellaneous_New_Food Preparation_Natural Gas_Range_A_Achievable Economic TRC Potential | F10 | Commercial | WA - Miscellaneous | New | Food Preparation | Natural Gas | Range | A | Purchases (Incremental) | Achievable Economic TRC Potential | 0 | 0 | 0 | 0 | 0 | 0 | 0 | 0 | 0 | 0 | 0 | 0 | 0 | 0 | 0 | 0 | 0 | 0 | 0 | 0 | 0 | 0 | 0 | 0 | 0 | 0 | 0
F11_Commercial_WA - Miscellaneous_New_Food Preparation_Natural Gas_Range_A_Achievable Economic TRC Potential | F11 | Commercial | WA - Miscellaneous | New | Food Preparation | Natural Gas | Range | A | Purchases (Cumulative) | Achievable Economic TRC Potential | 0 | 0 | 0 | 0 | 0 | 0 | 0 | 0 | 0 | 0 | 0 | 0 | 0 | 0 | 0 | 0 | 0 | 0 | 0 | 0 | 0 | 0 | 0 | 0 | 0 | 0 | 0
F1_Commercial_WA - Miscellaneous_New_Food Preparation_Natural Gas_Steamer_A_Achievable Economic TRC Potential | F1 | Commercial | WA - Miscellaneous | New | Food Preparation | Natural Gas | Steamer | A | Integrated Unit Energy Savings (kWh or therms) | Achievable Economic TRC Potential | 0 | 0 | 0 | 0 | 0 | 0 | 0 | 0 | 0 | 0 | 0 | 0 | 0 | 0 | 0 | 0 | 0 | 0 | 0 | 0 | 0 | 0 | 0 | 0 | 0 | 0 | 0
F2_Commercial_WA - Miscellaneous_New_Food Preparation_Natural Gas_Steamer_A_Achievable Economic TRC Potential | F2 | Commercial | WA - Miscellaneous | New | Food Preparation | Natural Gas | Steamer | A | Integrated Unit Summer Peak Savings (kW) | Achievable Economic TRC Potential | 0 | 0 | 0 | 0 | 0 | 0 | 0 | 0 | 0 | 0 | 0 | 0 | 0 | 0 | 0 | 0 | 0 | 0 | 0 | 0 | 0 | 0 | 0 | 0 | 0 | 0 | 0
F3_Commercial_WA - Miscellaneous_New_Food Preparation_Natural Gas_Steamer_A_Achievable Economic TRC Potential | F3 | Commercial | WA - Miscellaneous | New | Food Preparation | Natural Gas | Steamer | A | Integrated Unit Winter Peak Savings (kW) | Achievable Economic TRC Potential | 0 | 0 | 0 | 0 | 0 | 0 | 0 | 0 | 0 | 0 | 0 | 0 | 0 | 0 | 0 | 0 | 0 | 0 | 0 | 0 | 0 | 0 | 0 | 0 | 0 | 0 | 0
F4_Commercial_WA - Miscellaneous_New_Food Preparation_Natural Gas_Steamer_A_Achievable Economic TRC Potential | F4 | Commercial | WA - Miscellaneous | New | Food Preparation | Natural Gas | Steamer | A | Incremental Energy Savings (MWh or mTherms) | Achievable Economic TRC Potential | 0 | 0 | 0 | 0 | 0 | 0 | 0 | 0 | 0 | 0 | 0 | 0 | 0 | 0 | 0 | 0 | 0 | 0 | 0 | 0 | 0 | 0 | 0 | 0 | 0 | 0 | 0
F5_Commercial_WA - Miscellaneous_New_Food Preparation_Natural Gas_Steamer_A_Achievable Economic TRC Potential | F5 | Commercial | WA - Miscellaneous | New | Food Preparation | Natural Gas | Steamer | A | Incremental Summer Peak Savings (MW) | Achievable Economic TRC Potential | 0 | 0 | 0 | 0 | 0 | 0 | 0 | 0 | 0 | 0 | 0 | 0 | 0 | 0 | 0 | 0 | 0 | 0 | 0 | 0 | 0 | 0 | 0 | 0 | 0 | 0 | 0
F6_Commercial_WA - Miscellaneous_New_Food Preparation_Natural Gas_Steamer_A_Achievable Economic TRC Potential | F6 | Commercial | WA - Miscellaneous | New | Food Preparation | Natural Gas | Steamer | A | Incremental Winter Peak Savings (MW) | Achievable Economic TRC Potential | 0 | 0 | 0 | 0 | 0 | 0 | 0 | 0 | 0 | 0 | 0 | 0 | 0 | 0 | 0 | 0 | 0 | 0 | 0 | 0 | 0 | 0 | 0 | 0 | 0 | 0 | 0
F7_Commercial_WA - Miscellaneous_New_Food Preparation_Natural Gas_Steamer_A_Achievable Economic TRC Potential | F7 | Commercial | WA - Miscellaneous | New | Food Preparation | Natural Gas | Steamer | A | Cumulative Energy Savings (MWh or mTherms) | Achievable Economic TRC Potential | 0 | 0 | 0 | 0 | 0 | 0 | 0 | 0 | 0 | 0 | 0 | 0 | 0 | 0 | 0 | 0 | 0 | 0 | 0 | 0 | 0 | 0 | 0 | 0 | 0 | 0 | 0
F8_Commercial_WA - Miscellaneous_New_Food Preparation_Natural Gas_Steamer_A_Achievable Economic TRC Potential | F8 | Commercial | WA - Miscellaneous | New | Food Preparation | Natural Gas | Steamer | A | Cumulative Summer Peak Savings (MW) | Achievable Economic TRC Potential | 0 | 0 | 0 | 0 | 0 | 0 | 0 | 0 | 0 | 0 | 0 | 0 | 0 | 0 | 0 | 0 | 0 | 0 | 0 | 0 | 0 | 0 | 0 | 0 | 0 | 0 | 0
F9_Commercial_WA - Miscellaneous_New_Food Preparation_Natural Gas_Steamer_A_Achievable Economic TRC Potential | F9 | Commercial | WA - Miscellaneous | New | Food Preparation | Natural Gas | Steamer | A | Cumulative Winter Peak Savings (MW) | Achievable Economic TRC Potential | 0 | 0 | 0 | 0 | 0 | 0 | 0 | 0 | 0 | 0 | 0 | 0 | 0 | 0 | 0 | 0 | 0 | 0 | 0 | 0 | 0 | 0 | 0 | 0 | 0 | 0 | 0
F10_Commercial_WA - Miscellaneous_New_Food Preparation_Natural Gas_Steamer_A_Achievable Economic TRC Potential | F10 | Commercial | WA - Miscellaneous | New | Food Preparation | Natural Gas | Steamer | A | Purchases (Incremental) | Achievable Economic TRC Potential | 0 | 0 | 0 | 0 | 0 | 0 | 0 | 0 | 0 | 0 | 0 | 0 | 0 | 0 | 0 | 0 | 0 | 0 | 0 | 0 | 0 | 0 | 0 | 0 | 0 | 0 | 0
F11_Commercial_WA - Miscellaneous_New_Food Preparation_Natural Gas_Steamer_A_Achievable Economic TRC Potential | F11 | Commercial | WA - Miscellaneous | New | Food Preparation | Natural Gas | Steamer | A | Purchases (Cumulative) | Achievable Economic TRC Potential | 0 | 0 | 0 | 0 | 0 | 0 | 0 | 0 | 0 | 0 | 0 | 0 | 0 | 0 | 0 | 0 | 0 | 0 | 0 | 0 | 0 | 0 | 0 | 0 | 0 | 0 | 0
F1_Commercial_WA - Miscellaneous_New_Food Preparation_Natural Gas_Commercial Food Prep Other_A_Achievable Economic TRC Potential | F1 | Commercial | WA - Miscellaneous | New | Food Preparation | Natural Gas | Commercial Food Prep Other | A | Integrated Unit Energy Savings (kWh or therms) | Achievable Economic TRC Potential | 0 | 0 | 0 | 0 | 0 | 0 | 0 | 0 | 0 | 0 | 0 | 0 | 0 | 0 | 0 | 0 | 0 | 0 | 0 | 0 | 0 | 0 | 0 | 0 | 0 | 0 | 0
F2_Commercial_WA - Miscellaneous_New_Food Preparation_Natural Gas_Commercial Food Prep Other_A_Achievable Economic TRC Potential | F2 | Commercial | WA - Miscellaneous | New | Food Preparation | Natural Gas | Commercial Food Prep Other | A | Integrated Unit Summer Peak Savings (kW) | Achievable Economic TRC Potential | 0 | 0 | 0 | 0 | 0 | 0 | 0 | 0 | 0 | 0 | 0 | 0 | 0 | 0 | 0 | 0 | 0 | 0 | 0 | 0 | 0 | 0 | 0 | 0 | 0 | 0 | 0
F3_Commercial_WA - Miscellaneous_New_Food Preparation_Natural Gas_Commercial Food Prep Other_A_Achievable Economic TRC Potential | F3 | Commercial | WA - Miscellaneous | New | Food Preparation | Natural Gas | Commercial Food Prep Other | A | Integrated Unit Winter Peak Savings (kW) | Achievable Economic TRC Potential | 0 | 0 | 0 | 0 | 0 | 0 | 0 | 0 | 0 | 0 | 0 | 0 | 0 | 0 | 0 | 0 | 0 | 0 | 0 | 0 | 0 | 0 | 0 | 0 | 0 | 0 | 0
F4_Commercial_WA - Miscellaneous_New_Food Preparation_Natural Gas_Commercial Food Prep Other_A_Achievable Economic TRC Potential | F4 | Commercial | WA - Miscellaneous | New | Food Preparation | Natural Gas | Commercial Food Prep Other | A | Incremental Energy Savings (MWh or mTherms) | Achievable Economic TRC Potential | 0 | 0 | 0 | 0 | 0 | 0 | 0 | 0 | 0 | 0 | 0 | 0 | 0 | 0 | 0 | 0 | 0 | 0 | 0 | 0 | 0 | 0 | 0 | 0 | 0 | 0 | 0
F5_Commercial_WA - Miscellaneous_New_Food Preparation_Natural Gas_Commercial Food Prep Other_A_Achievable Economic TRC Potential | F5 | Commercial | WA - Miscellaneous | New | Food Preparation | Natural Gas | Commercial Food Prep Other | A | Incremental Summer Peak Savings (MW) | Achievable Economic TRC Potential | 0 | 0 | 0 | 0 | 0 | 0 | 0 | 0 | 0 | 0 | 0 | 0 | 0 | 0 | 0 | 0 | 0 | 0 | 0 | 0 | 0 | 0 | 0 | 0 | 0 | 0 | 0
F6_Commercial_WA - Miscellaneous_New_Food Preparation_Natural Gas_Commercial Food Prep Other_A_Achievable Economic TRC Potential | F6 | Commercial | WA - Miscellaneous | New | Food Preparation | Natural Gas | Commercial Food Prep Other | A | Incremental Winter Peak Savings (MW) | Achievable Economic TRC Potential | 0 | 0 | 0 | 0 | 0 | 0 | 0 | 0 | 0 | 0 | 0 | 0 | 0 | 0 | 0 | 0 | 0 | 0 | 0 | 0 | 0 | 0 | 0 | 0 | 0 | 0 | 0
F7_Commercial_WA - Miscellaneous_New_Food Preparation_Natural Gas_Commercial Food Prep Other_A_Achievable Economic TRC Potential | F7 | Commercial | WA - Miscellaneous | New | Food Preparation | Natural Gas | Commercial Food Prep Other | A | Cumulative Energy Savings (MWh or mTherms) | Achievable Economic TRC Potential | 0 | 0 | 0 | 0 | 0 | 0 | 0 | 0 | 0 | 0 | 0 | 0 | 0 | 0 | 0 | 0 | 0 | 0 | 0 | 0 | 0 | 0 | 0 | 0 | 0 | 0 | 0
F8_Commercial_WA - Miscellaneous_New_Food Preparation_Natural Gas_Commercial Food Prep Other_A_Achievable Economic TRC Potential | F8 | Commercial | WA - Miscellaneous | New | Food Preparation | Natural Gas | Commercial Food Prep Other | A | Cumulative Summer Peak Savings (MW) | Achievable Economic TRC Potential | 0 | 0 | 0 | 0 | 0 | 0 | 0 | 0 | 0 | 0 | 0 | 0 | 0 | 0 | 0 | 0 | 0 | 0 | 0 | 0 | 0 | 0 | 0 | 0 | 0 | 0 | 0
F9_Commercial_WA - Miscellaneous_New_Food Preparation_Natural Gas_Commercial Food Prep Other_A_Achievable Economic TRC Potential | F9 | Commercial | WA - Miscellaneous | New | Food Preparation | Natural Gas | Commercial Food Prep Other | A | Cumulative Winter Peak Savings (MW) | Achievable Economic TRC Potential | 0 | 0 | 0 | 0 | 0 | 0 | 0 | 0 | 0 | 0 | 0 | 0 | 0 | 0 | 0 | 0 | 0 | 0 | 0 | 0 | 0 | 0 | 0 | 0 | 0 | 0 | 0
F10_Commercial_WA - Miscellaneous_New_Food Preparation_Natural Gas_Commercial Food Prep Other_A_Achievable Economic TRC Potential | F10 | Commercial | WA - Miscellaneous | New | Food Preparation | Natural Gas | Commercial Food Prep Other | A | Purchases (Incremental) | Achievable Economic TRC Potential | 0 | 0 | 0 | 0 | 0 | 0 | 0 | 0 | 0 | 0 | 0 | 0 | 0 | 0 | 0 | 0 | 0 | 0 | 0 | 0 | 0 | 0 | 0 | 0 | 0 | 0 | 0
F11_Commercial_WA - Miscellaneous_New_Food Preparation_Natural Gas_Commercial Food Prep Other_A_Achievable Economic TRC Potential | F11 | Commercial | WA - Miscellaneous | New | Food Preparation | Natural Gas | Commercial Food Prep Other | A | Purchases (Cumulative) | Achievable Economic TRC Potential | 0 | 0 | 0 | 0 | 0 | 0 | 0 | 0 | 0 | 0 | 0 | 0 | 0 | 0 | 0 | 0 | 0 | 0 | 0 | 0 | 0 | 0 | 0 | 0 | 0 | 0 | 0
F1_Commercial_WA - Miscellaneous_New_Miscellaneous_Natural Gas_Pool Heater_A_Achievable Economic TRC Potential | F1 | Commercial | WA - Miscellaneous | New | Miscellaneous | Natural Gas | Pool Heater | A | Integrated Unit Energy Savings (kWh or therms) | Achievable Economic TRC Potential | 0 | 0 | 0 | 0 | 0 | 0 | 0 | 0 | 0 | 0 | 0 | 0 | 0 | 0 | 0 | 0 | 0 | 0 | 0 | 0 | 0 | 0 | 0 | 0 | 0 | 0 | 0
F2_Commercial_WA - Miscellaneous_New_Miscellaneous_Natural Gas_Pool Heater_A_Achievable Economic TRC Potential | F2 | Commercial | WA - Miscellaneous | New | Miscellaneous | Natural Gas | Pool Heater | A | Integrated Unit Summer Peak Savings (kW) | Achievable Economic TRC Potential | 0 | 0 | 0 | 0 | 0 | 0 | 0 | 0 | 0 | 0 | 0 | 0 | 0 | 0 | 0 | 0 | 0 | 0 | 0 | 0 | 0 | 0 | 0 | 0 | 0 | 0 | 0
F3_Commercial_WA - Miscellaneous_New_Miscellaneous_Natural Gas_Pool Heater_A_Achievable Economic TRC Potential | F3 | Commercial | WA - Miscellaneous | New | Miscellaneous | Natural Gas | Pool Heater | A | Integrated Unit Winter Peak Savings (kW) | Achievable Economic TRC Potential | 0 | 0 | 0 | 0 | 0 | 0 | 0 | 0 | 0 | 0 | 0 | 0 | 0 | 0 | 0 | 0 | 0 | 0 | 0 | 0 | 0 | 0 | 0 | 0 | 0 | 0 | 0
F4_Commercial_WA - Miscellaneous_New_Miscellaneous_Natural Gas_Pool Heater_A_Achievable Economic TRC Potential | F4 | Commercial | WA - Miscellaneous | New | Miscellaneous | Natural Gas | Pool Heater | A | Incremental Energy Savings (MWh or mTherms) | Achievable Economic TRC Potential | 0 | 0 | 0 | 0 | 0 | 0 | 0 | 0 | 0 | 0 | 0 | 0 | 0 | 0 | 0 | 0 | 0 | 0 | 0 | 0 | 0 | 0 | 0 | 0 | 0 | 0 | 0
F5_Commercial_WA - Miscellaneous_New_Miscellaneous_Natural Gas_Pool Heater_A_Achievable Economic TRC Potential | F5 | Commercial | WA - Miscellaneous | New | Miscellaneous | Natural Gas | Pool Heater | A | Incremental Summer Peak Savings (MW) | Achievable Economic TRC Potential | 0 | 0 | 0 | 0 | 0 | 0 | 0 | 0 | 0 | 0 | 0 | 0 | 0 | 0 | 0 | 0 | 0 | 0 | 0 | 0 | 0 | 0 | 0 | 0 | 0 | 0 | 0
F6_Commercial_WA - Miscellaneous_New_Miscellaneous_Natural Gas_Pool Heater_A_Achievable Economic TRC Potential | F6 | Commercial | WA - Miscellaneous | New | Miscellaneous | Natural Gas | Pool Heater | A | Incremental Winter Peak Savings (MW) | Achievable Economic TRC Potential | 0 | 0 | 0 | 0 | 0 | 0 | 0 | 0 | 0 | 0 | 0 | 0 | 0 | 0 | 0 | 0 | 0 | 0 | 0 | 0 | 0 | 0 | 0 | 0 | 0 | 0 | 0
F7_Commercial_WA - Miscellaneous_New_Miscellaneous_Natural Gas_Pool Heater_A_Achievable Economic TRC Potential | F7 | Commercial | WA - Miscellaneous | New | Miscellaneous | Natural Gas | Pool Heater | A | Cumulative Energy Savings (MWh or mTherms) | Achievable Economic TRC Potential | 0 | 0 | 0 | 0 | 0 | 0 | 0 | 0 | 0 | 0 | 0 | 0 | 0 | 0 | 0 | 0 | 0 | 0 | 0 | 0 | 0 | 0 | 0 | 0 | 0 | 0 | 0
F8_Commercial_WA - Miscellaneous_New_Miscellaneous_Natural Gas_Pool Heater_A_Achievable Economic TRC Potential | F8 | Commercial | WA - Miscellaneous | New | Miscellaneous | Natural Gas | Pool Heater | A | Cumulative Summer Peak Savings (MW) | Achievable Economic TRC Potential | 0 | 0 | 0 | 0 | 0 | 0 | 0 | 0 | 0 | 0 | 0 | 0 | 0 | 0 | 0 | 0 | 0 | 0 | 0 | 0 | 0 | 0 | 0 | 0 | 0 | 0 | 0
F9_Commercial_WA - Miscellaneous_New_Miscellaneous_Natural Gas_Pool Heater_A_Achievable Economic TRC Potential | F9 | Commercial | WA - Miscellaneous | New | Miscellaneous | Natural Gas | Pool Heater | A | Cumulative Winter Peak Savings (MW) | Achievable Economic TRC Potential | 0 | 0 | 0 | 0 | 0 | 0 | 0 | 0 | 0 | 0 | 0 | 0 | 0 | 0 | 0 | 0 | 0 | 0 | 0 | 0 | 0 | 0 | 0 | 0 | 0 | 0 | 0
F10_Commercial_WA - Miscellaneous_New_Miscellaneous_Natural Gas_Pool Heater_A_Achievable Economic TRC Potential | F10 | Commercial | WA - Miscellaneous | New | Miscellaneous | Natural Gas | Pool Heater | A | Purchases (Incremental) | Achievable Economic TRC Potential | 0 | 0 | 0 | 0 | 0 | 0 | 0 | 0 | 0 | 0 | 0 | 0 | 0 | 0 | 0 | 0 | 0 | 0 | 0 | 0 | 0 | 0 | 0 | 0 | 0 | 0 | 0
F11_Commercial_WA - Miscellaneous_New_Miscellaneous_Natural Gas_Pool Heater_A_Achievable Economic TRC Potential | F11 | Commercial | WA - Miscellaneous | New | Miscellaneous | Natural Gas | Pool Heater | A | Purchases (Cumulative) | Achievable Economic TRC Potential | 0 | 0 | 0 | 0 | 0 | 0 | 0 | 0 | 0 | 0 | 0 | 0 | 0 | 0 | 0 | 0 | 0 | 0 | 0 | 0 | 0 | 0 | 0 | 0 | 0 | 0 | 0
F1_Commercial_OR - College_Existing_Space Heating_Natural Gas_Furnace_A_Achievable Economic TRC Potential | F1 | Commercial | OR - College | Existing | Space Heating | Natural Gas | Furnace | A | Integrated Unit Energy Savings (kWh or therms) | Achievable Economic TRC Potential | 0 | 243.0543 | 242.1118 | 81.8666 | 81.8666 | 81.8666 | 81.8666 | 81.8666 | 81.8666 | 81.8666 | 81.8666 | 81.8666 | 81.8666 | 81.8666 | 81.8666 | 81.8666 | 81.8666 | 81.8666 | 81.8666 | 81.8666 | 81.8666 | 81.8666 | 81.8666 | 81.8666 | 81.8666 | 81.8666 | 81.8666
F2_Commercial_OR - College_Existing_Space Heating_Natural Gas_Furnace_A_Achievable Economic TRC Potential | F2 | Commercial | OR - College | Existing | Space Heating | Natural Gas | Furnace | A | Integrated Unit Summer Peak Savings (kW) | Achievable Economic TRC Potential | 0 | 0 | 0 | 0 | 0 | 0 | 0 | 0 | 0 | 0 | 0 | 0 | 0 | 0 | 0 | 0 | 0 | 0 | 0 | 0 | 0 | 0 | 0 | 0 | 0 | 0 | 0
F3_Commercial_OR - College_Existing_Space Heating_Natural Gas_Furnace_A_Achievable Economic TRC Potential | F3 | Commercial | OR - College | Existing | Space Heating | Natural Gas | Furnace | A | Integrated Unit Winter Peak Savings (kW) | Achievable Economic TRC Potential | 0 | 0 | 0 | 0 | 0 | 0 | 0 | 0 | 0 | 0 | 0 | 0 | 0 | 0 | 0 | 0 | 0 | 0 | 0 | 0 | 0 | 0 | 0 | 0 | 0 | 0 | 0
F4_Commercial_OR - College_Existing_Space Heating_Natural Gas_Furnace_A_Achievable Economic TRC Potential | F4 | Commercial | OR - College | Existing | Space Heating | Natural Gas | Furnace | A | Incremental Energy Savings (MWh or mTherms) | Achievable Economic TRC Potential | 0 | 0 | 0.00029124 | 0.00017215 | 0.00042398 | 0.00089339 | 0.0017005 | 0.0029984 | 0.0049677 | 0.0078005 | 0.011576 | 0.016335 | 0.02201 | 0.02841 | 0.035217 | 0.042033 | 0.048445 | 0.054104 | 0.058802 | 0.057703 | 0.055859 | 0.054119 | 0.05189 | 0.050065 | 0.048623 | 0.047448 | 0.046644
F5_Commercial_OR - College_Existing_Space Heating_Natural Gas_Furnace_A_Achievable Economic TRC Potential | F5 | Commercial | OR - College | Existing | Space Heating | Natural Gas | Furnace | A | Incremental Summer Peak Savings (MW) | Achievable Economic TRC Potential | 0 | 0 | 0 | 0 | 0 | 0 | 0 | 0 | 0 | 0 | 0 | 0 | 0 | 0 | 0 | 0 | 0 | 0 | 0 | 0 | 0 | 0 | 0 | 0 | 0 | 0 | 0
F6_Commercial_OR - College_Existing_Space Heating_Natural Gas_Furnace_A_Achievable Economic TRC Potential | F6 | Commercial | OR - College | Existing | Space Heating | Natural Gas | Furnace | A | Incremental Winter Peak Savings (MW) | Achievable Economic TRC Potential | 0 | 0 | 0 | 0 | 0 | 0 | 0 | 0 | 0 | 0 | 0 | 0 | 0 | 0 | 0 | 0 | 0 | 0 | 0 | 0 | 0 | 0 | 0 | 0 | 0 | 0 | 0
F7_Commercial_OR - College_Existing_Space Heating_Natural Gas_Furnace_A_Achievable Economic TRC Potential | F7 | Commercial | OR - College | Existing | Space Heating | Natural Gas | Furnace | A | Cumulative Energy Savings (MWh or mTherms) | Achievable Economic TRC Potential | 0 | 0 | 0.00029124 | 0.00027063 | 0.0006946 | 0.001588 | 0.0032884 | 0.0062869 | 0.011255 | 0.019055 | 0.030631 | 0.046966 | 0.068976 | 0.097386 | 0.1326 | 0.17464 | 0.22308 | 0.27718 | 0.33599 | 0.39369 | 0.44955 | 0.50367 | 0.55556 | 0.60562 | 0.65425 | 0.70169 | 0.74834
F8_Commercial_OR - College_Existing_Space Heating_Natural Gas_Furnace_A_Achievable Economic TRC Potential | F8 | Commercial | OR - College | Existing | Space Heating | Natural Gas | Furnace | A | Cumulative Summer Peak Savings (MW) | Achievable Economic TRC Potential | 0 | 0 | 0 | 0 | 0 | 0 | 0 | 0 | 0 | 0 | 0 | 0 | 0 | 0 | 0 | 0 | 0 | 0 | 0 | 0 | 0 | 0 | 0 | 0 | 0 | 0 | 0
F9_Commercial_OR - College_Existing_Space Heating_Natural Gas_Furnace_A_Achievable Economic TRC Potential | F9 | Commercial | OR - College | Existing | Space Heating | Natural Gas | Furnace | A | Cumulative Winter Peak Savings (MW) | Achievable Economic TRC Potential | 0 | 0 | 0 | 0 | 0 | 0 | 0 | 0 | 0 | 0 | 0 | 0 | 0 | 0 | 0 | 0 | 0 | 0 | 0 | 0 | 0 | 0 | 0 | 0 | 0 | 0 | 0
F10_Commercial_OR - College_Existing_Space Heating_Natural Gas_Furnace_A_Achievable Economic TRC Potential | F10 | Commercial | OR - College | Existing | Space Heating | Natural Gas | Furnace | A | Purchases (Incremental) | Achievable Economic TRC Potential | 0 | 0 | 0.0012029 | 0.0021028 | 0.0051789 | 0.010913 | 0.020771 | 0.036626 | 0.060681 | 0.095283 | 0.1414 | 0.19953 | 0.26886 | 0.34702 | 0.43017 | 0.51344 | 0.59175 | 0.66087 | 0.71826 | 0.70484 | 0.68231 | 0.66106 | 0.63384 | 0.61154 | 0.59393 | 0.57958 | 0.56975
F11_Commercial_OR - College_Existing_Space Heating_Natural Gas_Furnace_A_Achievable Economic TRC Potential | F11 | Commercial | OR - College | Existing | Space Heating | Natural Gas | Furnace | A | Purchases (Cumulative) | Achievable Economic TRC Potential | 0 | 0 | 0.0012029 | 0.0033057 | 0.0084846 | 0.019397 | 0.040168 | 0.076794 | 0.13747 | 0.23276 | 0.37416 | 0.57369 | 0.84254 | 1.1896 | 1.6197 | 2.1332 | 2.7249 | 3.3858 | 4.1041 | 4.8089 | 5.4912 | 6.1523 | 6.7861 | 7.3977 | 7.9916 | 8.5712 | 9.1409
F1_Commercial_OR - College_Existing_Space Heating_Natural Gas_Boiler_A_Achievable Economic TRC Potential | F1 | Commercial | OR - College | Existing | Space Heating | Natural Gas | Boiler | A | Integrated Unit Energy Savings (kWh or therms) | Achievable Economic TRC Potential | 0 | 375.9733 | 374.5154 | 374.5154 | 374.5154 | 374.5154 | 374.5154 | 374.5154 | 374.5154 | 374.5154 | 374.5154 | 374.5154 | 374.5154 | 374.5154 | 374.5154 | 374.5154 | 374.5154 | 374.5154 | 374.5154 | 374.5154 | 374.5154 | 374.5154 | 374.5154 | 374.5154 | 374.5154 | 374.5154 | 374.5154
F2_Commercial_OR - College_Existing_Space Heating_Natural Gas_Boiler_A_Achievable Economic TRC Potential | F2 | Commercial | OR - College | Existing | Space Heating | Natural Gas | Boiler | A | Integrated Unit Summer Peak Savings (kW) | Achievable Economic TRC Potential | 0 | 0 | 0 | 0 | 0 | 0 | 0 | 0 | 0 | 0 | 0 | 0 | 0 | 0 | 0 | 0 | 0 | 0 | 0 | 0 | 0 | 0 | 0 | 0 | 0 | 0 | 0
F3_Commercial_OR - College_Existing_Space Heating_Natural Gas_Boiler_A_Achievable Economic TRC Potential | F3 | Commercial | OR - College | Existing | Space Heating | Natural Gas | Boiler | A | Integrated Unit Winter Peak Savings (kW) | Achievable Economic TRC Potential | 0 | 0 | 0 | 0 | 0 | 0 | 0 | 0 | 0 | 0 | 0 | 0 | 0 | 0 | 0 | 0 | 0 | 0 | 0 | 0 | 0 | 0 | 0 | 0 | 0 | 0 | 0
F4_Commercial_OR - College_Existing_Space Heating_Natural Gas_Boiler_A_Achievable Economic TRC Potential | F4 | Commercial | OR - College | Existing | Space Heating | Natural Gas | Boiler | A | Incremental Energy Savings (MWh or mTherms) | Achievable Economic TRC Potential | 0 | 0 | 0 | 0 | 0 | 0 | 0 | 0 | 0 | 0 | 0 | 0 | 0 | 0 | 0 | 0 | 0 | 0 | 0 | 0 | 0 | 0 | 0 | 0 | 0 | 0 | 0
F5_Commercial_OR - College_Existing_Space Heating_Natural Gas_Boiler_A_Achievable Economic TRC Potential | F5 | Commercial | OR - College | Existing | Space Heating | Natural Gas | Boiler | A | Incremental Summer Peak Savings (MW) | Achievable Economic TRC Potential | 0 | 0 | 0 | 0 | 0 | 0 | 0 | 0 | 0 | 0 | 0 | 0 | 0 | 0 | 0 | 0 | 0 | 0 | 0 | 0 | 0 | 0 | 0 | 0 | 0 | 0 | 0
F6_Commercial_OR - College_Existing_Space Heating_Natural Gas_Boiler_A_Achievable Economic TRC Potential | F6 | Commercial | OR - College | Existing | Space Heating | Natural Gas | Boiler | A | Incremental Winter Peak Savings (MW) | Achievable Economic TRC Potential | 0 | 0 | 0 | 0 | 0 | 0 | 0 | 0 | 0 | 0 | 0 | 0 | 0 | 0 | 0 | 0 | 0 | 0 | 0 | 0 | 0 | 0 | 0 | 0 | 0 | 0 | 0
F7_Commercial_OR - College_Existing_Space Heating_Natural Gas_Boiler_A_Achievable Economic TRC Potential | F7 | Commercial | OR - College | Existing | Space Heating | Natural Gas | Boiler | A | Cumulative Energy Savings (MWh or mTherms) | Achievable Economic TRC Potential | 0 | 0 | 0 | 0 | 0 | 0 | 0 | 0 | 0 | 0 | 0 | 0 | 0 | 0 | 0 | 0 | 0 | 0 | 0 | 0 | 0 | 0 | 0 | 0 | 0 | 0 | 0
F8_Commercial_OR - College_Existing_Space Heating_Natural Gas_Boiler_A_Achievable Economic TRC Potential | F8 | Commercial | OR - College | Existing | Space Heating | Natural Gas | Boiler | A | Cumulative Summer Peak Savings (MW) | Achievable Economic TRC Potential | 0 | 0 | 0 | 0 | 0 | 0 | 0 | 0 | 0 | 0 | 0 | 0 | 0 | 0 | 0 | 0 | 0 | 0 | 0 | 0 | 0 | 0 | 0 | 0 | 0 | 0 | 0
F9_Commercial_OR - College_Existing_Space Heating_Natural Gas_Boiler_A_Achievable Economic TRC Potential | F9 | Commercial | OR - College | Existing | Space Heating | Natural Gas | Boiler | A | Cumulative Winter Peak Savings (MW) | Achievable Economic TRC Potential | 0 | 0 | 0 | 0 | 0 | 0 | 0 | 0 | 0 | 0 | 0 | 0 | 0 | 0 | 0 | 0 | 0 | 0 | 0 | 0 | 0 | 0 | 0 | 0 | 0 | 0 | 0
F10_Commercial_OR - College_Existing_Space Heating_Natural Gas_Boiler_A_Achievable Economic TRC Potential | F10 | Commercial | OR - College | Existing | Space Heating | Natural Gas | Boiler | A | Purchases (Incremental) | Achievable Economic TRC Potential | 0 | 0 | 0 | 0 | 0 | 0 | 0 | 0 | 0 | 0 | 0 | 0 | 0 | 0 | 0 | 0 | 0 | 0 | 0 | 0 | 0 | 0 | 0 | 0 | 0 | 0 | 0
F11_Commercial_OR - College_Existing_Space Heating_Natural Gas_Boiler_A_Achievable Economic TRC Potential | F11 | Commercial | OR - College | Existing | Space Heating | Natural Gas | Boiler | A | Purchases (Cumulative) | Achievable Economic TRC Potential | 0 | 0 | 0 | 0 | 0 | 0 | 0 | 0 | 0 | 0 | 0 | 0 | 0 | 0 | 0 | 0 | 0 | 0 | 0 | 0 | 0 | 0 | 0 | 0 | 0 | 0 | 0
F1_Commercial_OR - College_Existing_Space Heating_Natural Gas_Unit Heater_A_Achievable Economic TRC Potential | F1 | Commercial | OR - College | Existing | Space Heating | Natural Gas | Unit Heater | A | Integrated Unit Energy Savings (kWh or therms) | Achievable Economic TRC Potential | 0 | 0 | 0 | 0 | 0 | 0 | 0 | 0 | 0 | 0 | 0 | 0 | 0 | 0 | 0 | 0 | 0 | 0 | 0 | 0 | 0 | 0 | 0 | 0 | 0 | 0 | 0
F2_Commercial_OR - College_Existing_Space Heating_Natural Gas_Unit Heater_A_Achievable Economic TRC Potential | F2 | Commercial | OR - College | Existing | Space Heating | Natural Gas | Unit Heater | A | Integrated Unit Summer Peak Savings (kW) | Achievable Economic TRC Potential | 0 | 0 | 0 | 0 | 0 | 0 | 0 | 0 | 0 | 0 | 0 | 0 | 0 | 0 | 0 | 0 | 0 | 0 | 0 | 0 | 0 | 0 | 0 | 0 | 0 | 0 | 0
F3_Commercial_OR - College_Existing_Space Heating_Natural Gas_Unit Heater_A_Achievable Economic TRC Potential | F3 | Commercial | OR - College | Existing | Space Heating | Natural Gas | Unit Heater | A | Integrated Unit Winter Peak Savings (kW) | Achievable Economic TRC Potential | 0 | 0 | 0 | 0 | 0 | 0 | 0 | 0 | 0 | 0 | 0 | 0 | 0 | 0 | 0 | 0 | 0 | 0 | 0 | 0 | 0 | 0 | 0 | 0 | 0 | 0 | 0
F4_Commercial_OR - College_Existing_Space Heating_Natural Gas_Unit Heater_A_Achievable Economic TRC Potential | F4 | Commercial | OR - College | Existing | Space Heating | Natural Gas | Unit Heater | A | Incremental Energy Savings (MWh or mTherms) | Achievable Economic TRC Potential | 0 | 0 | 0 | 0 | 0 | 0 | 0 | 0 | 0 | 0 | 0 | 0 | 0 | 0 | 0 | 0 | 0 | 0 | 0 | 0 | 0 | 0 | 0 | 0 | 0 | 0 | 0
F5_Commercial_OR - College_Existing_Space Heating_Natural Gas_Unit Heater_A_Achievable Economic TRC Potential | F5 | Commercial | OR - College | Existing | Space Heating | Natural Gas | Unit Heater | A | Incremental Summer Peak Savings (MW) | Achievable Economic TRC Potential | 0 | 0 | 0 | 0 | 0 | 0 | 0 | 0 | 0 | 0 | 0 | 0 | 0 | 0 | 0 | 0 | 0 | 0 | 0 | 0 | 0 | 0 | 0 | 0 | 0 | 0 | 0
F6_Commercial_OR - College_Existing_Space Heating_Natural Gas_Unit Heater_A_Achievable Economic TRC Potential | F6 | Commercial | OR - College | Existing | Space Heating | Natural Gas | Unit Heater | A | Incremental Winter Peak Savings (MW) | Achievable Economic TRC Potential | 0 | 0 | 0 | 0 | 0 | 0 | 0 | 0 | 0 | 0 | 0 | 0 | 0 | 0 | 0 | 0 | 0 | 0 | 0 | 0 | 0 | 0 | 0 | 0 | 0 | 0 | 0
F7_Commercial_OR - College_Existing_Space Heating_Natural Gas_Unit Heater_A_Achievable Economic TRC Potential | F7 | Commercial | OR - College | Existing | Space Heating | Natural Gas | Unit Heater | A | Cumulative Energy Savings (MWh or mTherms) | Achievable Economic TRC Potential | 0 | 0 | 0 | 0 | 0 | 0 | 0 | 0 | 0 | 0 | 0 | 0 | 0 | 0 | 0 | 0 | 0 | 0 | 0 | 0 | 0 | 0 | 0 | 0 | 0 | 0 | 0
F8_Commercial_OR - College_Existing_Space Heating_Natural Gas_Unit Heater_A_Achievable Economic TRC Potential | F8 | Commercial | OR - College | Existing | Space Heating | Natural Gas | Unit Heater | A | Cumulative Summer Peak Savings (MW) | Achievable Economic TRC Potential | 0 | 0 | 0 | 0 | 0 | 0 | 0 | 0 | 0 | 0 | 0 | 0 | 0 | 0 | 0 | 0 | 0 | 0 | 0 | 0 | 0 | 0 | 0 | 0 | 0 | 0 | 0
F9_Commercial_OR - College_Existing_Space Heating_Natural Gas_Unit Heater_A_Achievable Economic TRC Potential | F9 | Commercial | OR - College | Existing | Space Heating | Natural Gas | Unit Heater | A | Cumulative Winter Peak Savings (MW) | Achievable Economic TRC Potential | 0 | 0 | 0 | 0 | 0 | 0 | 0 | 0 | 0 | 0 | 0 | 0 | 0 | 0 | 0 | 0 | 0 | 0 | 0 | 0 | 0 | 0 | 0 | 0 | 0 | 0 | 0
F10_Commercial_OR - College_Existing_Space Heating_Natural Gas_Unit Heater_A_Achievable Economic TRC Potential | F10 | Commercial | OR - College | Existing | Space Heating | Natural Gas | Unit Heater | A | Purchases (Incremental) | Achievable Economic TRC Potential | 0 | 0 | 0 | 0 | 0 | 0 | 0 | 0 | 0 | 0 | 0 | 0 | 0 | 0 | 0 | 0 | 0 | 0 | 0 | 0 | 0 | 0 | 0 | 0 | 0 | 0 | 0
F11_Commercial_OR - College_Existing_Space Heating_Natural Gas_Unit Heater_A_Achievable Economic TRC Potential | F11 | Commercial | OR - College | Existing | Space Heating | Natural Gas | Unit Heater | A | Purchases (Cumulative) | Achievable Economic TRC Potential | 0 | 0 | 0 | 0 | 0 | 0 | 0 | 0 | 0 | 0 | 0 | 0 | 0 | 0 | 0 | 0 | 0 | 0 | 0 | 0 | 0 | 0 | 0 | 0 | 0 | 0 | 0
F1_Commercial_OR - College_Existing_Water Heating_Natural Gas_Water Heater_A_Achievable Economic TRC Potential | F1 | Commercial | OR - College | Existing | Water Heating | Natural Gas | Water Heater | A | Integrated Unit Energy Savings (kWh or therms) | Achievable Economic TRC Potential | 0 | 2.8505 | 2.8505 | 2.8505 | 2.8505 | 2.8505 | 2.8505 | 2.8505 | 2.8505 | 2.8505 | 2.8505 | 2.8505 | 2.8505 | 2.8505 | 2.8505 | 2.8505 | 2.8505 | 2.8505 | 2.8505 | 2.8505 | 2.8505 | 2.8505 | 2.8505 | 2.8505 | 2.8505 | 2.8505 | 2.8505
F2_Commercial_OR - College_Existing_Water Heating_Natural Gas_Water Heater_A_Achievable Economic TRC Potential | F2 | Commercial | OR - College | Existing | Water Heating | Natural Gas | Water Heater | A | Integrated Unit Summer Peak Savings (kW) | Achievable Economic TRC Potential | 0 | 0 | 0 | 0 | 0 | 0 | 0 | 0 | 0 | 0 | 0 | 0 | 0 | 0 | 0 | 0 | 0 | 0 | 0 | 0 | 0 | 0 | 0 | 0 | 0 | 0 | 0
F3_Commercial_OR - College_Existing_Water Heating_Natural Gas_Water Heater_A_Achievable Economic TRC Potential | F3 | Commercial | OR - College | Existing | Water Heating | Natural Gas | Water Heater | A | Integrated Unit Winter Peak Savings (kW) | Achievable Economic TRC Potential | 0 | 0 | 0 | 0 | 0 | 0 | 0 | 0 | 0 | 0 | 0 | 0 | 0 | 0 | 0 | 0 | 0 | 0 | 0 | 0 | 0 | 0 | 0 | 0 | 0 | 0 | 0
F4_Commercial_OR - College_Existing_Water Heating_Natural Gas_Water Heater_A_Achievable Economic TRC Potential | F4 | Commercial | OR - College | Existing | Water Heating | Natural Gas | Water Heater | A | Incremental Energy Savings (MWh or mTherms) | Achievable Economic TRC Potential | 0 | 0 | 0.14176 | 0.26978 | 0.38817 | 0.49996 | 0.60736 | 0.70007 | 0.77059 | 0.82468 | 0.93223 | 1.0092 | 0.91975 | 0.82494 | 0.72553 | 0.97313 | 0.78079 | 0.6181 | 0.47978 | 0.38708 | 0.258 | 0.1688 | 0.10875 | 0.069347 | 0.13649 | 0 | 0
F5_Commercial_OR - College_Existing_Water Heating_Natural Gas_Water Heater_A_Achievable Economic TRC Potential | F5 | Commercial | OR - College | Existing | Water Heating | Natural Gas | Water Heater | A | Incremental Summer Peak Savings (MW) | Achievable Economic TRC Potential | 0 | 0 | 0 | 0 | 0 | 0 | 0 | 0 | 0 | 0 | 0 | 0 | 0 | 0 | 0 | 0 | 0 | 0 | 0 | 0 | 0 | 0 | 0 | 0 | 0 | 0 | 0
F6_Commercial_OR - College_Existing_Water Heating_Natural Gas_Water Heater_A_Achievable Economic TRC Potential | F6 | Commercial | OR - College | Existing | Water Heating | Natural Gas | Water Heater | A | Incremental Winter Peak Savings (MW) | Achievable Economic TRC Potential | 0 | 0 | 0 | 0 | 0 | 0 | 0 | 0 | 0 | 0 | 0 | 0 | 0 | 0 | 0 | 0 | 0 | 0 | 0 | 0 | 0 | 0 | 0 | 0 | 0 | 0 | 0
F7_Commercial_OR - College_Existing_Water Heating_Natural Gas_Water Heater_A_Achievable Economic TRC Potential | F7 | Commercial | OR - College | Existing | Water Heating | Natural Gas | Water Heater | A | Cumulative Energy Savings (MWh or mTherms) | Achievable Economic TRC Potential | 0 | 0 | 0.14176 | 0.41154 | 0.7997 | 1.2997 | 1.907 | 2.6071 | 3.3777 | 4.2024 | 5.1346 | 6.1438 | 7.0636 | 7.8885 | 8.614 | 9.5872 | 10.368 | 10.9861 | 11.4658 | 11.8529 | 12.1109 | 12.2797 | 12.3885 | 12.4578 | 12.5943 | 12.5943 | 12.5943
F8_Commercial_OR - College_Existing_Water Heating_Natural Gas_Water Heater_A_Achievable Economic TRC Potential | F8 | Commercial | OR - College | Existing | Water Heating | Natural Gas | Water Heater | A | Cumulative Summer Peak Savings (MW) | Achievable Economic TRC Potential | 0 | 0 | 0 | 0 | 0 | 0 | 0 | 0 | 0 | 0 | 0 | 0 | 0 | 0 | 0 | 0 | 0 | 0 | 0 | 0 | 0 | 0 | 0 | 0 | 0 | 0 | 0
F9_Commercial_OR - College_Existing_Water Heating_Natural Gas_Water Heater_A_Achievable Economic TRC Potential | F9 | Commercial | OR - College | Existing | Water Heating | Natural Gas | Water Heater | A | Cumulative Winter Peak Savings (MW) | Achievable Economic TRC Potential | 0 | 0 | 0 | 0 | 0 | 0 | 0 | 0 | 0 | 0 | 0 | 0 | 0 | 0 | 0 | 0 | 0 | 0 | 0 | 0 | 0 | 0 | 0 | 0 | 0 | 0 | 0
F10_Commercial_OR - College_Existing_Water Heating_Natural Gas_Water Heater_A_Achievable Economic TRC Potential | F10 | Commercial | OR - College | Existing | Water Heating | Natural Gas | Water Heater | A | Purchases (Incremental) | Achievable Economic TRC Potential | 0 | 0 | 49.7326 | 94.6427 | 136.177 | 175.3964 | 213.0727 | 245.5986 | 270.3393 | 289.3126 | 327.0454 | 354.0581 | 322.6684 | 289.4038 | 254.5299 | 341.3933 | 273.9169 | 216.8406 | 168.3159 | 135.7938 | 90.5132 | 59.2185 | 38.1524 | 24.3284 | 47.8822 | 0 | 0
F11_Commercial_OR - College_Existing_Water Heating_Natural Gas_Water Heater_A_Achievable Economic TRC Potential | F11 | Commercial | OR - College | Existing | Water Heating | Natural Gas | Water Heater | A | Purchases (Cumulative) | Achievable Economic TRC Potential | 0 | 0 | 49.7326 | 144.3753 | 280.5523 | 455.9487 | 669.0214 | 914.62 | 1184.9592 | 1474.2719 | 1801.3172 | 2155.3753 | 2478.0438 | 2767.4476 | 3021.9775 | 3363.3708 | 3637.2877 | 3854.1284 | 4022.4443 | 4158.238 | 4248.7512 | 4307.9697 | 4346.1221 | 4370.4505 | 4418.3327 | 4418.3327 | 4418.3327
F1_Commercial_OR - College_Existing_Food Preparation_Natural Gas_Oven_A_Achievable Economic TRC Potential | F1 | Commercial | OR - College | Existing | Food Preparation | Natural Gas | Oven | A | Integrated Unit Energy Savings (kWh or therms) | Achievable Economic TRC Potential | 0 | 106.6752 | 106.6752 | 106.6752 | 106.6752 | 106.6752 | 106.6752 | 106.6752 | 106.6752 | 106.6752 | 106.6752 | 106.6752 | 106.6752 | 106.6752 | 106.6752 | 106.6752 | 106.6752 | 106.6752 | 106.6752 | 106.6752 | 106.6752 | 106.6752 | 106.6752 | 106.6752 | 106.6752 | 106.6752 | 106.6752
F2_Commercial_OR - College_Existing_Food Preparation_Natural Gas_Oven_A_Achievable Economic TRC Potential | F2 | Commercial | OR - College | Existing | Food Preparation | Natural Gas | Oven | A | Integrated Unit Summer Peak Savings (kW) | Achievable Economic TRC Potential | 0 | 0 | 0 | 0 | 0 | 0 | 0 | 0 | 0 | 0 | 0 | 0 | 0 | 0 | 0 | 0 | 0 | 0 | 0 | 0 | 0 | 0 | 0 | 0 | 0 | 0 | 0
F3_Commercial_OR - College_Existing_Food Preparation_Natural Gas_Oven_A_Achievable Economic TRC Potential | F3 | Commercial | OR - College | Existing | Food Preparation | Natural Gas | Oven | A | Integrated Unit Winter Peak Savings (kW) | Achievable Economic TRC Potential | 0 | 0 | 0 | 0 | 0 | 0 | 0 | 0 | 0 | 0 | 0 | 0 | 0 | 0 | 0 | 0 | 0 | 0 | 0 | 0 | 0 | 0 | 0 | 0 | 0 | 0 | 0
F4_Commercial_OR - College_Existing_Food Preparation_Natural Gas_Oven_A_Achievable Economic TRC Potential | F4 | Commercial | OR - College | Existing | Food Preparation | Natural Gas | Oven | A | Incremental Energy Savings (MWh or mTherms) | Achievable Economic TRC Potential | 0 | 0 | 5.6242e-05 | 0.00026452 | 0.00061978 | 0.0010679 | 0.001579 | 0.0021312 | 0.0027091 | 0.0033017 | 0.0039014 | 0.004503 | 0.0041166 | 0.0038725 | 0.0037557 | 0.0037014 | 0.0036755 | 0.0039559 | 0.004202 | 0.0045208 | 0.004893 | 0.005192 | 0.0049766 | 0.0043159 | 0.0044016 | 0.0042512 | 0.0039286
F5_Commercial_OR - College_Existing_Food Preparation_Natural Gas_Oven_A_Achievable Economic TRC Potential | F5 | Commercial | OR - College | Existing | Food Preparation | Natural Gas | Oven | A | Incremental Summer Peak Savings (MW) | Achievable Economic TRC Potential | 0 | 0 | 0 | 0 | 0 | 0 | 0 | 0 | 0 | 0 | 0 | 0 | 0 | 0 | 0 | 0 | 0 | 0 | 0 | 0 | 0 | 0 | 0 | 0 | 0 | 0 | 0
F6_Commercial_OR - College_Existing_Food Preparation_Natural Gas_Oven_A_Achievable Economic TRC Potential | F6 | Commercial | OR - College | Existing | Food Preparation | Natural Gas | Oven | A | Incremental Winter Peak Savings (MW) | Achievable Economic TRC Potential | 0 | 0 | 0 | 0 | 0 | 0 | 0 | 0 | 0 | 0 | 0 | 0 | 0 | 0 | 0 | 0 | 0 | 0 | 0 | 0 | 0 | 0 | 0 | 0 | 0 | 0 | 0
F7_Commercial_OR - College_Existing_Food Preparation_Natural Gas_Oven_A_Achievable Economic TRC Potential | F7 | Commercial | OR - College | Existing | Food Preparation | Natural Gas | Oven | A | Cumulative Energy Savings (MWh or mTherms) | Achievable Economic TRC Potential | 0 | 0 | 5.6242e-05 | 0.00032077 | 0.00094054 | 0.0020085 | 0.0035875 | 0.0057187 | 0.0084278 | 0.01173 | 0.015631 | 0.020134 | 0.024251 | 0.028123 | 0.031879 | 0.03558 | 0.039256 | 0.043212 | 0.047414 | 0.051934 | 0.056827 | 0.062019 | 0.066996 | 0.071312 | 0.075713 | 0.079965 | 0.083893
F8_Commercial_OR - College_Existing_Food Preparation_Natural Gas_Oven_A_Achievable Economic TRC Potential | F8 | Commercial | OR - College | Existing | Food Preparation | Natural Gas | Oven | A | Cumulative Summer Peak Savings (MW) | Achievable Economic TRC Potential | 0 | 0 | 0 | 0 | 0 | 0 | 0 | 0 | 0 | 0 | 0 | 0 | 0 | 0 | 0 | 0 | 0 | 0 | 0 | 0 | 0 | 0 | 0 | 0 | 0 | 0 | 0
F9_Commercial_OR - College_Existing_Food Preparation_Natural Gas_Oven_A_Achievable Economic TRC Potential | F9 | Commercial | OR - College | Existing | Food Preparation | Natural Gas | Oven | A | Cumulative Winter Peak Savings (MW) | Achievable Economic TRC Potential | 0 | 0 | 0 | 0 | 0 | 0 | 0 | 0 | 0 | 0 | 0 | 0 | 0 | 0 | 0 | 0 | 0 | 0 | 0 | 0 | 0 | 0 | 0 | 0 | 0 | 0 | 0
F10_Commercial_OR - College_Existing_Food Preparation_Natural Gas_Oven_A_Achievable Economic TRC Potential | F10 | Commercial | OR - College | Existing | Food Preparation | Natural Gas | Oven | A | Purchases (Incremental) | Achievable Economic TRC Potential | 0 | 0 | 0.00052723 | 0.0024797 | 0.0058099 | 0.010011 | 0.014802 | 0.019979 | 0.025396 | 0.030951 | 0.036573 | 0.042212 | 0.03859 | 0.036302 | 0.035207 | 0.034698 | 0.034455 | 0.037083 | 0.039391 | 0.042379 | 0.045868 | 0.048671 | 0.046652 | 0.040458 | 0.041262 | 0.039851 | 0.036827
F11_Commercial_OR - College_Existing_Food Preparation_Natural Gas_Oven_A_Achievable Economic TRC Potential | F11 | Commercial | OR - College | Existing | Food Preparation | Natural Gas | Oven | A | Purchases (Cumulative) | Achievable Economic TRC Potential | 0 | 0 | 0.00052723 | 0.0030069 | 0.0088169 | 0.018828 | 0.03363 | 0.053608 | 0.079005 | 0.10996 | 0.14653 | 0.18874 | 0.22733 | 0.26363 | 0.29884 | 0.33354 | 0.36799 | 0.40508 | 0.44447 | 0.48685 | 0.53271 | 0.58139 | 0.62804 | 0.6685 | 0.70976 | 0.74961 | 0.78644
F1_Commercial_OR - College_Existing_Food Preparation_Natural Gas_Conveyor Oven_A_Achievable Economic TRC Potential | F1 | Commercial | OR - College | Existing | Food Preparation | Natural Gas | Conveyor Oven | A | Integrated Unit Energy Savings (kWh or therms) | Achievable Economic TRC Potential | 0 | 0 | 0 | 0 | 0 | 692.0657 | 692.0657 | 692.0657 | 692.0657 | 692.0657 | 692.0657 | 692.0657 | 692.0657 | 692.0657 | 692.0657 | 692.0657 | 692.0657 | 692.0657 | 692.0657 | 692.0657 | 692.0657 | 692.0657 | 692.0657 | 692.0657 | 692.0657 | 692.0657 | 692.0657
F2_Commercial_OR - College_Existing_Food Preparation_Natural Gas_Conveyor Oven_A_Achievable Economic TRC Potential | F2 | Commercial | OR - College | Existing | Food Preparation | Natural Gas | Conveyor Oven | A | Integrated Unit Summer Peak Savings (kW) | Achievable Economic TRC Potential | 0 | 0 | 0 | 0 | 0 | 0 | 0 | 0 | 0 | 0 | 0 | 0 | 0 | 0 | 0 | 0 | 0 | 0 | 0 | 0 | 0 | 0 | 0 | 0 | 0 | 0 | 0
F3_Commercial_OR - College_Existing_Food Preparation_Natural Gas_Conveyor Oven_A_Achievable Economic TRC Potential | F3 | Commercial | OR - College | Existing | Food Preparation | Natural Gas | Conveyor Oven | A | Integrated Unit Winter Peak Savings (kW) | Achievable Economic TRC Potential | 0 | 0 | 0 | 0 | 0 | 0 | 0 | 0 | 0 | 0 | 0 | 0 | 0 | 0 | 0 | 0 | 0 | 0 | 0 | 0 | 0 | 0 | 0 | 0 | 0 | 0 | 0
F4_Commercial_OR - College_Existing_Food Preparation_Natural Gas_Conveyor Oven_A_Achievable Economic TRC Potential | F4 | Commercial | OR - College | Existing | Food Preparation | Natural Gas | Conveyor Oven | A | Incremental Energy Savings (MWh or mTherms) | Achievable Economic TRC Potential | 0 | 0 | 0 | 0 | 0 | 0.00012451 | 0.00044861 | 0.0010266 | 0.0018975 | 0.0030887 | 0.0043161 | 0.0055535 | 0.0067833 | 0.0079949 | 0.009182 | 0.010342 | 0.011473 | 0.009812 | 0.0083565 | 0.0070907 | 0.0059969 | 0.0051962 | 0.0044221 | 0.0039179 | 0.0036065 | 0.0034168 | 0.0033272
F5_Commercial_OR - College_Existing_Food Preparation_Natural Gas_Conveyor Oven_A_Achievable Economic TRC Potential | F5 | Commercial | OR - College | Existing | Food Preparation | Natural Gas | Conveyor Oven | A | Incremental Summer Peak Savings (MW) | Achievable Economic TRC Potential | 0 | 0 | 0 | 0 | 0 | 0 | 0 | 0 | 0 | 0 | 0 | 0 | 0 | 0 | 0 | 0 | 0 | 0 | 0 | 0 | 0 | 0 | 0 | 0 | 0 | 0 | 0
F6_Commercial_OR - College_Existing_Food Preparation_Natural Gas_Conveyor Oven_A_Achievable Economic TRC Potential | F6 | Commercial | OR - College | Existing | Food Preparation | Natural Gas | Conveyor Oven | A | Incremental Winter Peak Savings (MW) | Achievable Economic TRC Potential | 0 | 0 | 0 | 0 | 0 | 0 | 0 | 0 | 0 | 0 | 0 | 0 | 0 | 0 | 0 | 0 | 0 | 0 | 0 | 0 | 0 | 0 | 0 | 0 | 0 | 0 | 0
F7_Commercial_OR - College_Existing_Food Preparation_Natural Gas_Conveyor Oven_A_Achievable Economic TRC Potential | F7 | Commercial | OR - College | Existing | Food Preparation | Natural Gas | Conveyor Oven | A | Cumulative Energy Savings (MWh or mTherms) | Achievable Economic TRC Potential | 0 | 0 | 0 | 0 | 0 | 0.00012451 | 0.00057312 | 0.0015997 | 0.0034972 | 0.0065859 | 0.010902 | 0.016455 | 0.023239 | 0.031234 | 0.040416 | 0.050757 | 0.06223 | 0.072042 | 0.080399 | 0.08749 | 0.093487 | 0.098683 | 0.1031 | 0.10702 | 0.11063 | 0.11405 | 0.11737
F8_Commercial_OR - College_Existing_Food Preparation_Natural Gas_Conveyor Oven_A_Achievable Economic TRC Potential | F8 | Commercial | OR - College | Existing | Food Preparation | Natural Gas | Conveyor Oven | A | Cumulative Summer Peak Savings (MW) | Achievable Economic TRC Potential | 0 | 0 | 0 | 0 | 0 | 0 | 0 | 0 | 0 | 0 | 0 | 0 | 0 | 0 | 0 | 0 | 0 | 0 | 0 | 0 | 0 | 0 | 0 | 0 | 0 | 0 | 0
F9_Commercial_OR - College_Existing_Food Preparation_Natural Gas_Conveyor Oven_A_Achievable Economic TRC Potential | F9 | Commercial | OR - College | Existing | Food Preparation | Natural Gas | Conveyor Oven | A | Cumulative Winter Peak Savings (MW) | Achievable Economic TRC Potential | 0 | 0 | 0 | 0 | 0 | 0 | 0 | 0 | 0 | 0 | 0 | 0 | 0 | 0 | 0 | 0 | 0 | 0 | 0 | 0 | 0 | 0 | 0 | 0 | 0 | 0 | 0
F10_Commercial_OR - College_Existing_Food Preparation_Natural Gas_Conveyor Oven_A_Achievable Economic TRC Potential | F10 | Commercial | OR - College | Existing | Food Preparation | Natural Gas | Conveyor Oven | A | Purchases (Incremental) | Achievable Economic TRC Potential | 0 | 0 | 0 | 0 | 0 | 0.00017991 | 0.00064821 | 0.0014834 | 0.0027418 | 0.004463 | 0.0062366 | 0.0080245 | 0.0098015 | 0.011552 | 0.013268 | 0.014943 | 0.016578 | 0.014178 | 0.012075 | 0.010246 | 0.0086652 | 0.0075082 | 0.0063897 | 0.0056611 | 0.0052113 | 0.0049372 | 0.0048077
F11_Commercial_OR - College_Existing_Food Preparation_Natural Gas_Conveyor Oven_A_Achievable Economic TRC Potential | F11 | Commercial | OR - College | Existing | Food Preparation | Natural Gas | Conveyor Oven | A | Purchases (Cumulative) | Achievable Economic TRC Potential | 0 | 0 | 0 | 0 | 0 | 0.00017991 | 0.00082813 | 0.0023116 | 0.0050533 | 0.0095163 | 0.015753 | 0.023777 | 0.033579 | 0.045131 | 0.058399 | 0.073342 | 0.08992 | 0.1041 | 0.11617 | 0.12642 | 0.13508 | 0.14259 | 0.14898 | 0.15464 | 0.15985 | 0.16479 | 0.1696
F1_Commercial_OR - College_Existing_Food Preparation_Natural Gas_Double Rack Oven_A_Achievable Economic TRC Potential | F1 | Commercial | OR - College | Existing | Food Preparation | Natural Gas | Double Rack Oven | A | Integrated Unit Energy Savings (kWh or therms) | Achievable Economic TRC Potential | 0 | 1621.62 | 1621.62 | 1621.62 | 1621.62 | 1621.62 | 1621.62 | 1621.62 | 1621.62 | 1621.62 | 1621.62 | 1621.62 | 1621.62 | 1621.62 | 1621.62 | 1621.62 | 1621.62 | 1621.62 | 1621.62 | 1621.62 | 1621.62 | 1621.62 | 1621.62 | 1621.62 | 1621.62 | 1621.62 | 1621.62
F2_Commercial_OR - College_Existing_Food Preparation_Natural Gas_Double Rack Oven_A_Achievable Economic TRC Potential | F2 | Commercial | OR - College | Existing | Food Preparation | Natural Gas | Double Rack Oven | A | Integrated Unit Summer Peak Savings (kW) | Achievable Economic TRC Potential | 0 | 0 | 0 | 0 | 0 | 0 | 0 | 0 | 0 | 0 | 0 | 0 | 0 | 0 | 0 | 0 | 0 | 0 | 0 | 0 | 0 | 0 | 0 | 0 | 0 | 0 | 0
F3_Commercial_OR - College_Existing_Food Preparation_Natural Gas_Double Rack Oven_A_Achievable Economic TRC Potential | F3 | Commercial | OR - College | Existing | Food Preparation | Natural Gas | Double Rack Oven | A | Integrated Unit Winter Peak Savings (kW) | Achievable Economic TRC Potential | 0 | 0 | 0 | 0 | 0 | 0 | 0 | 0 | 0 | 0 | 0 | 0 | 0 | 0 | 0 | 0 | 0 | 0 | 0 | 0 | 0 | 0 | 0 | 0 | 0 | 0 | 0
F4_Commercial_OR - College_Existing_Food Preparation_Natural Gas_Double Rack Oven_A_Achievable Economic TRC Potential | F4 | Commercial | OR - College | Existing | Food Preparation | Natural Gas | Double Rack Oven | A | Incremental Energy Savings (MWh or mTherms) | Achievable Economic TRC Potential | 0 | 0 | 0.00039185 | 0.0014939 | 0.002941 | 0.0046751 | 0.0066466 | 0.0088136 | 0.011141 | 0.013597 | 0.014247 | 0.015004 | 0.015913 | 0.017003 | 0.017898 | 0.018285 | 0.018529 | 0.018682 | 0.018783 | 0.021542 | 0.021916 | 0.021862 | 0.021545 | 0.020932 | 0.020049 | 0.018922 | 0.017576
F5_Commercial_OR - College_Existing_Food Preparation_Natural Gas_Double Rack Oven_A_Achievable Economic TRC Potential | F5 | Commercial | OR - College | Existing | Food Preparation | Natural Gas | Double Rack Oven | A | Incremental Summer Peak Savings (MW) | Achievable Economic TRC Potential | 0 | 0 | 0 | 0 | 0 | 0 | 0 | 0 | 0 | 0 | 0 | 0 | 0 | 0 | 0 | 0 | 0 | 0 | 0 | 0 | 0 | 0 | 0 | 0 | 0 | 0 | 0
F6_Commercial_OR - College_Existing_Food Preparation_Natural Gas_Double Rack Oven_A_Achievable Economic TRC Potential | F6 | Commercial | OR - College | Existing | Food Preparation | Natural Gas | Double Rack Oven | A | Incremental Winter Peak Savings (MW) | Achievable Economic TRC Potential | 0 | 0 | 0 | 0 | 0 | 0 | 0 | 0 | 0 | 0 | 0 | 0 | 0 | 0 | 0 | 0 | 0 | 0 | 0 | 0 | 0 | 0 | 0 | 0 | 0 | 0 | 0
F7_Commercial_OR - College_Existing_Food Preparation_Natural Gas_Double Rack Oven_A_Achievable Economic TRC Potential | F7 | Commercial | OR - College | Existing | Food Preparation | Natural Gas | Double Rack Oven | A | Cumulative Energy Savings (MWh or mTherms) | Achievable Economic TRC Potential | 0 | 0 | 0.00039185 | 0.0018858 | 0.0048268 | 0.0095018 | 0.016148 | 0.024962 | 0.036103 | 0.0497 | 0.063947 | 0.07895 | 0.094863 | 0.11187 | 0.12976 | 0.14805 | 0.16658 | 0.18526 | 0.20404 | 0.22558 | 0.2475 | 0.26936 | 0.29091 | 0.31184 | 0.33189 | 0.35081 | 0.36839
F8_Commercial_OR - College_Existing_Food Preparation_Natural Gas_Double Rack Oven_A_Achievable Economic TRC Potential | F8 | Commercial | OR - College | Existing | Food Preparation | Natural Gas | Double Rack Oven | A | Cumulative Summer Peak Savings (MW) | Achievable Economic TRC Potential | 0 | 0 | 0 | 0 | 0 | 0 | 0 | 0 | 0 | 0 | 0 | 0 | 0 | 0 | 0 | 0 | 0 | 0 | 0 | 0 | 0 | 0 | 0 | 0 | 0 | 0 | 0
F9_Commercial_OR - College_Existing_Food Preparation_Natural Gas_Double Rack Oven_A_Achievable Economic TRC Potential | F9 | Commercial | OR - College | Existing | Food Preparation | Natural Gas | Double Rack Oven | A | Cumulative Winter Peak Savings (MW) | Achievable Economic TRC Potential | 0 | 0 | 0 | 0 | 0 | 0 | 0 | 0 | 0 | 0 | 0 | 0 | 0 | 0 | 0 | 0 | 0 | 0 | 0 | 0 | 0 | 0 | 0 | 0 | 0 | 0 | 0
F10_Commercial_OR - College_Existing_Food Preparation_Natural Gas_Double Rack Oven_A_Achievable Economic TRC Potential | F10 | Commercial | OR - College | Existing | Food Preparation | Natural Gas | Double Rack Oven | A | Purchases (Incremental) | Achievable Economic TRC Potential | 0 | 0 | 0.00024164 | 0.00092124 | 0.0018136 | 0.002883 | 0.0040987 | 0.0054351 | 0.00687 | 0.0083849 | 0.0087855 | 0.0092523 | 0.009813 | 0.010485 | 0.011037 | 0.011276 | 0.011426 | 0.011521 | 0.011583 | 0.013284 | 0.013515 | 0.013482 | 0.013286 | 0.012908 | 0.012364 | 0.011669 | 0.010839
F11_Commercial_OR - College_Existing_Food Preparation_Natural Gas_Double Rack Oven_A_Achievable Economic TRC Potential | F11 | Commercial | OR - College | Existing | Food Preparation | Natural Gas | Double Rack Oven | A | Purchases (Cumulative) | Achievable Economic TRC Potential | 0 | 0 | 0.00024164 | 0.0011629 | 0.0029765 | 0.0058595 | 0.0099582 | 0.015393 | 0.022263 | 0.030648 | 0.039434 | 0.048686 | 0.058499 | 0.068984 | 0.080021 | 0.091297 | 0.10272 | 0.11424 | 0.12583 | 0.13911 | 0.15263 | 0.16611 | 0.17939 | 0.1923 | 0.20467 | 0.21633 | 0.22717
F1_Commercial_OR - College_Existing_Food Preparation_Natural Gas_Fryer_A_Achievable Economic TRC Potential | F1 | Commercial | OR - College | Existing | Food Preparation | Natural Gas | Fryer | A | Integrated Unit Energy Savings (kWh or therms) | Achievable Economic TRC Potential | 0 | 395.2691 | 395.2691 | 395.2691 | 395.2691 | 395.2691 | 395.2691 | 395.2691 | 395.2691 | 395.2691 | 395.2691 | 395.2691 | 395.2691 | 395.2691 | 395.2691 | 395.2691 | 395.2691 | 395.2691 | 395.2691 | 395.2691 | 395.2691 | 395.2691 | 395.2691 | 395.2691 | 395.2691 | 395.2691 | 395.2691
F2_Commercial_OR - College_Existing_Food Preparation_Natural Gas_Fryer_A_Achievable Economic TRC Potential | F2 | Commercial | OR - College | Existing | Food Preparation | Natural Gas | Fryer | A | Integrated Unit Summer Peak Savings (kW) | Achievable Economic TRC Potential | 0 | 0 | 0 | 0 | 0 | 0 | 0 | 0 | 0 | 0 | 0 | 0 | 0 | 0 | 0 | 0 | 0 | 0 | 0 | 0 | 0 | 0 | 0 | 0 | 0 | 0 | 0
F3_Commercial_OR - College_Existing_Food Preparation_Natural Gas_Fryer_A_Achievable Economic TRC Potential | F3 | Commercial | OR - College | Existing | Food Preparation | Natural Gas | Fryer | A | Integrated Unit Winter Peak Savings (kW) | Achievable Economic TRC Potential | 0 | 0 | 0 | 0 | 0 | 0 | 0 | 0 | 0 | 0 | 0 | 0 | 0 | 0 | 0 | 0 | 0 | 0 | 0 | 0 | 0 | 0 | 0 | 0 | 0 | 0 | 0
F4_Commercial_OR - College_Existing_Food Preparation_Natural Gas_Fryer_A_Achievable Economic TRC Potential | F4 | Commercial | OR - College | Existing | Food Preparation | Natural Gas | Fryer | A | Incremental Energy Savings (MWh or mTherms) | Achievable Economic TRC Potential | 0 | 0 | 0.0043212 | 0.0090024 | 0.014237 | 0.019912 | 0.026077 | 0.03308 | 0.040568 | 0.053275 | 0.064665 | 0.069459 | 0.071108 | 0.06945 | 0.093182 | 0.079214 | 0.064733 | 0.052892 | 0.037681 | 0.024808 | 0.014715 | 0.0076036 | 0.011099 | 0 | 0 | 0 | 0.0023898
F5_Commercial_OR - College_Existing_Food Preparation_Natural Gas_Fryer_A_Achievable Economic TRC Potential | F5 | Commercial | OR - College | Existing | Food Preparation | Natural Gas | Fryer | A | Incremental Summer Peak Savings (MW) | Achievable Economic TRC Potential | 0 | 0 | 0 | 0 | 0 | 0 | 0 | 0 | 0 | 0 | 0 | 0 | 0 | 0 | 0 | 0 | 0 | 0 | 0 | 0 | 0 | 0 | 0 | 0 | 0 | 0 | 0
F6_Commercial_OR - College_Existing_Food Preparation_Natural Gas_Fryer_A_Achievable Economic TRC Potential | F6 | Commercial | OR - College | Existing | Food Preparation | Natural Gas | Fryer | A | Incremental Winter Peak Savings (MW) | Achievable Economic TRC Potential | 0 | 0 | 0 | 0 | 0 | 0 | 0 | 0 | 0 | 0 | 0 | 0 | 0 | 0 | 0 | 0 | 0 | 0 | 0 | 0 | 0 | 0 | 0 | 0 | 0 | 0 | 0
F7_Commercial_OR - College_Existing_Food Preparation_Natural Gas_Fryer_A_Achievable Economic TRC Potential | F7 | Commercial | OR - College | Existing | Food Preparation | Natural Gas | Fryer | A | Cumulative Energy Savings (MWh or mTherms) | Achievable Economic TRC Potential | 0 | 0 | 0.0043212 | 0.013324 | 0.027561 | 0.047473 | 0.073551 | 0.10663 | 0.1472 | 0.20047 | 0.26514 | 0.3346 | 0.40571 | 0.47516 | 0.56834 | 0.64755 | 0.71228 | 0.76518 | 0.80286 | 0.82767 | 0.84238 | 0.84999 | 0.86108 | 0.86108 | 0.86108 | 0.86108 | 0.86347
F8_Commercial_OR - College_Existing_Food Preparation_Natural Gas_Fryer_A_Achievable Economic TRC Potential | F8 | Commercial | OR - College | Existing | Food Preparation | Natural Gas | Fryer | A | Cumulative Summer Peak Savings (MW) | Achievable Economic TRC Potential | 0 | 0 | 0 | 0 | 0 | 0 | 0 | 0 | 0 | 0 | 0 | 0 | 0 | 0 | 0 | 0 | 0 | 0 | 0 | 0 | 0 | 0 | 0 | 0 | 0 | 0 | 0
F9_Commercial_OR - College_Existing_Food Preparation_Natural Gas_Fryer_A_Achievable Economic TRC Potential | F9 | Commercial | OR - College | Existing | Food Preparation | Natural Gas | Fryer | A | Cumulative Winter Peak Savings (MW) | Achievable Economic TRC Potential | 0 | 0 | 0 | 0 | 0 | 0 | 0 | 0 | 0 | 0 | 0 | 0 | 0 | 0 | 0 | 0 | 0 | 0 | 0 | 0 | 0 | 0 | 0 | 0 | 0 | 0 | 0
F10_Commercial_OR - College_Existing_Food Preparation_Natural Gas_Fryer_A_Achievable Economic TRC Potential | F10 | Commercial | OR - College | Existing | Food Preparation | Natural Gas | Fryer | A | Purchases (Incremental) | Achievable Economic TRC Potential | 0 | 0 | 0.010932 | 0.022775 | 0.03602 | 0.050377 | 0.065974 | 0.083689 | 0.10263 | 0.13478 | 0.1636 | 0.17573 | 0.1799 | 0.1757 | 0.23574 | 0.2004 | 0.16377 | 0.13381 | 0.095329 | 0.062763 | 0.037229 | 0.019237 | 0.028081 | 0 | 0 | 0 | 0.006046
F11_Commercial_OR - College_Existing_Food Preparation_Natural Gas_Fryer_A_Achievable Economic TRC Potential | F11 | Commercial | OR - College | Existing | Food Preparation | Natural Gas | Fryer | A | Purchases (Cumulative) | Achievable Economic TRC Potential | 0 | 0 | 0.010932 | 0.033708 | 0.069727 | 0.1201 | 0.18608 | 0.26977 | 0.3724 | 0.50718 | 0.67078 | 0.84651 | 1.0264 | 1.2021 | 1.4378 | 1.6383 | 1.802 | 1.9358 | 2.0312 | 2.0939 | 2.1312 | 2.1504 | 2.1785 | 2.1785 | 2.1785 | 2.1785 | 2.1845
F1_Commercial_OR - College_Existing_Food Preparation_Natural Gas_Broiler_A_Achievable Economic TRC Potential | F1 | Commercial | OR - College | Existing | Food Preparation | Natural Gas | Broiler | A | Integrated Unit Energy Savings (kWh or therms) | Achievable Economic TRC Potential | 0 | 240.24 | 240.24 | 240.24 | 240.24 | 240.24 | 240.24 | 240.24 | 240.24 | 240.24 | 240.24 | 240.24 | 240.24 | 240.24 | 240.24 | 240.24 | 240.24 | 240.24 | 240.24 | 240.24 | 240.24 | 240.24 | 240.24 | 240.24 | 240.24 | 240.24 | 240.24
F2_Commercial_OR - College_Existing_Food Preparation_Natural Gas_Broiler_A_Achievable Economic TRC Potential | F2 | Commercial | OR - College | Existing | Food Preparation | Natural Gas | Broiler | A | Integrated Unit Summer Peak Savings (kW) | Achievable Economic TRC Potential | 0 | 0 | 0 | 0 | 0 | 0 | 0 | 0 | 0 | 0 | 0 | 0 | 0 | 0 | 0 | 0 | 0 | 0 | 0 | 0 | 0 | 0 | 0 | 0 | 0 | 0 | 0
F3_Commercial_OR - College_Existing_Food Preparation_Natural Gas_Broiler_A_Achievable Economic TRC Potential | F3 | Commercial | OR - College | Existing | Food Preparation | Natural Gas | Broiler | A | Integrated Unit Winter Peak Savings (kW) | Achievable Economic TRC Potential | 0 | 0 | 0 | 0 | 0 | 0 | 0 | 0 | 0 | 0 | 0 | 0 | 0 | 0 | 0 | 0 | 0 | 0 | 0 | 0 | 0 | 0 | 0 | 0 | 0 | 0 | 0
F4_Commercial_OR - College_Existing_Food Preparation_Natural Gas_Broiler_A_Achievable Economic TRC Potential | F4 | Commercial | OR - College | Existing | Food Preparation | Natural Gas | Broiler | A | Incremental Energy Savings (MWh or mTherms) | Achievable Economic TRC Potential | 0 | 0 | 0.0020006 | 0.0067691 | 0.012305 | 0.018479 | 0.02518 | 0.032317 | 0.039809 | 0.04759 | 0.051352 | 0.055353 | 0.059693 | 0.064434 | 0.067613 | 0.068474 | 0.069017 | 0.069357 | 0.069581 | 0.088198 | 0.088277 | 0.087419 | 0.083176 | 0.078408 | 0.073162 | 0.067481 | 0.061407
F5_Commercial_OR - College_Existing_Food Preparation_Natural Gas_Broiler_A_Achievable Economic TRC Potential | F5 | Commercial | OR - College | Existing | Food Preparation | Natural Gas | Broiler | A | Incremental Summer Peak Savings (MW) | Achievable Economic TRC Potential | 0 | 0 | 0 | 0 | 0 | 0 | 0 | 0 | 0 | 0 | 0 | 0 | 0 | 0 | 0 | 0 | 0 | 0 | 0 | 0 | 0 | 0 | 0 | 0 | 0 | 0 | 0
F6_Commercial_OR - College_Existing_Food Preparation_Natural Gas_Broiler_A_Achievable Economic TRC Potential | F6 | Commercial | OR - College | Existing | Food Preparation | Natural Gas | Broiler | A | Incremental Winter Peak Savings (MW) | Achievable Economic TRC Potential | 0 | 0 | 0 | 0 | 0 | 0 | 0 | 0 | 0 | 0 | 0 | 0 | 0 | 0 | 0 | 0 | 0 | 0 | 0 | 0 | 0 | 0 | 0 | 0 | 0 | 0 | 0
F7_Commercial_OR - College_Existing_Food Preparation_Natural Gas_Broiler_A_Achievable Economic TRC Potential | F7 | Commercial | OR - College | Existing | Food Preparation | Natural Gas | Broiler | A | Cumulative Energy Savings (MWh or mTherms) | Achievable Economic TRC Potential | 0 | 0 | 0.0020006 | 0.0087696 | 0.021074 | 0.039553 | 0.064734 | 0.097051 | 0.13686 | 0.18445 | 0.2358 | 0.29115 | 0.35085 | 0.41528 | 0.48289 | 0.55137 | 0.62039 | 0.68974 | 0.75932 | 0.84752 | 0.9358 | 1.0232 | 1.1064 | 1.1848 | 1.258 | 1.3254 | 1.3869
F8_Commercial_OR - College_Existing_Food Preparation_Natural Gas_Broiler_A_Achievable Economic TRC Potential | F8 | Commercial | OR - College | Existing | Food Preparation | Natural Gas | Broiler | A | Cumulative Summer Peak Savings (MW) | Achievable Economic TRC Potential | 0 | 0 | 0 | 0 | 0 | 0 | 0 | 0 | 0 | 0 | 0 | 0 | 0 | 0 | 0 | 0 | 0 | 0 | 0 | 0 | 0 | 0 | 0 | 0 | 0 | 0 | 0
F9_Commercial_OR - College_Existing_Food Preparation_Natural Gas_Broiler_A_Achievable Economic TRC Potential | F9 | Commercial | OR - College | Existing | Food Preparation | Natural Gas | Broiler | A | Cumulative Winter Peak Savings (MW) | Achievable Economic TRC Potential | 0 | 0 | 0 | 0 | 0 | 0 | 0 | 0 | 0 | 0 | 0 | 0 | 0 | 0 | 0 | 0 | 0 | 0 | 0 | 0 | 0 | 0 | 0 | 0 | 0 | 0 | 0
F10_Commercial_OR - College_Existing_Food Preparation_Natural Gas_Broiler_A_Achievable Economic TRC Potential | F10 | Commercial | OR - College | Existing | Food Preparation | Natural Gas | Broiler | A | Purchases (Incremental) | Achievable Economic TRC Potential | 0 | 0 | 0.0083274 | 0.028176 | 0.051219 | 0.076917 | 0.10481 | 0.13452 | 0.16571 | 0.19809 | 0.21375 | 0.23041 | 0.24847 | 0.26821 | 0.28144 | 0.28502 | 0.28729 | 0.2887 | 0.28963 | 0.36712 | 0.36745 | 0.36388 | 0.34622 | 0.32637 | 0.30454 | 0.28089 | 0.25561
F11_Commercial_OR - College_Existing_Food Preparation_Natural Gas_Broiler_A_Achievable Economic TRC Potential | F11 | Commercial | OR - College | Existing | Food Preparation | Natural Gas | Broiler | A | Purchases (Cumulative) | Achievable Economic TRC Potential | 0 | 0 | 0.0083274 | 0.036504 | 0.087722 | 0.16464 | 0.26945 | 0.40397 | 0.56968 | 0.76777 | 0.98152 | 1.2119 | 1.4604 | 1.7286 | 2.0101 | 2.2951 | 2.5824 | 2.8711 | 3.1607 | 3.5278 | 3.8953 | 4.2592 | 4.6054 | 4.9317 | 5.2363 | 5.5172 | 5.7728
F1_Commercial_OR - College_Existing_Food Preparation_Natural Gas_Griddle_A_Achievable Economic TRC Potential | F1 | Commercial | OR - College | Existing | Food Preparation | Natural Gas | Griddle | A | Integrated Unit Energy Savings (kWh or therms) | Achievable Economic TRC Potential | 0 | 167.9465 | 167.9465 | 167.9465 | 167.9465 | 167.9465 | 167.9465 | 167.9465 | 167.9465 | 167.9465 | 167.9465 | 167.9465 | 167.9465 | 167.9465 | 167.9465 | 167.9465 | 167.9465 | 167.9465 | 167.9465 | 167.9465 | 167.9465 | 167.9465 | 167.9465 | 167.9465 | 167.9465 | 167.9465 | 167.9465
F2_Commercial_OR - College_Existing_Food Preparation_Natural Gas_Griddle_A_Achievable Economic TRC Potential | F2 | Commercial | OR - College | Existing | Food Preparation | Natural Gas | Griddle | A | Integrated Unit Summer Peak Savings (kW) | Achievable Economic TRC Potential | 0 | 0 | 0 | 0 | 0 | 0 | 0 | 0 | 0 | 0 | 0 | 0 | 0 | 0 | 0 | 0 | 0 | 0 | 0 | 0 | 0 | 0 | 0 | 0 | 0 | 0 | 0
F3_Commercial_OR - College_Existing_Food Preparation_Natural Gas_Griddle_A_Achievable Economic TRC Potential | F3 | Commercial | OR - College | Existing | Food Preparation | Natural Gas | Griddle | A | Integrated Unit Winter Peak Savings (kW) | Achievable Economic TRC Potential | 0 | 0 | 0 | 0 | 0 | 0 | 0 | 0 | 0 | 0 | 0 | 0 | 0 | 0 | 0 | 0 | 0 | 0 | 0 | 0 | 0 | 0 | 0 | 0 | 0 | 0 | 0
F4_Commercial_OR - College_Existing_Food Preparation_Natural Gas_Griddle_A_Achievable Economic TRC Potential | F4 | Commercial | OR - College | Existing | Food Preparation | Natural Gas | Griddle | A | Incremental Energy Savings (MWh or mTherms) | Achievable Economic TRC Potential | 0 | 0 | 0 | 0 | 0 | 0 | 0 | 0 | 0 | 0 | 0 | 0 | 0 | 0 | 0 | 0 | 0 | 0 | 0 | 0 | 0 | 0 | 0 | 0 | 0 | 0 | 0
F5_Commercial_OR - College_Existing_Food Preparation_Natural Gas_Griddle_A_Achievable Economic TRC Potential | F5 | Commercial | OR - College | Existing | Food Preparation | Natural Gas | Griddle | A | Incremental Summer Peak Savings (MW) | Achievable Economic TRC Potential | 0 | 0 | 0 | 0 | 0 | 0 | 0 | 0 | 0 | 0 | 0 | 0 | 0 | 0 | 0 | 0 | 0 | 0 | 0 | 0 | 0 | 0 | 0 | 0 | 0 | 0 | 0
F6_Commercial_OR - College_Existing_Food Preparation_Natural Gas_Griddle_A_Achievable Economic TRC Potential | F6 | Commercial | OR - College | Existing | Food Preparation | Natural Gas | Griddle | A | Incremental Winter Peak Savings (MW) | Achievable Economic TRC Potential | 0 | 0 | 0 | 0 | 0 | 0 | 0 | 0 | 0 | 0 | 0 | 0 | 0 | 0 | 0 | 0 | 0 | 0 | 0 | 0 | 0 | 0 | 0 | 0 | 0 | 0 | 0
F7_Commercial_OR - College_Existing_Food Preparation_Natural Gas_Griddle_A_Achievable Economic TRC Potential | F7 | Commercial | OR - College | Existing | Food Preparation | Natural Gas | Griddle | A | Cumulative Energy Savings (MWh or mTherms) | Achievable Economic TRC Potential | 0 | 0 | 0 | 0 | 0 | 0 | 0 | 0 | 0 | 0 | 0 | 0 | 0 | 0 | 0 | 0 | 0 | 0 | 0 | 0 | 0 | 0 | 0 | 0 | 0 | 0 | 0
F8_Commercial_OR - College_Existing_Food Preparation_Natural Gas_Griddle_A_Achievable Economic TRC Potential | F8 | Commercial | OR - College | Existing | Food Preparation | Natural Gas | Griddle | A | Cumulative Summer Peak Savings (MW) | Achievable Economic TRC Potential | 0 | 0 | 0 | 0 | 0 | 0 | 0 | 0 | 0 | 0 | 0 | 0 | 0 | 0 | 0 | 0 | 0 | 0 | 0 | 0 | 0 | 0 | 0 | 0 | 0 | 0 | 0
F9_Commercial_OR - College_Existing_Food Preparation_Natural Gas_Griddle_A_Achievable Economic TRC Potential | F9 | Commercial | OR - College | Existing | Food Preparation | Natural Gas | Griddle | A | Cumulative Winter Peak Savings (MW) | Achievable Economic TRC Potential | 0 | 0 | 0 | 0 | 0 | 0 | 0 | 0 | 0 | 0 | 0 | 0 | 0 | 0 | 0 | 0 | 0 | 0 | 0 | 0 | 0 | 0 | 0 | 0 | 0 | 0 | 0
F10_Commercial_OR - College_Existing_Food Preparation_Natural Gas_Griddle_A_Achievable Economic TRC Potential | F10 | Commercial | OR - College | Existing | Food Preparation | Natural Gas | Griddle | A | Purchases (Incremental) | Achievable Economic TRC Potential | 0 | 0 | 0 | 0 | 0 | 0 | 0 | 0 | 0 | 0 | 0 | 0 | 0 | 0 | 0 | 0 | 0 | 0 | 0 | 0 | 0 | 0 | 0 | 0 | 0 | 0 | 0
F11_Commercial_OR - College_Existing_Food Preparation_Natural Gas_Griddle_A_Achievable Economic TRC Potential | F11 | Commercial | OR - College | Existing | Food Preparation | Natural Gas | Griddle | A | Purchases (Cumulative) | Achievable Economic TRC Potential | 0 | 0 | 0 | 0 | 0 | 0 | 0 | 0 | 0 | 0 | 0 | 0 | 0 | 0 | 0 | 0 | 0 | 0 | 0 | 0 | 0 | 0 | 0 | 0 | 0 | 0 | 0
F1_Commercial_OR - College_Existing_Food Preparation_Natural Gas_Range_A_Achievable Economic TRC Potential | F1 | Commercial | OR - College | Existing | Food Preparation | Natural Gas | Range | A | Integrated Unit Energy Savings (kWh or therms) | Achievable Economic TRC Potential | 0 | 171.4286 | 171.4286 | 171.4286 | 171.4286 | 171.4286 | 171.4286 | 171.4286 | 171.4286 | 171.4286 | 171.4286 | 171.4286 | 171.4286 | 171.4286 | 171.4286 | 171.4286 | 171.4286 | 171.4286 | 171.4286 | 171.4286 | 171.4286 | 171.4286 | 171.4286 | 171.4286 | 171.4286 | 171.4286 | 171.4286
F2_Commercial_OR - College_Existing_Food Preparation_Natural Gas_Range_A_Achievable Economic TRC Potential | F2 | Commercial | OR - College | Existing | Food Preparation | Natural Gas | Range | A | Integrated Unit Summer Peak Savings (kW) | Achievable Economic TRC Potential | 0 | 0 | 0 | 0 | 0 | 0 | 0 | 0 | 0 | 0 | 0 | 0 | 0 | 0 | 0 | 0 | 0 | 0 | 0 | 0 | 0 | 0 | 0 | 0 | 0 | 0 | 0
F3_Commercial_OR - College_Existing_Food Preparation_Natural Gas_Range_A_Achievable Economic TRC Potential | F3 | Commercial | OR - College | Existing | Food Preparation | Natural Gas | Range | A | Integrated Unit Winter Peak Savings (kW) | Achievable Economic TRC Potential | 0 | 0 | 0 | 0 | 0 | 0 | 0 | 0 | 0 | 0 | 0 | 0 | 0 | 0 | 0 | 0 | 0 | 0 | 0 | 0 | 0 | 0 | 0 | 0 | 0 | 0 | 0
F4_Commercial_OR - College_Existing_Food Preparation_Natural Gas_Range_A_Achievable Economic TRC Potential | F4 | Commercial | OR - College | Existing | Food Preparation | Natural Gas | Range | A | Incremental Energy Savings (MWh or mTherms) | Achievable Economic TRC Potential | 0 | 0 | 0.0011854 | 0.0042866 | 0.0080627 | 0.012307 | 0.016868 | 0.021637 | 0.026535 | 0.031507 | 0.031749 | 0.033009 | 0.034051 | 0.034038 | 0.03408 | 0.040864 | 0.04238 | 0.043527 | 0.044391 | 0.043077 | 0.045309 | 0.046007 | 0.041732 | 0.037005 | 0.031099 | 0.020025 | 0.015098
F5_Commercial_OR - College_Existing_Food Preparation_Natural Gas_Range_A_Achievable Economic TRC Potential | F5 | Commercial | OR - College | Existing | Food Preparation | Natural Gas | Range | A | Incremental Summer Peak Savings (MW) | Achievable Economic TRC Potential | 0 | 0 | 0 | 0 | 0 | 0 | 0 | 0 | 0 | 0 | 0 | 0 | 0 | 0 | 0 | 0 | 0 | 0 | 0 | 0 | 0 | 0 | 0 | 0 | 0 | 0 | 0
F6_Commercial_OR - College_Existing_Food Preparation_Natural Gas_Range_A_Achievable Economic TRC Potential | F6 | Commercial | OR - College | Existing | Food Preparation | Natural Gas | Range | A | Incremental Winter Peak Savings (MW) | Achievable Economic TRC Potential | 0 | 0 | 0 | 0 | 0 | 0 | 0 | 0 | 0 | 0 | 0 | 0 | 0 | 0 | 0 | 0 | 0 | 0 | 0 | 0 | 0 | 0 | 0 | 0 | 0 | 0 | 0
F7_Commercial_OR - College_Existing_Food Preparation_Natural Gas_Range_A_Achievable Economic TRC Potential | F7 | Commercial | OR - College | Existing | Food Preparation | Natural Gas | Range | A | Cumulative Energy Savings (MWh or mTherms) | Achievable Economic TRC Potential | 0 | 0 | 0.0011854 | 0.005472 | 0.013535 | 0.025842 | 0.04271 | 0.064347 | 0.090882 | 0.12239 | 0.15414 | 0.18715 | 0.2212 | 0.25523 | 0.28931 | 0.33018 | 0.37256 | 0.41609 | 0.46048 | 0.50355 | 0.54886 | 0.59487 | 0.6366 | 0.67361 | 0.70471 | 0.72473 | 0.73983
F8_Commercial_OR - College_Existing_Food Preparation_Natural Gas_Range_A_Achievable Economic TRC Potential | F8 | Commercial | OR - College | Existing | Food Preparation | Natural Gas | Range | A | Cumulative Summer Peak Savings (MW) | Achievable Economic TRC Potential | 0 | 0 | 0 | 0 | 0 | 0 | 0 | 0 | 0 | 0 | 0 | 0 | 0 | 0 | 0 | 0 | 0 | 0 | 0 | 0 | 0 | 0 | 0 | 0 | 0 | 0 | 0
F9_Commercial_OR - College_Existing_Food Preparation_Natural Gas_Range_A_Achievable Economic TRC Potential | F9 | Commercial | OR - College | Existing | Food Preparation | Natural Gas | Range | A | Cumulative Winter Peak Savings (MW) | Achievable Economic TRC Potential | 0 | 0 | 0 | 0 | 0 | 0 | 0 | 0 | 0 | 0 | 0 | 0 | 0 | 0 | 0 | 0 | 0 | 0 | 0 | 0 | 0 | 0 | 0 | 0 | 0 | 0 | 0
F10_Commercial_OR - College_Existing_Food Preparation_Natural Gas_Range_A_Achievable Economic TRC Potential | F10 | Commercial | OR - College | Existing | Food Preparation | Natural Gas | Range | A | Purchases (Incremental) | Achievable Economic TRC Potential | 0 | 0 | 0.0069147 | 0.025005 | 0.047033 | 0.071791 | 0.098398 | 0.12622 | 0.15479 | 0.18379 | 0.1852 | 0.19255 | 0.19863 | 0.19855 | 0.1988 | 0.23838 | 0.24722 | 0.25391 | 0.25895 | 0.25128 | 0.2643 | 0.26838 | 0.24344 | 0.21586 | 0.18141 | 0.11681 | 0.088069
F11_Commercial_OR - College_Existing_Food Preparation_Natural Gas_Range_A_Achievable Economic TRC Potential | F11 | Commercial | OR - College | Existing | Food Preparation | Natural Gas | Range | A | Purchases (Cumulative) | Achievable Economic TRC Potential | 0 | 0 | 0.0069147 | 0.03192 | 0.078952 | 0.15074 | 0.24914 | 0.37536 | 0.53014 | 0.71393 | 0.89914 | 1.0917 | 1.2903 | 1.4889 | 1.6877 | 1.926 | 2.1733 | 2.4272 | 2.6861 | 2.9374 | 3.2017 | 3.4701 | 3.7135 | 3.9294 | 4.1108 | 4.2276 | 4.3157
F1_Commercial_OR - College_Existing_Food Preparation_Natural Gas_Steamer_A_Achievable Economic TRC Potential | F1 | Commercial | OR - College | Existing | Food Preparation | Natural Gas | Steamer | A | Integrated Unit Energy Savings (kWh or therms) | Achievable Economic TRC Potential | 0 | 1215.1419 | 1215.1419 | 1215.1419 | 1215.1419 | 1215.1419 | 1215.1419 | 1215.1419 | 1215.1419 | 1215.1419 | 1215.1419 | 1215.1419 | 1215.1419 | 1215.1419 | 1215.1419 | 1215.1419 | 1215.1419 | 1215.1419 | 1215.1419 | 1215.1419 | 1215.1419 | 1215.1419 | 1215.1419 | 1215.1419 | 1215.1419 | 1215.1419 | 1215.1419
F2_Commercial_OR - College_Existing_Food Preparation_Natural Gas_Steamer_A_Achievable Economic TRC Potential | F2 | Commercial | OR - College | Existing | Food Preparation | Natural Gas | Steamer | A | Integrated Unit Summer Peak Savings (kW) | Achievable Economic TRC Potential | 0 | 0 | 0 | 0 | 0 | 0 | 0 | 0 | 0 | 0 | 0 | 0 | 0 | 0 | 0 | 0 | 0 | 0 | 0 | 0 | 0 | 0 | 0 | 0 | 0 | 0 | 0
F3_Commercial_OR - College_Existing_Food Preparation_Natural Gas_Steamer_A_Achievable Economic TRC Potential | F3 | Commercial | OR - College | Existing | Food Preparation | Natural Gas | Steamer | A | Integrated Unit Winter Peak Savings (kW) | Achievable Economic TRC Potential | 0 | 0 | 0 | 0 | 0 | 0 | 0 | 0 | 0 | 0 | 0 | 0 | 0 | 0 | 0 | 0 | 0 | 0 | 0 | 0 | 0 | 0 | 0 | 0 | 0 | 0 | 0
F4_Commercial_OR - College_Existing_Food Preparation_Natural Gas_Steamer_A_Achievable Economic TRC Potential | F4 | Commercial | OR - College | Existing | Food Preparation | Natural Gas | Steamer | A | Incremental Energy Savings (MWh or mTherms) | Achievable Economic TRC Potential | 0 | 0 | 0.0045983 | 0.01365 | 0.02231 | 0.030699 | 0.038904 | 0.046989 | 0.05711 | 0.066865 | 0.071617 | 0.071527 | 0.071478 | 0.10081 | 0.095781 | 0.092214 | 0.087594 | 0.084028 | 0.081321 | 0.079286 | 0.088798 | 0.06515 | 0.063119 | 0.057959 | 0.05082 | 0.055564 | 0.036301
F5_Commercial_OR - College_Existing_Food Preparation_Natural Gas_Steamer_A_Achievable Economic TRC Potential | F5 | Commercial | OR - College | Existing | Food Preparation | Natural Gas | Steamer | A | Incremental Summer Peak Savings (MW) | Achievable Economic TRC Potential | 0 | 0 | 0 | 0 | 0 | 0 | 0 | 0 | 0 | 0 | 0 | 0 | 0 | 0 | 0 | 0 | 0 | 0 | 0 | 0 | 0 | 0 | 0 | 0 | 0 | 0 | 0
F6_Commercial_OR - College_Existing_Food Preparation_Natural Gas_Steamer_A_Achievable Economic TRC Potential | F6 | Commercial | OR - College | Existing | Food Preparation | Natural Gas | Steamer | A | Incremental Winter Peak Savings (MW) | Achievable Economic TRC Potential | 0 | 0 | 0 | 0 | 0 | 0 | 0 | 0 | 0 | 0 | 0 | 0 | 0 | 0 | 0 | 0 | 0 | 0 | 0 | 0 | 0 | 0 | 0 | 0 | 0 | 0 | 0
F7_Commercial_OR - College_Existing_Food Preparation_Natural Gas_Steamer_A_Achievable Economic TRC Potential | F7 | Commercial | OR - College | Existing | Food Preparation | Natural Gas | Steamer | A | Cumulative Energy Savings (MWh or mTherms) | Achievable Economic TRC Potential | 0 | 0 | 0.0045983 | 0.018248 | 0.040558 | 0.071257 | 0.11016 | 0.15715 | 0.21426 | 0.28112 | 0.35274 | 0.42427 | 0.49575 | 0.59655 | 0.69233 | 0.78455 | 0.87214 | 0.95617 | 1.0375 | 1.1168 | 1.2056 | 1.2707 | 1.3338 | 1.3918 | 1.4426 | 1.4982 | 1.5345
F8_Commercial_OR - College_Existing_Food Preparation_Natural Gas_Steamer_A_Achievable Economic TRC Potential | F8 | Commercial | OR - College | Existing | Food Preparation | Natural Gas | Steamer | A | Cumulative Summer Peak Savings (MW) | Achievable Economic TRC Potential | 0 | 0 | 0 | 0 | 0 | 0 | 0 | 0 | 0 | 0 | 0 | 0 | 0 | 0 | 0 | 0 | 0 | 0 | 0 | 0 | 0 | 0 | 0 | 0 | 0 | 0 | 0
F9_Commercial_OR - College_Existing_Food Preparation_Natural Gas_Steamer_A_Achievable Economic TRC Potential | F9 | Commercial | OR - College | Existing | Food Preparation | Natural Gas | Steamer | A | Cumulative Winter Peak Savings (MW) | Achievable Economic TRC Potential | 0 | 0 | 0 | 0 | 0 | 0 | 0 | 0 | 0 | 0 | 0 | 0 | 0 | 0 | 0 | 0 | 0 | 0 | 0 | 0 | 0 | 0 | 0 | 0 | 0 | 0 | 0
F10_Commercial_OR - College_Existing_Food Preparation_Natural Gas_Steamer_A_Achievable Economic TRC Potential | F10 | Commercial | OR - College | Existing | Food Preparation | Natural Gas | Steamer | A | Purchases (Incremental) | Achievable Economic TRC Potential | 0 | 0 | 0.0037842 | 0.011233 | 0.01836 | 0.025264 | 0.032016 | 0.038669 | 0.046999 | 0.055026 | 0.058937 | 0.058863 | 0.058823 | 0.082959 | 0.078823 | 0.075887 | 0.072085 | 0.069151 | 0.066923 | 0.065248 | 0.073076 | 0.053615 | 0.051944 | 0.047697 | 0.041822 | 0.045726 | 0.029874
F11_Commercial_OR - College_Existing_Food Preparation_Natural Gas_Steamer_A_Achievable Economic TRC Potential | F11 | Commercial | OR - College | Existing | Food Preparation | Natural Gas | Steamer | A | Purchases (Cumulative) | Achievable Economic TRC Potential | 0 | 0 | 0.0037842 | 0.015017 | 0.033377 | 0.058641 | 0.090657 | 0.12933 | 0.17632 | 0.23135 | 0.29029 | 0.34915 | 0.40797 | 0.49093 | 0.56976 | 0.64564 | 0.71773 | 0.78688 | 0.8538 | 0.91905 | 0.99213 | 1.0457 | 1.0977 | 1.1454 | 1.1872 | 1.2329 | 1.2628
F1_Commercial_OR - College_Existing_Food Preparation_Natural Gas_Commercial Food Prep Other_A_Achievable Economic TRC Potential | F1 | Commercial | OR - College | Existing | Food Preparation | Natural Gas | Commercial Food Prep Other | A | Integrated Unit Energy Savings (kWh or therms) | Achievable Economic TRC Potential | 0 | 366.1618 | 366.1618 | 366.1618 | 366.1618 | 366.1618 | 366.1618 | 366.1618 | 366.1618 | 366.1618 | 366.1618 | 366.1618 | 366.1618 | 366.1618 | 366.1618 | 366.1618 | 366.1618 | 366.1618 | 366.1618 | 366.1618 | 366.1618 | 366.1618 | 366.1618 | 366.1618 | 366.1618 | 366.1618 | 366.1618
F2_Commercial_OR - College_Existing_Food Preparation_Natural Gas_Commercial Food Prep Other_A_Achievable Economic TRC Potential | F2 | Commercial | OR - College | Existing | Food Preparation | Natural Gas | Commercial Food Prep Other | A | Integrated Unit Summer Peak Savings (kW) | Achievable Economic TRC Potential | 0 | 0 | 0 | 0 | 0 | 0 | 0 | 0 | 0 | 0 | 0 | 0 | 0 | 0 | 0 | 0 | 0 | 0 | 0 | 0 | 0 | 0 | 0 | 0 | 0 | 0 | 0
F3_Commercial_OR - College_Existing_Food Preparation_Natural Gas_Commercial Food Prep Other_A_Achievable Economic TRC Potential | F3 | Commercial | OR - College | Existing | Food Preparation | Natural Gas | Commercial Food Prep Other | A | Integrated Unit Winter Peak Savings (kW) | Achievable Economic TRC Potential | 0 | 0 | 0 | 0 | 0 | 0 | 0 | 0 | 0 | 0 | 0 | 0 | 0 | 0 | 0 | 0 | 0 | 0 | 0 | 0 | 0 | 0 | 0 | 0 | 0 | 0 | 0
F4_Commercial_OR - College_Existing_Food Preparation_Natural Gas_Commercial Food Prep Other_A_Achievable Economic TRC Potential | F4 | Commercial | OR - College | Existing | Food Preparation | Natural Gas | Commercial Food Prep Other | A | Incremental Energy Savings (MWh or mTherms) | Achievable Economic TRC Potential | 0 | 0 | 3.2097e-05 | 0.00011607 | 0.00021831 | 0.00033323 | 0.00045674 | 0.00058586 | 0.00071849 | 0.00085311 | 0.00085967 | 0.00089378 | 0.00092199 | 0.00092164 | 0.00092277 | 0.0011065 | 0.0011475 | 0.0011786 | 0.001202 | 0.0011664 | 0.0012268 | 0.0012457 | 0.00113 | 0.001002 | 0.00084206 | 0.00054221 | 0.00040879
F5_Commercial_OR - College_Existing_Food Preparation_Natural Gas_Commercial Food Prep Other_A_Achievable Economic TRC Potential | F5 | Commercial | OR - College | Existing | Food Preparation | Natural Gas | Commercial Food Prep Other | A | Incremental Summer Peak Savings (MW) | Achievable Economic TRC Potential | 0 | 0 | 0 | 0 | 0 | 0 | 0 | 0 | 0 | 0 | 0 | 0 | 0 | 0 | 0 | 0 | 0 | 0 | 0 | 0 | 0 | 0 | 0 | 0 | 0 | 0 | 0
F6_Commercial_OR - College_Existing_Food Preparation_Natural Gas_Commercial Food Prep Other_A_Achievable Economic TRC Potential | F6 | Commercial | OR - College | Existing | Food Preparation | Natural Gas | Commercial Food Prep Other | A | Incremental Winter Peak Savings (MW) | Achievable Economic TRC Potential | 0 | 0 | 0 | 0 | 0 | 0 | 0 | 0 | 0 | 0 | 0 | 0 | 0 | 0 | 0 | 0 | 0 | 0 | 0 | 0 | 0 | 0 | 0 | 0 | 0 | 0 | 0
F7_Commercial_OR - College_Existing_Food Preparation_Natural Gas_Commercial Food Prep Other_A_Achievable Economic TRC Potential | F7 | Commercial | OR - College | Existing | Food Preparation | Natural Gas | Commercial Food Prep Other | A | Cumulative Energy Savings (MWh or mTherms) | Achievable Economic TRC Potential | 0 | 0 | 3.2097e-05 | 0.00014816 | 0.00036648 | 0.00069971 | 0.0011565 | 0.0017423 | 0.0024608 | 0.0033139 | 0.0041736 | 0.0050674 | 0.0059893 | 0.006911 | 0.0078338 | 0.0089402 | 0.010088 | 0.011266 | 0.012468 | 0.013635 | 0.014862 | 0.016107 | 0.017237 | 0.018239 | 0.019081 | 0.019624 | 0.020032
F8_Commercial_OR - College_Existing_Food Preparation_Natural Gas_Commercial Food Prep Other_A_Achievable Economic TRC Potential | F8 | Commercial | OR - College | Existing | Food Preparation | Natural Gas | Commercial Food Prep Other | A | Cumulative Summer Peak Savings (MW) | Achievable Economic TRC Potential | 0 | 0 | 0 | 0 | 0 | 0 | 0 | 0 | 0 | 0 | 0 | 0 | 0 | 0 | 0 | 0 | 0 | 0 | 0 | 0 | 0 | 0 | 0 | 0 | 0 | 0 | 0
F9_Commercial_OR - College_Existing_Food Preparation_Natural Gas_Commercial Food Prep Other_A_Achievable Economic TRC Potential | F9 | Commercial | OR - College | Existing | Food Preparation | Natural Gas | Commercial Food Prep Other | A | Cumulative Winter Peak Savings (MW) | Achievable Economic TRC Potential | 0 | 0 | 0 | 0 | 0 | 0 | 0 | 0 | 0 | 0 | 0 | 0 | 0 | 0 | 0 | 0 | 0 | 0 | 0 | 0 | 0 | 0 | 0 | 0 | 0 | 0 | 0
F10_Commercial_OR - College_Existing_Food Preparation_Natural Gas_Commercial Food Prep Other_A_Achievable Economic TRC Potential | F10 | Commercial | OR - College | Existing | Food Preparation | Natural Gas | Commercial Food Prep Other | A | Purchases (Incremental) | Achievable Economic TRC Potential | 0 | 0 | 8.7657e-05 | 0.00031698 | 0.00059622 | 0.00091008 | 0.0012474 | 0.0016 | 0.0019622 | 0.0023299 | 0.0023478 | 0.0024409 | 0.002518 | 0.002517 | 0.0025201 | 0.0030218 | 0.0031339 | 0.0032187 | 0.0032827 | 0.0031855 | 0.0033505 | 0.0034022 | 0.003086 | 0.0027364 | 0.0022997 | 0.0014808 | 0.0011164
F11_Commercial_OR - College_Existing_Food Preparation_Natural Gas_Commercial Food Prep Other_A_Achievable Economic TRC Potential | F11 | Commercial | OR - College | Existing | Food Preparation | Natural Gas | Commercial Food Prep Other | A | Purchases (Cumulative) | Achievable Economic TRC Potential | 0 | 0 | 8.7657e-05 | 0.00040464 | 0.0010009 | 0.0019109 | 0.0031583 | 0.0047583 | 0.0067205 | 0.0090504 | 0.011398 | 0.013839 | 0.016357 | 0.018874 | 0.021394 | 0.024416 | 0.02755 | 0.030769 | 0.034051 | 0.037237 | 0.040587 | 0.04399 | 0.047076 | 0.049812 | 0.052112 | 0.053592 | 0.054709
F1_Commercial_OR - College_Existing_Miscellaneous_Natural Gas_Pool Heater_A_Achievable Economic TRC Potential | F1 | Commercial | OR - College | Existing | Miscellaneous | Natural Gas | Pool Heater | A | Integrated Unit Energy Savings (kWh or therms) | Achievable Economic TRC Potential | 0 | 2233.5 | 2233.5 | 2233.5 | 2233.5 | 2233.5 | 2233.5 | 2233.5 | 2233.5 | 2233.5 | 2233.5 | 2233.5 | 2233.5 | 2233.5 | 2233.5 | 2233.5 | 2233.5 | 2233.5 | 2233.5 | 2233.5 | 2233.5 | 2233.5 | 2233.5 | 2233.5 | 2233.5 | 2233.5 | 2233.5
F2_Commercial_OR - College_Existing_Miscellaneous_Natural Gas_Pool Heater_A_Achievable Economic TRC Potential | F2 | Commercial | OR - College | Existing | Miscellaneous | Natural Gas | Pool Heater | A | Integrated Unit Summer Peak Savings (kW) | Achievable Economic TRC Potential | 0 | 0 | 0 | 0 | 0 | 0 | 0 | 0 | 0 | 0 | 0 | 0 | 0 | 0 | 0 | 0 | 0 | 0 | 0 | 0 | 0 | 0 | 0 | 0 | 0 | 0 | 0
F3_Commercial_OR - College_Existing_Miscellaneous_Natural Gas_Pool Heater_A_Achievable Economic TRC Potential | F3 | Commercial | OR - College | Existing | Miscellaneous | Natural Gas | Pool Heater | A | Integrated Unit Winter Peak Savings (kW) | Achievable Economic TRC Potential | 0 | 0 | 0 | 0 | 0 | 0 | 0 | 0 | 0 | 0 | 0 | 0 | 0 | 0 | 0 | 0 | 0 | 0 | 0 | 0 | 0 | 0 | 0 | 0 | 0 | 0 | 0
F4_Commercial_OR - College_Existing_Miscellaneous_Natural Gas_Pool Heater_A_Achievable Economic TRC Potential | F4 | Commercial | OR - College | Existing | Miscellaneous | Natural Gas | Pool Heater | A | Incremental Energy Savings (MWh or mTherms) | Achievable Economic TRC Potential | 0 | 0 | 0 | 0 | 0 | 0 | 0 | 0 | 0 | 0 | 0 | 0 | 0 | 0 | 0 | 0 | 0 | 0 | 0 | 0 | 0 | 0 | 0 | 0 | 0 | 0 | 0
F5_Commercial_OR - College_Existing_Miscellaneous_Natural Gas_Pool Heater_A_Achievable Economic TRC Potential | F5 | Commercial | OR - College | Existing | Miscellaneous | Natural Gas | Pool Heater | A | Incremental Summer Peak Savings (MW) | Achievable Economic TRC Potential | 0 | 0 | 0 | 0 | 0 | 0 | 0 | 0 | 0 | 0 | 0 | 0 | 0 | 0 | 0 | 0 | 0 | 0 | 0 | 0 | 0 | 0 | 0 | 0 | 0 | 0 | 0
F6_Commercial_OR - College_Existing_Miscellaneous_Natural Gas_Pool Heater_A_Achievable Economic TRC Potential | F6 | Commercial | OR - College | Existing | Miscellaneous | Natural Gas | Pool Heater | A | Incremental Winter Peak Savings (MW) | Achievable Economic TRC Potential | 0 | 0 | 0 | 0 | 0 | 0 | 0 | 0 | 0 | 0 | 0 | 0 | 0 | 0 | 0 | 0 | 0 | 0 | 0 | 0 | 0 | 0 | 0 | 0 | 0 | 0 | 0
F7_Commercial_OR - College_Existing_Miscellaneous_Natural Gas_Pool Heater_A_Achievable Economic TRC Potential | F7 | Commercial | OR - College | Existing | Miscellaneous | Natural Gas | Pool Heater | A | Cumulative Energy Savings (MWh or mTherms) | Achievable Economic TRC Potential | 0 | 0 | 0 | 0 | 0 | 0 | 0 | 0 | 0 | 0 | 0 | 0 | 0 | 0 | 0 | 0 | 0 | 0 | 0 | 0 | 0 | 0 | 0 | 0 | 0 | 0 | 0
F8_Commercial_OR - College_Existing_Miscellaneous_Natural Gas_Pool Heater_A_Achievable Economic TRC Potential | F8 | Commercial | OR - College | Existing | Miscellaneous | Natural Gas | Pool Heater | A | Cumulative Summer Peak Savings (MW) | Achievable Economic TRC Potential | 0 | 0 | 0 | 0 | 0 | 0 | 0 | 0 | 0 | 0 | 0 | 0 | 0 | 0 | 0 | 0 | 0 | 0 | 0 | 0 | 0 | 0 | 0 | 0 | 0 | 0 | 0
F9_Commercial_OR - College_Existing_Miscellaneous_Natural Gas_Pool Heater_A_Achievable Economic TRC Potential | F9 | Commercial | OR - College | Existing | Miscellaneous | Natural Gas | Pool Heater | A | Cumulative Winter Peak Savings (MW) | Achievable Economic TRC Potential | 0 | 0 | 0 | 0 | 0 | 0 | 0 | 0 | 0 | 0 | 0 | 0 | 0 | 0 | 0 | 0 | 0 | 0 | 0 | 0 | 0 | 0 | 0 | 0 | 0 | 0 | 0
F10_Commercial_OR - College_Existing_Miscellaneous_Natural Gas_Pool Heater_A_Achievable Economic TRC Potential | F10 | Commercial | OR - College | Existing | Miscellaneous | Natural Gas | Pool Heater | A | Purchases (Incremental) | Achievable Economic TRC Potential | 0 | 0 | 0 | 0 | 0 | 0 | 0 | 0 | 0 | 0 | 0 | 0 | 0 | 0 | 0 | 0 | 0 | 0 | 0 | 0 | 0 | 0 | 0 | 0 | 0 | 0 | 0
F11_Commercial_OR - College_Existing_Miscellaneous_Natural Gas_Pool Heater_A_Achievable Economic TRC Potential | F11 | Commercial | OR - College | Existing | Miscellaneous | Natural Gas | Pool Heater | A | Purchases (Cumulative) | Achievable Economic TRC Potential | 0 | 0 | 0 | 0 | 0 | 0 | 0 | 0 | 0 | 0 | 0 | 0 | 0 | 0 | 0 | 0 | 0 | 0 | 0 | 0 | 0 | 0 | 0 | 0 | 0 | 0 | 0
F1_Commercial_OR - College_New_Space Heating_Natural Gas_Furnace_A_Achievable Economic TRC Potential | F1 | Commercial | OR - College | New | Space Heating | Natural Gas | Furnace | A | Integrated Unit Energy Savings (kWh or therms) | Achievable Economic TRC Potential | 0 | 0 | 0 | 0 | 0 | 0 | 0 | 0 | 0 | 0 | 0 | 0 | 0 | 0 | 0 | 0 | 0 | 0 | 0 | 0 | 0 | 0 | 0 | 0 | 0 | 0 | 0
F2_Commercial_OR - College_New_Space Heating_Natural Gas_Furnace_A_Achievable Economic TRC Potential | F2 | Commercial | OR - College | New | Space Heating | Natural Gas | Furnace | A | Integrated Unit Summer Peak Savings (kW) | Achievable Economic TRC Potential | 0 | 0 | 0 | 0 | 0 | 0 | 0 | 0 | 0 | 0 | 0 | 0 | 0 | 0 | 0 | 0 | 0 | 0 | 0 | 0 | 0 | 0 | 0 | 0 | 0 | 0 | 0
F3_Commercial_OR - College_New_Space Heating_Natural Gas_Furnace_A_Achievable Economic TRC Potential | F3 | Commercial | OR - College | New | Space Heating | Natural Gas | Furnace | A | Integrated Unit Winter Peak Savings (kW) | Achievable Economic TRC Potential | 0 | 0 | 0 | 0 | 0 | 0 | 0 | 0 | 0 | 0 | 0 | 0 | 0 | 0 | 0 | 0 | 0 | 0 | 0 | 0 | 0 | 0 | 0 | 0 | 0 | 0 | 0
F4_Commercial_OR - College_New_Space Heating_Natural Gas_Furnace_A_Achievable Economic TRC Potential | F4 | Commercial | OR - College | New | Space Heating | Natural Gas | Furnace | A | Incremental Energy Savings (MWh or mTherms) | Achievable Economic TRC Potential | 0 | 0 | 0 | 0 | 0 | 0 | 0 | 0 | 0 | 0 | 0 | 0 | 0 | 0 | 0 | 0 | 0 | 0 | 0 | 0 | 0 | 0 | 0 | 0 | 0 | 0 | 0
F5_Commercial_OR - College_New_Space Heating_Natural Gas_Furnace_A_Achievable Economic TRC Potential | F5 | Commercial | OR - College | New | Space Heating | Natural Gas | Furnace | A | Incremental Summer Peak Savings (MW) | Achievable Economic TRC Potential | 0 | 0 | 0 | 0 | 0 | 0 | 0 | 0 | 0 | 0 | 0 | 0 | 0 | 0 | 0 | 0 | 0 | 0 | 0 | 0 | 0 | 0 | 0 | 0 | 0 | 0 | 0
F6_Commercial_OR - College_New_Space Heating_Natural Gas_Furnace_A_Achievable Economic TRC Potential | F6 | Commercial | OR - College | New | Space Heating | Natural Gas | Furnace | A | Incremental Winter Peak Savings (MW) | Achievable Economic TRC Potential | 0 | 0 | 0 | 0 | 0 | 0 | 0 | 0 | 0 | 0 | 0 | 0 | 0 | 0 | 0 | 0 | 0 | 0 | 0 | 0 | 0 | 0 | 0 | 0 | 0 | 0 | 0
F7_Commercial_OR - College_New_Space Heating_Natural Gas_Furnace_A_Achievable Economic TRC Potential | F7 | Commercial | OR - College | New | Space Heating | Natural Gas | Furnace | A | Cumulative Energy Savings (MWh or mTherms) | Achievable Economic TRC Potential | 0 | 0 | 0 | 0 | 0 | 0 | 0 | 0 | 0 | 0 | 0 | 0 | 0 | 0 | 0 | 0 | 0 | 0 | 0 | 0 | 0 | 0 | 0 | 0 | 0 | 0 | 0
F8_Commercial_OR - College_New_Space Heating_Natural Gas_Furnace_A_Achievable Economic TRC Potential | F8 | Commercial | OR - College | New | Space Heating | Natural Gas | Furnace | A | Cumulative Summer Peak Savings (MW) | Achievable Economic TRC Potential | 0 | 0 | 0 | 0 | 0 | 0 | 0 | 0 | 0 | 0 | 0 | 0 | 0 | 0 | 0 | 0 | 0 | 0 | 0 | 0 | 0 | 0 | 0 | 0 | 0 | 0 | 0
F9_Commercial_OR - College_New_Space Heating_Natural Gas_Furnace_A_Achievable Economic TRC Potential | F9 | Commercial | OR - College | New | Space Heating | Natural Gas | Furnace | A | Cumulative Winter Peak Savings (MW) | Achievable Economic TRC Potential | 0 | 0 | 0 | 0 | 0 | 0 | 0 | 0 | 0 | 0 | 0 | 0 | 0 | 0 | 0 | 0 | 0 | 0 | 0 | 0 | 0 | 0 | 0 | 0 | 0 | 0 | 0
F10_Commercial_OR - College_New_Space Heating_Natural Gas_Furnace_A_Achievable Economic TRC Potential | F10 | Commercial | OR - College | New | Space Heating | Natural Gas | Furnace | A | Purchases (Incremental) | Achievable Economic TRC Potential | 0 | 0 | 0 | 0 | 0 | 0 | 0 | 0 | 0 | 0 | 0 | 0 | 0 | 0 | 0 | 0 | 0 | 0 | 0 | 0 | 0 | 0 | 0 | 0 | 0 | 0 | 0
F11_Commercial_OR - College_New_Space Heating_Natural Gas_Furnace_A_Achievable Economic TRC Potential | F11 | Commercial | OR - College | New | Space Heating | Natural Gas | Furnace | A | Purchases (Cumulative) | Achievable Economic TRC Potential | 0 | 0 | 0 | 0 | 0 | 0 | 0 | 0 | 0 | 0 | 0 | 0 | 0 | 0 | 0 | 0 | 0 | 0 | 0 | 0 | 0 | 0 | 0 | 0 | 0 | 0 | 0
F1_Commercial_OR - College_New_Space Heating_Natural Gas_Boiler_A_Achievable Economic TRC Potential | F1 | Commercial | OR - College | New | Space Heating | Natural Gas | Boiler | A | Integrated Unit Energy Savings (kWh or therms) | Achievable Economic TRC Potential | 0 | 0 | 0 | 0 | 0 | 0 | 0 | 0 | 0 | 0 | 0 | 0 | 0 | 0 | 0 | 0 | 0 | 0 | 0 | 0 | 0 | 0 | 0 | 0 | 0 | 0 | 0
F2_Commercial_OR - College_New_Space Heating_Natural Gas_Boiler_A_Achievable Economic TRC Potential | F2 | Commercial | OR - College | New | Space Heating | Natural Gas | Boiler | A | Integrated Unit Summer Peak Savings (kW) | Achievable Economic TRC Potential | 0 | 0 | 0 | 0 | 0 | 0 | 0 | 0 | 0 | 0 | 0 | 0 | 0 | 0 | 0 | 0 | 0 | 0 | 0 | 0 | 0 | 0 | 0 | 0 | 0 | 0 | 0
F3_Commercial_OR - College_New_Space Heating_Natural Gas_Boiler_A_Achievable Economic TRC Potential | F3 | Commercial | OR - College | New | Space Heating | Natural Gas | Boiler | A | Integrated Unit Winter Peak Savings (kW) | Achievable Economic TRC Potential | 0 | 0 | 0 | 0 | 0 | 0 | 0 | 0 | 0 | 0 | 0 | 0 | 0 | 0 | 0 | 0 | 0 | 0 | 0 | 0 | 0 | 0 | 0 | 0 | 0 | 0 | 0
F4_Commercial_OR - College_New_Space Heating_Natural Gas_Boiler_A_Achievable Economic TRC Potential | F4 | Commercial | OR - College | New | Space Heating | Natural Gas | Boiler | A | Incremental Energy Savings (MWh or mTherms) | Achievable Economic TRC Potential | 0 | 0 | 0 | 0 | 0 | 0 | 0 | 0 | 0 | 0 | 0 | 0 | 0 | 0 | 0 | 0 | 0 | 0 | 0 | 0 | 0 | 0 | 0 | 0 | 0 | 0 | 0
F5_Commercial_OR - College_New_Space Heating_Natural Gas_Boiler_A_Achievable Economic TRC Potential | F5 | Commercial | OR - College | New | Space Heating | Natural Gas | Boiler | A | Incremental Summer Peak Savings (MW) | Achievable Economic TRC Potential | 0 | 0 | 0 | 0 | 0 | 0 | 0 | 0 | 0 | 0 | 0 | 0 | 0 | 0 | 0 | 0 | 0 | 0 | 0 | 0 | 0 | 0 | 0 | 0 | 0 | 0 | 0
F6_Commercial_OR - College_New_Space Heating_Natural Gas_Boiler_A_Achievable Economic TRC Potential | F6 | Commercial | OR - College | New | Space Heating | Natural Gas | Boiler | A | Incremental Winter Peak Savings (MW) | Achievable Economic TRC Potential | 0 | 0 | 0 | 0 | 0 | 0 | 0 | 0 | 0 | 0 | 0 | 0 | 0 | 0 | 0 | 0 | 0 | 0 | 0 | 0 | 0 | 0 | 0 | 0 | 0 | 0 | 0
F7_Commercial_OR - College_New_Space Heating_Natural Gas_Boiler_A_Achievable Economic TRC Potential | F7 | Commercial | OR - College | New | Space Heating | Natural Gas | Boiler | A | Cumulative Energy Savings (MWh or mTherms) | Achievable Economic TRC Potential | 0 | 0 | 0 | 0 | 0 | 0 | 0 | 0 | 0 | 0 | 0 | 0 | 0 | 0 | 0 | 0 | 0 | 0 | 0 | 0 | 0 | 0 | 0 | 0 | 0 | 0 | 0
F8_Commercial_OR - College_New_Space Heating_Natural Gas_Boiler_A_Achievable Economic TRC Potential | F8 | Commercial | OR - College | New | Space Heating | Natural Gas | Boiler | A | Cumulative Summer Peak Savings (MW) | Achievable Economic TRC Potential | 0 | 0 | 0 | 0 | 0 | 0 | 0 | 0 | 0 | 0 | 0 | 0 | 0 | 0 | 0 | 0 | 0 | 0 | 0 | 0 | 0 | 0 | 0 | 0 | 0 | 0 | 0
F9_Commercial_OR - College_New_Space Heating_Natural Gas_Boiler_A_Achievable Economic TRC Potential | F9 | Commercial | OR - College | New | Space Heating | Natural Gas | Boiler | A | Cumulative Winter Peak Savings (MW) | Achievable Economic TRC Potential | 0 | 0 | 0 | 0 | 0 | 0 | 0 | 0 | 0 | 0 | 0 | 0 | 0 | 0 | 0 | 0 | 0 | 0 | 0 | 0 | 0 | 0 | 0 | 0 | 0 | 0 | 0
F10_Commercial_OR - College_New_Space Heating_Natural Gas_Boiler_A_Achievable Economic TRC Potential | F10 | Commercial | OR - College | New | Space Heating | Natural Gas | Boiler | A | Purchases (Incremental) | Achievable Economic TRC Potential | 0 | 0 | 0 | 0 | 0 | 0 | 0 | 0 | 0 | 0 | 0 | 0 | 0 | 0 | 0 | 0 | 0 | 0 | 0 | 0 | 0 | 0 | 0 | 0 | 0 | 0 | 0
F11_Commercial_OR - College_New_Space Heating_Natural Gas_Boiler_A_Achievable Economic TRC Potential | F11 | Commercial | OR - College | New | Space Heating | Natural Gas | Boiler | A | Purchases (Cumulative) | Achievable Economic TRC Potential | 0 | 0 | 0 | 0 | 0 | 0 | 0 | 0 | 0 | 0 | 0 | 0 | 0 | 0 | 0 | 0 | 0 | 0 | 0 | 0 | 0 | 0 | 0 | 0 | 0 | 0 | 0
F1_Commercial_OR - College_New_Space Heating_Natural Gas_Unit Heater_A_Achievable Economic TRC Potential | F1 | Commercial | OR - College | New | Space Heating | Natural Gas | Unit Heater | A | Integrated Unit Energy Savings (kWh or therms) | Achievable Economic TRC Potential | 0 | 0 | 0 | 0 | 0 | 0 | 0 | 0 | 0 | 0 | 0 | 0 | 0 | 0 | 0 | 0 | 0 | 0 | 0 | 0 | 0 | 0 | 0 | 0 | 0 | 0 | 0
F2_Commercial_OR - College_New_Space Heating_Natural Gas_Unit Heater_A_Achievable Economic TRC Potential | F2 | Commercial | OR - College | New | Space Heating | Natural Gas | Unit Heater | A | Integrated Unit Summer Peak Savings (kW) | Achievable Economic TRC Potential | 0 | 0 | 0 | 0 | 0 | 0 | 0 | 0 | 0 | 0 | 0 | 0 | 0 | 0 | 0 | 0 | 0 | 0 | 0 | 0 | 0 | 0 | 0 | 0 | 0 | 0 | 0
F3_Commercial_OR - College_New_Space Heating_Natural Gas_Unit Heater_A_Achievable Economic TRC Potential | F3 | Commercial | OR - College | New | Space Heating | Natural Gas | Unit Heater | A | Integrated Unit Winter Peak Savings (kW) | Achievable Economic TRC Potential | 0 | 0 | 0 | 0 | 0 | 0 | 0 | 0 | 0 | 0 | 0 | 0 | 0 | 0 | 0 | 0 | 0 | 0 | 0 | 0 | 0 | 0 | 0 | 0 | 0 | 0 | 0
F4_Commercial_OR - College_New_Space Heating_Natural Gas_Unit Heater_A_Achievable Economic TRC Potential | F4 | Commercial | OR - College | New | Space Heating | Natural Gas | Unit Heater | A | Incremental Energy Savings (MWh or mTherms) | Achievable Economic TRC Potential | 0 | 0 | 0 | 0 | 0 | 0 | 0 | 0 | 0 | 0 | 0 | 0 | 0 | 0 | 0 | 0 | 0 | 0 | 0 | 0 | 0 | 0 | 0 | 0 | 0 | 0 | 0
F5_Commercial_OR - College_New_Space Heating_Natural Gas_Unit Heater_A_Achievable Economic TRC Potential | F5 | Commercial | OR - College | New | Space Heating | Natural Gas | Unit Heater | A | Incremental Summer Peak Savings (MW) | Achievable Economic TRC Potential | 0 | 0 | 0 | 0 | 0 | 0 | 0 | 0 | 0 | 0 | 0 | 0 | 0 | 0 | 0 | 0 | 0 | 0 | 0 | 0 | 0 | 0 | 0 | 0 | 0 | 0 | 0
F6_Commercial_OR - College_New_Space Heating_Natural Gas_Unit Heater_A_Achievable Economic TRC Potential | F6 | Commercial | OR - College | New | Space Heating | Natural Gas | Unit Heater | A | Incremental Winter Peak Savings (MW) | Achievable Economic TRC Potential | 0 | 0 | 0 | 0 | 0 | 0 | 0 | 0 | 0 | 0 | 0 | 0 | 0 | 0 | 0 | 0 | 0 | 0 | 0 | 0 | 0 | 0 | 0 | 0 | 0 | 0 | 0
F7_Commercial_OR - College_New_Space Heating_Natural Gas_Unit Heater_A_Achievable Economic TRC Potential | F7 | Commercial | OR - College | New | Space Heating | Natural Gas | Unit Heater | A | Cumulative Energy Savings (MWh or mTherms) | Achievable Economic TRC Potential | 0 | 0 | 0 | 0 | 0 | 0 | 0 | 0 | 0 | 0 | 0 | 0 | 0 | 0 | 0 | 0 | 0 | 0 | 0 | 0 | 0 | 0 | 0 | 0 | 0 | 0 | 0
F8_Commercial_OR - College_New_Space Heating_Natural Gas_Unit Heater_A_Achievable Economic TRC Potential | F8 | Commercial | OR - College | New | Space Heating | Natural Gas | Unit Heater | A | Cumulative Summer Peak Savings (MW) | Achievable Economic TRC Potential | 0 | 0 | 0 | 0 | 0 | 0 | 0 | 0 | 0 | 0 | 0 | 0 | 0 | 0 | 0 | 0 | 0 | 0 | 0 | 0 | 0 | 0 | 0 | 0 | 0 | 0 | 0
F9_Commercial_OR - College_New_Space Heating_Natural Gas_Unit Heater_A_Achievable Economic TRC Potential | F9 | Commercial | OR - College | New | Space Heating | Natural Gas | Unit Heater | A | Cumulative Winter Peak Savings (MW) | Achievable Economic TRC Potential | 0 | 0 | 0 | 0 | 0 | 0 | 0 | 0 | 0 | 0 | 0 | 0 | 0 | 0 | 0 | 0 | 0 | 0 | 0 | 0 | 0 | 0 | 0 | 0 | 0 | 0 | 0
F10_Commercial_OR - College_New_Space Heating_Natural Gas_Unit Heater_A_Achievable Economic TRC Potential | F10 | Commercial | OR - College | New | Space Heating | Natural Gas | Unit Heater | A | Purchases (Incremental) | Achievable Economic TRC Potential | 0 | 0 | 0 | 0 | 0 | 0 | 0 | 0 | 0 | 0 | 0 | 0 | 0 | 0 | 0 | 0 | 0 | 0 | 0 | 0 | 0 | 0 | 0 | 0 | 0 | 0 | 0
F11_Commercial_OR - College_New_Space Heating_Natural Gas_Unit Heater_A_Achievable Economic TRC Potential | F11 | Commercial | OR - College | New | Space Heating | Natural Gas | Unit Heater | A | Purchases (Cumulative) | Achievable Economic TRC Potential | 0 | 0 | 0 | 0 | 0 | 0 | 0 | 0 | 0 | 0 | 0 | 0 | 0 | 0 | 0 | 0 | 0 | 0 | 0 | 0 | 0 | 0 | 0 | 0 | 0 | 0 | 0
F1_Commercial_OR - College_New_Water Heating_Natural Gas_Water Heater_A_Achievable Economic TRC Potential | F1 | Commercial | OR - College | New | Water Heating | Natural Gas | Water Heater | A | Integrated Unit Energy Savings (kWh or therms) | Achievable Economic TRC Potential | 0 | 0 | 0 | 0 | 0 | 0 | 0 | 0 | 0 | 0 | 0 | 0 | 0 | 0 | 0 | 0 | 0 | 0 | 0 | 0 | 0 | 0 | 0 | 0 | 0 | 0 | 0
F2_Commercial_OR - College_New_Water Heating_Natural Gas_Water Heater_A_Achievable Economic TRC Potential | F2 | Commercial | OR - College | New | Water Heating | Natural Gas | Water Heater | A | Integrated Unit Summer Peak Savings (kW) | Achievable Economic TRC Potential | 0 | 0 | 0 | 0 | 0 | 0 | 0 | 0 | 0 | 0 | 0 | 0 | 0 | 0 | 0 | 0 | 0 | 0 | 0 | 0 | 0 | 0 | 0 | 0 | 0 | 0 | 0
F3_Commercial_OR - College_New_Water Heating_Natural Gas_Water Heater_A_Achievable Economic TRC Potential | F3 | Commercial | OR - College | New | Water Heating | Natural Gas | Water Heater | A | Integrated Unit Winter Peak Savings (kW) | Achievable Economic TRC Potential | 0 | 0 | 0 | 0 | 0 | 0 | 0 | 0 | 0 | 0 | 0 | 0 | 0 | 0 | 0 | 0 | 0 | 0 | 0 | 0 | 0 | 0 | 0 | 0 | 0 | 0 | 0
F4_Commercial_OR - College_New_Water Heating_Natural Gas_Water Heater_A_Achievable Economic TRC Potential | F4 | Commercial | OR - College | New | Water Heating | Natural Gas | Water Heater | A | Incremental Energy Savings (MWh or mTherms) | Achievable Economic TRC Potential | 0 | 0 | 0 | 0 | 0 | 0 | 0 | 0 | 0 | 0 | 0 | 0 | 0 | 0 | 0 | 0 | 0 | 0 | 0 | 0 | 0 | 0 | 0 | 0 | 0 | 0 | 0
F5_Commercial_OR - College_New_Water Heating_Natural Gas_Water Heater_A_Achievable Economic TRC Potential | F5 | Commercial | OR - College | New | Water Heating | Natural Gas | Water Heater | A | Incremental Summer Peak Savings (MW) | Achievable Economic TRC Potential | 0 | 0 | 0 | 0 | 0 | 0 | 0 | 0 | 0 | 0 | 0 | 0 | 0 | 0 | 0 | 0 | 0 | 0 | 0 | 0 | 0 | 0 | 0 | 0 | 0 | 0 | 0
F6_Commercial_OR - College_New_Water Heating_Natural Gas_Water Heater_A_Achievable Economic TRC Potential | F6 | Commercial | OR - College | New | Water Heating | Natural Gas | Water Heater | A | Incremental Winter Peak Savings (MW) | Achievable Economic TRC Potential | 0 | 0 | 0 | 0 | 0 | 0 | 0 | 0 | 0 | 0 | 0 | 0 | 0 | 0 | 0 | 0 | 0 | 0 | 0 | 0 | 0 | 0 | 0 | 0 | 0 | 0 | 0
F7_Commercial_OR - College_New_Water Heating_Natural Gas_Water Heater_A_Achievable Economic TRC Potential | F7 | Commercial | OR - College | New | Water Heating | Natural Gas | Water Heater | A | Cumulative Energy Savings (MWh or mTherms) | Achievable Economic TRC Potential | 0 | 0 | 0 | 0 | 0 | 0 | 0 | 0 | 0 | 0 | 0 | 0 | 0 | 0 | 0 | 0 | 0 | 0 | 0 | 0 | 0 | 0 | 0 | 0 | 0 | 0 | 0
F8_Commercial_OR - College_New_Water Heating_Natural Gas_Water Heater_A_Achievable Economic TRC Potential | F8 | Commercial | OR - College | New | Water Heating | Natural Gas | Water Heater | A | Cumulative Summer Peak Savings (MW) | Achievable Economic TRC Potential | 0 | 0 | 0 | 0 | 0 | 0 | 0 | 0 | 0 | 0 | 0 | 0 | 0 | 0 | 0 | 0 | 0 | 0 | 0 | 0 | 0 | 0 | 0 | 0 | 0 | 0 | 0
F9_Commercial_OR - College_New_Water Heating_Natural Gas_Water Heater_A_Achievable Economic TRC Potential | F9 | Commercial | OR - College | New | Water Heating | Natural Gas | Water Heater | A | Cumulative Winter Peak Savings (MW) | Achievable Economic TRC Potential | 0 | 0 | 0 | 0 | 0 | 0 | 0 | 0 | 0 | 0 | 0 | 0 | 0 | 0 | 0 | 0 | 0 | 0 | 0 | 0 | 0 | 0 | 0 | 0 | 0 | 0 | 0
F10_Commercial_OR - College_New_Water Heating_Natural Gas_Water Heater_A_Achievable Economic TRC Potential | F10 | Commercial | OR - College | New | Water Heating | Natural Gas | Water Heater | A | Purchases (Incremental) | Achievable Economic TRC Potential | 0 | 0 | 0 | 0 | 0 | 0 | 0 | 0 | 0 | 0 | 0 | 0 | 0 | 0 | 0 | 0 | 0 | 0 | 0 | 0 | 0 | 0 | 0 | 0 | 0 | 0 | 0
F11_Commercial_OR - College_New_Water Heating_Natural Gas_Water Heater_A_Achievable Economic TRC Potential | F11 | Commercial | OR - College | New | Water Heating | Natural Gas | Water Heater | A | Purchases (Cumulative) | Achievable Economic TRC Potential | 0 | 0 | 0 | 0 | 0 | 0 | 0 | 0 | 0 | 0 | 0 | 0 | 0 | 0 | 0 | 0 | 0 | 0 | 0 | 0 | 0 | 0 | 0 | 0 | 0 | 0 | 0
F1_Commercial_OR - College_New_Food Preparation_Natural Gas_Oven_A_Achievable Economic TRC Potential | F1 | Commercial | OR - College | New | Food Preparation | Natural Gas | Oven | A | Integrated Unit Energy Savings (kWh or therms) | Achievable Economic TRC Potential | 0 | 0 | 0 | 0 | 0 | 0 | 0 | 0 | 0 | 0 | 0 | 0 | 0 | 0 | 0 | 0 | 0 | 0 | 0 | 0 | 0 | 0 | 0 | 0 | 0 | 0 | 0
F2_Commercial_OR - College_New_Food Preparation_Natural Gas_Oven_A_Achievable Economic TRC Potential | F2 | Commercial | OR - College | New | Food Preparation | Natural Gas | Oven | A | Integrated Unit Summer Peak Savings (kW) | Achievable Economic TRC Potential | 0 | 0 | 0 | 0 | 0 | 0 | 0 | 0 | 0 | 0 | 0 | 0 | 0 | 0 | 0 | 0 | 0 | 0 | 0 | 0 | 0 | 0 | 0 | 0 | 0 | 0 | 0
F3_Commercial_OR - College_New_Food Preparation_Natural Gas_Oven_A_Achievable Economic TRC Potential | F3 | Commercial | OR - College | New | Food Preparation | Natural Gas | Oven | A | Integrated Unit Winter Peak Savings (kW) | Achievable Economic TRC Potential | 0 | 0 | 0 | 0 | 0 | 0 | 0 | 0 | 0 | 0 | 0 | 0 | 0 | 0 | 0 | 0 | 0 | 0 | 0 | 0 | 0 | 0 | 0 | 0 | 0 | 0 | 0
F4_Commercial_OR - College_New_Food Preparation_Natural Gas_Oven_A_Achievable Economic TRC Potential | F4 | Commercial | OR - College | New | Food Preparation | Natural Gas | Oven | A | Incremental Energy Savings (MWh or mTherms) | Achievable Economic TRC Potential | 0 | 0 | 0 | 0 | 0 | 0 | 0 | 0 | 0 | 0 | 0 | 0 | 0 | 0 | 0 | 0 | 0 | 0 | 0 | 0 | 0 | 0 | 0 | 0 | 0 | 0 | 0
F5_Commercial_OR - College_New_Food Preparation_Natural Gas_Oven_A_Achievable Economic TRC Potential | F5 | Commercial | OR - College | New | Food Preparation | Natural Gas | Oven | A | Incremental Summer Peak Savings (MW) | Achievable Economic TRC Potential | 0 | 0 | 0 | 0 | 0 | 0 | 0 | 0 | 0 | 0 | 0 | 0 | 0 | 0 | 0 | 0 | 0 | 0 | 0 | 0 | 0 | 0 | 0 | 0 | 0 | 0 | 0
F6_Commercial_OR - College_New_Food Preparation_Natural Gas_Oven_A_Achievable Economic TRC Potential | F6 | Commercial | OR - College | New | Food Preparation | Natural Gas | Oven | A | Incremental Winter Peak Savings (MW) | Achievable Economic TRC Potential | 0 | 0 | 0 | 0 | 0 | 0 | 0 | 0 | 0 | 0 | 0 | 0 | 0 | 0 | 0 | 0 | 0 | 0 | 0 | 0 | 0 | 0 | 0 | 0 | 0 | 0 | 0
F7_Commercial_OR - College_New_Food Preparation_Natural Gas_Oven_A_Achievable Economic TRC Potential | F7 | Commercial | OR - College | New | Food Preparation | Natural Gas | Oven | A | Cumulative Energy Savings (MWh or mTherms) | Achievable Economic TRC Potential | 0 | 0 | 0 | 0 | 0 | 0 | 0 | 0 | 0 | 0 | 0 | 0 | 0 | 0 | 0 | 0 | 0 | 0 | 0 | 0 | 0 | 0 | 0 | 0 | 0 | 0 | 0
F8_Commercial_OR - College_New_Food Preparation_Natural Gas_Oven_A_Achievable Economic TRC Potential | F8 | Commercial | OR - College | New | Food Preparation | Natural Gas | Oven | A | Cumulative Summer Peak Savings (MW) | Achievable Economic TRC Potential | 0 | 0 | 0 | 0 | 0 | 0 | 0 | 0 | 0 | 0 | 0 | 0 | 0 | 0 | 0 | 0 | 0 | 0 | 0 | 0 | 0 | 0 | 0 | 0 | 0 | 0 | 0
F9_Commercial_OR - College_New_Food Preparation_Natural Gas_Oven_A_Achievable Economic TRC Potential | F9 | Commercial | OR - College | New | Food Preparation | Natural Gas | Oven | A | Cumulative Winter Peak Savings (MW) | Achievable Economic TRC Potential | 0 | 0 | 0 | 0 | 0 | 0 | 0 | 0 | 0 | 0 | 0 | 0 | 0 | 0 | 0 | 0 | 0 | 0 | 0 | 0 | 0 | 0 | 0 | 0 | 0 | 0 | 0
F10_Commercial_OR - College_New_Food Preparation_Natural Gas_Oven_A_Achievable Economic TRC Potential | F10 | Commercial | OR - College | New | Food Preparation | Natural Gas | Oven | A | Purchases (Incremental) | Achievable Economic TRC Potential | 0 | 0 | 0 | 0 | 0 | 0 | 0 | 0 | 0 | 0 | 0 | 0 | 0 | 0 | 0 | 0 | 0 | 0 | 0 | 0 | 0 | 0 | 0 | 0 | 0 | 0 | 0
F11_Commercial_OR - College_New_Food Preparation_Natural Gas_Oven_A_Achievable Economic TRC Potential | F11 | Commercial | OR - College | New | Food Preparation | Natural Gas | Oven | A | Purchases (Cumulative) | Achievable Economic TRC Potential | 0 | 0 | 0 | 0 | 0 | 0 | 0 | 0 | 0 | 0 | 0 | 0 | 0 | 0 | 0 | 0 | 0 | 0 | 0 | 0 | 0 | 0 | 0 | 0 | 0 | 0 | 0
F1_Commercial_OR - College_New_Food Preparation_Natural Gas_Conveyor Oven_A_Achievable Economic TRC Potential | F1 | Commercial | OR - College | New | Food Preparation | Natural Gas | Conveyor Oven | A | Integrated Unit Energy Savings (kWh or therms) | Achievable Economic TRC Potential | 0 | 0 | 0 | 0 | 0 | 0 | 0 | 0 | 0 | 0 | 0 | 0 | 0 | 0 | 0 | 0 | 0 | 0 | 0 | 0 | 0 | 0 | 0 | 0 | 0 | 0 | 0
F2_Commercial_OR - College_New_Food Preparation_Natural Gas_Conveyor Oven_A_Achievable Economic TRC Potential | F2 | Commercial | OR - College | New | Food Preparation | Natural Gas | Conveyor Oven | A | Integrated Unit Summer Peak Savings (kW) | Achievable Economic TRC Potential | 0 | 0 | 0 | 0 | 0 | 0 | 0 | 0 | 0 | 0 | 0 | 0 | 0 | 0 | 0 | 0 | 0 | 0 | 0 | 0 | 0 | 0 | 0 | 0 | 0 | 0 | 0
F3_Commercial_OR - College_New_Food Preparation_Natural Gas_Conveyor Oven_A_Achievable Economic TRC Potential | F3 | Commercial | OR - College | New | Food Preparation | Natural Gas | Conveyor Oven | A | Integrated Unit Winter Peak Savings (kW) | Achievable Economic TRC Potential | 0 | 0 | 0 | 0 | 0 | 0 | 0 | 0 | 0 | 0 | 0 | 0 | 0 | 0 | 0 | 0 | 0 | 0 | 0 | 0 | 0 | 0 | 0 | 0 | 0 | 0 | 0
F4_Commercial_OR - College_New_Food Preparation_Natural Gas_Conveyor Oven_A_Achievable Economic TRC Potential | F4 | Commercial | OR - College | New | Food Preparation | Natural Gas | Conveyor Oven | A | Incremental Energy Savings (MWh or mTherms) | Achievable Economic TRC Potential | 0 | 0 | 0 | 0 | 0 | 0 | 0 | 0 | 0 | 0 | 0 | 0 | 0 | 0 | 0 | 0 | 0 | 0 | 0 | 0 | 0 | 0 | 0 | 0 | 0 | 0 | 0
F5_Commercial_OR - College_New_Food Preparation_Natural Gas_Conveyor Oven_A_Achievable Economic TRC Potential | F5 | Commercial | OR - College | New | Food Preparation | Natural Gas | Conveyor Oven | A | Incremental Summer Peak Savings (MW) | Achievable Economic TRC Potential | 0 | 0 | 0 | 0 | 0 | 0 | 0 | 0 | 0 | 0 | 0 | 0 | 0 | 0 | 0 | 0 | 0 | 0 | 0 | 0 | 0 | 0 | 0 | 0 | 0 | 0 | 0
F6_Commercial_OR - College_New_Food Preparation_Natural Gas_Conveyor Oven_A_Achievable Economic TRC Potential | F6 | Commercial | OR - College | New | Food Preparation | Natural Gas | Conveyor Oven | A | Incremental Winter Peak Savings (MW) | Achievable Economic TRC Potential | 0 | 0 | 0 | 0 | 0 | 0 | 0 | 0 | 0 | 0 | 0 | 0 | 0 | 0 | 0 | 0 | 0 | 0 | 0 | 0 | 0 | 0 | 0 | 0 | 0 | 0 | 0
F7_Commercial_OR - College_New_Food Preparation_Natural Gas_Conveyor Oven_A_Achievable Economic TRC Potential | F7 | Commercial | OR - College | New | Food Preparation | Natural Gas | Conveyor Oven | A | Cumulative Energy Savings (MWh or mTherms) | Achievable Economic TRC Potential | 0 | 0 | 0 | 0 | 0 | 0 | 0 | 0 | 0 | 0 | 0 | 0 | 0 | 0 | 0 | 0 | 0 | 0 | 0 | 0 | 0 | 0 | 0 | 0 | 0 | 0 | 0
F8_Commercial_OR - College_New_Food Preparation_Natural Gas_Conveyor Oven_A_Achievable Economic TRC Potential | F8 | Commercial | OR - College | New | Food Preparation | Natural Gas | Conveyor Oven | A | Cumulative Summer Peak Savings (MW) | Achievable Economic TRC Potential | 0 | 0 | 0 | 0 | 0 | 0 | 0 | 0 | 0 | 0 | 0 | 0 | 0 | 0 | 0 | 0 | 0 | 0 | 0 | 0 | 0 | 0 | 0 | 0 | 0 | 0 | 0
F9_Commercial_OR - College_New_Food Preparation_Natural Gas_Conveyor Oven_A_Achievable Economic TRC Potential | F9 | Commercial | OR - College | New | Food Preparation | Natural Gas | Conveyor Oven | A | Cumulative Winter Peak Savings (MW) | Achievable Economic TRC Potential | 0 | 0 | 0 | 0 | 0 | 0 | 0 | 0 | 0 | 0 | 0 | 0 | 0 | 0 | 0 | 0 | 0 | 0 | 0 | 0 | 0 | 0 | 0 | 0 | 0 | 0 | 0
F10_Commercial_OR - College_New_Food Preparation_Natural Gas_Conveyor Oven_A_Achievable Economic TRC Potential | F10 | Commercial | OR - College | New | Food Preparation | Natural Gas | Conveyor Oven | A | Purchases (Incremental) | Achievable Economic TRC Potential | 0 | 0 | 0 | 0 | 0 | 0 | 0 | 0 | 0 | 0 | 0 | 0 | 0 | 0 | 0 | 0 | 0 | 0 | 0 | 0 | 0 | 0 | 0 | 0 | 0 | 0 | 0
F11_Commercial_OR - College_New_Food Preparation_Natural Gas_Conveyor Oven_A_Achievable Economic TRC Potential | F11 | Commercial | OR - College | New | Food Preparation | Natural Gas | Conveyor Oven | A | Purchases (Cumulative) | Achievable Economic TRC Potential | 0 | 0 | 0 | 0 | 0 | 0 | 0 | 0 | 0 | 0 | 0 | 0 | 0 | 0 | 0 | 0 | 0 | 0 | 0 | 0 | 0 | 0 | 0 | 0 | 0 | 0 | 0
F1_Commercial_OR - College_New_Food Preparation_Natural Gas_Double Rack Oven_A_Achievable Economic TRC Potential | F1 | Commercial | OR - College | New | Food Preparation | Natural Gas | Double Rack Oven | A | Integrated Unit Energy Savings (kWh or therms) | Achievable Economic TRC Potential | 0 | 0 | 0 | 0 | 0 | 0 | 0 | 0 | 0 | 0 | 0 | 0 | 0 | 0 | 0 | 0 | 0 | 0 | 0 | 0 | 0 | 0 | 0 | 0 | 0 | 0 | 0
F2_Commercial_OR - College_New_Food Preparation_Natural Gas_Double Rack Oven_A_Achievable Economic TRC Potential | F2 | Commercial | OR - College | New | Food Preparation | Natural Gas | Double Rack Oven | A | Integrated Unit Summer Peak Savings (kW) | Achievable Economic TRC Potential | 0 | 0 | 0 | 0 | 0 | 0 | 0 | 0 | 0 | 0 | 0 | 0 | 0 | 0 | 0 | 0 | 0 | 0 | 0 | 0 | 0 | 0 | 0 | 0 | 0 | 0 | 0
F3_Commercial_OR - College_New_Food Preparation_Natural Gas_Double Rack Oven_A_Achievable Economic TRC Potential | F3 | Commercial | OR - College | New | Food Preparation | Natural Gas | Double Rack Oven | A | Integrated Unit Winter Peak Savings (kW) | Achievable Economic TRC Potential | 0 | 0 | 0 | 0 | 0 | 0 | 0 | 0 | 0 | 0 | 0 | 0 | 0 | 0 | 0 | 0 | 0 | 0 | 0 | 0 | 0 | 0 | 0 | 0 | 0 | 0 | 0
F4_Commercial_OR - College_New_Food Preparation_Natural Gas_Double Rack Oven_A_Achievable Economic TRC Potential | F4 | Commercial | OR - College | New | Food Preparation | Natural Gas | Double Rack Oven | A | Incremental Energy Savings (MWh or mTherms) | Achievable Economic TRC Potential | 0 | 0 | 0 | 0 | 0 | 0 | 0 | 0 | 0 | 0 | 0 | 0 | 0 | 0 | 0 | 0 | 0 | 0 | 0 | 0 | 0 | 0 | 0 | 0 | 0 | 0 | 0
F5_Commercial_OR - College_New_Food Preparation_Natural Gas_Double Rack Oven_A_Achievable Economic TRC Potential | F5 | Commercial | OR - College | New | Food Preparation | Natural Gas | Double Rack Oven | A | Incremental Summer Peak Savings (MW) | Achievable Economic TRC Potential | 0 | 0 | 0 | 0 | 0 | 0 | 0 | 0 | 0 | 0 | 0 | 0 | 0 | 0 | 0 | 0 | 0 | 0 | 0 | 0 | 0 | 0 | 0 | 0 | 0 | 0 | 0
F6_Commercial_OR - College_New_Food Preparation_Natural Gas_Double Rack Oven_A_Achievable Economic TRC Potential | F6 | Commercial | OR - College | New | Food Preparation | Natural Gas | Double Rack Oven | A | Incremental Winter Peak Savings (MW) | Achievable Economic TRC Potential | 0 | 0 | 0 | 0 | 0 | 0 | 0 | 0 | 0 | 0 | 0 | 0 | 0 | 0 | 0 | 0 | 0 | 0 | 0 | 0 | 0 | 0 | 0 | 0 | 0 | 0 | 0
F7_Commercial_OR - College_New_Food Preparation_Natural Gas_Double Rack Oven_A_Achievable Economic TRC Potential | F7 | Commercial | OR - College | New | Food Preparation | Natural Gas | Double Rack Oven | A | Cumulative Energy Savings (MWh or mTherms) | Achievable Economic TRC Potential | 0 | 0 | 0 | 0 | 0 | 0 | 0 | 0 | 0 | 0 | 0 | 0 | 0 | 0 | 0 | 0 | 0 | 0 | 0 | 0 | 0 | 0 | 0 | 0 | 0 | 0 | 0
F8_Commercial_OR - College_New_Food Preparation_Natural Gas_Double Rack Oven_A_Achievable Economic TRC Potential | F8 | Commercial | OR - College | New | Food Preparation | Natural Gas | Double Rack Oven | A | Cumulative Summer Peak Savings (MW) | Achievable Economic TRC Potential | 0 | 0 | 0 | 0 | 0 | 0 | 0 | 0 | 0 | 0 | 0 | 0 | 0 | 0 | 0 | 0 | 0 | 0 | 0 | 0 | 0 | 0 | 0 | 0 | 0 | 0 | 0
F9_Commercial_OR - College_New_Food Preparation_Natural Gas_Double Rack Oven_A_Achievable Economic TRC Potential | F9 | Commercial | OR - College | New | Food Preparation | Natural Gas | Double Rack Oven | A | Cumulative Winter Peak Savings (MW) | Achievable Economic TRC Potential | 0 | 0 | 0 | 0 | 0 | 0 | 0 | 0 | 0 | 0 | 0 | 0 | 0 | 0 | 0 | 0 | 0 | 0 | 0 | 0 | 0 | 0 | 0 | 0 | 0 | 0 | 0
F10_Commercial_OR - College_New_Food Preparation_Natural Gas_Double Rack Oven_A_Achievable Economic TRC Potential | F10 | Commercial | OR - College | New | Food Preparation | Natural Gas | Double Rack Oven | A | Purchases (Incremental) | Achievable Economic TRC Potential | 0 | 0 | 0 | 0 | 0 | 0 | 0 | 0 | 0 | 0 | 0 | 0 | 0 | 0 | 0 | 0 | 0 | 0 | 0 | 0 | 0 | 0 | 0 | 0 | 0 | 0 | 0
F11_Commercial_OR - College_New_Food Preparation_Natural Gas_Double Rack Oven_A_Achievable Economic TRC Potential | F11 | Commercial | OR - College | New | Food Preparation | Natural Gas | Double Rack Oven | A | Purchases (Cumulative) | Achievable Economic TRC Potential | 0 | 0 | 0 | 0 | 0 | 0 | 0 | 0 | 0 | 0 | 0 | 0 | 0 | 0 | 0 | 0 | 0 | 0 | 0 | 0 | 0 | 0 | 0 | 0 | 0 | 0 | 0
F1_Commercial_OR - College_New_Food Preparation_Natural Gas_Fryer_A_Achievable Economic TRC Potential | F1 | Commercial | OR - College | New | Food Preparation | Natural Gas | Fryer | A | Integrated Unit Energy Savings (kWh or therms) | Achievable Economic TRC Potential | 0 | 0 | 0 | 0 | 0 | 0 | 0 | 0 | 0 | 0 | 0 | 0 | 0 | 0 | 0 | 0 | 0 | 0 | 0 | 0 | 0 | 0 | 0 | 0 | 0 | 0 | 0
F2_Commercial_OR - College_New_Food Preparation_Natural Gas_Fryer_A_Achievable Economic TRC Potential | F2 | Commercial | OR - College | New | Food Preparation | Natural Gas | Fryer | A | Integrated Unit Summer Peak Savings (kW) | Achievable Economic TRC Potential | 0 | 0 | 0 | 0 | 0 | 0 | 0 | 0 | 0 | 0 | 0 | 0 | 0 | 0 | 0 | 0 | 0 | 0 | 0 | 0 | 0 | 0 | 0 | 0 | 0 | 0 | 0
F3_Commercial_OR - College_New_Food Preparation_Natural Gas_Fryer_A_Achievable Economic TRC Potential | F3 | Commercial | OR - College | New | Food Preparation | Natural Gas | Fryer | A | Integrated Unit Winter Peak Savings (kW) | Achievable Economic TRC Potential | 0 | 0 | 0 | 0 | 0 | 0 | 0 | 0 | 0 | 0 | 0 | 0 | 0 | 0 | 0 | 0 | 0 | 0 | 0 | 0 | 0 | 0 | 0 | 0 | 0 | 0 | 0
F4_Commercial_OR - College_New_Food Preparation_Natural Gas_Fryer_A_Achievable Economic TRC Potential | F4 | Commercial | OR - College | New | Food Preparation | Natural Gas | Fryer | A | Incremental Energy Savings (MWh or mTherms) | Achievable Economic TRC Potential | 0 | 0 | 0 | 0 | 0 | 0 | 0 | 0 | 0 | 0 | 0 | 0 | 0 | 0 | 0 | 0 | 0 | 0 | 0 | 0 | 0 | 0 | 0 | 0 | 0 | 0 | 0
F5_Commercial_OR - College_New_Food Preparation_Natural Gas_Fryer_A_Achievable Economic TRC Potential | F5 | Commercial | OR - College | New | Food Preparation | Natural Gas | Fryer | A | Incremental Summer Peak Savings (MW) | Achievable Economic TRC Potential | 0 | 0 | 0 | 0 | 0 | 0 | 0 | 0 | 0 | 0 | 0 | 0 | 0 | 0 | 0 | 0 | 0 | 0 | 0 | 0 | 0 | 0 | 0 | 0 | 0 | 0 | 0
F6_Commercial_OR - College_New_Food Preparation_Natural Gas_Fryer_A_Achievable Economic TRC Potential | F6 | Commercial | OR - College | New | Food Preparation | Natural Gas | Fryer | A | Incremental Winter Peak Savings (MW) | Achievable Economic TRC Potential | 0 | 0 | 0 | 0 | 0 | 0 | 0 | 0 | 0 | 0 | 0 | 0 | 0 | 0 | 0 | 0 | 0 | 0 | 0 | 0 | 0 | 0 | 0 | 0 | 0 | 0 | 0
F7_Commercial_OR - College_New_Food Preparation_Natural Gas_Fryer_A_Achievable Economic TRC Potential | F7 | Commercial | OR - College | New | Food Preparation | Natural Gas | Fryer | A | Cumulative Energy Savings (MWh or mTherms) | Achievable Economic TRC Potential | 0 | 0 | 0 | 0 | 0 | 0 | 0 | 0 | 0 | 0 | 0 | 0 | 0 | 0 | 0 | 0 | 0 | 0 | 0 | 0 | 0 | 0 | 0 | 0 | 0 | 0 | 0
F8_Commercial_OR - College_New_Food Preparation_Natural Gas_Fryer_A_Achievable Economic TRC Potential | F8 | Commercial | OR - College | New | Food Preparation | Natural Gas | Fryer | A | Cumulative Summer Peak Savings (MW) | Achievable Economic TRC Potential | 0 | 0 | 0 | 0 | 0 | 0 | 0 | 0 | 0 | 0 | 0 | 0 | 0 | 0 | 0 | 0 | 0 | 0 | 0 | 0 | 0 | 0 | 0 | 0 | 0 | 0 | 0
F9_Commercial_OR - College_New_Food Preparation_Natural Gas_Fryer_A_Achievable Economic TRC Potential | F9 | Commercial | OR - College | New | Food Preparation | Natural Gas | Fryer | A | Cumulative Winter Peak Savings (MW) | Achievable Economic TRC Potential | 0 | 0 | 0 | 0 | 0 | 0 | 0 | 0 | 0 | 0 | 0 | 0 | 0 | 0 | 0 | 0 | 0 | 0 | 0 | 0 | 0 | 0 | 0 | 0 | 0 | 0 | 0
F10_Commercial_OR - College_New_Food Preparation_Natural Gas_Fryer_A_Achievable Economic TRC Potential | F10 | Commercial | OR - College | New | Food Preparation | Natural Gas | Fryer | A | Purchases (Incremental) | Achievable Economic TRC Potential | 0 | 0 | 0 | 0 | 0 | 0 | 0 | 0 | 0 | 0 | 0 | 0 | 0 | 0 | 0 | 0 | 0 | 0 | 0 | 0 | 0 | 0 | 0 | 0 | 0 | 0 | 0
F11_Commercial_OR - College_New_Food Preparation_Natural Gas_Fryer_A_Achievable Economic TRC Potential | F11 | Commercial | OR - College | New | Food Preparation | Natural Gas | Fryer | A | Purchases (Cumulative) | Achievable Economic TRC Potential | 0 | 0 | 0 | 0 | 0 | 0 | 0 | 0 | 0 | 0 | 0 | 0 | 0 | 0 | 0 | 0 | 0 | 0 | 0 | 0 | 0 | 0 | 0 | 0 | 0 | 0 | 0
F1_Commercial_OR - College_New_Food Preparation_Natural Gas_Broiler_A_Achievable Economic TRC Potential | F1 | Commercial | OR - College | New | Food Preparation | Natural Gas | Broiler | A | Integrated Unit Energy Savings (kWh or therms) | Achievable Economic TRC Potential | 0 | 0 | 0 | 0 | 0 | 0 | 0 | 0 | 0 | 0 | 0 | 0 | 0 | 0 | 0 | 0 | 0 | 0 | 0 | 0 | 0 | 0 | 0 | 0 | 0 | 0 | 0
F2_Commercial_OR - College_New_Food Preparation_Natural Gas_Broiler_A_Achievable Economic TRC Potential | F2 | Commercial | OR - College | New | Food Preparation | Natural Gas | Broiler | A | Integrated Unit Summer Peak Savings (kW) | Achievable Economic TRC Potential | 0 | 0 | 0 | 0 | 0 | 0 | 0 | 0 | 0 | 0 | 0 | 0 | 0 | 0 | 0 | 0 | 0 | 0 | 0 | 0 | 0 | 0 | 0 | 0 | 0 | 0 | 0
F3_Commercial_OR - College_New_Food Preparation_Natural Gas_Broiler_A_Achievable Economic TRC Potential | F3 | Commercial | OR - College | New | Food Preparation | Natural Gas | Broiler | A | Integrated Unit Winter Peak Savings (kW) | Achievable Economic TRC Potential | 0 | 0 | 0 | 0 | 0 | 0 | 0 | 0 | 0 | 0 | 0 | 0 | 0 | 0 | 0 | 0 | 0 | 0 | 0 | 0 | 0 | 0 | 0 | 0 | 0 | 0 | 0
F4_Commercial_OR - College_New_Food Preparation_Natural Gas_Broiler_A_Achievable Economic TRC Potential | F4 | Commercial | OR - College | New | Food Preparation | Natural Gas | Broiler | A | Incremental Energy Savings (MWh or mTherms) | Achievable Economic TRC Potential | 0 | 0 | 0 | 0 | 0 | 0 | 0 | 0 | 0 | 0 | 0 | 0 | 0 | 0 | 0 | 0 | 0 | 0 | 0 | 0 | 0 | 0 | 0 | 0 | 0 | 0 | 0
F5_Commercial_OR - College_New_Food Preparation_Natural Gas_Broiler_A_Achievable Economic TRC Potential | F5 | Commercial | OR - College | New | Food Preparation | Natural Gas | Broiler | A | Incremental Summer Peak Savings (MW) | Achievable Economic TRC Potential | 0 | 0 | 0 | 0 | 0 | 0 | 0 | 0 | 0 | 0 | 0 | 0 | 0 | 0 | 0 | 0 | 0 | 0 | 0 | 0 | 0 | 0 | 0 | 0 | 0 | 0 | 0
F6_Commercial_OR - College_New_Food Preparation_Natural Gas_Broiler_A_Achievable Economic TRC Potential | F6 | Commercial | OR - College | New | Food Preparation | Natural Gas | Broiler | A | Incremental Winter Peak Savings (MW) | Achievable Economic TRC Potential | 0 | 0 | 0 | 0 | 0 | 0 | 0 | 0 | 0 | 0 | 0 | 0 | 0 | 0 | 0 | 0 | 0 | 0 | 0 | 0 | 0 | 0 | 0 | 0 | 0 | 0 | 0
F7_Commercial_OR - College_New_Food Preparation_Natural Gas_Broiler_A_Achievable Economic TRC Potential | F7 | Commercial | OR - College | New | Food Preparation | Natural Gas | Broiler | A | Cumulative Energy Savings (MWh or mTherms) | Achievable Economic TRC Potential | 0 | 0 | 0 | 0 | 0 | 0 | 0 | 0 | 0 | 0 | 0 | 0 | 0 | 0 | 0 | 0 | 0 | 0 | 0 | 0 | 0 | 0 | 0 | 0 | 0 | 0 | 0
F8_Commercial_OR - College_New_Food Preparation_Natural Gas_Broiler_A_Achievable Economic TRC Potential | F8 | Commercial | OR - College | New | Food Preparation | Natural Gas | Broiler | A | Cumulative Summer Peak Savings (MW) | Achievable Economic TRC Potential | 0 | 0 | 0 | 0 | 0 | 0 | 0 | 0 | 0 | 0 | 0 | 0 | 0 | 0 | 0 | 0 | 0 | 0 | 0 | 0 | 0 | 0 | 0 | 0 | 0 | 0 | 0
F9_Commercial_OR - College_New_Food Preparation_Natural Gas_Broiler_A_Achievable Economic TRC Potential | F9 | Commercial | OR - College | New | Food Preparation | Natural Gas | Broiler | A | Cumulative Winter Peak Savings (MW) | Achievable Economic TRC Potential | 0 | 0 | 0 | 0 | 0 | 0 | 0 | 0 | 0 | 0 | 0 | 0 | 0 | 0 | 0 | 0 | 0 | 0 | 0 | 0 | 0 | 0 | 0 | 0 | 0 | 0 | 0
F10_Commercial_OR - College_New_Food Preparation_Natural Gas_Broiler_A_Achievable Economic TRC Potential | F10 | Commercial | OR - College | New | Food Preparation | Natural Gas | Broiler | A | Purchases (Incremental) | Achievable Economic TRC Potential | 0 | 0 | 0 | 0 | 0 | 0 | 0 | 0 | 0 | 0 | 0 | 0 | 0 | 0 | 0 | 0 | 0 | 0 | 0 | 0 | 0 | 0 | 0 | 0 | 0 | 0 | 0
F11_Commercial_OR - College_New_Food Preparation_Natural Gas_Broiler_A_Achievable Economic TRC Potential | F11 | Commercial | OR - College | New | Food Preparation | Natural Gas | Broiler | A | Purchases (Cumulative) | Achievable Economic TRC Potential | 0 | 0 | 0 | 0 | 0 | 0 | 0 | 0 | 0 | 0 | 0 | 0 | 0 | 0 | 0 | 0 | 0 | 0 | 0 | 0 | 0 | 0 | 0 | 0 | 0 | 0 | 0
F1_Commercial_OR - College_New_Food Preparation_Natural Gas_Griddle_A_Achievable Economic TRC Potential | F1 | Commercial | OR - College | New | Food Preparation | Natural Gas | Griddle | A | Integrated Unit Energy Savings (kWh or therms) | Achievable Economic TRC Potential | 0 | 0 | 0 | 0 | 0 | 0 | 0 | 0 | 0 | 0 | 0 | 0 | 0 | 0 | 0 | 0 | 0 | 0 | 0 | 0 | 0 | 0 | 0 | 0 | 0 | 0 | 0
F2_Commercial_OR - College_New_Food Preparation_Natural Gas_Griddle_A_Achievable Economic TRC Potential | F2 | Commercial | OR - College | New | Food Preparation | Natural Gas | Griddle | A | Integrated Unit Summer Peak Savings (kW) | Achievable Economic TRC Potential | 0 | 0 | 0 | 0 | 0 | 0 | 0 | 0 | 0 | 0 | 0 | 0 | 0 | 0 | 0 | 0 | 0 | 0 | 0 | 0 | 0 | 0 | 0 | 0 | 0 | 0 | 0
F3_Commercial_OR - College_New_Food Preparation_Natural Gas_Griddle_A_Achievable Economic TRC Potential | F3 | Commercial | OR - College | New | Food Preparation | Natural Gas | Griddle | A | Integrated Unit Winter Peak Savings (kW) | Achievable Economic TRC Potential | 0 | 0 | 0 | 0 | 0 | 0 | 0 | 0 | 0 | 0 | 0 | 0 | 0 | 0 | 0 | 0 | 0 | 0 | 0 | 0 | 0 | 0 | 0 | 0 | 0 | 0 | 0
F4_Commercial_OR - College_New_Food Preparation_Natural Gas_Griddle_A_Achievable Economic TRC Potential | F4 | Commercial | OR - College | New | Food Preparation | Natural Gas | Griddle | A | Incremental Energy Savings (MWh or mTherms) | Achievable Economic TRC Potential | 0 | 0 | 0 | 0 | 0 | 0 | 0 | 0 | 0 | 0 | 0 | 0 | 0 | 0 | 0 | 0 | 0 | 0 | 0 | 0 | 0 | 0 | 0 | 0 | 0 | 0 | 0
F5_Commercial_OR - College_New_Food Preparation_Natural Gas_Griddle_A_Achievable Economic TRC Potential | F5 | Commercial | OR - College | New | Food Preparation | Natural Gas | Griddle | A | Incremental Summer Peak Savings (MW) | Achievable Economic TRC Potential | 0 | 0 | 0 | 0 | 0 | 0 | 0 | 0 | 0 | 0 | 0 | 0 | 0 | 0 | 0 | 0 | 0 | 0 | 0 | 0 | 0 | 0 | 0 | 0 | 0 | 0 | 0
F6_Commercial_OR - College_New_Food Preparation_Natural Gas_Griddle_A_Achievable Economic TRC Potential | F6 | Commercial | OR - College | New | Food Preparation | Natural Gas | Griddle | A | Incremental Winter Peak Savings (MW) | Achievable Economic TRC Potential | 0 | 0 | 0 | 0 | 0 | 0 | 0 | 0 | 0 | 0 | 0 | 0 | 0 | 0 | 0 | 0 | 0 | 0 | 0 | 0 | 0 | 0 | 0 | 0 | 0 | 0 | 0
F7_Commercial_OR - College_New_Food Preparation_Natural Gas_Griddle_A_Achievable Economic TRC Potential | F7 | Commercial | OR - College | New | Food Preparation | Natural Gas | Griddle | A | Cumulative Energy Savings (MWh or mTherms) | Achievable Economic TRC Potential | 0 | 0 | 0 | 0 | 0 | 0 | 0 | 0 | 0 | 0 | 0 | 0 | 0 | 0 | 0 | 0 | 0 | 0 | 0 | 0 | 0 | 0 | 0 | 0 | 0 | 0 | 0
F8_Commercial_OR - College_New_Food Preparation_Natural Gas_Griddle_A_Achievable Economic TRC Potential | F8 | Commercial | OR - College | New | Food Preparation | Natural Gas | Griddle | A | Cumulative Summer Peak Savings (MW) | Achievable Economic TRC Potential | 0 | 0 | 0 | 0 | 0 | 0 | 0 | 0 | 0 | 0 | 0 | 0 | 0 | 0 | 0 | 0 | 0 | 0 | 0 | 0 | 0 | 0 | 0 | 0 | 0 | 0 | 0
F9_Commercial_OR - College_New_Food Preparation_Natural Gas_Griddle_A_Achievable Economic TRC Potential | F9 | Commercial | OR - College | New | Food Preparation | Natural Gas | Griddle | A | Cumulative Winter Peak Savings (MW) | Achievable Economic TRC Potential | 0 | 0 | 0 | 0 | 0 | 0 | 0 | 0 | 0 | 0 | 0 | 0 | 0 | 0 | 0 | 0 | 0 | 0 | 0 | 0 | 0 | 0 | 0 | 0 | 0 | 0 | 0
F10_Commercial_OR - College_New_Food Preparation_Natural Gas_Griddle_A_Achievable Economic TRC Potential | F10 | Commercial | OR - College | New | Food Preparation | Natural Gas | Griddle | A | Purchases (Incremental) | Achievable Economic TRC Potential | 0 | 0 | 0 | 0 | 0 | 0 | 0 | 0 | 0 | 0 | 0 | 0 | 0 | 0 | 0 | 0 | 0 | 0 | 0 | 0 | 0 | 0 | 0 | 0 | 0 | 0 | 0
F11_Commercial_OR - College_New_Food Preparation_Natural Gas_Griddle_A_Achievable Economic TRC Potential | F11 | Commercial | OR - College | New | Food Preparation | Natural Gas | Griddle | A | Purchases (Cumulative) | Achievable Economic TRC Potential | 0 | 0 | 0 | 0 | 0 | 0 | 0 | 0 | 0 | 0 | 0 | 0 | 0 | 0 | 0 | 0 | 0 | 0 | 0 | 0 | 0 | 0 | 0 | 0 | 0 | 0 | 0
F1_Commercial_OR - College_New_Food Preparation_Natural Gas_Range_A_Achievable Economic TRC Potential | F1 | Commercial | OR - College | New | Food Preparation | Natural Gas | Range | A | Integrated Unit Energy Savings (kWh or therms) | Achievable Economic TRC Potential | 0 | 0 | 0 | 0 | 0 | 0 | 0 | 0 | 0 | 0 | 0 | 0 | 0 | 0 | 0 | 0 | 0 | 0 | 0 | 0 | 0 | 0 | 0 | 0 | 0 | 0 | 0
F2_Commercial_OR - College_New_Food Preparation_Natural Gas_Range_A_Achievable Economic TRC Potential | F2 | Commercial | OR - College | New | Food Preparation | Natural Gas | Range | A | Integrated Unit Summer Peak Savings (kW) | Achievable Economic TRC Potential | 0 | 0 | 0 | 0 | 0 | 0 | 0 | 0 | 0 | 0 | 0 | 0 | 0 | 0 | 0 | 0 | 0 | 0 | 0 | 0 | 0 | 0 | 0 | 0 | 0 | 0 | 0
F3_Commercial_OR - College_New_Food Preparation_Natural Gas_Range_A_Achievable Economic TRC Potential | F3 | Commercial | OR - College | New | Food Preparation | Natural Gas | Range | A | Integrated Unit Winter Peak Savings (kW) | Achievable Economic TRC Potential | 0 | 0 | 0 | 0 | 0 | 0 | 0 | 0 | 0 | 0 | 0 | 0 | 0 | 0 | 0 | 0 | 0 | 0 | 0 | 0 | 0 | 0 | 0 | 0 | 0 | 0 | 0
F4_Commercial_OR - College_New_Food Preparation_Natural Gas_Range_A_Achievable Economic TRC Potential | F4 | Commercial | OR - College | New | Food Preparation | Natural Gas | Range | A | Incremental Energy Savings (MWh or mTherms) | Achievable Economic TRC Potential | 0 | 0 | 0 | 0 | 0 | 0 | 0 | 0 | 0 | 0 | 0 | 0 | 0 | 0 | 0 | 0 | 0 | 0 | 0 | 0 | 0 | 0 | 0 | 0 | 0 | 0 | 0
F5_Commercial_OR - College_New_Food Preparation_Natural Gas_Range_A_Achievable Economic TRC Potential | F5 | Commercial | OR - College | New | Food Preparation | Natural Gas | Range | A | Incremental Summer Peak Savings (MW) | Achievable Economic TRC Potential | 0 | 0 | 0 | 0 | 0 | 0 | 0 | 0 | 0 | 0 | 0 | 0 | 0 | 0 | 0 | 0 | 0 | 0 | 0 | 0 | 0 | 0 | 0 | 0 | 0 | 0 | 0
F6_Commercial_OR - College_New_Food Preparation_Natural Gas_Range_A_Achievable Economic TRC Potential | F6 | Commercial | OR - College | New | Food Preparation | Natural Gas | Range | A | Incremental Winter Peak Savings (MW) | Achievable Economic TRC Potential | 0 | 0 | 0 | 0 | 0 | 0 | 0 | 0 | 0 | 0 | 0 | 0 | 0 | 0 | 0 | 0 | 0 | 0 | 0 | 0 | 0 | 0 | 0 | 0 | 0 | 0 | 0
F7_Commercial_OR - College_New_Food Preparation_Natural Gas_Range_A_Achievable Economic TRC Potential | F7 | Commercial | OR - College | New | Food Preparation | Natural Gas | Range | A | Cumulative Energy Savings (MWh or mTherms) | Achievable Economic TRC Potential | 0 | 0 | 0 | 0 | 0 | 0 | 0 | 0 | 0 | 0 | 0 | 0 | 0 | 0 | 0 | 0 | 0 | 0 | 0 | 0 | 0 | 0 | 0 | 0 | 0 | 0 | 0
F8_Commercial_OR - College_New_Food Preparation_Natural Gas_Range_A_Achievable Economic TRC Potential | F8 | Commercial | OR - College | New | Food Preparation | Natural Gas | Range | A | Cumulative Summer Peak Savings (MW) | Achievable Economic TRC Potential | 0 | 0 | 0 | 0 | 0 | 0 | 0 | 0 | 0 | 0 | 0 | 0 | 0 | 0 | 0 | 0 | 0 | 0 | 0 | 0 | 0 | 0 | 0 | 0 | 0 | 0 | 0
F9_Commercial_OR - College_New_Food Preparation_Natural Gas_Range_A_Achievable Economic TRC Potential | F9 | Commercial | OR - College | New | Food Preparation | Natural Gas | Range | A | Cumulative Winter Peak Savings (MW) | Achievable Economic TRC Potential | 0 | 0 | 0 | 0 | 0 | 0 | 0 | 0 | 0 | 0 | 0 | 0 | 0 | 0 | 0 | 0 | 0 | 0 | 0 | 0 | 0 | 0 | 0 | 0 | 0 | 0 | 0
F10_Commercial_OR - College_New_Food Preparation_Natural Gas_Range_A_Achievable Economic TRC Potential | F10 | Commercial | OR - College | New | Food Preparation | Natural Gas | Range | A | Purchases (Incremental) | Achievable Economic TRC Potential | 0 | 0 | 0 | 0 | 0 | 0 | 0 | 0 | 0 | 0 | 0 | 0 | 0 | 0 | 0 | 0 | 0 | 0 | 0 | 0 | 0 | 0 | 0 | 0 | 0 | 0 | 0
F11_Commercial_OR - College_New_Food Preparation_Natural Gas_Range_A_Achievable Economic TRC Potential | F11 | Commercial | OR - College | New | Food Preparation | Natural Gas | Range | A | Purchases (Cumulative) | Achievable Economic TRC Potential | 0 | 0 | 0 | 0 | 0 | 0 | 0 | 0 | 0 | 0 | 0 | 0 | 0 | 0 | 0 | 0 | 0 | 0 | 0 | 0 | 0 | 0 | 0 | 0 | 0 | 0 | 0
F1_Commercial_OR - College_New_Food Preparation_Natural Gas_Steamer_A_Achievable Economic TRC Potential | F1 | Commercial | OR - College | New | Food Preparation | Natural Gas | Steamer | A | Integrated Unit Energy Savings (kWh or therms) | Achievable Economic TRC Potential | 0 | 0 | 0 | 0 | 0 | 0 | 0 | 0 | 0 | 0 | 0 | 0 | 0 | 0 | 0 | 0 | 0 | 0 | 0 | 0 | 0 | 0 | 0 | 0 | 0 | 0 | 0
F2_Commercial_OR - College_New_Food Preparation_Natural Gas_Steamer_A_Achievable Economic TRC Potential | F2 | Commercial | OR - College | New | Food Preparation | Natural Gas | Steamer | A | Integrated Unit Summer Peak Savings (kW) | Achievable Economic TRC Potential | 0 | 0 | 0 | 0 | 0 | 0 | 0 | 0 | 0 | 0 | 0 | 0 | 0 | 0 | 0 | 0 | 0 | 0 | 0 | 0 | 0 | 0 | 0 | 0 | 0 | 0 | 0
F3_Commercial_OR - College_New_Food Preparation_Natural Gas_Steamer_A_Achievable Economic TRC Potential | F3 | Commercial | OR - College | New | Food Preparation | Natural Gas | Steamer | A | Integrated Unit Winter Peak Savings (kW) | Achievable Economic TRC Potential | 0 | 0 | 0 | 0 | 0 | 0 | 0 | 0 | 0 | 0 | 0 | 0 | 0 | 0 | 0 | 0 | 0 | 0 | 0 | 0 | 0 | 0 | 0 | 0 | 0 | 0 | 0
F4_Commercial_OR - College_New_Food Preparation_Natural Gas_Steamer_A_Achievable Economic TRC Potential | F4 | Commercial | OR - College | New | Food Preparation | Natural Gas | Steamer | A | Incremental Energy Savings (MWh or mTherms) | Achievable Economic TRC Potential | 0 | 0 | 0 | 0 | 0 | 0 | 0 | 0 | 0 | 0 | 0 | 0 | 0 | 0 | 0 | 0 | 0 | 0 | 0 | 0 | 0 | 0 | 0 | 0 | 0 | 0 | 0
F5_Commercial_OR - College_New_Food Preparation_Natural Gas_Steamer_A_Achievable Economic TRC Potential | F5 | Commercial | OR - College | New | Food Preparation | Natural Gas | Steamer | A | Incremental Summer Peak Savings (MW) | Achievable Economic TRC Potential | 0 | 0 | 0 | 0 | 0 | 0 | 0 | 0 | 0 | 0 | 0 | 0 | 0 | 0 | 0 | 0 | 0 | 0 | 0 | 0 | 0 | 0 | 0 | 0 | 0 | 0 | 0
F6_Commercial_OR - College_New_Food Preparation_Natural Gas_Steamer_A_Achievable Economic TRC Potential | F6 | Commercial | OR - College | New | Food Preparation | Natural Gas | Steamer | A | Incremental Winter Peak Savings (MW) | Achievable Economic TRC Potential | 0 | 0 | 0 | 0 | 0 | 0 | 0 | 0 | 0 | 0 | 0 | 0 | 0 | 0 | 0 | 0 | 0 | 0 | 0 | 0 | 0 | 0 | 0 | 0 | 0 | 0 | 0
F7_Commercial_OR - College_New_Food Preparation_Natural Gas_Steamer_A_Achievable Economic TRC Potential | F7 | Commercial | OR - College | New | Food Preparation | Natural Gas | Steamer | A | Cumulative Energy Savings (MWh or mTherms) | Achievable Economic TRC Potential | 0 | 0 | 0 | 0 | 0 | 0 | 0 | 0 | 0 | 0 | 0 | 0 | 0 | 0 | 0 | 0 | 0 | 0 | 0 | 0 | 0 | 0 | 0 | 0 | 0 | 0 | 0
F8_Commercial_OR - College_New_Food Preparation_Natural Gas_Steamer_A_Achievable Economic TRC Potential | F8 | Commercial | OR - College | New | Food Preparation | Natural Gas | Steamer | A | Cumulative Summer Peak Savings (MW) | Achievable Economic TRC Potential | 0 | 0 | 0 | 0 | 0 | 0 | 0 | 0 | 0 | 0 | 0 | 0 | 0 | 0 | 0 | 0 | 0 | 0 | 0 | 0 | 0 | 0 | 0 | 0 | 0 | 0 | 0
F9_Commercial_OR - College_New_Food Preparation_Natural Gas_Steamer_A_Achievable Economic TRC Potential | F9 | Commercial | OR - College | New | Food Preparation | Natural Gas | Steamer | A | Cumulative Winter Peak Savings (MW) | Achievable Economic TRC Potential | 0 | 0 | 0 | 0 | 0 | 0 | 0 | 0 | 0 | 0 | 0 | 0 | 0 | 0 | 0 | 0 | 0 | 0 | 0 | 0 | 0 | 0 | 0 | 0 | 0 | 0 | 0
F10_Commercial_OR - College_New_Food Preparation_Natural Gas_Steamer_A_Achievable Economic TRC Potential | F10 | Commercial | OR - College | New | Food Preparation | Natural Gas | Steamer | A | Purchases (Incremental) | Achievable Economic TRC Potential | 0 | 0 | 0 | 0 | 0 | 0 | 0 | 0 | 0 | 0 | 0 | 0 | 0 | 0 | 0 | 0 | 0 | 0 | 0 | 0 | 0 | 0 | 0 | 0 | 0 | 0 | 0
F11_Commercial_OR - College_New_Food Preparation_Natural Gas_Steamer_A_Achievable Economic TRC Potential | F11 | Commercial | OR - College | New | Food Preparation | Natural Gas | Steamer | A | Purchases (Cumulative) | Achievable Economic TRC Potential | 0 | 0 | 0 | 0 | 0 | 0 | 0 | 0 | 0 | 0 | 0 | 0 | 0 | 0 | 0 | 0 | 0 | 0 | 0 | 0 | 0 | 0 | 0 | 0 | 0 | 0 | 0
F1_Commercial_OR - College_New_Food Preparation_Natural Gas_Commercial Food Prep Other_A_Achievable Economic TRC Potential | F1 | Commercial | OR - College | New | Food Preparation | Natural Gas | Commercial Food Prep Other | A | Integrated Unit Energy Savings (kWh or therms) | Achievable Economic TRC Potential | 0 | 0 | 0 | 0 | 0 | 0 | 0 | 0 | 0 | 0 | 0 | 0 | 0 | 0 | 0 | 0 | 0 | 0 | 0 | 0 | 0 | 0 | 0 | 0 | 0 | 0 | 0
F2_Commercial_OR - College_New_Food Preparation_Natural Gas_Commercial Food Prep Other_A_Achievable Economic TRC Potential | F2 | Commercial | OR - College | New | Food Preparation | Natural Gas | Commercial Food Prep Other | A | Integrated Unit Summer Peak Savings (kW) | Achievable Economic TRC Potential | 0 | 0 | 0 | 0 | 0 | 0 | 0 | 0 | 0 | 0 | 0 | 0 | 0 | 0 | 0 | 0 | 0 | 0 | 0 | 0 | 0 | 0 | 0 | 0 | 0 | 0 | 0
F3_Commercial_OR - College_New_Food Preparation_Natural Gas_Commercial Food Prep Other_A_Achievable Economic TRC Potential | F3 | Commercial | OR - College | New | Food Preparation | Natural Gas | Commercial Food Prep Other | A | Integrated Unit Winter Peak Savings (kW) | Achievable Economic TRC Potential | 0 | 0 | 0 | 0 | 0 | 0 | 0 | 0 | 0 | 0 | 0 | 0 | 0 | 0 | 0 | 0 | 0 | 0 | 0 | 0 | 0 | 0 | 0 | 0 | 0 | 0 | 0
F4_Commercial_OR - College_New_Food Preparation_Natural Gas_Commercial Food Prep Other_A_Achievable Economic TRC Potential | F4 | Commercial | OR - College | New | Food Preparation | Natural Gas | Commercial Food Prep Other | A | Incremental Energy Savings (MWh or mTherms) | Achievable Economic TRC Potential | 0 | 0 | 0 | 0 | 0 | 0 | 0 | 0 | 0 | 0 | 0 | 0 | 0 | 0 | 0 | 0 | 0 | 0 | 0 | 0 | 0 | 0 | 0 | 0 | 0 | 0 | 0
F5_Commercial_OR - College_New_Food Preparation_Natural Gas_Commercial Food Prep Other_A_Achievable Economic TRC Potential | F5 | Commercial | OR - College | New | Food Preparation | Natural Gas | Commercial Food Prep Other | A | Incremental Summer Peak Savings (MW) | Achievable Economic TRC Potential | 0 | 0 | 0 | 0 | 0 | 0 | 0 | 0 | 0 | 0 | 0 | 0 | 0 | 0 | 0 | 0 | 0 | 0 | 0 | 0 | 0 | 0 | 0 | 0 | 0 | 0 | 0
F6_Commercial_OR - College_New_Food Preparation_Natural Gas_Commercial Food Prep Other_A_Achievable Economic TRC Potential | F6 | Commercial | OR - College | New | Food Preparation | Natural Gas | Commercial Food Prep Other | A | Incremental Winter Peak Savings (MW) | Achievable Economic TRC Potential | 0 | 0 | 0 | 0 | 0 | 0 | 0 | 0 | 0 | 0 | 0 | 0 | 0 | 0 | 0 | 0 | 0 | 0 | 0 | 0 | 0 | 0 | 0 | 0 | 0 | 0 | 0
F7_Commercial_OR - College_New_Food Preparation_Natural Gas_Commercial Food Prep Other_A_Achievable Economic TRC Potential | F7 | Commercial | OR - College | New | Food Preparation | Natural Gas | Commercial Food Prep Other | A | Cumulative Energy Savings (MWh or mTherms) | Achievable Economic TRC Potential | 0 | 0 | 0 | 0 | 0 | 0 | 0 | 0 | 0 | 0 | 0 | 0 | 0 | 0 | 0 | 0 | 0 | 0 | 0 | 0 | 0 | 0 | 0 | 0 | 0 | 0 | 0
F8_Commercial_OR - College_New_Food Preparation_Natural Gas_Commercial Food Prep Other_A_Achievable Economic TRC Potential | F8 | Commercial | OR - College | New | Food Preparation | Natural Gas | Commercial Food Prep Other | A | Cumulative Summer Peak Savings (MW) | Achievable Economic TRC Potential | 0 | 0 | 0 | 0 | 0 | 0 | 0 | 0 | 0 | 0 | 0 | 0 | 0 | 0 | 0 | 0 | 0 | 0 | 0 | 0 | 0 | 0 | 0 | 0 | 0 | 0 | 0
F9_Commercial_OR - College_New_Food Preparation_Natural Gas_Commercial Food Prep Other_A_Achievable Economic TRC Potential | F9 | Commercial | OR - College | New | Food Preparation | Natural Gas | Commercial Food Prep Other | A | Cumulative Winter Peak Savings (MW) | Achievable Economic TRC Potential | 0 | 0 | 0 | 0 | 0 | 0 | 0 | 0 | 0 | 0 | 0 | 0 | 0 | 0 | 0 | 0 | 0 | 0 | 0 | 0 | 0 | 0 | 0 | 0 | 0 | 0 | 0
F10_Commercial_OR - College_New_Food Preparation_Natural Gas_Commercial Food Prep Other_A_Achievable Economic TRC Potential | F10 | Commercial | OR - College | New | Food Preparation | Natural Gas | Commercial Food Prep Other | A | Purchases (Incremental) | Achievable Economic TRC Potential | 0 | 0 | 0 | 0 | 0 | 0 | 0 | 0 | 0 | 0 | 0 | 0 | 0 | 0 | 0 | 0 | 0 | 0 | 0 | 0 | 0 | 0 | 0 | 0 | 0 | 0 | 0
F11_Commercial_OR - College_New_Food Preparation_Natural Gas_Commercial Food Prep Other_A_Achievable Economic TRC Potential | F11 | Commercial | OR - College | New | Food Preparation | Natural Gas | Commercial Food Prep Other | A | Purchases (Cumulative) | Achievable Economic TRC Potential | 0 | 0 | 0 | 0 | 0 | 0 | 0 | 0 | 0 | 0 | 0 | 0 | 0 | 0 | 0 | 0 | 0 | 0 | 0 | 0 | 0 | 0 | 0 | 0 | 0 | 0 | 0
F1_Commercial_OR - College_New_Miscellaneous_Natural Gas_Pool Heater_A_Achievable Economic TRC Potential | F1 | Commercial | OR - College | New | Miscellaneous | Natural Gas | Pool Heater | A | Integrated Unit Energy Savings (kWh or therms) | Achievable Economic TRC Potential | 0 | 0 | 0 | 0 | 0 | 0 | 0 | 0 | 0 | 0 | 0 | 0 | 0 | 0 | 0 | 0 | 0 | 0 | 0 | 0 | 0 | 0 | 0 | 0 | 0 | 0 | 0
F2_Commercial_OR - College_New_Miscellaneous_Natural Gas_Pool Heater_A_Achievable Economic TRC Potential | F2 | Commercial | OR - College | New | Miscellaneous | Natural Gas | Pool Heater | A | Integrated Unit Summer Peak Savings (kW) | Achievable Economic TRC Potential | 0 | 0 | 0 | 0 | 0 | 0 | 0 | 0 | 0 | 0 | 0 | 0 | 0 | 0 | 0 | 0 | 0 | 0 | 0 | 0 | 0 | 0 | 0 | 0 | 0 | 0 | 0
F3_Commercial_OR - College_New_Miscellaneous_Natural Gas_Pool Heater_A_Achievable Economic TRC Potential | F3 | Commercial | OR - College | New | Miscellaneous | Natural Gas | Pool Heater | A | Integrated Unit Winter Peak Savings (kW) | Achievable Economic TRC Potential | 0 | 0 | 0 | 0 | 0 | 0 | 0 | 0 | 0 | 0 | 0 | 0 | 0 | 0 | 0 | 0 | 0 | 0 | 0 | 0 | 0 | 0 | 0 | 0 | 0 | 0 | 0
F4_Commercial_OR - College_New_Miscellaneous_Natural Gas_Pool Heater_A_Achievable Economic TRC Potential | F4 | Commercial | OR - College | New | Miscellaneous | Natural Gas | Pool Heater | A | Incremental Energy Savings (MWh or mTherms) | Achievable Economic TRC Potential | 0 | 0 | 0 | 0 | 0 | 0 | 0 | 0 | 0 | 0 | 0 | 0 | 0 | 0 | 0 | 0 | 0 | 0 | 0 | 0 | 0 | 0 | 0 | 0 | 0 | 0 | 0
F5_Commercial_OR - College_New_Miscellaneous_Natural Gas_Pool Heater_A_Achievable Economic TRC Potential | F5 | Commercial | OR - College | New | Miscellaneous | Natural Gas | Pool Heater | A | Incremental Summer Peak Savings (MW) | Achievable Economic TRC Potential | 0 | 0 | 0 | 0 | 0 | 0 | 0 | 0 | 0 | 0 | 0 | 0 | 0 | 0 | 0 | 0 | 0 | 0 | 0 | 0 | 0 | 0 | 0 | 0 | 0 | 0 | 0
F6_Commercial_OR - College_New_Miscellaneous_Natural Gas_Pool Heater_A_Achievable Economic TRC Potential | F6 | Commercial | OR - College | New | Miscellaneous | Natural Gas | Pool Heater | A | Incremental Winter Peak Savings (MW) | Achievable Economic TRC Potential | 0 | 0 | 0 | 0 | 0 | 0 | 0 | 0 | 0 | 0 | 0 | 0 | 0 | 0 | 0 | 0 | 0 | 0 | 0 | 0 | 0 | 0 | 0 | 0 | 0 | 0 | 0
F7_Commercial_OR - College_New_Miscellaneous_Natural Gas_Pool Heater_A_Achievable Economic TRC Potential | F7 | Commercial | OR - College | New | Miscellaneous | Natural Gas | Pool Heater | A | Cumulative Energy Savings (MWh or mTherms) | Achievable Economic TRC Potential | 0 | 0 | 0 | 0 | 0 | 0 | 0 | 0 | 0 | 0 | 0 | 0 | 0 | 0 | 0 | 0 | 0 | 0 | 0 | 0 | 0 | 0 | 0 | 0 | 0 | 0 | 0
F8_Commercial_OR - College_New_Miscellaneous_Natural Gas_Pool Heater_A_Achievable Economic TRC Potential | F8 | Commercial | OR - College | New | Miscellaneous | Natural Gas | Pool Heater | A | Cumulative Summer Peak Savings (MW) | Achievable Economic TRC Potential | 0 | 0 | 0 | 0 | 0 | 0 | 0 | 0 | 0 | 0 | 0 | 0 | 0 | 0 | 0 | 0 | 0 | 0 | 0 | 0 | 0 | 0 | 0 | 0 | 0 | 0 | 0
F9_Commercial_OR - College_New_Miscellaneous_Natural Gas_Pool Heater_A_Achievable Economic TRC Potential | F9 | Commercial | OR - College | New | Miscellaneous | Natural Gas | Pool Heater | A | Cumulative Winter Peak Savings (MW) | Achievable Economic TRC Potential | 0 | 0 | 0 | 0 | 0 | 0 | 0 | 0 | 0 | 0 | 0 | 0 | 0 | 0 | 0 | 0 | 0 | 0 | 0 | 0 | 0 | 0 | 0 | 0 | 0 | 0 | 0
F10_Commercial_OR - College_New_Miscellaneous_Natural Gas_Pool Heater_A_Achievable Economic TRC Potential | F10 | Commercial | OR - College | New | Miscellaneous | Natural Gas | Pool Heater | A | Purchases (Incremental) | Achievable Economic TRC Potential | 0 | 0 | 0 | 0 | 0 | 0 | 0 | 0 | 0 | 0 | 0 | 0 | 0 | 0 | 0 | 0 | 0 | 0 | 0 | 0 | 0 | 0 | 0 | 0 | 0 | 0 | 0
F11_Commercial_OR - College_New_Miscellaneous_Natural Gas_Pool Heater_A_Achievable Economic TRC Potential | F11 | Commercial | OR - College | New | Miscellaneous | Natural Gas | Pool Heater | A | Purchases (Cumulative) | Achievable Economic TRC Potential | 0 | 0 | 0 | 0 | 0 | 0 | 0 | 0 | 0 | 0 | 0 | 0 | 0 | 0 | 0 | 0 | 0 | 0 | 0 | 0 | 0 | 0 | 0 | 0 | 0 | 0 | 0
F1_Commercial_OR - Health_Existing_Space Heating_Natural Gas_Furnace_A_Achievable Economic TRC Potential | F1 | Commercial | OR - Health | Existing | Space Heating | Natural Gas | Furnace | A | Integrated Unit Energy Savings (kWh or therms) | Achievable Economic TRC Potential | 0 | 122.2515 | 121.7774 | 82.9831 | 82.9831 | 82.9831 | 82.9831 | 82.9831 | 82.9831 | 82.9831 | 82.9831 | 82.9831 | 82.9831 | 82.9831 | 82.9831 | 82.9831 | 82.9831 | 82.9831 | 82.9831 | 82.9831 | 82.9831 | 82.9831 | 82.9831 | 82.9831 | 82.9831 | 82.9831 | 82.9831
F2_Commercial_OR - Health_Existing_Space Heating_Natural Gas_Furnace_A_Achievable Economic TRC Potential | F2 | Commercial | OR - Health | Existing | Space Heating | Natural Gas | Furnace | A | Integrated Unit Summer Peak Savings (kW) | Achievable Economic TRC Potential | 0 | 0 | 0 | 0 | 0 | 0 | 0 | 0 | 0 | 0 | 0 | 0 | 0 | 0 | 0 | 0 | 0 | 0 | 0 | 0 | 0 | 0 | 0 | 0 | 0 | 0 | 0
F3_Commercial_OR - Health_Existing_Space Heating_Natural Gas_Furnace_A_Achievable Economic TRC Potential | F3 | Commercial | OR - Health | Existing | Space Heating | Natural Gas | Furnace | A | Integrated Unit Winter Peak Savings (kW) | Achievable Economic TRC Potential | 0 | 0 | 0 | 0 | 0 | 0 | 0 | 0 | 0 | 0 | 0 | 0 | 0 | 0 | 0 | 0 | 0 | 0 | 0 | 0 | 0 | 0 | 0 | 0 | 0 | 0 | 0
F4_Commercial_OR - Health_Existing_Space Heating_Natural Gas_Furnace_A_Achievable Economic TRC Potential | F4 | Commercial | OR - Health | Existing | Space Heating | Natural Gas | Furnace | A | Incremental Energy Savings (MWh or mTherms) | Achievable Economic TRC Potential | 0 | 0 | 0.00034636 | 0.00041258 | 0.0010161 | 0.0021411 | 0.0040754 | 0.0071862 | 0.011906 | 0.018695 | 0.027744 | 0.039149 | 0.052751 | 0.068088 | 0.084403 | 0.10074 | 0.1161 | 0.12967 | 0.14093 | 0.13829 | 0.13387 | 0.1297 | 0.12436 | 0.11999 | 0.11653 | 0.11372 | 0.11179
F5_Commercial_OR - Health_Existing_Space Heating_Natural Gas_Furnace_A_Achievable Economic TRC Potential | F5 | Commercial | OR - Health | Existing | Space Heating | Natural Gas | Furnace | A | Incremental Summer Peak Savings (MW) | Achievable Economic TRC Potential | 0 | 0 | 0 | 0 | 0 | 0 | 0 | 0 | 0 | 0 | 0 | 0 | 0 | 0 | 0 | 0 | 0 | 0 | 0 | 0 | 0 | 0 | 0 | 0 | 0 | 0 | 0
F6_Commercial_OR - Health_Existing_Space Heating_Natural Gas_Furnace_A_Achievable Economic TRC Potential | F6 | Commercial | OR - Health | Existing | Space Heating | Natural Gas | Furnace | A | Incremental Winter Peak Savings (MW) | Achievable Economic TRC Potential | 0 | 0 | 0 | 0 | 0 | 0 | 0 | 0 | 0 | 0 | 0 | 0 | 0 | 0 | 0 | 0 | 0 | 0 | 0 | 0 | 0 | 0 | 0 | 0 | 0 | 0 | 0
F7_Commercial_OR - Health_Existing_Space Heating_Natural Gas_Furnace_A_Achievable Economic TRC Potential | F7 | Commercial | OR - Health | Existing | Space Heating | Natural Gas | Furnace | A | Cumulative Energy Savings (MWh or mTherms) | Achievable Economic TRC Potential | 0 | 0 | 0.00034636 | 0.0006486 | 0.0016647 | 0.0038059 | 0.0078812 | 0.015067 | 0.026973 | 0.045668 | 0.073412 | 0.11256 | 0.16531 | 0.2334 | 0.3178 | 0.41854 | 0.53465 | 0.66431 | 0.80524 | 0.94353 | 1.0774 | 1.2071 | 1.3315 | 1.4515 | 1.568 | 1.6817 | 1.7935
F8_Commercial_OR - Health_Existing_Space Heating_Natural Gas_Furnace_A_Achievable Economic TRC Potential | F8 | Commercial | OR - Health | Existing | Space Heating | Natural Gas | Furnace | A | Cumulative Summer Peak Savings (MW) | Achievable Economic TRC Potential | 0 | 0 | 0 | 0 | 0 | 0 | 0 | 0 | 0 | 0 | 0 | 0 | 0 | 0 | 0 | 0 | 0 | 0 | 0 | 0 | 0 | 0 | 0 | 0 | 0 | 0 | 0
F9_Commercial_OR - Health_Existing_Space Heating_Natural Gas_Furnace_A_Achievable Economic TRC Potential | F9 | Commercial | OR - Health | Existing | Space Heating | Natural Gas | Furnace | A | Cumulative Winter Peak Savings (MW) | Achievable Economic TRC Potential | 0 | 0 | 0 | 0 | 0 | 0 | 0 | 0 | 0 | 0 | 0 | 0 | 0 | 0 | 0 | 0 | 0 | 0 | 0 | 0 | 0 | 0 | 0 | 0 | 0 | 0 | 0
F10_Commercial_OR - Health_Existing_Space Heating_Natural Gas_Furnace_A_Achievable Economic TRC Potential | F10 | Commercial | OR - Health | Existing | Space Heating | Natural Gas | Furnace | A | Purchases (Incremental) | Achievable Economic TRC Potential | 0 | 0 | 0.0028442 | 0.0049718 | 0.012245 | 0.025802 | 0.049111 | 0.086598 | 0.14347 | 0.22529 | 0.33433 | 0.47177 | 0.63569 | 0.8205 | 1.0171 | 1.214 | 1.3991 | 1.5626 | 1.6983 | 1.6665 | 1.6133 | 1.563 | 1.4986 | 1.4459 | 1.4043 | 1.3704 | 1.3471
F11_Commercial_OR - Health_Existing_Space Heating_Natural Gas_Furnace_A_Achievable Economic TRC Potential | F11 | Commercial | OR - Health | Existing | Space Heating | Natural Gas | Furnace | A | Purchases (Cumulative) | Achievable Economic TRC Potential | 0 | 0 | 0.0028442 | 0.007816 | 0.020061 | 0.045863 | 0.094974 | 0.18157 | 0.32505 | 0.55033 | 0.88466 | 1.3564 | 1.9921 | 2.8126 | 3.8297 | 5.0437 | 6.4428 | 8.0054 | 9.7037 | 11.3702 | 12.9834 | 14.5465 | 16.0451 | 17.491 | 18.8953 | 20.2657 | 21.6128
F1_Commercial_OR - Health_Existing_Space Heating_Natural Gas_Boiler_A_Achievable Economic TRC Potential | F1 | Commercial | OR - Health | Existing | Space Heating | Natural Gas | Boiler | A | Integrated Unit Energy Savings (kWh or therms) | Achievable Economic TRC Potential | 0 | 431.2043 | 429.5322 | 429.5322 | 1202.4246 | 1202.4246 | 1202.4246 | 1202.4246 | 1202.4246 | 1202.4246 | 1202.4246 | 1202.4246 | 1202.4246 | 1202.4246 | 1202.4246 | 1202.4246 | 1202.4246 | 1202.4246 | 1202.4246 | 1202.4246 | 1202.4246 | 1202.4246 | 1202.4246 | 1202.4246 | 1202.4246 | 1202.4246 | 1202.4246
F2_Commercial_OR - Health_Existing_Space Heating_Natural Gas_Boiler_A_Achievable Economic TRC Potential | F2 | Commercial | OR - Health | Existing | Space Heating | Natural Gas | Boiler | A | Integrated Unit Summer Peak Savings (kW) | Achievable Economic TRC Potential | 0 | 0 | 0 | 0 | 0 | 0 | 0 | 0 | 0 | 0 | 0 | 0 | 0 | 0 | 0 | 0 | 0 | 0 | 0 | 0 | 0 | 0 | 0 | 0 | 0 | 0 | 0
F3_Commercial_OR - Health_Existing_Space Heating_Natural Gas_Boiler_A_Achievable Economic TRC Potential | F3 | Commercial | OR - Health | Existing | Space Heating | Natural Gas | Boiler | A | Integrated Unit Winter Peak Savings (kW) | Achievable Economic TRC Potential | 0 | 0 | 0 | 0 | 0 | 0 | 0 | 0 | 0 | 0 | 0 | 0 | 0 | 0 | 0 | 0 | 0 | 0 | 0 | 0 | 0 | 0 | 0 | 0 | 0 | 0 | 0
F4_Commercial_OR - Health_Existing_Space Heating_Natural Gas_Boiler_A_Achievable Economic TRC Potential | F4 | Commercial | OR - Health | Existing | Space Heating | Natural Gas | Boiler | A | Incremental Energy Savings (MWh or mTherms) | Achievable Economic TRC Potential | 0 | 0 | 0 | 0.29718 | 1.7384 | 2.2492 | 2.6538 | 3.0128 | 3.3273 | 3.5999 | 3.8343 | 4.0345 | 4.2045 | 4.3483 | 4.4625 | 4.5534 | 4.626 | 4.684 | 4.7306 | 4.7681 | 4.8072 | 4.8382 | 4.8377 | 4.8099 | 4.7879 | 4.771 | 4.7584
F5_Commercial_OR - Health_Existing_Space Heating_Natural Gas_Boiler_A_Achievable Economic TRC Potential | F5 | Commercial | OR - Health | Existing | Space Heating | Natural Gas | Boiler | A | Incremental Summer Peak Savings (MW) | Achievable Economic TRC Potential | 0 | 0 | 0 | 0 | 0 | 0 | 0 | 0 | 0 | 0 | 0 | 0 | 0 | 0 | 0 | 0 | 0 | 0 | 0 | 0 | 0 | 0 | 0 | 0 | 0 | 0 | 0
F6_Commercial_OR - Health_Existing_Space Heating_Natural Gas_Boiler_A_Achievable Economic TRC Potential | F6 | Commercial | OR - Health | Existing | Space Heating | Natural Gas | Boiler | A | Incremental Winter Peak Savings (MW) | Achievable Economic TRC Potential | 0 | 0 | 0 | 0 | 0 | 0 | 0 | 0 | 0 | 0 | 0 | 0 | 0 | 0 | 0 | 0 | 0 | 0 | 0 | 0 | 0 | 0 | 0 | 0 | 0 | 0 | 0
F7_Commercial_OR - Health_Existing_Space Heating_Natural Gas_Boiler_A_Achievable Economic TRC Potential | F7 | Commercial | OR - Health | Existing | Space Heating | Natural Gas | Boiler | A | Cumulative Energy Savings (MWh or mTherms) | Achievable Economic TRC Potential | 0 | 0 | 0 | 0.29718 | 1.9821 | 4.2312 | 6.8851 | 9.8979 | 13.2251 | 16.825 | 20.6593 | 24.6938 | 28.8983 | 33.2466 | 37.709 | 42.2624 | 46.8884 | 51.5724 | 56.303 | 61.0712 | 65.8784 | 70.7166 | 75.5543 | 80.3642 | 85.1521 | 89.923 | 94.6814
F8_Commercial_OR - Health_Existing_Space Heating_Natural Gas_Boiler_A_Achievable Economic TRC Potential | F8 | Commercial | OR - Health | Existing | Space Heating | Natural Gas | Boiler | A | Cumulative Summer Peak Savings (MW) | Achievable Economic TRC Potential | 0 | 0 | 0 | 0 | 0 | 0 | 0 | 0 | 0 | 0 | 0 | 0 | 0 | 0 | 0 | 0 | 0 | 0 | 0 | 0 | 0 | 0 | 0 | 0 | 0 | 0 | 0
F9_Commercial_OR - Health_Existing_Space Heating_Natural Gas_Boiler_A_Achievable Economic TRC Potential | F9 | Commercial | OR - Health | Existing | Space Heating | Natural Gas | Boiler | A | Cumulative Winter Peak Savings (MW) | Achievable Economic TRC Potential | 0 | 0 | 0 | 0 | 0 | 0 | 0 | 0 | 0 | 0 | 0 | 0 | 0 | 0 | 0 | 0 | 0 | 0 | 0 | 0 | 0 | 0 | 0 | 0 | 0 | 0 | 0
F10_Commercial_OR - Health_Existing_Space Heating_Natural Gas_Boiler_A_Achievable Economic TRC Potential | F10 | Commercial | OR - Health | Existing | Space Heating | Natural Gas | Boiler | A | Purchases (Incremental) | Achievable Economic TRC Potential | 0 | 0 | 0 | 0.69186 | 1.4457 | 1.8705 | 2.2071 | 2.5056 | 2.7671 | 2.9938 | 3.1888 | 3.3553 | 3.4967 | 3.6162 | 3.7112 | 3.7868 | 3.8472 | 3.8955 | 3.9342 | 3.9654 | 3.9979 | 4.0237 | 4.0233 | 4.0001 | 3.9819 | 3.9678 | 3.9573
F11_Commercial_OR - Health_Existing_Space Heating_Natural Gas_Boiler_A_Achievable Economic TRC Potential | F11 | Commercial | OR - Health | Existing | Space Heating | Natural Gas | Boiler | A | Purchases (Cumulative) | Achievable Economic TRC Potential | 0 | 0 | 0 | 0.69186 | 2.1376 | 4.0081 | 6.2152 | 8.7208 | 11.4879 | 14.4818 | 17.6706 | 21.0259 | 24.5226 | 28.1388 | 31.85 | 35.6369 | 39.4841 | 43.3796 | 47.3138 | 51.2792 | 55.2771 | 59.3009 | 63.3242 | 67.3243 | 71.3062 | 75.2739 | 79.2313
F1_Commercial_OR - Health_Existing_Space Heating_Natural Gas_Unit Heater_A_Achievable Economic TRC Potential | F1 | Commercial | OR - Health | Existing | Space Heating | Natural Gas | Unit Heater | A | Integrated Unit Energy Savings (kWh or therms) | Achievable Economic TRC Potential | 0 | 0 | 0 | 0 | 0 | 0 | 0 | 0 | 0 | 0 | 0 | 0 | 0 | 0 | 0 | 0 | 0 | 0 | 0 | 0 | 0 | 0 | 0 | 0 | 0 | 0 | 0
F2_Commercial_OR - Health_Existing_Space Heating_Natural Gas_Unit Heater_A_Achievable Economic TRC Potential | F2 | Commercial | OR - Health | Existing | Space Heating | Natural Gas | Unit Heater | A | Integrated Unit Summer Peak Savings (kW) | Achievable Economic TRC Potential | 0 | 0 | 0 | 0 | 0 | 0 | 0 | 0 | 0 | 0 | 0 | 0 | 0 | 0 | 0 | 0 | 0 | 0 | 0 | 0 | 0 | 0 | 0 | 0 | 0 | 0 | 0
F3_Commercial_OR - Health_Existing_Space Heating_Natural Gas_Unit Heater_A_Achievable Economic TRC Potential | F3 | Commercial | OR - Health | Existing | Space Heating | Natural Gas | Unit Heater | A | Integrated Unit Winter Peak Savings (kW) | Achievable Economic TRC Potential | 0 | 0 | 0 | 0 | 0 | 0 | 0 | 0 | 0 | 0 | 0 | 0 | 0 | 0 | 0 | 0 | 0 | 0 | 0 | 0 | 0 | 0 | 0 | 0 | 0 | 0 | 0
F4_Commercial_OR - Health_Existing_Space Heating_Natural Gas_Unit Heater_A_Achievable Economic TRC Potential | F4 | Commercial | OR - Health | Existing | Space Heating | Natural Gas | Unit Heater | A | Incremental Energy Savings (MWh or mTherms) | Achievable Economic TRC Potential | 0 | 0 | 0 | 0 | 0 | 0 | 0 | 0 | 0 | 0 | 0 | 0 | 0 | 0 | 0 | 0 | 0 | 0 | 0 | 0 | 0 | 0 | 0 | 0 | 0 | 0 | 0
F5_Commercial_OR - Health_Existing_Space Heating_Natural Gas_Unit Heater_A_Achievable Economic TRC Potential | F5 | Commercial | OR - Health | Existing | Space Heating | Natural Gas | Unit Heater | A | Incremental Summer Peak Savings (MW) | Achievable Economic TRC Potential | 0 | 0 | 0 | 0 | 0 | 0 | 0 | 0 | 0 | 0 | 0 | 0 | 0 | 0 | 0 | 0 | 0 | 0 | 0 | 0 | 0 | 0 | 0 | 0 | 0 | 0 | 0
F6_Commercial_OR - Health_Existing_Space Heating_Natural Gas_Unit Heater_A_Achievable Economic TRC Potential | F6 | Commercial | OR - Health | Existing | Space Heating | Natural Gas | Unit Heater | A | Incremental Winter Peak Savings (MW) | Achievable Economic TRC Potential | 0 | 0 | 0 | 0 | 0 | 0 | 0 | 0 | 0 | 0 | 0 | 0 | 0 | 0 | 0 | 0 | 0 | 0 | 0 | 0 | 0 | 0 | 0 | 0 | 0 | 0 | 0
F7_Commercial_OR - Health_Existing_Space Heating_Natural Gas_Unit Heater_A_Achievable Economic TRC Potential | F7 | Commercial | OR - Health | Existing | Space Heating | Natural Gas | Unit Heater | A | Cumulative Energy Savings (MWh or mTherms) | Achievable Economic TRC Potential | 0 | 0 | 0 | 0 | 0 | 0 | 0 | 0 | 0 | 0 | 0 | 0 | 0 | 0 | 0 | 0 | 0 | 0 | 0 | 0 | 0 | 0 | 0 | 0 | 0 | 0 | 0
F8_Commercial_OR - Health_Existing_Space Heating_Natural Gas_Unit Heater_A_Achievable Economic TRC Potential | F8 | Commercial | OR - Health | Existing | Space Heating | Natural Gas | Unit Heater | A | Cumulative Summer Peak Savings (MW) | Achievable Economic TRC Potential | 0 | 0 | 0 | 0 | 0 | 0 | 0 | 0 | 0 | 0 | 0 | 0 | 0 | 0 | 0 | 0 | 0 | 0 | 0 | 0 | 0 | 0 | 0 | 0 | 0 | 0 | 0
F9_Commercial_OR - Health_Existing_Space Heating_Natural Gas_Unit Heater_A_Achievable Economic TRC Potential | F9 | Commercial | OR - Health | Existing | Space Heating | Natural Gas | Unit Heater | A | Cumulative Winter Peak Savings (MW) | Achievable Economic TRC Potential | 0 | 0 | 0 | 0 | 0 | 0 | 0 | 0 | 0 | 0 | 0 | 0 | 0 | 0 | 0 | 0 | 0 | 0 | 0 | 0 | 0 | 0 | 0 | 0 | 0 | 0 | 0
F10_Commercial_OR - Health_Existing_Space Heating_Natural Gas_Unit Heater_A_Achievable Economic TRC Potential | F10 | Commercial | OR - Health | Existing | Space Heating | Natural Gas | Unit Heater | A | Purchases (Incremental) | Achievable Economic TRC Potential | 0 | 0 | 0 | 0 | 0 | 0 | 0 | 0 | 0 | 0 | 0 | 0 | 0 | 0 | 0 | 0 | 0 | 0 | 0 | 0 | 0 | 0 | 0 | 0 | 0 | 0 | 0
F11_Commercial_OR - Health_Existing_Space Heating_Natural Gas_Unit Heater_A_Achievable Economic TRC Potential | F11 | Commercial | OR - Health | Existing | Space Heating | Natural Gas | Unit Heater | A | Purchases (Cumulative) | Achievable Economic TRC Potential | 0 | 0 | 0 | 0 | 0 | 0 | 0 | 0 | 0 | 0 | 0 | 0 | 0 | 0 | 0 | 0 | 0 | 0 | 0 | 0 | 0 | 0 | 0 | 0 | 0 | 0 | 0
F1_Commercial_OR - Health_Existing_Water Heating_Natural Gas_Water Heater_A_Achievable Economic TRC Potential | F1 | Commercial | OR - Health | Existing | Water Heating | Natural Gas | Water Heater | A | Integrated Unit Energy Savings (kWh or therms) | Achievable Economic TRC Potential | 0 | 2.8505 | 2.8505 | 2.8505 | 2.8505 | 2.8505 | 2.8505 | 2.8505 | 2.8505 | 2.8505 | 2.8505 | 2.8505 | 2.8505 | 2.8505 | 2.8505 | 2.8505 | 2.8505 | 2.8505 | 2.8505 | 2.8505 | 2.8505 | 2.8505 | 2.8505 | 2.8505 | 2.8505 | 2.8505 | 2.8505
F2_Commercial_OR - Health_Existing_Water Heating_Natural Gas_Water Heater_A_Achievable Economic TRC Potential | F2 | Commercial | OR - Health | Existing | Water Heating | Natural Gas | Water Heater | A | Integrated Unit Summer Peak Savings (kW) | Achievable Economic TRC Potential | 0 | 0 | 0 | 0 | 0 | 0 | 0 | 0 | 0 | 0 | 0 | 0 | 0 | 0 | 0 | 0 | 0 | 0 | 0 | 0 | 0 | 0 | 0 | 0 | 0 | 0 | 0
F3_Commercial_OR - Health_Existing_Water Heating_Natural Gas_Water Heater_A_Achievable Economic TRC Potential | F3 | Commercial | OR - Health | Existing | Water Heating | Natural Gas | Water Heater | A | Integrated Unit Winter Peak Savings (kW) | Achievable Economic TRC Potential | 0 | 0 | 0 | 0 | 0 | 0 | 0 | 0 | 0 | 0 | 0 | 0 | 0 | 0 | 0 | 0 | 0 | 0 | 0 | 0 | 0 | 0 | 0 | 0 | 0 | 0 | 0
F4_Commercial_OR - Health_Existing_Water Heating_Natural Gas_Water Heater_A_Achievable Economic TRC Potential | F4 | Commercial | OR - Health | Existing | Water Heating | Natural Gas | Water Heater | A | Incremental Energy Savings (MWh or mTherms) | Achievable Economic TRC Potential | 0 | 0 | 0.46826 | 0.89111 | 1.2822 | 1.6514 | 2.0062 | 2.3124 | 2.5454 | 2.724 | 3.0793 | 3.3336 | 3.0381 | 2.7249 | 2.3965 | 3.2144 | 2.5791 | 2.0417 | 1.5848 | 1.2786 | 0.85222 | 0.55757 | 0.35922 | 0.22906 | 0.45083 | 0 | 0
F5_Commercial_OR - Health_Existing_Water Heating_Natural Gas_Water Heater_A_Achievable Economic TRC Potential | F5 | Commercial | OR - Health | Existing | Water Heating | Natural Gas | Water Heater | A | Incremental Summer Peak Savings (MW) | Achievable Economic TRC Potential | 0 | 0 | 0 | 0 | 0 | 0 | 0 | 0 | 0 | 0 | 0 | 0 | 0 | 0 | 0 | 0 | 0 | 0 | 0 | 0 | 0 | 0 | 0 | 0 | 0 | 0 | 0
F6_Commercial_OR - Health_Existing_Water Heating_Natural Gas_Water Heater_A_Achievable Economic TRC Potential | F6 | Commercial | OR - Health | Existing | Water Heating | Natural Gas | Water Heater | A | Incremental Winter Peak Savings (MW) | Achievable Economic TRC Potential | 0 | 0 | 0 | 0 | 0 | 0 | 0 | 0 | 0 | 0 | 0 | 0 | 0 | 0 | 0 | 0 | 0 | 0 | 0 | 0 | 0 | 0 | 0 | 0 | 0 | 0 | 0
F7_Commercial_OR - Health_Existing_Water Heating_Natural Gas_Water Heater_A_Achievable Economic TRC Potential | F7 | Commercial | OR - Health | Existing | Water Heating | Natural Gas | Water Heater | A | Cumulative Energy Savings (MWh or mTherms) | Achievable Economic TRC Potential | 0 | 0 | 0.46826 | 1.3594 | 2.6415 | 4.293 | 6.2992 | 8.6116 | 11.157 | 13.881 | 16.9603 | 20.2939 | 23.332 | 26.0568 | 28.4534 | 31.6677 | 34.2468 | 36.2884 | 37.8732 | 39.1518 | 40.004 | 40.5616 | 40.9208 | 41.1499 | 41.6007 | 41.6007 | 41.6007
F8_Commercial_OR - Health_Existing_Water Heating_Natural Gas_Water Heater_A_Achievable Economic TRC Potential | F8 | Commercial | OR - Health | Existing | Water Heating | Natural Gas | Water Heater | A | Cumulative Summer Peak Savings (MW) | Achievable Economic TRC Potential | 0 | 0 | 0 | 0 | 0 | 0 | 0 | 0 | 0 | 0 | 0 | 0 | 0 | 0 | 0 | 0 | 0 | 0 | 0 | 0 | 0 | 0 | 0 | 0 | 0 | 0 | 0
F9_Commercial_OR - Health_Existing_Water Heating_Natural Gas_Water Heater_A_Achievable Economic TRC Potential | F9 | Commercial | OR - Health | Existing | Water Heating | Natural Gas | Water Heater | A | Cumulative Winter Peak Savings (MW) | Achievable Economic TRC Potential | 0 | 0 | 0 | 0 | 0 | 0 | 0 | 0 | 0 | 0 | 0 | 0 | 0 | 0 | 0 | 0 | 0 | 0 | 0 | 0 | 0 | 0 | 0 | 0 | 0 | 0 | 0
F10_Commercial_OR - Health_Existing_Water Heating_Natural Gas_Water Heater_A_Achievable Economic TRC Potential | F10 | Commercial | OR - Health | Existing | Water Heating | Natural Gas | Water Heater | A | Purchases (Incremental) | Achievable Economic TRC Potential | 0 | 0 | 164.2737 | 312.6178 | 449.8112 | 579.3584 | 703.8082 | 811.2456 | 892.9676 | 955.6392 | 1080.2756 | 1169.5025 | 1065.818 | 955.9404 | 840.7471 | 1127.6688 | 904.785 | 716.2543 | 555.9705 | 448.5454 | 298.9774 | 195.6068 | 126.0226 | 80.36 | 158.1614 | 0 | 0
F11_Commercial_OR - Health_Existing_Water Heating_Natural Gas_Water Heater_A_Achievable Economic TRC Potential | F11 | Commercial | OR - Health | Existing | Water Heating | Natural Gas | Water Heater | A | Purchases (Cumulative) | Achievable Economic TRC Potential | 0 | 0 | 164.2737 | 476.8915 | 926.7027 | 1506.0611 | 2209.8693 | 3021.1149 | 3914.0825 | 4869.7217 | 5949.9973 | 7119.4997 | 8185.3177 | 9141.2582 | 9982.0053 | 11109.6741 | 12014.4591 | 12730.7134 | 13286.6839 | 13735.2293 | 14034.2067 | 14229.8136 | 14355.8361 | 14436.1961 | 14594.3575 | 14594.3575 | 14594.3575
F1_Commercial_OR - Health_Existing_Food Preparation_Natural Gas_Oven_A_Achievable Economic TRC Potential | F1 | Commercial | OR - Health | Existing | Food Preparation | Natural Gas | Oven | A | Integrated Unit Energy Savings (kWh or therms) | Achievable Economic TRC Potential | 0 | 106.6752 | 106.6752 | 106.6752 | 106.6752 | 106.6752 | 106.6752 | 106.6752 | 106.6752 | 106.6752 | 106.6752 | 106.6752 | 106.6752 | 106.6752 | 106.6752 | 106.6752 | 106.6752 | 106.6752 | 106.6752 | 106.6752 | 106.6752 | 106.6752 | 106.6752 | 106.6752 | 106.6752 | 106.6752 | 106.6752
F2_Commercial_OR - Health_Existing_Food Preparation_Natural Gas_Oven_A_Achievable Economic TRC Potential | F2 | Commercial | OR - Health | Existing | Food Preparation | Natural Gas | Oven | A | Integrated Unit Summer Peak Savings (kW) | Achievable Economic TRC Potential | 0 | 0 | 0 | 0 | 0 | 0 | 0 | 0 | 0 | 0 | 0 | 0 | 0 | 0 | 0 | 0 | 0 | 0 | 0 | 0 | 0 | 0 | 0 | 0 | 0 | 0 | 0
F3_Commercial_OR - Health_Existing_Food Preparation_Natural Gas_Oven_A_Achievable Economic TRC Potential | F3 | Commercial | OR - Health | Existing | Food Preparation | Natural Gas | Oven | A | Integrated Unit Winter Peak Savings (kW) | Achievable Economic TRC Potential | 0 | 0 | 0 | 0 | 0 | 0 | 0 | 0 | 0 | 0 | 0 | 0 | 0 | 0 | 0 | 0 | 0 | 0 | 0 | 0 | 0 | 0 | 0 | 0 | 0 | 0 | 0
F4_Commercial_OR - Health_Existing_Food Preparation_Natural Gas_Oven_A_Achievable Economic TRC Potential | F4 | Commercial | OR - Health | Existing | Food Preparation | Natural Gas | Oven | A | Incremental Energy Savings (MWh or mTherms) | Achievable Economic TRC Potential | 0 | 0 | 0.00030368 | 0.0014283 | 0.0033464 | 0.0057662 | 0.0085256 | 0.011507 | 0.014628 | 0.017828 | 0.021065 | 0.024314 | 0.022227 | 0.02091 | 0.020279 | 0.019986 | 0.019846 | 0.021359 | 0.022689 | 0.02441 | 0.026419 | 0.028034 | 0.026871 | 0.023303 | 0.023766 | 0.022954 | 0.021212
F5_Commercial_OR - Health_Existing_Food Preparation_Natural Gas_Oven_A_Achievable Economic TRC Potential | F5 | Commercial | OR - Health | Existing | Food Preparation | Natural Gas | Oven | A | Incremental Summer Peak Savings (MW) | Achievable Economic TRC Potential | 0 | 0 | 0 | 0 | 0 | 0 | 0 | 0 | 0 | 0 | 0 | 0 | 0 | 0 | 0 | 0 | 0 | 0 | 0 | 0 | 0 | 0 | 0 | 0 | 0 | 0 | 0
F6_Commercial_OR - Health_Existing_Food Preparation_Natural Gas_Oven_A_Achievable Economic TRC Potential | F6 | Commercial | OR - Health | Existing | Food Preparation | Natural Gas | Oven | A | Incremental Winter Peak Savings (MW) | Achievable Economic TRC Potential | 0 | 0 | 0 | 0 | 0 | 0 | 0 | 0 | 0 | 0 | 0 | 0 | 0 | 0 | 0 | 0 | 0 | 0 | 0 | 0 | 0 | 0 | 0 | 0 | 0 | 0 | 0
F7_Commercial_OR - Health_Existing_Food Preparation_Natural Gas_Oven_A_Achievable Economic TRC Potential | F7 | Commercial | OR - Health | Existing | Food Preparation | Natural Gas | Oven | A | Cumulative Energy Savings (MWh or mTherms) | Achievable Economic TRC Potential | 0 | 0 | 0.00030368 | 0.001732 | 0.0050784 | 0.010845 | 0.01937 | 0.030878 | 0.045506 | 0.063333 | 0.084398 | 0.10871 | 0.13094 | 0.15185 | 0.17213 | 0.19211 | 0.21196 | 0.23332 | 0.25601 | 0.28042 | 0.30684 | 0.33487 | 0.36174 | 0.38504 | 0.40881 | 0.43176 | 0.45298
F8_Commercial_OR - Health_Existing_Food Preparation_Natural Gas_Oven_A_Achievable Economic TRC Potential | F8 | Commercial | OR - Health | Existing | Food Preparation | Natural Gas | Oven | A | Cumulative Summer Peak Savings (MW) | Achievable Economic TRC Potential | 0 | 0 | 0 | 0 | 0 | 0 | 0 | 0 | 0 | 0 | 0 | 0 | 0 | 0 | 0 | 0 | 0 | 0 | 0 | 0 | 0 | 0 | 0 | 0 | 0 | 0 | 0
F9_Commercial_OR - Health_Existing_Food Preparation_Natural Gas_Oven_A_Achievable Economic TRC Potential | F9 | Commercial | OR - Health | Existing | Food Preparation | Natural Gas | Oven | A | Cumulative Winter Peak Savings (MW) | Achievable Economic TRC Potential | 0 | 0 | 0 | 0 | 0 | 0 | 0 | 0 | 0 | 0 | 0 | 0 | 0 | 0 | 0 | 0 | 0 | 0 | 0 | 0 | 0 | 0 | 0 | 0 | 0 | 0 | 0
F10_Commercial_OR - Health_Existing_Food Preparation_Natural Gas_Oven_A_Achievable Economic TRC Potential | F10 | Commercial | OR - Health | Existing | Food Preparation | Natural Gas | Oven | A | Purchases (Incremental) | Achievable Economic TRC Potential | 0 | 0 | 0.0028467 | 0.013389 | 0.03137 | 0.054054 | 0.079921 | 0.10787 | 0.13713 | 0.16712 | 0.19747 | 0.22792 | 0.20836 | 0.19601 | 0.1901 | 0.18735 | 0.18604 | 0.20023 | 0.21269 | 0.22883 | 0.24766 | 0.2628 | 0.25189 | 0.21845 | 0.22279 | 0.21518 | 0.19885
F11_Commercial_OR - Health_Existing_Food Preparation_Natural Gas_Oven_A_Achievable Economic TRC Potential | F11 | Commercial | OR - Health | Existing | Food Preparation | Natural Gas | Oven | A | Purchases (Cumulative) | Achievable Economic TRC Potential | 0 | 0 | 0.0028467 | 0.016236 | 0.047606 | 0.10166 | 0.18158 | 0.28946 | 0.42658 | 0.5937 | 0.79117 | 1.0191 | 1.2275 | 1.4235 | 1.6136 | 1.8009 | 1.987 | 2.1872 | 2.3999 | 2.6287 | 2.8764 | 3.1392 | 3.391 | 3.6095 | 3.8323 | 4.0475 | 4.2463
F1_Commercial_OR - Health_Existing_Food Preparation_Natural Gas_Conveyor Oven_A_Achievable Economic TRC Potential | F1 | Commercial | OR - Health | Existing | Food Preparation | Natural Gas | Conveyor Oven | A | Integrated Unit Energy Savings (kWh or therms) | Achievable Economic TRC Potential | 0 | 0 | 0 | 0 | 0 | 692.0657 | 692.0657 | 692.0657 | 692.0657 | 692.0657 | 692.0657 | 692.0657 | 692.0657 | 692.0657 | 692.0657 | 692.0657 | 692.0657 | 692.0657 | 692.0657 | 692.0657 | 692.0657 | 692.0657 | 692.0657 | 692.0657 | 692.0657 | 692.0657 | 692.0657
F2_Commercial_OR - Health_Existing_Food Preparation_Natural Gas_Conveyor Oven_A_Achievable Economic TRC Potential | F2 | Commercial | OR - Health | Existing | Food Preparation | Natural Gas | Conveyor Oven | A | Integrated Unit Summer Peak Savings (kW) | Achievable Economic TRC Potential | 0 | 0 | 0 | 0 | 0 | 0 | 0 | 0 | 0 | 0 | 0 | 0 | 0 | 0 | 0 | 0 | 0 | 0 | 0 | 0 | 0 | 0 | 0 | 0 | 0 | 0 | 0
F3_Commercial_OR - Health_Existing_Food Preparation_Natural Gas_Conveyor Oven_A_Achievable Economic TRC Potential | F3 | Commercial | OR - Health | Existing | Food Preparation | Natural Gas | Conveyor Oven | A | Integrated Unit Winter Peak Savings (kW) | Achievable Economic TRC Potential | 0 | 0 | 0 | 0 | 0 | 0 | 0 | 0 | 0 | 0 | 0 | 0 | 0 | 0 | 0 | 0 | 0 | 0 | 0 | 0 | 0 | 0 | 0 | 0 | 0 | 0 | 0
F4_Commercial_OR - Health_Existing_Food Preparation_Natural Gas_Conveyor Oven_A_Achievable Economic TRC Potential | F4 | Commercial | OR - Health | Existing | Food Preparation | Natural Gas | Conveyor Oven | A | Incremental Energy Savings (MWh or mTherms) | Achievable Economic TRC Potential | 0 | 0 | 0 | 0 | 0 | 0.00067229 | 0.0024222 | 0.0055432 | 0.010245 | 0.016677 | 0.023305 | 0.029986 | 0.036626 | 0.043168 | 0.049578 | 0.055839 | 0.061948 | 0.05298 | 0.04512 | 0.038286 | 0.03238 | 0.028057 | 0.023877 | 0.021154 | 0.019473 | 0.018449 | 0.017965
F5_Commercial_OR - Health_Existing_Food Preparation_Natural Gas_Conveyor Oven_A_Achievable Economic TRC Potential | F5 | Commercial | OR - Health | Existing | Food Preparation | Natural Gas | Conveyor Oven | A | Incremental Summer Peak Savings (MW) | Achievable Economic TRC Potential | 0 | 0 | 0 | 0 | 0 | 0 | 0 | 0 | 0 | 0 | 0 | 0 | 0 | 0 | 0 | 0 | 0 | 0 | 0 | 0 | 0 | 0 | 0 | 0 | 0 | 0 | 0
F6_Commercial_OR - Health_Existing_Food Preparation_Natural Gas_Conveyor Oven_A_Achievable Economic TRC Potential | F6 | Commercial | OR - Health | Existing | Food Preparation | Natural Gas | Conveyor Oven | A | Incremental Winter Peak Savings (MW) | Achievable Economic TRC Potential | 0 | 0 | 0 | 0 | 0 | 0 | 0 | 0 | 0 | 0 | 0 | 0 | 0 | 0 | 0 | 0 | 0 | 0 | 0 | 0 | 0 | 0 | 0 | 0 | 0 | 0 | 0
F7_Commercial_OR - Health_Existing_Food Preparation_Natural Gas_Conveyor Oven_A_Achievable Economic TRC Potential | F7 | Commercial | OR - Health | Existing | Food Preparation | Natural Gas | Conveyor Oven | A | Cumulative Energy Savings (MWh or mTherms) | Achievable Economic TRC Potential | 0 | 0 | 0 | 0 | 0 | 0.00067229 | 0.0030945 | 0.0086377 | 0.018883 | 0.03556 | 0.058865 | 0.08885 | 0.12548 | 0.16864 | 0.21822 | 0.27406 | 0.33601 | 0.38899 | 0.43411 | 0.47239 | 0.50477 | 0.53283 | 0.55671 | 0.57786 | 0.59734 | 0.61578 | 0.63375
F8_Commercial_OR - Health_Existing_Food Preparation_Natural Gas_Conveyor Oven_A_Achievable Economic TRC Potential | F8 | Commercial | OR - Health | Existing | Food Preparation | Natural Gas | Conveyor Oven | A | Cumulative Summer Peak Savings (MW) | Achievable Economic TRC Potential | 0 | 0 | 0 | 0 | 0 | 0 | 0 | 0 | 0 | 0 | 0 | 0 | 0 | 0 | 0 | 0 | 0 | 0 | 0 | 0 | 0 | 0 | 0 | 0 | 0 | 0 | 0
F9_Commercial_OR - Health_Existing_Food Preparation_Natural Gas_Conveyor Oven_A_Achievable Economic TRC Potential | F9 | Commercial | OR - Health | Existing | Food Preparation | Natural Gas | Conveyor Oven | A | Cumulative Winter Peak Savings (MW) | Achievable Economic TRC Potential | 0 | 0 | 0 | 0 | 0 | 0 | 0 | 0 | 0 | 0 | 0 | 0 | 0 | 0 | 0 | 0 | 0 | 0 | 0 | 0 | 0 | 0 | 0 | 0 | 0 | 0 | 0
F10_Commercial_OR - Health_Existing_Food Preparation_Natural Gas_Conveyor Oven_A_Achievable Economic TRC Potential | F10 | Commercial | OR - Health | Existing | Food Preparation | Natural Gas | Conveyor Oven | A | Purchases (Incremental) | Achievable Economic TRC Potential | 0 | 0 | 0 | 0 | 0 | 0.00097143 | 0.0035 | 0.0080097 | 0.014804 | 0.024097 | 0.033674 | 0.043328 | 0.052923 | 0.062375 | 0.071637 | 0.080685 | 0.089512 | 0.076553 | 0.065197 | 0.055321 | 0.046787 | 0.04054 | 0.034501 | 0.030567 | 0.028138 | 0.026658 | 0.025959
F11_Commercial_OR - Health_Existing_Food Preparation_Natural Gas_Conveyor Oven_A_Achievable Economic TRC Potential | F11 | Commercial | OR - Health | Existing | Food Preparation | Natural Gas | Conveyor Oven | A | Purchases (Cumulative) | Achievable Economic TRC Potential | 0 | 0 | 0 | 0 | 0 | 0.00097143 | 0.0044714 | 0.012481 | 0.027285 | 0.051383 | 0.085057 | 0.12838 | 0.18131 | 0.24368 | 0.31532 | 0.396 | 0.48552 | 0.56207 | 0.62727 | 0.68259 | 0.72937 | 0.76991 | 0.80441 | 0.83498 | 0.86312 | 0.88978 | 0.91574
F1_Commercial_OR - Health_Existing_Food Preparation_Natural Gas_Double Rack Oven_A_Achievable Economic TRC Potential | F1 | Commercial | OR - Health | Existing | Food Preparation | Natural Gas | Double Rack Oven | A | Integrated Unit Energy Savings (kWh or therms) | Achievable Economic TRC Potential | 0 | 1621.62 | 1621.62 | 1621.62 | 1621.62 | 1621.62 | 1621.62 | 1621.62 | 1621.62 | 1621.62 | 1621.62 | 1621.62 | 1621.62 | 1621.62 | 1621.62 | 1621.62 | 1621.62 | 1621.62 | 1621.62 | 1621.62 | 1621.62 | 1621.62 | 1621.62 | 1621.62 | 1621.62 | 1621.62 | 1621.62
F2_Commercial_OR - Health_Existing_Food Preparation_Natural Gas_Double Rack Oven_A_Achievable Economic TRC Potential | F2 | Commercial | OR - Health | Existing | Food Preparation | Natural Gas | Double Rack Oven | A | Integrated Unit Summer Peak Savings (kW) | Achievable Economic TRC Potential | 0 | 0 | 0 | 0 | 0 | 0 | 0 | 0 | 0 | 0 | 0 | 0 | 0 | 0 | 0 | 0 | 0 | 0 | 0 | 0 | 0 | 0 | 0 | 0 | 0 | 0 | 0
F3_Commercial_OR - Health_Existing_Food Preparation_Natural Gas_Double Rack Oven_A_Achievable Economic TRC Potential | F3 | Commercial | OR - Health | Existing | Food Preparation | Natural Gas | Double Rack Oven | A | Integrated Unit Winter Peak Savings (kW) | Achievable Economic TRC Potential | 0 | 0 | 0 | 0 | 0 | 0 | 0 | 0 | 0 | 0 | 0 | 0 | 0 | 0 | 0 | 0 | 0 | 0 | 0 | 0 | 0 | 0 | 0 | 0 | 0 | 0 | 0
F4_Commercial_OR - Health_Existing_Food Preparation_Natural Gas_Double Rack Oven_A_Achievable Economic TRC Potential | F4 | Commercial | OR - Health | Existing | Food Preparation | Natural Gas | Double Rack Oven | A | Incremental Energy Savings (MWh or mTherms) | Achievable Economic TRC Potential | 0 | 0 | 0.0021158 | 0.0080663 | 0.01588 | 0.025243 | 0.035888 | 0.047589 | 0.060152 | 0.073417 | 0.076925 | 0.081012 | 0.085921 | 0.091806 | 0.096637 | 0.098729 | 0.10005 | 0.10087 | 0.10142 | 0.11631 | 0.11833 | 0.11804 | 0.11633 | 0.11302 | 0.10825 | 0.10217 | 0.094902
F5_Commercial_OR - Health_Existing_Food Preparation_Natural Gas_Double Rack Oven_A_Achievable Economic TRC Potential | F5 | Commercial | OR - Health | Existing | Food Preparation | Natural Gas | Double Rack Oven | A | Incremental Summer Peak Savings (MW) | Achievable Economic TRC Potential | 0 | 0 | 0 | 0 | 0 | 0 | 0 | 0 | 0 | 0 | 0 | 0 | 0 | 0 | 0 | 0 | 0 | 0 | 0 | 0 | 0 | 0 | 0 | 0 | 0 | 0 | 0
F6_Commercial_OR - Health_Existing_Food Preparation_Natural Gas_Double Rack Oven_A_Achievable Economic TRC Potential | F6 | Commercial | OR - Health | Existing | Food Preparation | Natural Gas | Double Rack Oven | A | Incremental Winter Peak Savings (MW) | Achievable Economic TRC Potential | 0 | 0 | 0 | 0 | 0 | 0 | 0 | 0 | 0 | 0 | 0 | 0 | 0 | 0 | 0 | 0 | 0 | 0 | 0 | 0 | 0 | 0 | 0 | 0 | 0 | 0 | 0
F7_Commercial_OR - Health_Existing_Food Preparation_Natural Gas_Double Rack Oven_A_Achievable Economic TRC Potential | F7 | Commercial | OR - Health | Existing | Food Preparation | Natural Gas | Double Rack Oven | A | Cumulative Energy Savings (MWh or mTherms) | Achievable Economic TRC Potential | 0 | 0 | 0.0021158 | 0.010182 | 0.026062 | 0.051305 | 0.087193 | 0.13478 | 0.19493 | 0.26835 | 0.34528 | 0.42629 | 0.51221 | 0.60401 | 0.70065 | 0.79938 | 0.89943 | 1.0003 | 1.1017 | 1.218 | 1.3364 | 1.4544 | 1.5707 | 1.6838 | 1.792 | 1.8942 | 1.9891
F8_Commercial_OR - Health_Existing_Food Preparation_Natural Gas_Double Rack Oven_A_Achievable Economic TRC Potential | F8 | Commercial | OR - Health | Existing | Food Preparation | Natural Gas | Double Rack Oven | A | Cumulative Summer Peak Savings (MW) | Achievable Economic TRC Potential | 0 | 0 | 0 | 0 | 0 | 0 | 0 | 0 | 0 | 0 | 0 | 0 | 0 | 0 | 0 | 0 | 0 | 0 | 0 | 0 | 0 | 0 | 0 | 0 | 0 | 0 | 0
F9_Commercial_OR - Health_Existing_Food Preparation_Natural Gas_Double Rack Oven_A_Achievable Economic TRC Potential | F9 | Commercial | OR - Health | Existing | Food Preparation | Natural Gas | Double Rack Oven | A | Cumulative Winter Peak Savings (MW) | Achievable Economic TRC Potential | 0 | 0 | 0 | 0 | 0 | 0 | 0 | 0 | 0 | 0 | 0 | 0 | 0 | 0 | 0 | 0 | 0 | 0 | 0 | 0 | 0 | 0 | 0 | 0 | 0 | 0 | 0
F10_Commercial_OR - Health_Existing_Food Preparation_Natural Gas_Double Rack Oven_A_Achievable Economic TRC Potential | F10 | Commercial | OR - Health | Existing | Food Preparation | Natural Gas | Double Rack Oven | A | Purchases (Incremental) | Achievable Economic TRC Potential | 0 | 0 | 0.0013047 | 0.0049742 | 0.0097926 | 0.015566 | 0.022131 | 0.029346 | 0.037094 | 0.045274 | 0.047437 | 0.049957 | 0.052985 | 0.056614 | 0.059593 | 0.060883 | 0.061696 | 0.062205 | 0.062541 | 0.071726 | 0.072971 | 0.072794 | 0.071739 | 0.069697 | 0.066757 | 0.063005 | 0.058523
F11_Commercial_OR - Health_Existing_Food Preparation_Natural Gas_Double Rack Oven_A_Achievable Economic TRC Potential | F11 | Commercial | OR - Health | Existing | Food Preparation | Natural Gas | Double Rack Oven | A | Purchases (Cumulative) | Achievable Economic TRC Potential | 0 | 0 | 0.0013047 | 0.0062789 | 0.016072 | 0.031638 | 0.053769 | 0.083115 | 0.12021 | 0.16548 | 0.21292 | 0.26288 | 0.31586 | 0.37248 | 0.43207 | 0.49295 | 0.55465 | 0.61685 | 0.67939 | 0.75112 | 0.82409 | 0.89689 | 0.96862 | 1.0383 | 1.1051 | 1.1681 | 1.2266
F1_Commercial_OR - Health_Existing_Food Preparation_Natural Gas_Fryer_A_Achievable Economic TRC Potential | F1 | Commercial | OR - Health | Existing | Food Preparation | Natural Gas | Fryer | A | Integrated Unit Energy Savings (kWh or therms) | Achievable Economic TRC Potential | 0 | 395.2691 | 395.2691 | 395.2691 | 395.2691 | 395.2691 | 395.2691 | 395.2691 | 395.2691 | 395.2691 | 395.2691 | 395.2691 | 395.2691 | 395.2691 | 395.2691 | 395.2691 | 395.2691 | 395.2691 | 395.2691 | 395.2691 | 395.2691 | 395.2691 | 395.2691 | 395.2691 | 395.2691 | 395.2691 | 395.2691
F2_Commercial_OR - Health_Existing_Food Preparation_Natural Gas_Fryer_A_Achievable Economic TRC Potential | F2 | Commercial | OR - Health | Existing | Food Preparation | Natural Gas | Fryer | A | Integrated Unit Summer Peak Savings (kW) | Achievable Economic TRC Potential | 0 | 0 | 0 | 0 | 0 | 0 | 0 | 0 | 0 | 0 | 0 | 0 | 0 | 0 | 0 | 0 | 0 | 0 | 0 | 0 | 0 | 0 | 0 | 0 | 0 | 0 | 0
F3_Commercial_OR - Health_Existing_Food Preparation_Natural Gas_Fryer_A_Achievable Economic TRC Potential | F3 | Commercial | OR - Health | Existing | Food Preparation | Natural Gas | Fryer | A | Integrated Unit Winter Peak Savings (kW) | Achievable Economic TRC Potential | 0 | 0 | 0 | 0 | 0 | 0 | 0 | 0 | 0 | 0 | 0 | 0 | 0 | 0 | 0 | 0 | 0 | 0 | 0 | 0 | 0 | 0 | 0 | 0 | 0 | 0 | 0
F4_Commercial_OR - Health_Existing_Food Preparation_Natural Gas_Fryer_A_Achievable Economic TRC Potential | F4 | Commercial | OR - Health | Existing | Food Preparation | Natural Gas | Fryer | A | Incremental Energy Savings (MWh or mTherms) | Achievable Economic TRC Potential | 0 | 0 | 0.2087 | 0.43479 | 0.68763 | 0.96171 | 1.2595 | 1.5977 | 1.9593 | 2.573 | 3.1232 | 3.3547 | 3.4343 | 3.3543 | 4.5004 | 3.8258 | 3.1265 | 2.5546 | 1.8199 | 1.1982 | 0.71072 | 0.36724 | 0.53608 | 0 | 0 | 0 | 0.11542
F5_Commercial_OR - Health_Existing_Food Preparation_Natural Gas_Fryer_A_Achievable Economic TRC Potential | F5 | Commercial | OR - Health | Existing | Food Preparation | Natural Gas | Fryer | A | Incremental Summer Peak Savings (MW) | Achievable Economic TRC Potential | 0 | 0 | 0 | 0 | 0 | 0 | 0 | 0 | 0 | 0 | 0 | 0 | 0 | 0 | 0 | 0 | 0 | 0 | 0 | 0 | 0 | 0 | 0 | 0 | 0 | 0 | 0
F6_Commercial_OR - Health_Existing_Food Preparation_Natural Gas_Fryer_A_Achievable Economic TRC Potential | F6 | Commercial | OR - Health | Existing | Food Preparation | Natural Gas | Fryer | A | Incremental Winter Peak Savings (MW) | Achievable Economic TRC Potential | 0 | 0 | 0 | 0 | 0 | 0 | 0 | 0 | 0 | 0 | 0 | 0 | 0 | 0 | 0 | 0 | 0 | 0 | 0 | 0 | 0 | 0 | 0 | 0 | 0 | 0 | 0
F7_Commercial_OR - Health_Existing_Food Preparation_Natural Gas_Fryer_A_Achievable Economic TRC Potential | F7 | Commercial | OR - Health | Existing | Food Preparation | Natural Gas | Fryer | A | Cumulative Energy Savings (MWh or mTherms) | Achievable Economic TRC Potential | 0 | 0 | 0.2087 | 0.6435 | 1.3311 | 2.2928 | 3.5523 | 5.15 | 7.1093 | 9.6823 | 12.8055 | 16.1602 | 19.5945 | 22.9488 | 27.4493 | 31.2751 | 34.4015 | 36.9561 | 38.776 | 39.9742 | 40.6849 | 41.0521 | 41.5882 | 41.5882 | 41.5882 | 41.5882 | 41.7036
F8_Commercial_OR - Health_Existing_Food Preparation_Natural Gas_Fryer_A_Achievable Economic TRC Potential | F8 | Commercial | OR - Health | Existing | Food Preparation | Natural Gas | Fryer | A | Cumulative Summer Peak Savings (MW) | Achievable Economic TRC Potential | 0 | 0 | 0 | 0 | 0 | 0 | 0 | 0 | 0 | 0 | 0 | 0 | 0 | 0 | 0 | 0 | 0 | 0 | 0 | 0 | 0 | 0 | 0 | 0 | 0 | 0 | 0
F9_Commercial_OR - Health_Existing_Food Preparation_Natural Gas_Fryer_A_Achievable Economic TRC Potential | F9 | Commercial | OR - Health | Existing | Food Preparation | Natural Gas | Fryer | A | Cumulative Winter Peak Savings (MW) | Achievable Economic TRC Potential | 0 | 0 | 0 | 0 | 0 | 0 | 0 | 0 | 0 | 0 | 0 | 0 | 0 | 0 | 0 | 0 | 0 | 0 | 0 | 0 | 0 | 0 | 0 | 0 | 0 | 0 | 0
F10_Commercial_OR - Health_Existing_Food Preparation_Natural Gas_Fryer_A_Achievable Economic TRC Potential | F10 | Commercial | OR - Health | Existing | Food Preparation | Natural Gas | Fryer | A | Purchases (Incremental) | Achievable Economic TRC Potential | 0 | 0 | 0.528 | 1.1 | 1.7397 | 2.4331 | 3.1864 | 4.042 | 4.9569 | 6.5096 | 7.9014 | 8.4872 | 8.6886 | 8.4861 | 11.3858 | 9.679 | 7.9097 | 6.4629 | 4.6041 | 3.0313 | 1.7981 | 0.92908 | 1.3562 | 0 | 0 | 0 | 0.29201
F11_Commercial_OR - Health_Existing_Food Preparation_Natural Gas_Fryer_A_Achievable Economic TRC Potential | F11 | Commercial | OR - Health | Existing | Food Preparation | Natural Gas | Fryer | A | Purchases (Cumulative) | Achievable Economic TRC Potential | 0 | 0 | 0.528 | 1.628 | 3.3676 | 5.8007 | 8.9871 | 13.029 | 17.9859 | 24.4955 | 32.3969 | 40.884 | 49.5727 | 58.0587 | 69.4445 | 79.1235 | 87.0332 | 93.4961 | 98.1002 | 101.1315 | 102.9295 | 103.8586 | 105.2149 | 105.2149 | 105.2149 | 105.2149 | 105.5069
F1_Commercial_OR - Health_Existing_Food Preparation_Natural Gas_Broiler_A_Achievable Economic TRC Potential | F1 | Commercial | OR - Health | Existing | Food Preparation | Natural Gas | Broiler | A | Integrated Unit Energy Savings (kWh or therms) | Achievable Economic TRC Potential | 0 | 240.24 | 240.24 | 240.24 | 240.24 | 240.24 | 240.24 | 240.24 | 240.24 | 240.24 | 240.24 | 240.24 | 240.24 | 240.24 | 240.24 | 240.24 | 240.24 | 240.24 | 240.24 | 240.24 | 240.24 | 240.24 | 240.24 | 240.24 | 240.24 | 240.24 | 240.24
F2_Commercial_OR - Health_Existing_Food Preparation_Natural Gas_Broiler_A_Achievable Economic TRC Potential | F2 | Commercial | OR - Health | Existing | Food Preparation | Natural Gas | Broiler | A | Integrated Unit Summer Peak Savings (kW) | Achievable Economic TRC Potential | 0 | 0 | 0 | 0 | 0 | 0 | 0 | 0 | 0 | 0 | 0 | 0 | 0 | 0 | 0 | 0 | 0 | 0 | 0 | 0 | 0 | 0 | 0 | 0 | 0 | 0 | 0
F3_Commercial_OR - Health_Existing_Food Preparation_Natural Gas_Broiler_A_Achievable Economic TRC Potential | F3 | Commercial | OR - Health | Existing | Food Preparation | Natural Gas | Broiler | A | Integrated Unit Winter Peak Savings (kW) | Achievable Economic TRC Potential | 0 | 0 | 0 | 0 | 0 | 0 | 0 | 0 | 0 | 0 | 0 | 0 | 0 | 0 | 0 | 0 | 0 | 0 | 0 | 0 | 0 | 0 | 0 | 0 | 0 | 0 | 0
F4_Commercial_OR - Health_Existing_Food Preparation_Natural Gas_Broiler_A_Achievable Economic TRC Potential | F4 | Commercial | OR - Health | Existing | Food Preparation | Natural Gas | Broiler | A | Incremental Energy Savings (MWh or mTherms) | Achievable Economic TRC Potential | 0 | 0 | 0.014075 | 0.047625 | 0.086572 | 0.13001 | 0.17716 | 0.22737 | 0.28008 | 0.33482 | 0.36129 | 0.38945 | 0.41998 | 0.45334 | 0.4757 | 0.48176 | 0.48558 | 0.48797 | 0.48955 | 0.62053 | 0.62108 | 0.61505 | 0.58519 | 0.55165 | 0.51474 | 0.47477 | 0.43204
F5_Commercial_OR - Health_Existing_Food Preparation_Natural Gas_Broiler_A_Achievable Economic TRC Potential | F5 | Commercial | OR - Health | Existing | Food Preparation | Natural Gas | Broiler | A | Incremental Summer Peak Savings (MW) | Achievable Economic TRC Potential | 0 | 0 | 0 | 0 | 0 | 0 | 0 | 0 | 0 | 0 | 0 | 0 | 0 | 0 | 0 | 0 | 0 | 0 | 0 | 0 | 0 | 0 | 0 | 0 | 0 | 0 | 0
F6_Commercial_OR - Health_Existing_Food Preparation_Natural Gas_Broiler_A_Achievable Economic TRC Potential | F6 | Commercial | OR - Health | Existing | Food Preparation | Natural Gas | Broiler | A | Incremental Winter Peak Savings (MW) | Achievable Economic TRC Potential | 0 | 0 | 0 | 0 | 0 | 0 | 0 | 0 | 0 | 0 | 0 | 0 | 0 | 0 | 0 | 0 | 0 | 0 | 0 | 0 | 0 | 0 | 0 | 0 | 0 | 0 | 0
F7_Commercial_OR - Health_Existing_Food Preparation_Natural Gas_Broiler_A_Achievable Economic TRC Potential | F7 | Commercial | OR - Health | Existing | Food Preparation | Natural Gas | Broiler | A | Cumulative Energy Savings (MWh or mTherms) | Achievable Economic TRC Potential | 0 | 0 | 0.014075 | 0.0617 | 0.14827 | 0.27828 | 0.45544 | 0.68281 | 0.96289 | 1.2977 | 1.659 | 2.0485 | 2.4684 | 2.9218 | 3.3975 | 3.8792 | 4.3648 | 4.8528 | 5.3423 | 5.9629 | 6.5839 | 7.199 | 7.7842 | 8.3358 | 8.8506 | 9.3253 | 9.7574
F8_Commercial_OR - Health_Existing_Food Preparation_Natural Gas_Broiler_A_Achievable Economic TRC Potential | F8 | Commercial | OR - Health | Existing | Food Preparation | Natural Gas | Broiler | A | Cumulative Summer Peak Savings (MW) | Achievable Economic TRC Potential | 0 | 0 | 0 | 0 | 0 | 0 | 0 | 0 | 0 | 0 | 0 | 0 | 0 | 0 | 0 | 0 | 0 | 0 | 0 | 0 | 0 | 0 | 0 | 0 | 0 | 0 | 0
F9_Commercial_OR - Health_Existing_Food Preparation_Natural Gas_Broiler_A_Achievable Economic TRC Potential | F9 | Commercial | OR - Health | Existing | Food Preparation | Natural Gas | Broiler | A | Cumulative Winter Peak Savings (MW) | Achievable Economic TRC Potential | 0 | 0 | 0 | 0 | 0 | 0 | 0 | 0 | 0 | 0 | 0 | 0 | 0 | 0 | 0 | 0 | 0 | 0 | 0 | 0 | 0 | 0 | 0 | 0 | 0 | 0 | 0
F10_Commercial_OR - Health_Existing_Food Preparation_Natural Gas_Broiler_A_Achievable Economic TRC Potential | F10 | Commercial | OR - Health | Existing | Food Preparation | Natural Gas | Broiler | A | Purchases (Incremental) | Achievable Economic TRC Potential | 0 | 0 | 0.058589 | 0.19824 | 0.36036 | 0.54116 | 0.73743 | 0.94643 | 1.1658 | 1.3937 | 1.5039 | 1.6211 | 1.7482 | 1.887 | 1.9801 | 2.0053 | 2.0212 | 2.0312 | 2.0377 | 2.5829 | 2.5853 | 2.5601 | 2.4359 | 2.2962 | 2.1426 | 1.9762 | 1.7984
F11_Commercial_OR - Health_Existing_Food Preparation_Natural Gas_Broiler_A_Achievable Economic TRC Potential | F11 | Commercial | OR - Health | Existing | Food Preparation | Natural Gas | Broiler | A | Purchases (Cumulative) | Achievable Economic TRC Potential | 0 | 0 | 0.058589 | 0.25683 | 0.61718 | 1.1583 | 1.8958 | 2.8422 | 4.008 | 5.4018 | 6.9056 | 8.5267 | 10.2749 | 12.1619 | 14.142 | 16.1473 | 18.1685 | 20.1997 | 22.2375 | 24.8204 | 27.4057 | 29.9658 | 32.4017 | 34.6979 | 36.8405 | 38.8168 | 40.6151
F1_Commercial_OR - Health_Existing_Food Preparation_Natural Gas_Griddle_A_Achievable Economic TRC Potential | F1 | Commercial | OR - Health | Existing | Food Preparation | Natural Gas | Griddle | A | Integrated Unit Energy Savings (kWh or therms) | Achievable Economic TRC Potential | 0 | 167.9465 | 167.9465 | 167.9465 | 167.9465 | 167.9465 | 167.9465 | 167.9465 | 167.9465 | 167.9465 | 167.9465 | 167.9465 | 167.9465 | 167.9465 | 167.9465 | 167.9465 | 167.9465 | 167.9465 | 167.9465 | 167.9465 | 167.9465 | 167.9465 | 167.9465 | 167.9465 | 167.9465 | 167.9465 | 167.9465
F2_Commercial_OR - Health_Existing_Food Preparation_Natural Gas_Griddle_A_Achievable Economic TRC Potential | F2 | Commercial | OR - Health | Existing | Food Preparation | Natural Gas | Griddle | A | Integrated Unit Summer Peak Savings (kW) | Achievable Economic TRC Potential | 0 | 0 | 0 | 0 | 0 | 0 | 0 | 0 | 0 | 0 | 0 | 0 | 0 | 0 | 0 | 0 | 0 | 0 | 0 | 0 | 0 | 0 | 0 | 0 | 0 | 0 | 0
F3_Commercial_OR - Health_Existing_Food Preparation_Natural Gas_Griddle_A_Achievable Economic TRC Potential | F3 | Commercial | OR - Health | Existing | Food Preparation | Natural Gas | Griddle | A | Integrated Unit Winter Peak Savings (kW) | Achievable Economic TRC Potential | 0 | 0 | 0 | 0 | 0 | 0 | 0 | 0 | 0 | 0 | 0 | 0 | 0 | 0 | 0 | 0 | 0 | 0 | 0 | 0 | 0 | 0 | 0 | 0 | 0 | 0 | 0
F4_Commercial_OR - Health_Existing_Food Preparation_Natural Gas_Griddle_A_Achievable Economic TRC Potential | F4 | Commercial | OR - Health | Existing | Food Preparation | Natural Gas | Griddle | A | Incremental Energy Savings (MWh or mTherms) | Achievable Economic TRC Potential | 0 | 0 | 0.003148 | 0.010651 | 0.019362 | 0.029077 | 0.039623 | 0.050852 | 0.062641 | 0.074884 | 0.080805 | 0.087101 | 0.093929 | 0.10139 | 0.10639 | 0.10775 | 0.1086 | 0.10914 | 0.10949 | 0.13878 | 0.13891 | 0.13756 | 0.13088 | 0.12338 | 0.11512 | 0.10618 | 0.096627
F5_Commercial_OR - Health_Existing_Food Preparation_Natural Gas_Griddle_A_Achievable Economic TRC Potential | F5 | Commercial | OR - Health | Existing | Food Preparation | Natural Gas | Griddle | A | Incremental Summer Peak Savings (MW) | Achievable Economic TRC Potential | 0 | 0 | 0 | 0 | 0 | 0 | 0 | 0 | 0 | 0 | 0 | 0 | 0 | 0 | 0 | 0 | 0 | 0 | 0 | 0 | 0 | 0 | 0 | 0 | 0 | 0 | 0
F6_Commercial_OR - Health_Existing_Food Preparation_Natural Gas_Griddle_A_Achievable Economic TRC Potential | F6 | Commercial | OR - Health | Existing | Food Preparation | Natural Gas | Griddle | A | Incremental Winter Peak Savings (MW) | Achievable Economic TRC Potential | 0 | 0 | 0 | 0 | 0 | 0 | 0 | 0 | 0 | 0 | 0 | 0 | 0 | 0 | 0 | 0 | 0 | 0 | 0 | 0 | 0 | 0 | 0 | 0 | 0 | 0 | 0
F7_Commercial_OR - Health_Existing_Food Preparation_Natural Gas_Griddle_A_Achievable Economic TRC Potential | F7 | Commercial | OR - Health | Existing | Food Preparation | Natural Gas | Griddle | A | Cumulative Energy Savings (MWh or mTherms) | Achievable Economic TRC Potential | 0 | 0 | 0.003148 | 0.013799 | 0.033162 | 0.062238 | 0.10186 | 0.15271 | 0.21535 | 0.29024 | 0.37104 | 0.45814 | 0.55207 | 0.65346 | 0.75986 | 0.8676 | 0.9762 | 1.0853 | 1.1948 | 1.3336 | 1.4725 | 1.6101 | 1.741 | 1.8643 | 1.9795 | 2.0856 | 2.1823
F8_Commercial_OR - Health_Existing_Food Preparation_Natural Gas_Griddle_A_Achievable Economic TRC Potential | F8 | Commercial | OR - Health | Existing | Food Preparation | Natural Gas | Griddle | A | Cumulative Summer Peak Savings (MW) | Achievable Economic TRC Potential | 0 | 0 | 0 | 0 | 0 | 0 | 0 | 0 | 0 | 0 | 0 | 0 | 0 | 0 | 0 | 0 | 0 | 0 | 0 | 0 | 0 | 0 | 0 | 0 | 0 | 0 | 0
F9_Commercial_OR - Health_Existing_Food Preparation_Natural Gas_Griddle_A_Achievable Economic TRC Potential | F9 | Commercial | OR - Health | Existing | Food Preparation | Natural Gas | Griddle | A | Cumulative Winter Peak Savings (MW) | Achievable Economic TRC Potential | 0 | 0 | 0 | 0 | 0 | 0 | 0 | 0 | 0 | 0 | 0 | 0 | 0 | 0 | 0 | 0 | 0 | 0 | 0 | 0 | 0 | 0 | 0 | 0 | 0 | 0 | 0
F10_Commercial_OR - Health_Existing_Food Preparation_Natural Gas_Griddle_A_Achievable Economic TRC Potential | F10 | Commercial | OR - Health | Existing | Food Preparation | Natural Gas | Griddle | A | Purchases (Incremental) | Achievable Economic TRC Potential | 0 | 0 | 0.018744 | 0.063421 | 0.11529 | 0.17313 | 0.23592 | 0.30279 | 0.37298 | 0.44588 | 0.48113 | 0.51862 | 0.55928 | 0.60371 | 0.63348 | 0.64156 | 0.64665 | 0.64983 | 0.65193 | 0.82635 | 0.82709 | 0.81906 | 0.7793 | 0.73463 | 0.68548 | 0.63225 | 0.57535
F11_Commercial_OR - Health_Existing_Food Preparation_Natural Gas_Griddle_A_Achievable Economic TRC Potential | F11 | Commercial | OR - Health | Existing | Food Preparation | Natural Gas | Griddle | A | Purchases (Cumulative) | Achievable Economic TRC Potential | 0 | 0 | 0.018744 | 0.082166 | 0.19745 | 0.37058 | 0.60651 | 0.9093 | 1.2823 | 1.7282 | 2.2093 | 2.7279 | 3.2872 | 3.8909 | 4.5244 | 5.1659 | 5.8126 | 6.4624 | 7.1143 | 7.9407 | 8.7678 | 9.5869 | 10.3661 | 11.1008 | 11.7863 | 12.4185 | 12.9938
F1_Commercial_OR - Health_Existing_Food Preparation_Natural Gas_Range_A_Achievable Economic TRC Potential | F1 | Commercial | OR - Health | Existing | Food Preparation | Natural Gas | Range | A | Integrated Unit Energy Savings (kWh or therms) | Achievable Economic TRC Potential | 0 | 171.4286 | 171.4286 | 171.4286 | 171.4286 | 171.4286 | 171.4286 | 171.4286 | 171.4286 | 171.4286 | 171.4286 | 171.4286 | 171.4286 | 171.4286 | 171.4286 | 171.4286 | 171.4286 | 171.4286 | 171.4286 | 171.4286 | 171.4286 | 171.4286 | 171.4286 | 171.4286 | 171.4286 | 171.4286 | 171.4286
F2_Commercial_OR - Health_Existing_Food Preparation_Natural Gas_Range_A_Achievable Economic TRC Potential | F2 | Commercial | OR - Health | Existing | Food Preparation | Natural Gas | Range | A | Integrated Unit Summer Peak Savings (kW) | Achievable Economic TRC Potential | 0 | 0 | 0 | 0 | 0 | 0 | 0 | 0 | 0 | 0 | 0 | 0 | 0 | 0 | 0 | 0 | 0 | 0 | 0 | 0 | 0 | 0 | 0 | 0 | 0 | 0 | 0
F3_Commercial_OR - Health_Existing_Food Preparation_Natural Gas_Range_A_Achievable Economic TRC Potential | F3 | Commercial | OR - Health | Existing | Food Preparation | Natural Gas | Range | A | Integrated Unit Winter Peak Savings (kW) | Achievable Economic TRC Potential | 0 | 0 | 0 | 0 | 0 | 0 | 0 | 0 | 0 | 0 | 0 | 0 | 0 | 0 | 0 | 0 | 0 | 0 | 0 | 0 | 0 | 0 | 0 | 0 | 0 | 0 | 0
F4_Commercial_OR - Health_Existing_Food Preparation_Natural Gas_Range_A_Achievable Economic TRC Potential | F4 | Commercial | OR - Health | Existing | Food Preparation | Natural Gas | Range | A | Incremental Energy Savings (MWh or mTherms) | Achievable Economic TRC Potential | 0 | 0 | 0.020203 | 0.07306 | 0.13742 | 0.20976 | 0.2875 | 0.36878 | 0.45226 | 0.537 | 0.54113 | 0.56259 | 0.58035 | 0.58013 | 0.58085 | 0.69649 | 0.72232 | 0.74187 | 0.7566 | 0.73419 | 0.77224 | 0.78414 | 0.71127 | 0.6307 | 0.53004 | 0.3413 | 0.25732
F5_Commercial_OR - Health_Existing_Food Preparation_Natural Gas_Range_A_Achievable Economic TRC Potential | F5 | Commercial | OR - Health | Existing | Food Preparation | Natural Gas | Range | A | Incremental Summer Peak Savings (MW) | Achievable Economic TRC Potential | 0 | 0 | 0 | 0 | 0 | 0 | 0 | 0 | 0 | 0 | 0 | 0 | 0 | 0 | 0 | 0 | 0 | 0 | 0 | 0 | 0 | 0 | 0 | 0 | 0 | 0 | 0
F6_Commercial_OR - Health_Existing_Food Preparation_Natural Gas_Range_A_Achievable Economic TRC Potential | F6 | Commercial | OR - Health | Existing | Food Preparation | Natural Gas | Range | A | Incremental Winter Peak Savings (MW) | Achievable Economic TRC Potential | 0 | 0 | 0 | 0 | 0 | 0 | 0 | 0 | 0 | 0 | 0 | 0 | 0 | 0 | 0 | 0 | 0 | 0 | 0 | 0 | 0 | 0 | 0 | 0 | 0 | 0 | 0
F7_Commercial_OR - Health_Existing_Food Preparation_Natural Gas_Range_A_Achievable Economic TRC Potential | F7 | Commercial | OR - Health | Existing | Food Preparation | Natural Gas | Range | A | Cumulative Energy Savings (MWh or mTherms) | Achievable Economic TRC Potential | 0 | 0 | 0.020203 | 0.093263 | 0.23068 | 0.44044 | 0.72794 | 1.0967 | 1.549 | 2.086 | 2.6271 | 3.1897 | 3.77 | 4.3502 | 4.931 | 5.6275 | 6.3498 | 7.0917 | 7.8483 | 8.5825 | 9.3547 | 10.1389 | 10.8501 | 11.4808 | 12.0109 | 12.3522 | 12.6095
F8_Commercial_OR - Health_Existing_Food Preparation_Natural Gas_Range_A_Achievable Economic TRC Potential | F8 | Commercial | OR - Health | Existing | Food Preparation | Natural Gas | Range | A | Cumulative Summer Peak Savings (MW) | Achievable Economic TRC Potential | 0 | 0 | 0 | 0 | 0 | 0 | 0 | 0 | 0 | 0 | 0 | 0 | 0 | 0 | 0 | 0 | 0 | 0 | 0 | 0 | 0 | 0 | 0 | 0 | 0 | 0 | 0
F9_Commercial_OR - Health_Existing_Food Preparation_Natural Gas_Range_A_Achievable Economic TRC Potential | F9 | Commercial | OR - Health | Existing | Food Preparation | Natural Gas | Range | A | Cumulative Winter Peak Savings (MW) | Achievable Economic TRC Potential | 0 | 0 | 0 | 0 | 0 | 0 | 0 | 0 | 0 | 0 | 0 | 0 | 0 | 0 | 0 | 0 | 0 | 0 | 0 | 0 | 0 | 0 | 0 | 0 | 0 | 0 | 0
F10_Commercial_OR - Health_Existing_Food Preparation_Natural Gas_Range_A_Achievable Economic TRC Potential | F10 | Commercial | OR - Health | Existing | Food Preparation | Natural Gas | Range | A | Purchases (Incremental) | Achievable Economic TRC Potential | 0 | 0 | 0.11785 | 0.42618 | 0.80161 | 1.2236 | 1.6771 | 2.1512 | 2.6382 | 3.1325 | 3.1566 | 3.2818 | 3.3854 | 3.3841 | 3.3883 | 4.0628 | 4.2135 | 4.3276 | 4.4135 | 4.2828 | 4.5047 | 4.5742 | 4.1491 | 3.6791 | 3.0919 | 1.9909 | 1.501
F11_Commercial_OR - Health_Existing_Food Preparation_Natural Gas_Range_A_Achievable Economic TRC Potential | F11 | Commercial | OR - Health | Existing | Food Preparation | Natural Gas | Range | A | Purchases (Cumulative) | Achievable Economic TRC Potential | 0 | 0 | 0.11785 | 0.54403 | 1.3456 | 2.5692 | 4.2463 | 6.3975 | 9.0357 | 12.1681 | 15.3247 | 18.6065 | 21.9919 | 25.376 | 28.7643 | 32.8271 | 37.0407 | 41.3682 | 45.7817 | 50.0645 | 54.5692 | 59.1434 | 63.2924 | 66.9715 | 70.0634 | 72.0543 | 73.5554
F1_Commercial_OR - Health_Existing_Food Preparation_Natural Gas_Steamer_A_Achievable Economic TRC Potential | F1 | Commercial | OR - Health | Existing | Food Preparation | Natural Gas | Steamer | A | Integrated Unit Energy Savings (kWh or therms) | Achievable Economic TRC Potential | 0 | 1215.1419 | 1215.1419 | 1215.1419 | 1215.1419 | 1215.1419 | 1215.1419 | 1215.1419 | 1215.1419 | 1215.1419 | 1215.1419 | 1215.1419 | 1215.1419 | 1215.1419 | 1215.1419 | 1215.1419 | 1215.1419 | 1215.1419 | 1215.1419 | 1215.1419 | 1215.1419 | 1215.1419 | 1215.1419 | 1215.1419 | 1215.1419 | 1215.1419 | 1215.1419
F2_Commercial_OR - Health_Existing_Food Preparation_Natural Gas_Steamer_A_Achievable Economic TRC Potential | F2 | Commercial | OR - Health | Existing | Food Preparation | Natural Gas | Steamer | A | Integrated Unit Summer Peak Savings (kW) | Achievable Economic TRC Potential | 0 | 0 | 0 | 0 | 0 | 0 | 0 | 0 | 0 | 0 | 0 | 0 | 0 | 0 | 0 | 0 | 0 | 0 | 0 | 0 | 0 | 0 | 0 | 0 | 0 | 0 | 0
F3_Commercial_OR - Health_Existing_Food Preparation_Natural Gas_Steamer_A_Achievable Economic TRC Potential | F3 | Commercial | OR - Health | Existing | Food Preparation | Natural Gas | Steamer | A | Integrated Unit Winter Peak Savings (kW) | Achievable Economic TRC Potential | 0 | 0 | 0 | 0 | 0 | 0 | 0 | 0 | 0 | 0 | 0 | 0 | 0 | 0 | 0 | 0 | 0 | 0 | 0 | 0 | 0 | 0 | 0 | 0 | 0 | 0 | 0
F4_Commercial_OR - Health_Existing_Food Preparation_Natural Gas_Steamer_A_Achievable Economic TRC Potential | F4 | Commercial | OR - Health | Existing | Food Preparation | Natural Gas | Steamer | A | Incremental Energy Savings (MWh or mTherms) | Achievable Economic TRC Potential | 0 | 0 | 0.023953 | 0.071103 | 0.11622 | 0.15991 | 0.20266 | 0.24477 | 0.29749 | 0.34831 | 0.37306 | 0.37259 | 0.37234 | 0.52512 | 0.49893 | 0.48035 | 0.45629 | 0.43771 | 0.42361 | 0.41301 | 0.46256 | 0.33937 | 0.3288 | 0.30192 | 0.26473 | 0.28944 | 0.1891
F5_Commercial_OR - Health_Existing_Food Preparation_Natural Gas_Steamer_A_Achievable Economic TRC Potential | F5 | Commercial | OR - Health | Existing | Food Preparation | Natural Gas | Steamer | A | Incremental Summer Peak Savings (MW) | Achievable Economic TRC Potential | 0 | 0 | 0 | 0 | 0 | 0 | 0 | 0 | 0 | 0 | 0 | 0 | 0 | 0 | 0 | 0 | 0 | 0 | 0 | 0 | 0 | 0 | 0 | 0 | 0 | 0 | 0
F6_Commercial_OR - Health_Existing_Food Preparation_Natural Gas_Steamer_A_Achievable Economic TRC Potential | F6 | Commercial | OR - Health | Existing | Food Preparation | Natural Gas | Steamer | A | Incremental Winter Peak Savings (MW) | Achievable Economic TRC Potential | 0 | 0 | 0 | 0 | 0 | 0 | 0 | 0 | 0 | 0 | 0 | 0 | 0 | 0 | 0 | 0 | 0 | 0 | 0 | 0 | 0 | 0 | 0 | 0 | 0 | 0 | 0
F7_Commercial_OR - Health_Existing_Food Preparation_Natural Gas_Steamer_A_Achievable Economic TRC Potential | F7 | Commercial | OR - Health | Existing | Food Preparation | Natural Gas | Steamer | A | Cumulative Energy Savings (MWh or mTherms) | Achievable Economic TRC Potential | 0 | 0 | 0.023953 | 0.095056 | 0.21127 | 0.37119 | 0.57384 | 0.81861 | 1.1161 | 1.4644 | 1.8375 | 2.2101 | 2.5824 | 3.1075 | 3.6065 | 4.0868 | 4.5431 | 4.9808 | 5.4044 | 5.8174 | 6.28 | 6.6194 | 6.9482 | 7.2501 | 7.5148 | 7.8042 | 7.9933
F8_Commercial_OR - Health_Existing_Food Preparation_Natural Gas_Steamer_A_Achievable Economic TRC Potential | F8 | Commercial | OR - Health | Existing | Food Preparation | Natural Gas | Steamer | A | Cumulative Summer Peak Savings (MW) | Achievable Economic TRC Potential | 0 | 0 | 0 | 0 | 0 | 0 | 0 | 0 | 0 | 0 | 0 | 0 | 0 | 0 | 0 | 0 | 0 | 0 | 0 | 0 | 0 | 0 | 0 | 0 | 0 | 0 | 0
F9_Commercial_OR - Health_Existing_Food Preparation_Natural Gas_Steamer_A_Achievable Economic TRC Potential | F9 | Commercial | OR - Health | Existing | Food Preparation | Natural Gas | Steamer | A | Cumulative Winter Peak Savings (MW) | Achievable Economic TRC Potential | 0 | 0 | 0 | 0 | 0 | 0 | 0 | 0 | 0 | 0 | 0 | 0 | 0 | 0 | 0 | 0 | 0 | 0 | 0 | 0 | 0 | 0 | 0 | 0 | 0 | 0 | 0
F10_Commercial_OR - Health_Existing_Food Preparation_Natural Gas_Steamer_A_Achievable Economic TRC Potential | F10 | Commercial | OR - Health | Existing | Food Preparation | Natural Gas | Steamer | A | Purchases (Incremental) | Achievable Economic TRC Potential | 0 | 0 | 0.019712 | 0.058514 | 0.095639 | 0.1316 | 0.16677 | 0.20143 | 0.24482 | 0.28664 | 0.30701 | 0.30662 | 0.30642 | 0.43215 | 0.4106 | 0.39531 | 0.3755 | 0.36021 | 0.34861 | 0.33989 | 0.38066 | 0.27929 | 0.27058 | 0.24846 | 0.21786 | 0.23819 | 0.15562
F11_Commercial_OR - Health_Existing_Food Preparation_Natural Gas_Steamer_A_Achievable Economic TRC Potential | F11 | Commercial | OR - Health | Existing | Food Preparation | Natural Gas | Steamer | A | Purchases (Cumulative) | Achievable Economic TRC Potential | 0 | 0 | 0.019712 | 0.078227 | 0.17387 | 0.30547 | 0.47224 | 0.67367 | 0.9185 | 1.2051 | 1.5121 | 1.8188 | 2.1252 | 2.5573 | 2.9679 | 3.3632 | 3.7387 | 4.0989 | 4.4476 | 4.7874 | 5.1681 | 5.4474 | 5.718 | 5.9664 | 6.1843 | 6.4225 | 6.5781
F1_Commercial_OR - Health_Existing_Food Preparation_Natural Gas_Commercial Food Prep Other_A_Achievable Economic TRC Potential | F1 | Commercial | OR - Health | Existing | Food Preparation | Natural Gas | Commercial Food Prep Other | A | Integrated Unit Energy Savings (kWh or therms) | Achievable Economic TRC Potential | 0 | 0 | 0 | 0 | 0 | 0 | 0 | 0 | 0 | 0 | 0 | 0 | 0 | 0 | 0 | 0 | 0 | 0 | 0 | 0 | 0 | 0 | 0 | 0 | 0 | 0 | 0
F2_Commercial_OR - Health_Existing_Food Preparation_Natural Gas_Commercial Food Prep Other_A_Achievable Economic TRC Potential | F2 | Commercial | OR - Health | Existing | Food Preparation | Natural Gas | Commercial Food Prep Other | A | Integrated Unit Summer Peak Savings (kW) | Achievable Economic TRC Potential | 0 | 0 | 0 | 0 | 0 | 0 | 0 | 0 | 0 | 0 | 0 | 0 | 0 | 0 | 0 | 0 | 0 | 0 | 0 | 0 | 0 | 0 | 0 | 0 | 0 | 0 | 0
F3_Commercial_OR - Health_Existing_Food Preparation_Natural Gas_Commercial Food Prep Other_A_Achievable Economic TRC Potential | F3 | Commercial | OR - Health | Existing | Food Preparation | Natural Gas | Commercial Food Prep Other | A | Integrated Unit Winter Peak Savings (kW) | Achievable Economic TRC Potential | 0 | 0 | 0 | 0 | 0 | 0 | 0 | 0 | 0 | 0 | 0 | 0 | 0 | 0 | 0 | 0 | 0 | 0 | 0 | 0 | 0 | 0 | 0 | 0 | 0 | 0 | 0
F4_Commercial_OR - Health_Existing_Food Preparation_Natural Gas_Commercial Food Prep Other_A_Achievable Economic TRC Potential | F4 | Commercial | OR - Health | Existing | Food Preparation | Natural Gas | Commercial Food Prep Other | A | Incremental Energy Savings (MWh or mTherms) | Achievable Economic TRC Potential | 0 | 0 | 0 | 0 | 0 | 0 | 0 | 0 | 0 | 0 | 0 | 0 | 0 | 0 | 0 | 0 | 0 | 0 | 0 | 0 | 0 | 0 | 0 | 0 | 0 | 0 | 0
F5_Commercial_OR - Health_Existing_Food Preparation_Natural Gas_Commercial Food Prep Other_A_Achievable Economic TRC Potential | F5 | Commercial | OR - Health | Existing | Food Preparation | Natural Gas | Commercial Food Prep Other | A | Incremental Summer Peak Savings (MW) | Achievable Economic TRC Potential | 0 | 0 | 0 | 0 | 0 | 0 | 0 | 0 | 0 | 0 | 0 | 0 | 0 | 0 | 0 | 0 | 0 | 0 | 0 | 0 | 0 | 0 | 0 | 0 | 0 | 0 | 0
F6_Commercial_OR - Health_Existing_Food Preparation_Natural Gas_Commercial Food Prep Other_A_Achievable Economic TRC Potential | F6 | Commercial | OR - Health | Existing | Food Preparation | Natural Gas | Commercial Food Prep Other | A | Incremental Winter Peak Savings (MW) | Achievable Economic TRC Potential | 0 | 0 | 0 | 0 | 0 | 0 | 0 | 0 | 0 | 0 | 0 | 0 | 0 | 0 | 0 | 0 | 0 | 0 | 0 | 0 | 0 | 0 | 0 | 0 | 0 | 0 | 0
F7_Commercial_OR - Health_Existing_Food Preparation_Natural Gas_Commercial Food Prep Other_A_Achievable Economic TRC Potential | F7 | Commercial | OR - Health | Existing | Food Preparation | Natural Gas | Commercial Food Prep Other | A | Cumulative Energy Savings (MWh or mTherms) | Achievable Economic TRC Potential | 0 | 0 | 0 | 0 | 0 | 0 | 0 | 0 | 0 | 0 | 0 | 0 | 0 | 0 | 0 | 0 | 0 | 0 | 0 | 0 | 0 | 0 | 0 | 0 | 0 | 0 | 0
F8_Commercial_OR - Health_Existing_Food Preparation_Natural Gas_Commercial Food Prep Other_A_Achievable Economic TRC Potential | F8 | Commercial | OR - Health | Existing | Food Preparation | Natural Gas | Commercial Food Prep Other | A | Cumulative Summer Peak Savings (MW) | Achievable Economic TRC Potential | 0 | 0 | 0 | 0 | 0 | 0 | 0 | 0 | 0 | 0 | 0 | 0 | 0 | 0 | 0 | 0 | 0 | 0 | 0 | 0 | 0 | 0 | 0 | 0 | 0 | 0 | 0
F9_Commercial_OR - Health_Existing_Food Preparation_Natural Gas_Commercial Food Prep Other_A_Achievable Economic TRC Potential | F9 | Commercial | OR - Health | Existing | Food Preparation | Natural Gas | Commercial Food Prep Other | A | Cumulative Winter Peak Savings (MW) | Achievable Economic TRC Potential | 0 | 0 | 0 | 0 | 0 | 0 | 0 | 0 | 0 | 0 | 0 | 0 | 0 | 0 | 0 | 0 | 0 | 0 | 0 | 0 | 0 | 0 | 0 | 0 | 0 | 0 | 0
F10_Commercial_OR - Health_Existing_Food Preparation_Natural Gas_Commercial Food Prep Other_A_Achievable Economic TRC Potential | F10 | Commercial | OR - Health | Existing | Food Preparation | Natural Gas | Commercial Food Prep Other | A | Purchases (Incremental) | Achievable Economic TRC Potential | 0 | 0 | 0 | 0 | 0 | 0 | 0 | 0 | 0 | 0 | 0 | 0 | 0 | 0 | 0 | 0 | 0 | 0 | 0 | 0 | 0 | 0 | 0 | 0 | 0 | 0 | 0
F11_Commercial_OR - Health_Existing_Food Preparation_Natural Gas_Commercial Food Prep Other_A_Achievable Economic TRC Potential | F11 | Commercial | OR - Health | Existing | Food Preparation | Natural Gas | Commercial Food Prep Other | A | Purchases (Cumulative) | Achievable Economic TRC Potential | 0 | 0 | 0 | 0 | 0 | 0 | 0 | 0 | 0 | 0 | 0 | 0 | 0 | 0 | 0 | 0 | 0 | 0 | 0 | 0 | 0 | 0 | 0 | 0 | 0 | 0 | 0
F1_Commercial_OR - Health_Existing_Miscellaneous_Natural Gas_Pool Heater_A_Achievable Economic TRC Potential | F1 | Commercial | OR - Health | Existing | Miscellaneous | Natural Gas | Pool Heater | A | Integrated Unit Energy Savings (kWh or therms) | Achievable Economic TRC Potential | 0 | 0 | 0 | 0 | 0 | 0 | 0 | 0 | 0 | 0 | 0 | 0 | 0 | 0 | 0 | 0 | 0 | 0 | 0 | 0 | 0 | 0 | 0 | 0 | 0 | 0 | 0
F2_Commercial_OR - Health_Existing_Miscellaneous_Natural Gas_Pool Heater_A_Achievable Economic TRC Potential | F2 | Commercial | OR - Health | Existing | Miscellaneous | Natural Gas | Pool Heater | A | Integrated Unit Summer Peak Savings (kW) | Achievable Economic TRC Potential | 0 | 0 | 0 | 0 | 0 | 0 | 0 | 0 | 0 | 0 | 0 | 0 | 0 | 0 | 0 | 0 | 0 | 0 | 0 | 0 | 0 | 0 | 0 | 0 | 0 | 0 | 0
F3_Commercial_OR - Health_Existing_Miscellaneous_Natural Gas_Pool Heater_A_Achievable Economic TRC Potential | F3 | Commercial | OR - Health | Existing | Miscellaneous | Natural Gas | Pool Heater | A | Integrated Unit Winter Peak Savings (kW) | Achievable Economic TRC Potential | 0 | 0 | 0 | 0 | 0 | 0 | 0 | 0 | 0 | 0 | 0 | 0 | 0 | 0 | 0 | 0 | 0 | 0 | 0 | 0 | 0 | 0 | 0 | 0 | 0 | 0 | 0
F4_Commercial_OR - Health_Existing_Miscellaneous_Natural Gas_Pool Heater_A_Achievable Economic TRC Potential | F4 | Commercial | OR - Health | Existing | Miscellaneous | Natural Gas | Pool Heater | A | Incremental Energy Savings (MWh or mTherms) | Achievable Economic TRC Potential | 0 | 0 | 0 | 0 | 0 | 0 | 0 | 0 | 0 | 0 | 0 | 0 | 0 | 0 | 0 | 0 | 0 | 0 | 0 | 0 | 0 | 0 | 0 | 0 | 0 | 0 | 0
F5_Commercial_OR - Health_Existing_Miscellaneous_Natural Gas_Pool Heater_A_Achievable Economic TRC Potential | F5 | Commercial | OR - Health | Existing | Miscellaneous | Natural Gas | Pool Heater | A | Incremental Summer Peak Savings (MW) | Achievable Economic TRC Potential | 0 | 0 | 0 | 0 | 0 | 0 | 0 | 0 | 0 | 0 | 0 | 0 | 0 | 0 | 0 | 0 | 0 | 0 | 0 | 0 | 0 | 0 | 0 | 0 | 0 | 0 | 0
F6_Commercial_OR - Health_Existing_Miscellaneous_Natural Gas_Pool Heater_A_Achievable Economic TRC Potential | F6 | Commercial | OR - Health | Existing | Miscellaneous | Natural Gas | Pool Heater | A | Incremental Winter Peak Savings (MW) | Achievable Economic TRC Potential | 0 | 0 | 0 | 0 | 0 | 0 | 0 | 0 | 0 | 0 | 0 | 0 | 0 | 0 | 0 | 0 | 0 | 0 | 0 | 0 | 0 | 0 | 0 | 0 | 0 | 0 | 0
F7_Commercial_OR - Health_Existing_Miscellaneous_Natural Gas_Pool Heater_A_Achievable Economic TRC Potential | F7 | Commercial | OR - Health | Existing | Miscellaneous | Natural Gas | Pool Heater | A | Cumulative Energy Savings (MWh or mTherms) | Achievable Economic TRC Potential | 0 | 0 | 0 | 0 | 0 | 0 | 0 | 0 | 0 | 0 | 0 | 0 | 0 | 0 | 0 | 0 | 0 | 0 | 0 | 0 | 0 | 0 | 0 | 0 | 0 | 0 | 0
F8_Commercial_OR - Health_Existing_Miscellaneous_Natural Gas_Pool Heater_A_Achievable Economic TRC Potential | F8 | Commercial | OR - Health | Existing | Miscellaneous | Natural Gas | Pool Heater | A | Cumulative Summer Peak Savings (MW) | Achievable Economic TRC Potential | 0 | 0 | 0 | 0 | 0 | 0 | 0 | 0 | 0 | 0 | 0 | 0 | 0 | 0 | 0 | 0 | 0 | 0 | 0 | 0 | 0 | 0 | 0 | 0 | 0 | 0 | 0
F9_Commercial_OR - Health_Existing_Miscellaneous_Natural Gas_Pool Heater_A_Achievable Economic TRC Potential | F9 | Commercial | OR - Health | Existing | Miscellaneous | Natural Gas | Pool Heater | A | Cumulative Winter Peak Savings (MW) | Achievable Economic TRC Potential | 0 | 0 | 0 | 0 | 0 | 0 | 0 | 0 | 0 | 0 | 0 | 0 | 0 | 0 | 0 | 0 | 0 | 0 | 0 | 0 | 0 | 0 | 0 | 0 | 0 | 0 | 0
F10_Commercial_OR - Health_Existing_Miscellaneous_Natural Gas_Pool Heater_A_Achievable Economic TRC Potential | F10 | Commercial | OR - Health | Existing | Miscellaneous | Natural Gas | Pool Heater | A | Purchases (Incremental) | Achievable Economic TRC Potential | 0 | 0 | 0 | 0 | 0 | 0 | 0 | 0 | 0 | 0 | 0 | 0 | 0 | 0 | 0 | 0 | 0 | 0 | 0 | 0 | 0 | 0 | 0 | 0 | 0 | 0 | 0
F11_Commercial_OR - Health_Existing_Miscellaneous_Natural Gas_Pool Heater_A_Achievable Economic TRC Potential | F11 | Commercial | OR - Health | Existing | Miscellaneous | Natural Gas | Pool Heater | A | Purchases (Cumulative) | Achievable Economic TRC Potential | 0 | 0 | 0 | 0 | 0 | 0 | 0 | 0 | 0 | 0 | 0 | 0 | 0 | 0 | 0 | 0 | 0 | 0 | 0 | 0 | 0 | 0 | 0 | 0 | 0 | 0 | 0
F1_Commercial_OR - Health_New_Space Heating_Natural Gas_Furnace_A_Achievable Economic TRC Potential | F1 | Commercial | OR - Health | New | Space Heating | Natural Gas | Furnace | A | Integrated Unit Energy Savings (kWh or therms) | Achievable Economic TRC Potential | 0 | 0 | 0 | 0 | 0 | 0 | 0 | 0 | 0 | 0 | 0 | 0 | 0 | 0 | 0 | 0 | 0 | 0 | 0 | 0 | 0 | 0 | 0 | 0 | 0 | 0 | 0
F2_Commercial_OR - Health_New_Space Heating_Natural Gas_Furnace_A_Achievable Economic TRC Potential | F2 | Commercial | OR - Health | New | Space Heating | Natural Gas | Furnace | A | Integrated Unit Summer Peak Savings (kW) | Achievable Economic TRC Potential | 0 | 0 | 0 | 0 | 0 | 0 | 0 | 0 | 0 | 0 | 0 | 0 | 0 | 0 | 0 | 0 | 0 | 0 | 0 | 0 | 0 | 0 | 0 | 0 | 0 | 0 | 0
F3_Commercial_OR - Health_New_Space Heating_Natural Gas_Furnace_A_Achievable Economic TRC Potential | F3 | Commercial | OR - Health | New | Space Heating | Natural Gas | Furnace | A | Integrated Unit Winter Peak Savings (kW) | Achievable Economic TRC Potential | 0 | 0 | 0 | 0 | 0 | 0 | 0 | 0 | 0 | 0 | 0 | 0 | 0 | 0 | 0 | 0 | 0 | 0 | 0 | 0 | 0 | 0 | 0 | 0 | 0 | 0 | 0
F4_Commercial_OR - Health_New_Space Heating_Natural Gas_Furnace_A_Achievable Economic TRC Potential | F4 | Commercial | OR - Health | New | Space Heating | Natural Gas | Furnace | A | Incremental Energy Savings (MWh or mTherms) | Achievable Economic TRC Potential | 0 | 0 | 0 | 0 | 0 | 0 | 0 | 0 | 0 | 0 | 0 | 0 | 0 | 0 | 0 | 0 | 0 | 0 | 0 | 0 | 0 | 0 | 0 | 0 | 0 | 0 | 0
F5_Commercial_OR - Health_New_Space Heating_Natural Gas_Furnace_A_Achievable Economic TRC Potential | F5 | Commercial | OR - Health | New | Space Heating | Natural Gas | Furnace | A | Incremental Summer Peak Savings (MW) | Achievable Economic TRC Potential | 0 | 0 | 0 | 0 | 0 | 0 | 0 | 0 | 0 | 0 | 0 | 0 | 0 | 0 | 0 | 0 | 0 | 0 | 0 | 0 | 0 | 0 | 0 | 0 | 0 | 0 | 0
F6_Commercial_OR - Health_New_Space Heating_Natural Gas_Furnace_A_Achievable Economic TRC Potential | F6 | Commercial | OR - Health | New | Space Heating | Natural Gas | Furnace | A | Incremental Winter Peak Savings (MW) | Achievable Economic TRC Potential | 0 | 0 | 0 | 0 | 0 | 0 | 0 | 0 | 0 | 0 | 0 | 0 | 0 | 0 | 0 | 0 | 0 | 0 | 0 | 0 | 0 | 0 | 0 | 0 | 0 | 0 | 0
F7_Commercial_OR - Health_New_Space Heating_Natural Gas_Furnace_A_Achievable Economic TRC Potential | F7 | Commercial | OR - Health | New | Space Heating | Natural Gas | Furnace | A | Cumulative Energy Savings (MWh or mTherms) | Achievable Economic TRC Potential | 0 | 0 | 0 | 0 | 0 | 0 | 0 | 0 | 0 | 0 | 0 | 0 | 0 | 0 | 0 | 0 | 0 | 0 | 0 | 0 | 0 | 0 | 0 | 0 | 0 | 0 | 0
F8_Commercial_OR - Health_New_Space Heating_Natural Gas_Furnace_A_Achievable Economic TRC Potential | F8 | Commercial | OR - Health | New | Space Heating | Natural Gas | Furnace | A | Cumulative Summer Peak Savings (MW) | Achievable Economic TRC Potential | 0 | 0 | 0 | 0 | 0 | 0 | 0 | 0 | 0 | 0 | 0 | 0 | 0 | 0 | 0 | 0 | 0 | 0 | 0 | 0 | 0 | 0 | 0 | 0 | 0 | 0 | 0
F9_Commercial_OR - Health_New_Space Heating_Natural Gas_Furnace_A_Achievable Economic TRC Potential | F9 | Commercial | OR - Health | New | Space Heating | Natural Gas | Furnace | A | Cumulative Winter Peak Savings (MW) | Achievable Economic TRC Potential | 0 | 0 | 0 | 0 | 0 | 0 | 0 | 0 | 0 | 0 | 0 | 0 | 0 | 0 | 0 | 0 | 0 | 0 | 0 | 0 | 0 | 0 | 0 | 0 | 0 | 0 | 0
F10_Commercial_OR - Health_New_Space Heating_Natural Gas_Furnace_A_Achievable Economic TRC Potential | F10 | Commercial | OR - Health | New | Space Heating | Natural Gas | Furnace | A | Purchases (Incremental) | Achievable Economic TRC Potential | 0 | 0 | 0 | 0 | 0 | 0 | 0 | 0 | 0 | 0 | 0 | 0 | 0 | 0 | 0 | 0 | 0 | 0 | 0 | 0 | 0 | 0 | 0 | 0 | 0 | 0 | 0
F11_Commercial_OR - Health_New_Space Heating_Natural Gas_Furnace_A_Achievable Economic TRC Potential | F11 | Commercial | OR - Health | New | Space Heating | Natural Gas | Furnace | A | Purchases (Cumulative) | Achievable Economic TRC Potential | 0 | 0 | 0 | 0 | 0 | 0 | 0 | 0 | 0 | 0 | 0 | 0 | 0 | 0 | 0 | 0 | 0 | 0 | 0 | 0 | 0 | 0 | 0 | 0 | 0 | 0 | 0
F1_Commercial_OR - Health_New_Space Heating_Natural Gas_Boiler_A_Achievable Economic TRC Potential | F1 | Commercial | OR - Health | New | Space Heating | Natural Gas | Boiler | A | Integrated Unit Energy Savings (kWh or therms) | Achievable Economic TRC Potential | 0 | 0 | 0 | 0 | 0 | 0 | 0 | 0 | 0 | 0 | 0 | 0 | 0 | 0 | 0 | 0 | 0 | 0 | 0 | 0 | 0 | 0 | 0 | 0 | 0 | 0 | 0
F2_Commercial_OR - Health_New_Space Heating_Natural Gas_Boiler_A_Achievable Economic TRC Potential | F2 | Commercial | OR - Health | New | Space Heating | Natural Gas | Boiler | A | Integrated Unit Summer Peak Savings (kW) | Achievable Economic TRC Potential | 0 | 0 | 0 | 0 | 0 | 0 | 0 | 0 | 0 | 0 | 0 | 0 | 0 | 0 | 0 | 0 | 0 | 0 | 0 | 0 | 0 | 0 | 0 | 0 | 0 | 0 | 0
F3_Commercial_OR - Health_New_Space Heating_Natural Gas_Boiler_A_Achievable Economic TRC Potential | F3 | Commercial | OR - Health | New | Space Heating | Natural Gas | Boiler | A | Integrated Unit Winter Peak Savings (kW) | Achievable Economic TRC Potential | 0 | 0 | 0 | 0 | 0 | 0 | 0 | 0 | 0 | 0 | 0 | 0 | 0 | 0 | 0 | 0 | 0 | 0 | 0 | 0 | 0 | 0 | 0 | 0 | 0 | 0 | 0
F4_Commercial_OR - Health_New_Space Heating_Natural Gas_Boiler_A_Achievable Economic TRC Potential | F4 | Commercial | OR - Health | New | Space Heating | Natural Gas | Boiler | A | Incremental Energy Savings (MWh or mTherms) | Achievable Economic TRC Potential | 0 | 0 | 0 | 0 | 0 | 0 | 0 | 0 | 0 | 0 | 0 | 0 | 0 | 0 | 0 | 0 | 0 | 0 | 0 | 0 | 0 | 0 | 0 | 0 | 0 | 0 | 0
F5_Commercial_OR - Health_New_Space Heating_Natural Gas_Boiler_A_Achievable Economic TRC Potential | F5 | Commercial | OR - Health | New | Space Heating | Natural Gas | Boiler | A | Incremental Summer Peak Savings (MW) | Achievable Economic TRC Potential | 0 | 0 | 0 | 0 | 0 | 0 | 0 | 0 | 0 | 0 | 0 | 0 | 0 | 0 | 0 | 0 | 0 | 0 | 0 | 0 | 0 | 0 | 0 | 0 | 0 | 0 | 0
F6_Commercial_OR - Health_New_Space Heating_Natural Gas_Boiler_A_Achievable Economic TRC Potential | F6 | Commercial | OR - Health | New | Space Heating | Natural Gas | Boiler | A | Incremental Winter Peak Savings (MW) | Achievable Economic TRC Potential | 0 | 0 | 0 | 0 | 0 | 0 | 0 | 0 | 0 | 0 | 0 | 0 | 0 | 0 | 0 | 0 | 0 | 0 | 0 | 0 | 0 | 0 | 0 | 0 | 0 | 0 | 0
F7_Commercial_OR - Health_New_Space Heating_Natural Gas_Boiler_A_Achievable Economic TRC Potential | F7 | Commercial | OR - Health | New | Space Heating | Natural Gas | Boiler | A | Cumulative Energy Savings (MWh or mTherms) | Achievable Economic TRC Potential | 0 | 0 | 0 | 0 | 0 | 0 | 0 | 0 | 0 | 0 | 0 | 0 | 0 | 0 | 0 | 0 | 0 | 0 | 0 | 0 | 0 | 0 | 0 | 0 | 0 | 0 | 0
F8_Commercial_OR - Health_New_Space Heating_Natural Gas_Boiler_A_Achievable Economic TRC Potential | F8 | Commercial | OR - Health | New | Space Heating | Natural Gas | Boiler | A | Cumulative Summer Peak Savings (MW) | Achievable Economic TRC Potential | 0 | 0 | 0 | 0 | 0 | 0 | 0 | 0 | 0 | 0 | 0 | 0 | 0 | 0 | 0 | 0 | 0 | 0 | 0 | 0 | 0 | 0 | 0 | 0 | 0 | 0 | 0
F9_Commercial_OR - Health_New_Space Heating_Natural Gas_Boiler_A_Achievable Economic TRC Potential | F9 | Commercial | OR - Health | New | Space Heating | Natural Gas | Boiler | A | Cumulative Winter Peak Savings (MW) | Achievable Economic TRC Potential | 0 | 0 | 0 | 0 | 0 | 0 | 0 | 0 | 0 | 0 | 0 | 0 | 0 | 0 | 0 | 0 | 0 | 0 | 0 | 0 | 0 | 0 | 0 | 0 | 0 | 0 | 0
F10_Commercial_OR - Health_New_Space Heating_Natural Gas_Boiler_A_Achievable Economic TRC Potential | F10 | Commercial | OR - Health | New | Space Heating | Natural Gas | Boiler | A | Purchases (Incremental) | Achievable Economic TRC Potential | 0 | 0 | 0 | 0 | 0 | 0 | 0 | 0 | 0 | 0 | 0 | 0 | 0 | 0 | 0 | 0 | 0 | 0 | 0 | 0 | 0 | 0 | 0 | 0 | 0 | 0 | 0
F11_Commercial_OR - Health_New_Space Heating_Natural Gas_Boiler_A_Achievable Economic TRC Potential | F11 | Commercial | OR - Health | New | Space Heating | Natural Gas | Boiler | A | Purchases (Cumulative) | Achievable Economic TRC Potential | 0 | 0 | 0 | 0 | 0 | 0 | 0 | 0 | 0 | 0 | 0 | 0 | 0 | 0 | 0 | 0 | 0 | 0 | 0 | 0 | 0 | 0 | 0 | 0 | 0 | 0 | 0
F1_Commercial_OR - Health_New_Space Heating_Natural Gas_Unit Heater_A_Achievable Economic TRC Potential | F1 | Commercial | OR - Health | New | Space Heating | Natural Gas | Unit Heater | A | Integrated Unit Energy Savings (kWh or therms) | Achievable Economic TRC Potential | 0 | 0 | 0 | 0 | 0 | 0 | 0 | 0 | 0 | 0 | 0 | 0 | 0 | 0 | 0 | 0 | 0 | 0 | 0 | 0 | 0 | 0 | 0 | 0 | 0 | 0 | 0
F2_Commercial_OR - Health_New_Space Heating_Natural Gas_Unit Heater_A_Achievable Economic TRC Potential | F2 | Commercial | OR - Health | New | Space Heating | Natural Gas | Unit Heater | A | Integrated Unit Summer Peak Savings (kW) | Achievable Economic TRC Potential | 0 | 0 | 0 | 0 | 0 | 0 | 0 | 0 | 0 | 0 | 0 | 0 | 0 | 0 | 0 | 0 | 0 | 0 | 0 | 0 | 0 | 0 | 0 | 0 | 0 | 0 | 0
F3_Commercial_OR - Health_New_Space Heating_Natural Gas_Unit Heater_A_Achievable Economic TRC Potential | F3 | Commercial | OR - Health | New | Space Heating | Natural Gas | Unit Heater | A | Integrated Unit Winter Peak Savings (kW) | Achievable Economic TRC Potential | 0 | 0 | 0 | 0 | 0 | 0 | 0 | 0 | 0 | 0 | 0 | 0 | 0 | 0 | 0 | 0 | 0 | 0 | 0 | 0 | 0 | 0 | 0 | 0 | 0 | 0 | 0
F4_Commercial_OR - Health_New_Space Heating_Natural Gas_Unit Heater_A_Achievable Economic TRC Potential | F4 | Commercial | OR - Health | New | Space Heating | Natural Gas | Unit Heater | A | Incremental Energy Savings (MWh or mTherms) | Achievable Economic TRC Potential | 0 | 0 | 0 | 0 | 0 | 0 | 0 | 0 | 0 | 0 | 0 | 0 | 0 | 0 | 0 | 0 | 0 | 0 | 0 | 0 | 0 | 0 | 0 | 0 | 0 | 0 | 0
F5_Commercial_OR - Health_New_Space Heating_Natural Gas_Unit Heater_A_Achievable Economic TRC Potential | F5 | Commercial | OR - Health | New | Space Heating | Natural Gas | Unit Heater | A | Incremental Summer Peak Savings (MW) | Achievable Economic TRC Potential | 0 | 0 | 0 | 0 | 0 | 0 | 0 | 0 | 0 | 0 | 0 | 0 | 0 | 0 | 0 | 0 | 0 | 0 | 0 | 0 | 0 | 0 | 0 | 0 | 0 | 0 | 0
F6_Commercial_OR - Health_New_Space Heating_Natural Gas_Unit Heater_A_Achievable Economic TRC Potential | F6 | Commercial | OR - Health | New | Space Heating | Natural Gas | Unit Heater | A | Incremental Winter Peak Savings (MW) | Achievable Economic TRC Potential | 0 | 0 | 0 | 0 | 0 | 0 | 0 | 0 | 0 | 0 | 0 | 0 | 0 | 0 | 0 | 0 | 0 | 0 | 0 | 0 | 0 | 0 | 0 | 0 | 0 | 0 | 0
F7_Commercial_OR - Health_New_Space Heating_Natural Gas_Unit Heater_A_Achievable Economic TRC Potential | F7 | Commercial | OR - Health | New | Space Heating | Natural Gas | Unit Heater | A | Cumulative Energy Savings (MWh or mTherms) | Achievable Economic TRC Potential | 0 | 0 | 0 | 0 | 0 | 0 | 0 | 0 | 0 | 0 | 0 | 0 | 0 | 0 | 0 | 0 | 0 | 0 | 0 | 0 | 0 | 0 | 0 | 0 | 0 | 0 | 0
F8_Commercial_OR - Health_New_Space Heating_Natural Gas_Unit Heater_A_Achievable Economic TRC Potential | F8 | Commercial | OR - Health | New | Space Heating | Natural Gas | Unit Heater | A | Cumulative Summer Peak Savings (MW) | Achievable Economic TRC Potential | 0 | 0 | 0 | 0 | 0 | 0 | 0 | 0 | 0 | 0 | 0 | 0 | 0 | 0 | 0 | 0 | 0 | 0 | 0 | 0 | 0 | 0 | 0 | 0 | 0 | 0 | 0
F9_Commercial_OR - Health_New_Space Heating_Natural Gas_Unit Heater_A_Achievable Economic TRC Potential | F9 | Commercial | OR - Health | New | Space Heating | Natural Gas | Unit Heater | A | Cumulative Winter Peak Savings (MW) | Achievable Economic TRC Potential | 0 | 0 | 0 | 0 | 0 | 0 | 0 | 0 | 0 | 0 | 0 | 0 | 0 | 0 | 0 | 0 | 0 | 0 | 0 | 0 | 0 | 0 | 0 | 0 | 0 | 0 | 0
F10_Commercial_OR - Health_New_Space Heating_Natural Gas_Unit Heater_A_Achievable Economic TRC Potential | F10 | Commercial | OR - Health | New | Space Heating | Natural Gas | Unit Heater | A | Purchases (Incremental) | Achievable Economic TRC Potential | 0 | 0 | 0 | 0 | 0 | 0 | 0 | 0 | 0 | 0 | 0 | 0 | 0 | 0 | 0 | 0 | 0 | 0 | 0 | 0 | 0 | 0 | 0 | 0 | 0 | 0 | 0
F11_Commercial_OR - Health_New_Space Heating_Natural Gas_Unit Heater_A_Achievable Economic TRC Potential | F11 | Commercial | OR - Health | New | Space Heating | Natural Gas | Unit Heater | A | Purchases (Cumulative) | Achievable Economic TRC Potential | 0 | 0 | 0 | 0 | 0 | 0 | 0 | 0 | 0 | 0 | 0 | 0 | 0 | 0 | 0 | 0 | 0 | 0 | 0 | 0 | 0 | 0 | 0 | 0 | 0 | 0 | 0
F1_Commercial_OR - Health_New_Water Heating_Natural Gas_Water Heater_A_Achievable Economic TRC Potential | F1 | Commercial | OR - Health | New | Water Heating | Natural Gas | Water Heater | A | Integrated Unit Energy Savings (kWh or therms) | Achievable Economic TRC Potential | 0 | 0 | 0 | 0 | 0 | 0 | 0 | 0 | 0 | 0 | 0 | 0 | 0 | 0 | 0 | 0 | 0 | 0 | 0 | 0 | 0 | 0 | 0 | 0 | 0 | 0 | 0
F2_Commercial_OR - Health_New_Water Heating_Natural Gas_Water Heater_A_Achievable Economic TRC Potential | F2 | Commercial | OR - Health | New | Water Heating | Natural Gas | Water Heater | A | Integrated Unit Summer Peak Savings (kW) | Achievable Economic TRC Potential | 0 | 0 | 0 | 0 | 0 | 0 | 0 | 0 | 0 | 0 | 0 | 0 | 0 | 0 | 0 | 0 | 0 | 0 | 0 | 0 | 0 | 0 | 0 | 0 | 0 | 0 | 0
F3_Commercial_OR - Health_New_Water Heating_Natural Gas_Water Heater_A_Achievable Economic TRC Potential | F3 | Commercial | OR - Health | New | Water Heating | Natural Gas | Water Heater | A | Integrated Unit Winter Peak Savings (kW) | Achievable Economic TRC Potential | 0 | 0 | 0 | 0 | 0 | 0 | 0 | 0 | 0 | 0 | 0 | 0 | 0 | 0 | 0 | 0 | 0 | 0 | 0 | 0 | 0 | 0 | 0 | 0 | 0 | 0 | 0
F4_Commercial_OR - Health_New_Water Heating_Natural Gas_Water Heater_A_Achievable Economic TRC Potential | F4 | Commercial | OR - Health | New | Water Heating | Natural Gas | Water Heater | A | Incremental Energy Savings (MWh or mTherms) | Achievable Economic TRC Potential | 0 | 0 | 0 | 0 | 0 | 0 | 0 | 0 | 0 | 0 | 0 | 0 | 0 | 0 | 0 | 0 | 0 | 0 | 0 | 0 | 0 | 0 | 0 | 0 | 0 | 0 | 0
F5_Commercial_OR - Health_New_Water Heating_Natural Gas_Water Heater_A_Achievable Economic TRC Potential | F5 | Commercial | OR - Health | New | Water Heating | Natural Gas | Water Heater | A | Incremental Summer Peak Savings (MW) | Achievable Economic TRC Potential | 0 | 0 | 0 | 0 | 0 | 0 | 0 | 0 | 0 | 0 | 0 | 0 | 0 | 0 | 0 | 0 | 0 | 0 | 0 | 0 | 0 | 0 | 0 | 0 | 0 | 0 | 0
F6_Commercial_OR - Health_New_Water Heating_Natural Gas_Water Heater_A_Achievable Economic TRC Potential | F6 | Commercial | OR - Health | New | Water Heating | Natural Gas | Water Heater | A | Incremental Winter Peak Savings (MW) | Achievable Economic TRC Potential | 0 | 0 | 0 | 0 | 0 | 0 | 0 | 0 | 0 | 0 | 0 | 0 | 0 | 0 | 0 | 0 | 0 | 0 | 0 | 0 | 0 | 0 | 0 | 0 | 0 | 0 | 0
F7_Commercial_OR - Health_New_Water Heating_Natural Gas_Water Heater_A_Achievable Economic TRC Potential | F7 | Commercial | OR - Health | New | Water Heating | Natural Gas | Water Heater | A | Cumulative Energy Savings (MWh or mTherms) | Achievable Economic TRC Potential | 0 | 0 | 0 | 0 | 0 | 0 | 0 | 0 | 0 | 0 | 0 | 0 | 0 | 0 | 0 | 0 | 0 | 0 | 0 | 0 | 0 | 0 | 0 | 0 | 0 | 0 | 0
F8_Commercial_OR - Health_New_Water Heating_Natural Gas_Water Heater_A_Achievable Economic TRC Potential | F8 | Commercial | OR - Health | New | Water Heating | Natural Gas | Water Heater | A | Cumulative Summer Peak Savings (MW) | Achievable Economic TRC Potential | 0 | 0 | 0 | 0 | 0 | 0 | 0 | 0 | 0 | 0 | 0 | 0 | 0 | 0 | 0 | 0 | 0 | 0 | 0 | 0 | 0 | 0 | 0 | 0 | 0 | 0 | 0
F9_Commercial_OR - Health_New_Water Heating_Natural Gas_Water Heater_A_Achievable Economic TRC Potential | F9 | Commercial | OR - Health | New | Water Heating | Natural Gas | Water Heater | A | Cumulative Winter Peak Savings (MW) | Achievable Economic TRC Potential | 0 | 0 | 0 | 0 | 0 | 0 | 0 | 0 | 0 | 0 | 0 | 0 | 0 | 0 | 0 | 0 | 0 | 0 | 0 | 0 | 0 | 0 | 0 | 0 | 0 | 0 | 0
F10_Commercial_OR - Health_New_Water Heating_Natural Gas_Water Heater_A_Achievable Economic TRC Potential | F10 | Commercial | OR - Health | New | Water Heating | Natural Gas | Water Heater | A | Purchases (Incremental) | Achievable Economic TRC Potential | 0 | 0 | 0 | 0 | 0 | 0 | 0 | 0 | 0 | 0 | 0 | 0 | 0 | 0 | 0 | 0 | 0 | 0 | 0 | 0 | 0 | 0 | 0 | 0 | 0 | 0 | 0
F11_Commercial_OR - Health_New_Water Heating_Natural Gas_Water Heater_A_Achievable Economic TRC Potential | F11 | Commercial | OR - Health | New | Water Heating | Natural Gas | Water Heater | A | Purchases (Cumulative) | Achievable Economic TRC Potential | 0 | 0 | 0 | 0 | 0 | 0 | 0 | 0 | 0 | 0 | 0 | 0 | 0 | 0 | 0 | 0 | 0 | 0 | 0 | 0 | 0 | 0 | 0 | 0 | 0 | 0 | 0
F1_Commercial_OR - Health_New_Food Preparation_Natural Gas_Oven_A_Achievable Economic TRC Potential | F1 | Commercial | OR - Health | New | Food Preparation | Natural Gas | Oven | A | Integrated Unit Energy Savings (kWh or therms) | Achievable Economic TRC Potential | 0 | 0 | 0 | 0 | 0 | 0 | 0 | 0 | 0 | 0 | 0 | 0 | 0 | 0 | 0 | 0 | 0 | 0 | 0 | 0 | 0 | 0 | 0 | 0 | 0 | 0 | 0
F2_Commercial_OR - Health_New_Food Preparation_Natural Gas_Oven_A_Achievable Economic TRC Potential | F2 | Commercial | OR - Health | New | Food Preparation | Natural Gas | Oven | A | Integrated Unit Summer Peak Savings (kW) | Achievable Economic TRC Potential | 0 | 0 | 0 | 0 | 0 | 0 | 0 | 0 | 0 | 0 | 0 | 0 | 0 | 0 | 0 | 0 | 0 | 0 | 0 | 0 | 0 | 0 | 0 | 0 | 0 | 0 | 0
F3_Commercial_OR - Health_New_Food Preparation_Natural Gas_Oven_A_Achievable Economic TRC Potential | F3 | Commercial | OR - Health | New | Food Preparation | Natural Gas | Oven | A | Integrated Unit Winter Peak Savings (kW) | Achievable Economic TRC Potential | 0 | 0 | 0 | 0 | 0 | 0 | 0 | 0 | 0 | 0 | 0 | 0 | 0 | 0 | 0 | 0 | 0 | 0 | 0 | 0 | 0 | 0 | 0 | 0 | 0 | 0 | 0
F4_Commercial_OR - Health_New_Food Preparation_Natural Gas_Oven_A_Achievable Economic TRC Potential | F4 | Commercial | OR - Health | New | Food Preparation | Natural Gas | Oven | A | Incremental Energy Savings (MWh or mTherms) | Achievable Economic TRC Potential | 0 | 0 | 0 | 0 | 0 | 0 | 0 | 0 | 0 | 0 | 0 | 0 | 0 | 0 | 0 | 0 | 0 | 0 | 0 | 0 | 0 | 0 | 0 | 0 | 0 | 0 | 0
F5_Commercial_OR - Health_New_Food Preparation_Natural Gas_Oven_A_Achievable Economic TRC Potential | F5 | Commercial | OR - Health | New | Food Preparation | Natural Gas | Oven | A | Incremental Summer Peak Savings (MW) | Achievable Economic TRC Potential | 0 | 0 | 0 | 0 | 0 | 0 | 0 | 0 | 0 | 0 | 0 | 0 | 0 | 0 | 0 | 0 | 0 | 0 | 0 | 0 | 0 | 0 | 0 | 0 | 0 | 0 | 0
F6_Commercial_OR - Health_New_Food Preparation_Natural Gas_Oven_A_Achievable Economic TRC Potential | F6 | Commercial | OR - Health | New | Food Preparation | Natural Gas | Oven | A | Incremental Winter Peak Savings (MW) | Achievable Economic TRC Potential | 0 | 0 | 0 | 0 | 0 | 0 | 0 | 0 | 0 | 0 | 0 | 0 | 0 | 0 | 0 | 0 | 0 | 0 | 0 | 0 | 0 | 0 | 0 | 0 | 0 | 0 | 0
F7_Commercial_OR - Health_New_Food Preparation_Natural Gas_Oven_A_Achievable Economic TRC Potential | F7 | Commercial | OR - Health | New | Food Preparation | Natural Gas | Oven | A | Cumulative Energy Savings (MWh or mTherms) | Achievable Economic TRC Potential | 0 | 0 | 0 | 0 | 0 | 0 | 0 | 0 | 0 | 0 | 0 | 0 | 0 | 0 | 0 | 0 | 0 | 0 | 0 | 0 | 0 | 0 | 0 | 0 | 0 | 0 | 0
F8_Commercial_OR - Health_New_Food Preparation_Natural Gas_Oven_A_Achievable Economic TRC Potential | F8 | Commercial | OR - Health | New | Food Preparation | Natural Gas | Oven | A | Cumulative Summer Peak Savings (MW) | Achievable Economic TRC Potential | 0 | 0 | 0 | 0 | 0 | 0 | 0 | 0 | 0 | 0 | 0 | 0 | 0 | 0 | 0 | 0 | 0 | 0 | 0 | 0 | 0 | 0 | 0 | 0 | 0 | 0 | 0
F9_Commercial_OR - Health_New_Food Preparation_Natural Gas_Oven_A_Achievable Economic TRC Potential | F9 | Commercial | OR - Health | New | Food Preparation | Natural Gas | Oven | A | Cumulative Winter Peak Savings (MW) | Achievable Economic TRC Potential | 0 | 0 | 0 | 0 | 0 | 0 | 0 | 0 | 0 | 0 | 0 | 0 | 0 | 0 | 0 | 0 | 0 | 0 | 0 | 0 | 0 | 0 | 0 | 0 | 0 | 0 | 0
F10_Commercial_OR - Health_New_Food Preparation_Natural Gas_Oven_A_Achievable Economic TRC Potential | F10 | Commercial | OR - Health | New | Food Preparation | Natural Gas | Oven | A | Purchases (Incremental) | Achievable Economic TRC Potential | 0 | 0 | 0 | 0 | 0 | 0 | 0 | 0 | 0 | 0 | 0 | 0 | 0 | 0 | 0 | 0 | 0 | 0 | 0 | 0 | 0 | 0 | 0 | 0 | 0 | 0 | 0
F11_Commercial_OR - Health_New_Food Preparation_Natural Gas_Oven_A_Achievable Economic TRC Potential | F11 | Commercial | OR - Health | New | Food Preparation | Natural Gas | Oven | A | Purchases (Cumulative) | Achievable Economic TRC Potential | 0 | 0 | 0 | 0 | 0 | 0 | 0 | 0 | 0 | 0 | 0 | 0 | 0 | 0 | 0 | 0 | 0 | 0 | 0 | 0 | 0 | 0 | 0 | 0 | 0 | 0 | 0
F1_Commercial_OR - Health_New_Food Preparation_Natural Gas_Conveyor Oven_A_Achievable Economic TRC Potential | F1 | Commercial | OR - Health | New | Food Preparation | Natural Gas | Conveyor Oven | A | Integrated Unit Energy Savings (kWh or therms) | Achievable Economic TRC Potential | 0 | 0 | 0 | 0 | 0 | 0 | 0 | 0 | 0 | 0 | 0 | 0 | 0 | 0 | 0 | 0 | 0 | 0 | 0 | 0 | 0 | 0 | 0 | 0 | 0 | 0 | 0
F2_Commercial_OR - Health_New_Food Preparation_Natural Gas_Conveyor Oven_A_Achievable Economic TRC Potential | F2 | Commercial | OR - Health | New | Food Preparation | Natural Gas | Conveyor Oven | A | Integrated Unit Summer Peak Savings (kW) | Achievable Economic TRC Potential | 0 | 0 | 0 | 0 | 0 | 0 | 0 | 0 | 0 | 0 | 0 | 0 | 0 | 0 | 0 | 0 | 0 | 0 | 0 | 0 | 0 | 0 | 0 | 0 | 0 | 0 | 0
F3_Commercial_OR - Health_New_Food Preparation_Natural Gas_Conveyor Oven_A_Achievable Economic TRC Potential | F3 | Commercial | OR - Health | New | Food Preparation | Natural Gas | Conveyor Oven | A | Integrated Unit Winter Peak Savings (kW) | Achievable Economic TRC Potential | 0 | 0 | 0 | 0 | 0 | 0 | 0 | 0 | 0 | 0 | 0 | 0 | 0 | 0 | 0 | 0 | 0 | 0 | 0 | 0 | 0 | 0 | 0 | 0 | 0 | 0 | 0
F4_Commercial_OR - Health_New_Food Preparation_Natural Gas_Conveyor Oven_A_Achievable Economic TRC Potential | F4 | Commercial | OR - Health | New | Food Preparation | Natural Gas | Conveyor Oven | A | Incremental Energy Savings (MWh or mTherms) | Achievable Economic TRC Potential | 0 | 0 | 0 | 0 | 0 | 0 | 0 | 0 | 0 | 0 | 0 | 0 | 0 | 0 | 0 | 0 | 0 | 0 | 0 | 0 | 0 | 0 | 0 | 0 | 0 | 0 | 0
F5_Commercial_OR - Health_New_Food Preparation_Natural Gas_Conveyor Oven_A_Achievable Economic TRC Potential | F5 | Commercial | OR - Health | New | Food Preparation | Natural Gas | Conveyor Oven | A | Incremental Summer Peak Savings (MW) | Achievable Economic TRC Potential | 0 | 0 | 0 | 0 | 0 | 0 | 0 | 0 | 0 | 0 | 0 | 0 | 0 | 0 | 0 | 0 | 0 | 0 | 0 | 0 | 0 | 0 | 0 | 0 | 0 | 0 | 0
F6_Commercial_OR - Health_New_Food Preparation_Natural Gas_Conveyor Oven_A_Achievable Economic TRC Potential | F6 | Commercial | OR - Health | New | Food Preparation | Natural Gas | Conveyor Oven | A | Incremental Winter Peak Savings (MW) | Achievable Economic TRC Potential | 0 | 0 | 0 | 0 | 0 | 0 | 0 | 0 | 0 | 0 | 0 | 0 | 0 | 0 | 0 | 0 | 0 | 0 | 0 | 0 | 0 | 0 | 0 | 0 | 0 | 0 | 0
F7_Commercial_OR - Health_New_Food Preparation_Natural Gas_Conveyor Oven_A_Achievable Economic TRC Potential | F7 | Commercial | OR - Health | New | Food Preparation | Natural Gas | Conveyor Oven | A | Cumulative Energy Savings (MWh or mTherms) | Achievable Economic TRC Potential | 0 | 0 | 0 | 0 | 0 | 0 | 0 | 0 | 0 | 0 | 0 | 0 | 0 | 0 | 0 | 0 | 0 | 0 | 0 | 0 | 0 | 0 | 0 | 0 | 0 | 0 | 0
F8_Commercial_OR - Health_New_Food Preparation_Natural Gas_Conveyor Oven_A_Achievable Economic TRC Potential | F8 | Commercial | OR - Health | New | Food Preparation | Natural Gas | Conveyor Oven | A | Cumulative Summer Peak Savings (MW) | Achievable Economic TRC Potential | 0 | 0 | 0 | 0 | 0 | 0 | 0 | 0 | 0 | 0 | 0 | 0 | 0 | 0 | 0 | 0 | 0 | 0 | 0 | 0 | 0 | 0 | 0 | 0 | 0 | 0 | 0
F9_Commercial_OR - Health_New_Food Preparation_Natural Gas_Conveyor Oven_A_Achievable Economic TRC Potential | F9 | Commercial | OR - Health | New | Food Preparation | Natural Gas | Conveyor Oven | A | Cumulative Winter Peak Savings (MW) | Achievable Economic TRC Potential | 0 | 0 | 0 | 0 | 0 | 0 | 0 | 0 | 0 | 0 | 0 | 0 | 0 | 0 | 0 | 0 | 0 | 0 | 0 | 0 | 0 | 0 | 0 | 0 | 0 | 0 | 0
F10_Commercial_OR - Health_New_Food Preparation_Natural Gas_Conveyor Oven_A_Achievable Economic TRC Potential | F10 | Commercial | OR - Health | New | Food Preparation | Natural Gas | Conveyor Oven | A | Purchases (Incremental) | Achievable Economic TRC Potential | 0 | 0 | 0 | 0 | 0 | 0 | 0 | 0 | 0 | 0 | 0 | 0 | 0 | 0 | 0 | 0 | 0 | 0 | 0 | 0 | 0 | 0 | 0 | 0 | 0 | 0 | 0
F11_Commercial_OR - Health_New_Food Preparation_Natural Gas_Conveyor Oven_A_Achievable Economic TRC Potential | F11 | Commercial | OR - Health | New | Food Preparation | Natural Gas | Conveyor Oven | A | Purchases (Cumulative) | Achievable Economic TRC Potential | 0 | 0 | 0 | 0 | 0 | 0 | 0 | 0 | 0 | 0 | 0 | 0 | 0 | 0 | 0 | 0 | 0 | 0 | 0 | 0 | 0 | 0 | 0 | 0 | 0 | 0 | 0
F1_Commercial_OR - Health_New_Food Preparation_Natural Gas_Double Rack Oven_A_Achievable Economic TRC Potential | F1 | Commercial | OR - Health | New | Food Preparation | Natural Gas | Double Rack Oven | A | Integrated Unit Energy Savings (kWh or therms) | Achievable Economic TRC Potential | 0 | 0 | 0 | 0 | 0 | 0 | 0 | 0 | 0 | 0 | 0 | 0 | 0 | 0 | 0 | 0 | 0 | 0 | 0 | 0 | 0 | 0 | 0 | 0 | 0 | 0 | 0
F2_Commercial_OR - Health_New_Food Preparation_Natural Gas_Double Rack Oven_A_Achievable Economic TRC Potential | F2 | Commercial | OR - Health | New | Food Preparation | Natural Gas | Double Rack Oven | A | Integrated Unit Summer Peak Savings (kW) | Achievable Economic TRC Potential | 0 | 0 | 0 | 0 | 0 | 0 | 0 | 0 | 0 | 0 | 0 | 0 | 0 | 0 | 0 | 0 | 0 | 0 | 0 | 0 | 0 | 0 | 0 | 0 | 0 | 0 | 0
F3_Commercial_OR - Health_New_Food Preparation_Natural Gas_Double Rack Oven_A_Achievable Economic TRC Potential | F3 | Commercial | OR - Health | New | Food Preparation | Natural Gas | Double Rack Oven | A | Integrated Unit Winter Peak Savings (kW) | Achievable Economic TRC Potential | 0 | 0 | 0 | 0 | 0 | 0 | 0 | 0 | 0 | 0 | 0 | 0 | 0 | 0 | 0 | 0 | 0 | 0 | 0 | 0 | 0 | 0 | 0 | 0 | 0 | 0 | 0
F4_Commercial_OR - Health_New_Food Preparation_Natural Gas_Double Rack Oven_A_Achievable Economic TRC Potential | F4 | Commercial | OR - Health | New | Food Preparation | Natural Gas | Double Rack Oven | A | Incremental Energy Savings (MWh or mTherms) | Achievable Economic TRC Potential | 0 | 0 | 0 | 0 | 0 | 0 | 0 | 0 | 0 | 0 | 0 | 0 | 0 | 0 | 0 | 0 | 0 | 0 | 0 | 0 | 0 | 0 | 0 | 0 | 0 | 0 | 0
F5_Commercial_OR - Health_New_Food Preparation_Natural Gas_Double Rack Oven_A_Achievable Economic TRC Potential | F5 | Commercial | OR - Health | New | Food Preparation | Natural Gas | Double Rack Oven | A | Incremental Summer Peak Savings (MW) | Achievable Economic TRC Potential | 0 | 0 | 0 | 0 | 0 | 0 | 0 | 0 | 0 | 0 | 0 | 0 | 0 | 0 | 0 | 0 | 0 | 0 | 0 | 0 | 0 | 0 | 0 | 0 | 0 | 0 | 0
F6_Commercial_OR - Health_New_Food Preparation_Natural Gas_Double Rack Oven_A_Achievable Economic TRC Potential | F6 | Commercial | OR - Health | New | Food Preparation | Natural Gas | Double Rack Oven | A | Incremental Winter Peak Savings (MW) | Achievable Economic TRC Potential | 0 | 0 | 0 | 0 | 0 | 0 | 0 | 0 | 0 | 0 | 0 | 0 | 0 | 0 | 0 | 0 | 0 | 0 | 0 | 0 | 0 | 0 | 0 | 0 | 0 | 0 | 0
F7_Commercial_OR - Health_New_Food Preparation_Natural Gas_Double Rack Oven_A_Achievable Economic TRC Potential | F7 | Commercial | OR - Health | New | Food Preparation | Natural Gas | Double Rack Oven | A | Cumulative Energy Savings (MWh or mTherms) | Achievable Economic TRC Potential | 0 | 0 | 0 | 0 | 0 | 0 | 0 | 0 | 0 | 0 | 0 | 0 | 0 | 0 | 0 | 0 | 0 | 0 | 0 | 0 | 0 | 0 | 0 | 0 | 0 | 0 | 0
F8_Commercial_OR - Health_New_Food Preparation_Natural Gas_Double Rack Oven_A_Achievable Economic TRC Potential | F8 | Commercial | OR - Health | New | Food Preparation | Natural Gas | Double Rack Oven | A | Cumulative Summer Peak Savings (MW) | Achievable Economic TRC Potential | 0 | 0 | 0 | 0 | 0 | 0 | 0 | 0 | 0 | 0 | 0 | 0 | 0 | 0 | 0 | 0 | 0 | 0 | 0 | 0 | 0 | 0 | 0 | 0 | 0 | 0 | 0
F9_Commercial_OR - Health_New_Food Preparation_Natural Gas_Double Rack Oven_A_Achievable Economic TRC Potential | F9 | Commercial | OR - Health | New | Food Preparation | Natural Gas | Double Rack Oven | A | Cumulative Winter Peak Savings (MW) | Achievable Economic TRC Potential | 0 | 0 | 0 | 0 | 0 | 0 | 0 | 0 | 0 | 0 | 0 | 0 | 0 | 0 | 0 | 0 | 0 | 0 | 0 | 0 | 0 | 0 | 0 | 0 | 0 | 0 | 0
F10_Commercial_OR - Health_New_Food Preparation_Natural Gas_Double Rack Oven_A_Achievable Economic TRC Potential | F10 | Commercial | OR - Health | New | Food Preparation | Natural Gas | Double Rack Oven | A | Purchases (Incremental) | Achievable Economic TRC Potential | 0 | 0 | 0 | 0 | 0 | 0 | 0 | 0 | 0 | 0 | 0 | 0 | 0 | 0 | 0 | 0 | 0 | 0 | 0 | 0 | 0 | 0 | 0 | 0 | 0 | 0 | 0
F11_Commercial_OR - Health_New_Food Preparation_Natural Gas_Double Rack Oven_A_Achievable Economic TRC Potential | F11 | Commercial | OR - Health | New | Food Preparation | Natural Gas | Double Rack Oven | A | Purchases (Cumulative) | Achievable Economic TRC Potential | 0 | 0 | 0 | 0 | 0 | 0 | 0 | 0 | 0 | 0 | 0 | 0 | 0 | 0 | 0 | 0 | 0 | 0 | 0 | 0 | 0 | 0 | 0 | 0 | 0 | 0 | 0
F1_Commercial_OR - Health_New_Food Preparation_Natural Gas_Fryer_A_Achievable Economic TRC Potential | F1 | Commercial | OR - Health | New | Food Preparation | Natural Gas | Fryer | A | Integrated Unit Energy Savings (kWh or therms) | Achievable Economic TRC Potential | 0 | 0 | 0 | 0 | 0 | 0 | 0 | 0 | 0 | 0 | 0 | 0 | 0 | 0 | 0 | 0 | 0 | 0 | 0 | 0 | 0 | 0 | 0 | 0 | 0 | 0 | 0
F2_Commercial_OR - Health_New_Food Preparation_Natural Gas_Fryer_A_Achievable Economic TRC Potential | F2 | Commercial | OR - Health | New | Food Preparation | Natural Gas | Fryer | A | Integrated Unit Summer Peak Savings (kW) | Achievable Economic TRC Potential | 0 | 0 | 0 | 0 | 0 | 0 | 0 | 0 | 0 | 0 | 0 | 0 | 0 | 0 | 0 | 0 | 0 | 0 | 0 | 0 | 0 | 0 | 0 | 0 | 0 | 0 | 0
F3_Commercial_OR - Health_New_Food Preparation_Natural Gas_Fryer_A_Achievable Economic TRC Potential | F3 | Commercial | OR - Health | New | Food Preparation | Natural Gas | Fryer | A | Integrated Unit Winter Peak Savings (kW) | Achievable Economic TRC Potential | 0 | 0 | 0 | 0 | 0 | 0 | 0 | 0 | 0 | 0 | 0 | 0 | 0 | 0 | 0 | 0 | 0 | 0 | 0 | 0 | 0 | 0 | 0 | 0 | 0 | 0 | 0
F4_Commercial_OR - Health_New_Food Preparation_Natural Gas_Fryer_A_Achievable Economic TRC Potential | F4 | Commercial | OR - Health | New | Food Preparation | Natural Gas | Fryer | A | Incremental Energy Savings (MWh or mTherms) | Achievable Economic TRC Potential | 0 | 0 | 0 | 0 | 0 | 0 | 0 | 0 | 0 | 0 | 0 | 0 | 0 | 0 | 0 | 0 | 0 | 0 | 0 | 0 | 0 | 0 | 0 | 0 | 0 | 0 | 0
F5_Commercial_OR - Health_New_Food Preparation_Natural Gas_Fryer_A_Achievable Economic TRC Potential | F5 | Commercial | OR - Health | New | Food Preparation | Natural Gas | Fryer | A | Incremental Summer Peak Savings (MW) | Achievable Economic TRC Potential | 0 | 0 | 0 | 0 | 0 | 0 | 0 | 0 | 0 | 0 | 0 | 0 | 0 | 0 | 0 | 0 | 0 | 0 | 0 | 0 | 0 | 0 | 0 | 0 | 0 | 0 | 0
F6_Commercial_OR - Health_New_Food Preparation_Natural Gas_Fryer_A_Achievable Economic TRC Potential | F6 | Commercial | OR - Health | New | Food Preparation | Natural Gas | Fryer | A | Incremental Winter Peak Savings (MW) | Achievable Economic TRC Potential | 0 | 0 | 0 | 0 | 0 | 0 | 0 | 0 | 0 | 0 | 0 | 0 | 0 | 0 | 0 | 0 | 0 | 0 | 0 | 0 | 0 | 0 | 0 | 0 | 0 | 0 | 0
F7_Commercial_OR - Health_New_Food Preparation_Natural Gas_Fryer_A_Achievable Economic TRC Potential | F7 | Commercial | OR - Health | New | Food Preparation | Natural Gas | Fryer | A | Cumulative Energy Savings (MWh or mTherms) | Achievable Economic TRC Potential | 0 | 0 | 0 | 0 | 0 | 0 | 0 | 0 | 0 | 0 | 0 | 0 | 0 | 0 | 0 | 0 | 0 | 0 | 0 | 0 | 0 | 0 | 0 | 0 | 0 | 0 | 0
F8_Commercial_OR - Health_New_Food Preparation_Natural Gas_Fryer_A_Achievable Economic TRC Potential | F8 | Commercial | OR - Health | New | Food Preparation | Natural Gas | Fryer | A | Cumulative Summer Peak Savings (MW) | Achievable Economic TRC Potential | 0 | 0 | 0 | 0 | 0 | 0 | 0 | 0 | 0 | 0 | 0 | 0 | 0 | 0 | 0 | 0 | 0 | 0 | 0 | 0 | 0 | 0 | 0 | 0 | 0 | 0 | 0
F9_Commercial_OR - Health_New_Food Preparation_Natural Gas_Fryer_A_Achievable Economic TRC Potential | F9 | Commercial | OR - Health | New | Food Preparation | Natural Gas | Fryer | A | Cumulative Winter Peak Savings (MW) | Achievable Economic TRC Potential | 0 | 0 | 0 | 0 | 0 | 0 | 0 | 0 | 0 | 0 | 0 | 0 | 0 | 0 | 0 | 0 | 0 | 0 | 0 | 0 | 0 | 0 | 0 | 0 | 0 | 0 | 0
F10_Commercial_OR - Health_New_Food Preparation_Natural Gas_Fryer_A_Achievable Economic TRC Potential | F10 | Commercial | OR - Health | New | Food Preparation | Natural Gas | Fryer | A | Purchases (Incremental) | Achievable Economic TRC Potential | 0 | 0 | 0 | 0 | 0 | 0 | 0 | 0 | 0 | 0 | 0 | 0 | 0 | 0 | 0 | 0 | 0 | 0 | 0 | 0 | 0 | 0 | 0 | 0 | 0 | 0 | 0
F11_Commercial_OR - Health_New_Food Preparation_Natural Gas_Fryer_A_Achievable Economic TRC Potential | F11 | Commercial | OR - Health | New | Food Preparation | Natural Gas | Fryer | A | Purchases (Cumulative) | Achievable Economic TRC Potential | 0 | 0 | 0 | 0 | 0 | 0 | 0 | 0 | 0 | 0 | 0 | 0 | 0 | 0 | 0 | 0 | 0 | 0 | 0 | 0 | 0 | 0 | 0 | 0 | 0 | 0 | 0
F1_Commercial_OR - Health_New_Food Preparation_Natural Gas_Broiler_A_Achievable Economic TRC Potential | F1 | Commercial | OR - Health | New | Food Preparation | Natural Gas | Broiler | A | Integrated Unit Energy Savings (kWh or therms) | Achievable Economic TRC Potential | 0 | 0 | 0 | 0 | 0 | 0 | 0 | 0 | 0 | 0 | 0 | 0 | 0 | 0 | 0 | 0 | 0 | 0 | 0 | 0 | 0 | 0 | 0 | 0 | 0 | 0 | 0
F2_Commercial_OR - Health_New_Food Preparation_Natural Gas_Broiler_A_Achievable Economic TRC Potential | F2 | Commercial | OR - Health | New | Food Preparation | Natural Gas | Broiler | A | Integrated Unit Summer Peak Savings (kW) | Achievable Economic TRC Potential | 0 | 0 | 0 | 0 | 0 | 0 | 0 | 0 | 0 | 0 | 0 | 0 | 0 | 0 | 0 | 0 | 0 | 0 | 0 | 0 | 0 | 0 | 0 | 0 | 0 | 0 | 0
F3_Commercial_OR - Health_New_Food Preparation_Natural Gas_Broiler_A_Achievable Economic TRC Potential | F3 | Commercial | OR - Health | New | Food Preparation | Natural Gas | Broiler | A | Integrated Unit Winter Peak Savings (kW) | Achievable Economic TRC Potential | 0 | 0 | 0 | 0 | 0 | 0 | 0 | 0 | 0 | 0 | 0 | 0 | 0 | 0 | 0 | 0 | 0 | 0 | 0 | 0 | 0 | 0 | 0 | 0 | 0 | 0 | 0
F4_Commercial_OR - Health_New_Food Preparation_Natural Gas_Broiler_A_Achievable Economic TRC Potential | F4 | Commercial | OR - Health | New | Food Preparation | Natural Gas | Broiler | A | Incremental Energy Savings (MWh or mTherms) | Achievable Economic TRC Potential | 0 | 0 | 0 | 0 | 0 | 0 | 0 | 0 | 0 | 0 | 0 | 0 | 0 | 0 | 0 | 0 | 0 | 0 | 0 | 0 | 0 | 0 | 0 | 0 | 0 | 0 | 0
F5_Commercial_OR - Health_New_Food Preparation_Natural Gas_Broiler_A_Achievable Economic TRC Potential | F5 | Commercial | OR - Health | New | Food Preparation | Natural Gas | Broiler | A | Incremental Summer Peak Savings (MW) | Achievable Economic TRC Potential | 0 | 0 | 0 | 0 | 0 | 0 | 0 | 0 | 0 | 0 | 0 | 0 | 0 | 0 | 0 | 0 | 0 | 0 | 0 | 0 | 0 | 0 | 0 | 0 | 0 | 0 | 0
F6_Commercial_OR - Health_New_Food Preparation_Natural Gas_Broiler_A_Achievable Economic TRC Potential | F6 | Commercial | OR - Health | New | Food Preparation | Natural Gas | Broiler | A | Incremental Winter Peak Savings (MW) | Achievable Economic TRC Potential | 0 | 0 | 0 | 0 | 0 | 0 | 0 | 0 | 0 | 0 | 0 | 0 | 0 | 0 | 0 | 0 | 0 | 0 | 0 | 0 | 0 | 0 | 0 | 0 | 0 | 0 | 0
F7_Commercial_OR - Health_New_Food Preparation_Natural Gas_Broiler_A_Achievable Economic TRC Potential | F7 | Commercial | OR - Health | New | Food Preparation | Natural Gas | Broiler | A | Cumulative Energy Savings (MWh or mTherms) | Achievable Economic TRC Potential | 0 | 0 | 0 | 0 | 0 | 0 | 0 | 0 | 0 | 0 | 0 | 0 | 0 | 0 | 0 | 0 | 0 | 0 | 0 | 0 | 0 | 0 | 0 | 0 | 0 | 0 | 0
F8_Commercial_OR - Health_New_Food Preparation_Natural Gas_Broiler_A_Achievable Economic TRC Potential | F8 | Commercial | OR - Health | New | Food Preparation | Natural Gas | Broiler | A | Cumulative Summer Peak Savings (MW) | Achievable Economic TRC Potential | 0 | 0 | 0 | 0 | 0 | 0 | 0 | 0 | 0 | 0 | 0 | 0 | 0 | 0 | 0 | 0 | 0 | 0 | 0 | 0 | 0 | 0 | 0 | 0 | 0 | 0 | 0
F9_Commercial_OR - Health_New_Food Preparation_Natural Gas_Broiler_A_Achievable Economic TRC Potential | F9 | Commercial | OR - Health | New | Food Preparation | Natural Gas | Broiler | A | Cumulative Winter Peak Savings (MW) | Achievable Economic TRC Potential | 0 | 0 | 0 | 0 | 0 | 0 | 0 | 0 | 0 | 0 | 0 | 0 | 0 | 0 | 0 | 0 | 0 | 0 | 0 | 0 | 0 | 0 | 0 | 0 | 0 | 0 | 0
F10_Commercial_OR - Health_New_Food Preparation_Natural Gas_Broiler_A_Achievable Economic TRC Potential | F10 | Commercial | OR - Health | New | Food Preparation | Natural Gas | Broiler | A | Purchases (Incremental) | Achievable Economic TRC Potential | 0 | 0 | 0 | 0 | 0 | 0 | 0 | 0 | 0 | 0 | 0 | 0 | 0 | 0 | 0 | 0 | 0 | 0 | 0 | 0 | 0 | 0 | 0 | 0 | 0 | 0 | 0
F11_Commercial_OR - Health_New_Food Preparation_Natural Gas_Broiler_A_Achievable Economic TRC Potential | F11 | Commercial | OR - Health | New | Food Preparation | Natural Gas | Broiler | A | Purchases (Cumulative) | Achievable Economic TRC Potential | 0 | 0 | 0 | 0 | 0 | 0 | 0 | 0 | 0 | 0 | 0 | 0 | 0 | 0 | 0 | 0 | 0 | 0 | 0 | 0 | 0 | 0 | 0 | 0 | 0 | 0 | 0
F1_Commercial_OR - Health_New_Food Preparation_Natural Gas_Griddle_A_Achievable Economic TRC Potential | F1 | Commercial | OR - Health | New | Food Preparation | Natural Gas | Griddle | A | Integrated Unit Energy Savings (kWh or therms) | Achievable Economic TRC Potential | 0 | 0 | 0 | 0 | 0 | 0 | 0 | 0 | 0 | 0 | 0 | 0 | 0 | 0 | 0 | 0 | 0 | 0 | 0 | 0 | 0 | 0 | 0 | 0 | 0 | 0 | 0
F2_Commercial_OR - Health_New_Food Preparation_Natural Gas_Griddle_A_Achievable Economic TRC Potential | F2 | Commercial | OR - Health | New | Food Preparation | Natural Gas | Griddle | A | Integrated Unit Summer Peak Savings (kW) | Achievable Economic TRC Potential | 0 | 0 | 0 | 0 | 0 | 0 | 0 | 0 | 0 | 0 | 0 | 0 | 0 | 0 | 0 | 0 | 0 | 0 | 0 | 0 | 0 | 0 | 0 | 0 | 0 | 0 | 0
F3_Commercial_OR - Health_New_Food Preparation_Natural Gas_Griddle_A_Achievable Economic TRC Potential | F3 | Commercial | OR - Health | New | Food Preparation | Natural Gas | Griddle | A | Integrated Unit Winter Peak Savings (kW) | Achievable Economic TRC Potential | 0 | 0 | 0 | 0 | 0 | 0 | 0 | 0 | 0 | 0 | 0 | 0 | 0 | 0 | 0 | 0 | 0 | 0 | 0 | 0 | 0 | 0 | 0 | 0 | 0 | 0 | 0
F4_Commercial_OR - Health_New_Food Preparation_Natural Gas_Griddle_A_Achievable Economic TRC Potential | F4 | Commercial | OR - Health | New | Food Preparation | Natural Gas | Griddle | A | Incremental Energy Savings (MWh or mTherms) | Achievable Economic TRC Potential | 0 | 0 | 0 | 0 | 0 | 0 | 0 | 0 | 0 | 0 | 0 | 0 | 0 | 0 | 0 | 0 | 0 | 0 | 0 | 0 | 0 | 0 | 0 | 0 | 0 | 0 | 0
F5_Commercial_OR - Health_New_Food Preparation_Natural Gas_Griddle_A_Achievable Economic TRC Potential | F5 | Commercial | OR - Health | New | Food Preparation | Natural Gas | Griddle | A | Incremental Summer Peak Savings (MW) | Achievable Economic TRC Potential | 0 | 0 | 0 | 0 | 0 | 0 | 0 | 0 | 0 | 0 | 0 | 0 | 0 | 0 | 0 | 0 | 0 | 0 | 0 | 0 | 0 | 0 | 0 | 0 | 0 | 0 | 0
F6_Commercial_OR - Health_New_Food Preparation_Natural Gas_Griddle_A_Achievable Economic TRC Potential | F6 | Commercial | OR - Health | New | Food Preparation | Natural Gas | Griddle | A | Incremental Winter Peak Savings (MW) | Achievable Economic TRC Potential | 0 | 0 | 0 | 0 | 0 | 0 | 0 | 0 | 0 | 0 | 0 | 0 | 0 | 0 | 0 | 0 | 0 | 0 | 0 | 0 | 0 | 0 | 0 | 0 | 0 | 0 | 0
F7_Commercial_OR - Health_New_Food Preparation_Natural Gas_Griddle_A_Achievable Economic TRC Potential | F7 | Commercial | OR - Health | New | Food Preparation | Natural Gas | Griddle | A | Cumulative Energy Savings (MWh or mTherms) | Achievable Economic TRC Potential | 0 | 0 | 0 | 0 | 0 | 0 | 0 | 0 | 0 | 0 | 0 | 0 | 0 | 0 | 0 | 0 | 0 | 0 | 0 | 0 | 0 | 0 | 0 | 0 | 0 | 0 | 0
F8_Commercial_OR - Health_New_Food Preparation_Natural Gas_Griddle_A_Achievable Economic TRC Potential | F8 | Commercial | OR - Health | New | Food Preparation | Natural Gas | Griddle | A | Cumulative Summer Peak Savings (MW) | Achievable Economic TRC Potential | 0 | 0 | 0 | 0 | 0 | 0 | 0 | 0 | 0 | 0 | 0 | 0 | 0 | 0 | 0 | 0 | 0 | 0 | 0 | 0 | 0 | 0 | 0 | 0 | 0 | 0 | 0
F9_Commercial_OR - Health_New_Food Preparation_Natural Gas_Griddle_A_Achievable Economic TRC Potential | F9 | Commercial | OR - Health | New | Food Preparation | Natural Gas | Griddle | A | Cumulative Winter Peak Savings (MW) | Achievable Economic TRC Potential | 0 | 0 | 0 | 0 | 0 | 0 | 0 | 0 | 0 | 0 | 0 | 0 | 0 | 0 | 0 | 0 | 0 | 0 | 0 | 0 | 0 | 0 | 0 | 0 | 0 | 0 | 0
F10_Commercial_OR - Health_New_Food Preparation_Natural Gas_Griddle_A_Achievable Economic TRC Potential | F10 | Commercial | OR - Health | New | Food Preparation | Natural Gas | Griddle | A | Purchases (Incremental) | Achievable Economic TRC Potential | 0 | 0 | 0 | 0 | 0 | 0 | 0 | 0 | 0 | 0 | 0 | 0 | 0 | 0 | 0 | 0 | 0 | 0 | 0 | 0 | 0 | 0 | 0 | 0 | 0 | 0 | 0
F11_Commercial_OR - Health_New_Food Preparation_Natural Gas_Griddle_A_Achievable Economic TRC Potential | F11 | Commercial | OR - Health | New | Food Preparation | Natural Gas | Griddle | A | Purchases (Cumulative) | Achievable Economic TRC Potential | 0 | 0 | 0 | 0 | 0 | 0 | 0 | 0 | 0 | 0 | 0 | 0 | 0 | 0 | 0 | 0 | 0 | 0 | 0 | 0 | 0 | 0 | 0 | 0 | 0 | 0 | 0
F1_Commercial_OR - Health_New_Food Preparation_Natural Gas_Range_A_Achievable Economic TRC Potential | F1 | Commercial | OR - Health | New | Food Preparation | Natural Gas | Range | A | Integrated Unit Energy Savings (kWh or therms) | Achievable Economic TRC Potential | 0 | 0 | 0 | 0 | 0 | 0 | 0 | 0 | 0 | 0 | 0 | 0 | 0 | 0 | 0 | 0 | 0 | 0 | 0 | 0 | 0 | 0 | 0 | 0 | 0 | 0 | 0
F2_Commercial_OR - Health_New_Food Preparation_Natural Gas_Range_A_Achievable Economic TRC Potential | F2 | Commercial | OR - Health | New | Food Preparation | Natural Gas | Range | A | Integrated Unit Summer Peak Savings (kW) | Achievable Economic TRC Potential | 0 | 0 | 0 | 0 | 0 | 0 | 0 | 0 | 0 | 0 | 0 | 0 | 0 | 0 | 0 | 0 | 0 | 0 | 0 | 0 | 0 | 0 | 0 | 0 | 0 | 0 | 0
F3_Commercial_OR - Health_New_Food Preparation_Natural Gas_Range_A_Achievable Economic TRC Potential | F3 | Commercial | OR - Health | New | Food Preparation | Natural Gas | Range | A | Integrated Unit Winter Peak Savings (kW) | Achievable Economic TRC Potential | 0 | 0 | 0 | 0 | 0 | 0 | 0 | 0 | 0 | 0 | 0 | 0 | 0 | 0 | 0 | 0 | 0 | 0 | 0 | 0 | 0 | 0 | 0 | 0 | 0 | 0 | 0
F4_Commercial_OR - Health_New_Food Preparation_Natural Gas_Range_A_Achievable Economic TRC Potential | F4 | Commercial | OR - Health | New | Food Preparation | Natural Gas | Range | A | Incremental Energy Savings (MWh or mTherms) | Achievable Economic TRC Potential | 0 | 0 | 0 | 0 | 0 | 0 | 0 | 0 | 0 | 0 | 0 | 0 | 0 | 0 | 0 | 0 | 0 | 0 | 0 | 0 | 0 | 0 | 0 | 0 | 0 | 0 | 0
F5_Commercial_OR - Health_New_Food Preparation_Natural Gas_Range_A_Achievable Economic TRC Potential | F5 | Commercial | OR - Health | New | Food Preparation | Natural Gas | Range | A | Incremental Summer Peak Savings (MW) | Achievable Economic TRC Potential | 0 | 0 | 0 | 0 | 0 | 0 | 0 | 0 | 0 | 0 | 0 | 0 | 0 | 0 | 0 | 0 | 0 | 0 | 0 | 0 | 0 | 0 | 0 | 0 | 0 | 0 | 0
F6_Commercial_OR - Health_New_Food Preparation_Natural Gas_Range_A_Achievable Economic TRC Potential | F6 | Commercial | OR - Health | New | Food Preparation | Natural Gas | Range | A | Incremental Winter Peak Savings (MW) | Achievable Economic TRC Potential | 0 | 0 | 0 | 0 | 0 | 0 | 0 | 0 | 0 | 0 | 0 | 0 | 0 | 0 | 0 | 0 | 0 | 0 | 0 | 0 | 0 | 0 | 0 | 0 | 0 | 0 | 0
F7_Commercial_OR - Health_New_Food Preparation_Natural Gas_Range_A_Achievable Economic TRC Potential | F7 | Commercial | OR - Health | New | Food Preparation | Natural Gas | Range | A | Cumulative Energy Savings (MWh or mTherms) | Achievable Economic TRC Potential | 0 | 0 | 0 | 0 | 0 | 0 | 0 | 0 | 0 | 0 | 0 | 0 | 0 | 0 | 0 | 0 | 0 | 0 | 0 | 0 | 0 | 0 | 0 | 0 | 0 | 0 | 0
F8_Commercial_OR - Health_New_Food Preparation_Natural Gas_Range_A_Achievable Economic TRC Potential | F8 | Commercial | OR - Health | New | Food Preparation | Natural Gas | Range | A | Cumulative Summer Peak Savings (MW) | Achievable Economic TRC Potential | 0 | 0 | 0 | 0 | 0 | 0 | 0 | 0 | 0 | 0 | 0 | 0 | 0 | 0 | 0 | 0 | 0 | 0 | 0 | 0 | 0 | 0 | 0 | 0 | 0 | 0 | 0
F9_Commercial_OR - Health_New_Food Preparation_Natural Gas_Range_A_Achievable Economic TRC Potential | F9 | Commercial | OR - Health | New | Food Preparation | Natural Gas | Range | A | Cumulative Winter Peak Savings (MW) | Achievable Economic TRC Potential | 0 | 0 | 0 | 0 | 0 | 0 | 0 | 0 | 0 | 0 | 0 | 0 | 0 | 0 | 0 | 0 | 0 | 0 | 0 | 0 | 0 | 0 | 0 | 0 | 0 | 0 | 0
F10_Commercial_OR - Health_New_Food Preparation_Natural Gas_Range_A_Achievable Economic TRC Potential | F10 | Commercial | OR - Health | New | Food Preparation | Natural Gas | Range | A | Purchases (Incremental) | Achievable Economic TRC Potential | 0 | 0 | 0 | 0 | 0 | 0 | 0 | 0 | 0 | 0 | 0 | 0 | 0 | 0 | 0 | 0 | 0 | 0 | 0 | 0 | 0 | 0 | 0 | 0 | 0 | 0 | 0
F11_Commercial_OR - Health_New_Food Preparation_Natural Gas_Range_A_Achievable Economic TRC Potential | F11 | Commercial | OR - Health | New | Food Preparation | Natural Gas | Range | A | Purchases (Cumulative) | Achievable Economic TRC Potential | 0 | 0 | 0 | 0 | 0 | 0 | 0 | 0 | 0 | 0 | 0 | 0 | 0 | 0 | 0 | 0 | 0 | 0 | 0 | 0 | 0 | 0 | 0 | 0 | 0 | 0 | 0
F1_Commercial_OR - Health_New_Food Preparation_Natural Gas_Steamer_A_Achievable Economic TRC Potential | F1 | Commercial | OR - Health | New | Food Preparation | Natural Gas | Steamer | A | Integrated Unit Energy Savings (kWh or therms) | Achievable Economic TRC Potential | 0 | 0 | 0 | 0 | 0 | 0 | 0 | 0 | 0 | 0 | 0 | 0 | 0 | 0 | 0 | 0 | 0 | 0 | 0 | 0 | 0 | 0 | 0 | 0 | 0 | 0 | 0
F2_Commercial_OR - Health_New_Food Preparation_Natural Gas_Steamer_A_Achievable Economic TRC Potential | F2 | Commercial | OR - Health | New | Food Preparation | Natural Gas | Steamer | A | Integrated Unit Summer Peak Savings (kW) | Achievable Economic TRC Potential | 0 | 0 | 0 | 0 | 0 | 0 | 0 | 0 | 0 | 0 | 0 | 0 | 0 | 0 | 0 | 0 | 0 | 0 | 0 | 0 | 0 | 0 | 0 | 0 | 0 | 0 | 0
F3_Commercial_OR - Health_New_Food Preparation_Natural Gas_Steamer_A_Achievable Economic TRC Potential | F3 | Commercial | OR - Health | New | Food Preparation | Natural Gas | Steamer | A | Integrated Unit Winter Peak Savings (kW) | Achievable Economic TRC Potential | 0 | 0 | 0 | 0 | 0 | 0 | 0 | 0 | 0 | 0 | 0 | 0 | 0 | 0 | 0 | 0 | 0 | 0 | 0 | 0 | 0 | 0 | 0 | 0 | 0 | 0 | 0
F4_Commercial_OR - Health_New_Food Preparation_Natural Gas_Steamer_A_Achievable Economic TRC Potential | F4 | Commercial | OR - Health | New | Food Preparation | Natural Gas | Steamer | A | Incremental Energy Savings (MWh or mTherms) | Achievable Economic TRC Potential | 0 | 0 | 0 | 0 | 0 | 0 | 0 | 0 | 0 | 0 | 0 | 0 | 0 | 0 | 0 | 0 | 0 | 0 | 0 | 0 | 0 | 0 | 0 | 0 | 0 | 0 | 0
F5_Commercial_OR - Health_New_Food Preparation_Natural Gas_Steamer_A_Achievable Economic TRC Potential | F5 | Commercial | OR - Health | New | Food Preparation | Natural Gas | Steamer | A | Incremental Summer Peak Savings (MW) | Achievable Economic TRC Potential | 0 | 0 | 0 | 0 | 0 | 0 | 0 | 0 | 0 | 0 | 0 | 0 | 0 | 0 | 0 | 0 | 0 | 0 | 0 | 0 | 0 | 0 | 0 | 0 | 0 | 0 | 0
F6_Commercial_OR - Health_New_Food Preparation_Natural Gas_Steamer_A_Achievable Economic TRC Potential | F6 | Commercial | OR - Health | New | Food Preparation | Natural Gas | Steamer | A | Incremental Winter Peak Savings (MW) | Achievable Economic TRC Potential | 0 | 0 | 0 | 0 | 0 | 0 | 0 | 0 | 0 | 0 | 0 | 0 | 0 | 0 | 0 | 0 | 0 | 0 | 0 | 0 | 0 | 0 | 0 | 0 | 0 | 0 | 0
F7_Commercial_OR - Health_New_Food Preparation_Natural Gas_Steamer_A_Achievable Economic TRC Potential | F7 | Commercial | OR - Health | New | Food Preparation | Natural Gas | Steamer | A | Cumulative Energy Savings (MWh or mTherms) | Achievable Economic TRC Potential | 0 | 0 | 0 | 0 | 0 | 0 | 0 | 0 | 0 | 0 | 0 | 0 | 0 | 0 | 0 | 0 | 0 | 0 | 0 | 0 | 0 | 0 | 0 | 0 | 0 | 0 | 0
F8_Commercial_OR - Health_New_Food Preparation_Natural Gas_Steamer_A_Achievable Economic TRC Potential | F8 | Commercial | OR - Health | New | Food Preparation | Natural Gas | Steamer | A | Cumulative Summer Peak Savings (MW) | Achievable Economic TRC Potential | 0 | 0 | 0 | 0 | 0 | 0 | 0 | 0 | 0 | 0 | 0 | 0 | 0 | 0 | 0 | 0 | 0 | 0 | 0 | 0 | 0 | 0 | 0 | 0 | 0 | 0 | 0
F9_Commercial_OR - Health_New_Food Preparation_Natural Gas_Steamer_A_Achievable Economic TRC Potential | F9 | Commercial | OR - Health | New | Food Preparation | Natural Gas | Steamer | A | Cumulative Winter Peak Savings (MW) | Achievable Economic TRC Potential | 0 | 0 | 0 | 0 | 0 | 0 | 0 | 0 | 0 | 0 | 0 | 0 | 0 | 0 | 0 | 0 | 0 | 0 | 0 | 0 | 0 | 0 | 0 | 0 | 0 | 0 | 0
F10_Commercial_OR - Health_New_Food Preparation_Natural Gas_Steamer_A_Achievable Economic TRC Potential | F10 | Commercial | OR - Health | New | Food Preparation | Natural Gas | Steamer | A | Purchases (Incremental) | Achievable Economic TRC Potential | 0 | 0 | 0 | 0 | 0 | 0 | 0 | 0 | 0 | 0 | 0 | 0 | 0 | 0 | 0 | 0 | 0 | 0 | 0 | 0 | 0 | 0 | 0 | 0 | 0 | 0 | 0
F11_Commercial_OR - Health_New_Food Preparation_Natural Gas_Steamer_A_Achievable Economic TRC Potential | F11 | Commercial | OR - Health | New | Food Preparation | Natural Gas | Steamer | A | Purchases (Cumulative) | Achievable Economic TRC Potential | 0 | 0 | 0 | 0 | 0 | 0 | 0 | 0 | 0 | 0 | 0 | 0 | 0 | 0 | 0 | 0 | 0 | 0 | 0 | 0 | 0 | 0 | 0 | 0 | 0 | 0 | 0
F1_Commercial_OR - Health_New_Food Preparation_Natural Gas_Commercial Food Prep Other_A_Achievable Economic TRC Potential | F1 | Commercial | OR - Health | New | Food Preparation | Natural Gas | Commercial Food Prep Other | A | Integrated Unit Energy Savings (kWh or therms) | Achievable Economic TRC Potential | 0 | 0 | 0 | 0 | 0 | 0 | 0 | 0 | 0 | 0 | 0 | 0 | 0 | 0 | 0 | 0 | 0 | 0 | 0 | 0 | 0 | 0 | 0 | 0 | 0 | 0 | 0
F2_Commercial_OR - Health_New_Food Preparation_Natural Gas_Commercial Food Prep Other_A_Achievable Economic TRC Potential | F2 | Commercial | OR - Health | New | Food Preparation | Natural Gas | Commercial Food Prep Other | A | Integrated Unit Summer Peak Savings (kW) | Achievable Economic TRC Potential | 0 | 0 | 0 | 0 | 0 | 0 | 0 | 0 | 0 | 0 | 0 | 0 | 0 | 0 | 0 | 0 | 0 | 0 | 0 | 0 | 0 | 0 | 0 | 0 | 0 | 0 | 0
F3_Commercial_OR - Health_New_Food Preparation_Natural Gas_Commercial Food Prep Other_A_Achievable Economic TRC Potential | F3 | Commercial | OR - Health | New | Food Preparation | Natural Gas | Commercial Food Prep Other | A | Integrated Unit Winter Peak Savings (kW) | Achievable Economic TRC Potential | 0 | 0 | 0 | 0 | 0 | 0 | 0 | 0 | 0 | 0 | 0 | 0 | 0 | 0 | 0 | 0 | 0 | 0 | 0 | 0 | 0 | 0 | 0 | 0 | 0 | 0 | 0
F4_Commercial_OR - Health_New_Food Preparation_Natural Gas_Commercial Food Prep Other_A_Achievable Economic TRC Potential | F4 | Commercial | OR - Health | New | Food Preparation | Natural Gas | Commercial Food Prep Other | A | Incremental Energy Savings (MWh or mTherms) | Achievable Economic TRC Potential | 0 | 0 | 0 | 0 | 0 | 0 | 0 | 0 | 0 | 0 | 0 | 0 | 0 | 0 | 0 | 0 | 0 | 0 | 0 | 0 | 0 | 0 | 0 | 0 | 0 | 0 | 0
F5_Commercial_OR - Health_New_Food Preparation_Natural Gas_Commercial Food Prep Other_A_Achievable Economic TRC Potential | F5 | Commercial | OR - Health | New | Food Preparation | Natural Gas | Commercial Food Prep Other | A | Incremental Summer Peak Savings (MW) | Achievable Economic TRC Potential | 0 | 0 | 0 | 0 | 0 | 0 | 0 | 0 | 0 | 0 | 0 | 0 | 0 | 0 | 0 | 0 | 0 | 0 | 0 | 0 | 0 | 0 | 0 | 0 | 0 | 0 | 0
F6_Commercial_OR - Health_New_Food Preparation_Natural Gas_Commercial Food Prep Other_A_Achievable Economic TRC Potential | F6 | Commercial | OR - Health | New | Food Preparation | Natural Gas | Commercial Food Prep Other | A | Incremental Winter Peak Savings (MW) | Achievable Economic TRC Potential | 0 | 0 | 0 | 0 | 0 | 0 | 0 | 0 | 0 | 0 | 0 | 0 | 0 | 0 | 0 | 0 | 0 | 0 | 0 | 0 | 0 | 0 | 0 | 0 | 0 | 0 | 0
F7_Commercial_OR - Health_New_Food Preparation_Natural Gas_Commercial Food Prep Other_A_Achievable Economic TRC Potential | F7 | Commercial | OR - Health | New | Food Preparation | Natural Gas | Commercial Food Prep Other | A | Cumulative Energy Savings (MWh or mTherms) | Achievable Economic TRC Potential | 0 | 0 | 0 | 0 | 0 | 0 | 0 | 0 | 0 | 0 | 0 | 0 | 0 | 0 | 0 | 0 | 0 | 0 | 0 | 0 | 0 | 0 | 0 | 0 | 0 | 0 | 0
F8_Commercial_OR - Health_New_Food Preparation_Natural Gas_Commercial Food Prep Other_A_Achievable Economic TRC Potential | F8 | Commercial | OR - Health | New | Food Preparation | Natural Gas | Commercial Food Prep Other | A | Cumulative Summer Peak Savings (MW) | Achievable Economic TRC Potential | 0 | 0 | 0 | 0 | 0 | 0 | 0 | 0 | 0 | 0 | 0 | 0 | 0 | 0 | 0 | 0 | 0 | 0 | 0 | 0 | 0 | 0 | 0 | 0 | 0 | 0 | 0
F9_Commercial_OR - Health_New_Food Preparation_Natural Gas_Commercial Food Prep Other_A_Achievable Economic TRC Potential | F9 | Commercial | OR - Health | New | Food Preparation | Natural Gas | Commercial Food Prep Other | A | Cumulative Winter Peak Savings (MW) | Achievable Economic TRC Potential | 0 | 0 | 0 | 0 | 0 | 0 | 0 | 0 | 0 | 0 | 0 | 0 | 0 | 0 | 0 | 0 | 0 | 0 | 0 | 0 | 0 | 0 | 0 | 0 | 0 | 0 | 0
F10_Commercial_OR - Health_New_Food Preparation_Natural Gas_Commercial Food Prep Other_A_Achievable Economic TRC Potential | F10 | Commercial | OR - Health | New | Food Preparation | Natural Gas | Commercial Food Prep Other | A | Purchases (Incremental) | Achievable Economic TRC Potential | 0 | 0 | 0 | 0 | 0 | 0 | 0 | 0 | 0 | 0 | 0 | 0 | 0 | 0 | 0 | 0 | 0 | 0 | 0 | 0 | 0 | 0 | 0 | 0 | 0 | 0 | 0
F11_Commercial_OR - Health_New_Food Preparation_Natural Gas_Commercial Food Prep Other_A_Achievable Economic TRC Potential | F11 | Commercial | OR - Health | New | Food Preparation | Natural Gas | Commercial Food Prep Other | A | Purchases (Cumulative) | Achievable Economic TRC Potential | 0 | 0 | 0 | 0 | 0 | 0 | 0 | 0 | 0 | 0 | 0 | 0 | 0 | 0 | 0 | 0 | 0 | 0 | 0 | 0 | 0 | 0 | 0 | 0 | 0 | 0 | 0
F1_Commercial_OR - Health_New_Miscellaneous_Natural Gas_Pool Heater_A_Achievable Economic TRC Potential | F1 | Commercial | OR - Health | New | Miscellaneous | Natural Gas | Pool Heater | A | Integrated Unit Energy Savings (kWh or therms) | Achievable Economic TRC Potential | 0 | 0 | 0 | 0 | 0 | 0 | 0 | 0 | 0 | 0 | 0 | 0 | 0 | 0 | 0 | 0 | 0 | 0 | 0 | 0 | 0 | 0 | 0 | 0 | 0 | 0 | 0
F2_Commercial_OR - Health_New_Miscellaneous_Natural Gas_Pool Heater_A_Achievable Economic TRC Potential | F2 | Commercial | OR - Health | New | Miscellaneous | Natural Gas | Pool Heater | A | Integrated Unit Summer Peak Savings (kW) | Achievable Economic TRC Potential | 0 | 0 | 0 | 0 | 0 | 0 | 0 | 0 | 0 | 0 | 0 | 0 | 0 | 0 | 0 | 0 | 0 | 0 | 0 | 0 | 0 | 0 | 0 | 0 | 0 | 0 | 0
F3_Commercial_OR - Health_New_Miscellaneous_Natural Gas_Pool Heater_A_Achievable Economic TRC Potential | F3 | Commercial | OR - Health | New | Miscellaneous | Natural Gas | Pool Heater | A | Integrated Unit Winter Peak Savings (kW) | Achievable Economic TRC Potential | 0 | 0 | 0 | 0 | 0 | 0 | 0 | 0 | 0 | 0 | 0 | 0 | 0 | 0 | 0 | 0 | 0 | 0 | 0 | 0 | 0 | 0 | 0 | 0 | 0 | 0 | 0
F4_Commercial_OR - Health_New_Miscellaneous_Natural Gas_Pool Heater_A_Achievable Economic TRC Potential | F4 | Commercial | OR - Health | New | Miscellaneous | Natural Gas | Pool Heater | A | Incremental Energy Savings (MWh or mTherms) | Achievable Economic TRC Potential | 0 | 0 | 0 | 0 | 0 | 0 | 0 | 0 | 0 | 0 | 0 | 0 | 0 | 0 | 0 | 0 | 0 | 0 | 0 | 0 | 0 | 0 | 0 | 0 | 0 | 0 | 0
F5_Commercial_OR - Health_New_Miscellaneous_Natural Gas_Pool Heater_A_Achievable Economic TRC Potential | F5 | Commercial | OR - Health | New | Miscellaneous | Natural Gas | Pool Heater | A | Incremental Summer Peak Savings (MW) | Achievable Economic TRC Potential | 0 | 0 | 0 | 0 | 0 | 0 | 0 | 0 | 0 | 0 | 0 | 0 | 0 | 0 | 0 | 0 | 0 | 0 | 0 | 0 | 0 | 0 | 0 | 0 | 0 | 0 | 0
F6_Commercial_OR - Health_New_Miscellaneous_Natural Gas_Pool Heater_A_Achievable Economic TRC Potential | F6 | Commercial | OR - Health | New | Miscellaneous | Natural Gas | Pool Heater | A | Incremental Winter Peak Savings (MW) | Achievable Economic TRC Potential | 0 | 0 | 0 | 0 | 0 | 0 | 0 | 0 | 0 | 0 | 0 | 0 | 0 | 0 | 0 | 0 | 0 | 0 | 0 | 0 | 0 | 0 | 0 | 0 | 0 | 0 | 0
F7_Commercial_OR - Health_New_Miscellaneous_Natural Gas_Pool Heater_A_Achievable Economic TRC Potential | F7 | Commercial | OR - Health | New | Miscellaneous | Natural Gas | Pool Heater | A | Cumulative Energy Savings (MWh or mTherms) | Achievable Economic TRC Potential | 0 | 0 | 0 | 0 | 0 | 0 | 0 | 0 | 0 | 0 | 0 | 0 | 0 | 0 | 0 | 0 | 0 | 0 | 0 | 0 | 0 | 0 | 0 | 0 | 0 | 0 | 0
F8_Commercial_OR - Health_New_Miscellaneous_Natural Gas_Pool Heater_A_Achievable Economic TRC Potential | F8 | Commercial | OR - Health | New | Miscellaneous | Natural Gas | Pool Heater | A | Cumulative Summer Peak Savings (MW) | Achievable Economic TRC Potential | 0 | 0 | 0 | 0 | 0 | 0 | 0 | 0 | 0 | 0 | 0 | 0 | 0 | 0 | 0 | 0 | 0 | 0 | 0 | 0 | 0 | 0 | 0 | 0 | 0 | 0 | 0
F9_Commercial_OR - Health_New_Miscellaneous_Natural Gas_Pool Heater_A_Achievable Economic TRC Potential | F9 | Commercial | OR - Health | New | Miscellaneous | Natural Gas | Pool Heater | A | Cumulative Winter Peak Savings (MW) | Achievable Economic TRC Potential | 0 | 0 | 0 | 0 | 0 | 0 | 0 | 0 | 0 | 0 | 0 | 0 | 0 | 0 | 0 | 0 | 0 | 0 | 0 | 0 | 0 | 0 | 0 | 0 | 0 | 0 | 0
F10_Commercial_OR - Health_New_Miscellaneous_Natural Gas_Pool Heater_A_Achievable Economic TRC Potential | F10 | Commercial | OR - Health | New | Miscellaneous | Natural Gas | Pool Heater | A | Purchases (Incremental) | Achievable Economic TRC Potential | 0 | 0 | 0 | 0 | 0 | 0 | 0 | 0 | 0 | 0 | 0 | 0 | 0 | 0 | 0 | 0 | 0 | 0 | 0 | 0 | 0 | 0 | 0 | 0 | 0 | 0 | 0
F11_Commercial_OR - Health_New_Miscellaneous_Natural Gas_Pool Heater_A_Achievable Economic TRC Potential | F11 | Commercial | OR - Health | New | Miscellaneous | Natural Gas | Pool Heater | A | Purchases (Cumulative) | Achievable Economic TRC Potential | 0 | 0 | 0 | 0 | 0 | 0 | 0 | 0 | 0 | 0 | 0 | 0 | 0 | 0 | 0 | 0 | 0 | 0 | 0 | 0 | 0 | 0 | 0 | 0 | 0 | 0 | 0
F1_Commercial_OR - Miscellaneous_Existing_Space Heating_Natural Gas_Furnace_A_Achievable Economic TRC Potential | F1 | Commercial | OR - Miscellaneous | Existing | Space Heating | Natural Gas | Furnace | A | Integrated Unit Energy Savings (kWh or therms) | Achievable Economic TRC Potential | 0 | 638.6601 | 636.1836 | 212.0612 | 212.0612 | 212.0612 | 212.0612 | 212.0612 | 212.0612 | 212.0612 | 212.0612 | 212.0612 | 212.0612 | 212.0612 | 212.0612 | 212.0612 | 212.0612 | 212.0612 | 212.0612 | 212.0612 | 212.0612 | 212.0612 | 212.0612 | 212.0612 | 212.0612 | 212.0612 | 212.0612
F2_Commercial_OR - Miscellaneous_Existing_Space Heating_Natural Gas_Furnace_A_Achievable Economic TRC Potential | F2 | Commercial | OR - Miscellaneous | Existing | Space Heating | Natural Gas | Furnace | A | Integrated Unit Summer Peak Savings (kW) | Achievable Economic TRC Potential | 0 | 0 | 0 | 0 | 0 | 0 | 0 | 0 | 0 | 0 | 0 | 0 | 0 | 0 | 0 | 0 | 0 | 0 | 0 | 0 | 0 | 0 | 0 | 0 | 0 | 0 | 0
F3_Commercial_OR - Miscellaneous_Existing_Space Heating_Natural Gas_Furnace_A_Achievable Economic TRC Potential | F3 | Commercial | OR - Miscellaneous | Existing | Space Heating | Natural Gas | Furnace | A | Integrated Unit Winter Peak Savings (kW) | Achievable Economic TRC Potential | 0 | 0 | 0 | 0 | 0 | 0 | 0 | 0 | 0 | 0 | 0 | 0 | 0 | 0 | 0 | 0 | 0 | 0 | 0 | 0 | 0 | 0 | 0 | 0 | 0 | 0 | 0
F4_Commercial_OR - Miscellaneous_Existing_Space Heating_Natural Gas_Furnace_A_Achievable Economic TRC Potential | F4 | Commercial | OR - Miscellaneous | Existing | Space Heating | Natural Gas | Furnace | A | Incremental Energy Savings (MWh or mTherms) | Achievable Economic TRC Potential | 0 | 0 | 0.00073425 | 0.00042784 | 0.0010537 | 0.0022203 | 0.0042261 | 0.0074519 | 0.012346 | 0.019386 | 0.02877 | 0.040597 | 0.054702 | 0.070606 | 0.087524 | 0.10446 | 0.1204 | 0.13446 | 0.14614 | 0.14341 | 0.13882 | 0.1345 | 0.12896 | 0.12443 | 0.12084 | 0.11792 | 0.11592
F5_Commercial_OR - Miscellaneous_Existing_Space Heating_Natural Gas_Furnace_A_Achievable Economic TRC Potential | F5 | Commercial | OR - Miscellaneous | Existing | Space Heating | Natural Gas | Furnace | A | Incremental Summer Peak Savings (MW) | Achievable Economic TRC Potential | 0 | 0 | 0 | 0 | 0 | 0 | 0 | 0 | 0 | 0 | 0 | 0 | 0 | 0 | 0 | 0 | 0 | 0 | 0 | 0 | 0 | 0 | 0 | 0 | 0 | 0 | 0
F6_Commercial_OR - Miscellaneous_Existing_Space Heating_Natural Gas_Furnace_A_Achievable Economic TRC Potential | F6 | Commercial | OR - Miscellaneous | Existing | Space Heating | Natural Gas | Furnace | A | Incremental Winter Peak Savings (MW) | Achievable Economic TRC Potential | 0 | 0 | 0 | 0 | 0 | 0 | 0 | 0 | 0 | 0 | 0 | 0 | 0 | 0 | 0 | 0 | 0 | 0 | 0 | 0 | 0 | 0 | 0 | 0 | 0 | 0 | 0
F7_Commercial_OR - Miscellaneous_Existing_Space Heating_Natural Gas_Furnace_A_Achievable Economic TRC Potential | F7 | Commercial | OR - Miscellaneous | Existing | Space Heating | Natural Gas | Furnace | A | Cumulative Energy Savings (MWh or mTherms) | Achievable Economic TRC Potential | 0 | 0 | 0.00073425 | 0.00067259 | 0.0017263 | 0.0039466 | 0.0081727 | 0.015625 | 0.027971 | 0.047357 | 0.076127 | 0.11672 | 0.17143 | 0.24203 | 0.32956 | 0.43402 | 0.55442 | 0.68888 | 0.83502 | 0.97843 | 1.1173 | 1.2518 | 1.3807 | 1.5051 | 1.626 | 1.7439 | 1.8598
F8_Commercial_OR - Miscellaneous_Existing_Space Heating_Natural Gas_Furnace_A_Achievable Economic TRC Potential | F8 | Commercial | OR - Miscellaneous | Existing | Space Heating | Natural Gas | Furnace | A | Cumulative Summer Peak Savings (MW) | Achievable Economic TRC Potential | 0 | 0 | 0 | 0 | 0 | 0 | 0 | 0 | 0 | 0 | 0 | 0 | 0 | 0 | 0 | 0 | 0 | 0 | 0 | 0 | 0 | 0 | 0 | 0 | 0 | 0 | 0
F9_Commercial_OR - Miscellaneous_Existing_Space Heating_Natural Gas_Furnace_A_Achievable Economic TRC Potential | F9 | Commercial | OR - Miscellaneous | Existing | Space Heating | Natural Gas | Furnace | A | Cumulative Winter Peak Savings (MW) | Achievable Economic TRC Potential | 0 | 0 | 0 | 0 | 0 | 0 | 0 | 0 | 0 | 0 | 0 | 0 | 0 | 0 | 0 | 0 | 0 | 0 | 0 | 0 | 0 | 0 | 0 | 0 | 0 | 0 | 0
F10_Commercial_OR - Miscellaneous_Existing_Space Heating_Natural Gas_Furnace_A_Achievable Economic TRC Potential | F10 | Commercial | OR - Miscellaneous | Existing | Space Heating | Natural Gas | Furnace | A | Purchases (Incremental) | Achievable Economic TRC Potential | 0 | 0 | 0.0011541 | 0.0020175 | 0.0049689 | 0.01047 | 0.019929 | 0.03514 | 0.05822 | 0.091419 | 0.13567 | 0.19144 | 0.25795 | 0.33295 | 0.41273 | 0.49262 | 0.56775 | 0.63407 | 0.68913 | 0.67626 | 0.65464 | 0.63425 | 0.60813 | 0.58674 | 0.56985 | 0.55607 | 0.54665
F11_Commercial_OR - Miscellaneous_Existing_Space Heating_Natural Gas_Furnace_A_Achievable Economic TRC Potential | F11 | Commercial | OR - Miscellaneous | Existing | Space Heating | Natural Gas | Furnace | A | Purchases (Cumulative) | Achievable Economic TRC Potential | 0 | 0 | 0.0011541 | 0.0031717 | 0.0081405 | 0.018611 | 0.038539 | 0.07368 | 0.1319 | 0.22332 | 0.35899 | 0.55042 | 0.80838 | 1.1413 | 1.5541 | 2.0467 | 2.6144 | 3.2485 | 3.9376 | 4.6139 | 5.2685 | 5.9028 | 6.5109 | 7.0977 | 7.6675 | 8.2236 | 8.7702
F1_Commercial_OR - Miscellaneous_Existing_Space Heating_Natural Gas_Boiler_A_Achievable Economic TRC Potential | F1 | Commercial | OR - Miscellaneous | Existing | Space Heating | Natural Gas | Boiler | A | Integrated Unit Energy Savings (kWh or therms) | Achievable Economic TRC Potential | 0 | 1962.3855 | 1954.7759 | 1954.7759 | 1954.7759 | 1954.7759 | 1954.7759 | 1954.7759 | 1954.7759 | 1954.7759 | 1954.7759 | 1954.7759 | 1954.7759 | 1954.7759 | 1954.7759 | 1954.7759 | 1954.7759 | 1954.7759 | 1954.7759 | 1954.7759 | 1954.7759 | 1954.7759 | 1954.7759 | 1954.7759 | 1954.7759 | 1954.7759 | 1954.7759
F2_Commercial_OR - Miscellaneous_Existing_Space Heating_Natural Gas_Boiler_A_Achievable Economic TRC Potential | F2 | Commercial | OR - Miscellaneous | Existing | Space Heating | Natural Gas | Boiler | A | Integrated Unit Summer Peak Savings (kW) | Achievable Economic TRC Potential | 0 | 0 | 0 | 0 | 0 | 0 | 0 | 0 | 0 | 0 | 0 | 0 | 0 | 0 | 0 | 0 | 0 | 0 | 0 | 0 | 0 | 0 | 0 | 0 | 0 | 0 | 0
F3_Commercial_OR - Miscellaneous_Existing_Space Heating_Natural Gas_Boiler_A_Achievable Economic TRC Potential | F3 | Commercial | OR - Miscellaneous | Existing | Space Heating | Natural Gas | Boiler | A | Integrated Unit Winter Peak Savings (kW) | Achievable Economic TRC Potential | 0 | 0 | 0 | 0 | 0 | 0 | 0 | 0 | 0 | 0 | 0 | 0 | 0 | 0 | 0 | 0 | 0 | 0 | 0 | 0 | 0 | 0 | 0 | 0 | 0 | 0 | 0
F4_Commercial_OR - Miscellaneous_Existing_Space Heating_Natural Gas_Boiler_A_Achievable Economic TRC Potential | F4 | Commercial | OR - Miscellaneous | Existing | Space Heating | Natural Gas | Boiler | A | Incremental Energy Savings (MWh or mTherms) | Achievable Economic TRC Potential | 0 | 0 | 0.055612 | 0.095366 | 0.12348 | 0.14579 | 0.1656 | 0.18298 | 0.19806 | 0.21105 | 0.22215 | 0.2316 | 0.23959 | 0.24595 | 0.25102 | 0.25508 | 0.25834 | 0.26096 | 0.26307 | 0.26527 | 0.26702 | 0.26927 | 0.26735 | 0.26581 | 0.2646 | 0.26366 | 0.26297
F5_Commercial_OR - Miscellaneous_Existing_Space Heating_Natural Gas_Boiler_A_Achievable Economic TRC Potential | F5 | Commercial | OR - Miscellaneous | Existing | Space Heating | Natural Gas | Boiler | A | Incremental Summer Peak Savings (MW) | Achievable Economic TRC Potential | 0 | 0 | 0 | 0 | 0 | 0 | 0 | 0 | 0 | 0 | 0 | 0 | 0 | 0 | 0 | 0 | 0 | 0 | 0 | 0 | 0 | 0 | 0 | 0 | 0 | 0 | 0
F6_Commercial_OR - Miscellaneous_Existing_Space Heating_Natural Gas_Boiler_A_Achievable Economic TRC Potential | F6 | Commercial | OR - Miscellaneous | Existing | Space Heating | Natural Gas | Boiler | A | Incremental Winter Peak Savings (MW) | Achievable Economic TRC Potential | 0 | 0 | 0 | 0 | 0 | 0 | 0 | 0 | 0 | 0 | 0 | 0 | 0 | 0 | 0 | 0 | 0 | 0 | 0 | 0 | 0 | 0 | 0 | 0 | 0 | 0 | 0
F7_Commercial_OR - Miscellaneous_Existing_Space Heating_Natural Gas_Boiler_A_Achievable Economic TRC Potential | F7 | Commercial | OR - Miscellaneous | Existing | Space Heating | Natural Gas | Boiler | A | Cumulative Energy Savings (MWh or mTherms) | Achievable Economic TRC Potential | 0 | 0 | 0.055612 | 0.15098 | 0.27445 | 0.42024 | 0.58584 | 0.76882 | 0.96688 | 1.1779 | 1.4001 | 1.6317 | 1.8713 | 2.1172 | 2.3682 | 2.6233 | 2.8817 | 3.1426 | 3.4057 | 3.671 | 3.938 | 4.2072 | 4.4746 | 4.7404 | 5.005 | 5.2687 | 5.5316
F8_Commercial_OR - Miscellaneous_Existing_Space Heating_Natural Gas_Boiler_A_Achievable Economic TRC Potential | F8 | Commercial | OR - Miscellaneous | Existing | Space Heating | Natural Gas | Boiler | A | Cumulative Summer Peak Savings (MW) | Achievable Economic TRC Potential | 0 | 0 | 0 | 0 | 0 | 0 | 0 | 0 | 0 | 0 | 0 | 0 | 0 | 0 | 0 | 0 | 0 | 0 | 0 | 0 | 0 | 0 | 0 | 0 | 0 | 0 | 0
F9_Commercial_OR - Miscellaneous_Existing_Space Heating_Natural Gas_Boiler_A_Achievable Economic TRC Potential | F9 | Commercial | OR - Miscellaneous | Existing | Space Heating | Natural Gas | Boiler | A | Cumulative Winter Peak Savings (MW) | Achievable Economic TRC Potential | 0 | 0 | 0 | 0 | 0 | 0 | 0 | 0 | 0 | 0 | 0 | 0 | 0 | 0 | 0 | 0 | 0 | 0 | 0 | 0 | 0 | 0 | 0 | 0 | 0 | 0 | 0
F10_Commercial_OR - Miscellaneous_Existing_Space Heating_Natural Gas_Boiler_A_Achievable Economic TRC Potential | F10 | Commercial | OR - Miscellaneous | Existing | Space Heating | Natural Gas | Boiler | A | Purchases (Incremental) | Achievable Economic TRC Potential | 0 | 0 | 0.028449 | 0.048786 | 0.063166 | 0.074579 | 0.084716 | 0.093606 | 0.10132 | 0.10797 | 0.11365 | 0.11848 | 0.12256 | 0.12582 | 0.12842 | 0.13049 | 0.13216 | 0.1335 | 0.13458 | 0.1357 | 0.1366 | 0.13775 | 0.13677 | 0.13598 | 0.13536 | 0.13488 | 0.13453
F11_Commercial_OR - Miscellaneous_Existing_Space Heating_Natural Gas_Boiler_A_Achievable Economic TRC Potential | F11 | Commercial | OR - Miscellaneous | Existing | Space Heating | Natural Gas | Boiler | A | Purchases (Cumulative) | Achievable Economic TRC Potential | 0 | 0 | 0.028449 | 0.077235 | 0.1404 | 0.21498 | 0.2997 | 0.3933 | 0.49463 | 0.60259 | 0.71624 | 0.83472 | 0.95728 | 1.0831 | 1.2115 | 1.342 | 1.4742 | 1.6077 | 1.7422 | 1.8779 | 2.0145 | 2.1523 | 2.2891 | 2.425 | 2.5604 | 2.6953 | 2.8298
F1_Commercial_OR - Miscellaneous_Existing_Space Heating_Natural Gas_Unit Heater_A_Achievable Economic TRC Potential | F1 | Commercial | OR - Miscellaneous | Existing | Space Heating | Natural Gas | Unit Heater | A | Integrated Unit Energy Savings (kWh or therms) | Achievable Economic TRC Potential | 0 | 30983.2092 | 30863.0652 | 30863.0652 | 30863.0652 | 30863.0652 | 30863.0652 | 30863.0652 | 30863.0652 | 30863.0652 | 30863.0652 | 30863.0652 | 30863.0652 | 30863.0652 | 30863.0652 | 30863.0652 | 30863.0652 | 30863.0652 | 30863.0652 | 30863.0652 | 30863.0652 | 30863.0652 | 30863.0652 | 30863.0652 | 30863.0652 | 30863.0652 | 30863.0652
F2_Commercial_OR - Miscellaneous_Existing_Space Heating_Natural Gas_Unit Heater_A_Achievable Economic TRC Potential | F2 | Commercial | OR - Miscellaneous | Existing | Space Heating | Natural Gas | Unit Heater | A | Integrated Unit Summer Peak Savings (kW) | Achievable Economic TRC Potential | 0 | 0 | 0 | 0 | 0 | 0 | 0 | 0 | 0 | 0 | 0 | 0 | 0 | 0 | 0 | 0 | 0 | 0 | 0 | 0 | 0 | 0 | 0 | 0 | 0 | 0 | 0
F3_Commercial_OR - Miscellaneous_Existing_Space Heating_Natural Gas_Unit Heater_A_Achievable Economic TRC Potential | F3 | Commercial | OR - Miscellaneous | Existing | Space Heating | Natural Gas | Unit Heater | A | Integrated Unit Winter Peak Savings (kW) | Achievable Economic TRC Potential | 0 | 0 | 0 | 0 | 0 | 0 | 0 | 0 | 0 | 0 | 0 | 0 | 0 | 0 | 0 | 0 | 0 | 0 | 0 | 0 | 0 | 0 | 0 | 0 | 0 | 0 | 0
F4_Commercial_OR - Miscellaneous_Existing_Space Heating_Natural Gas_Unit Heater_A_Achievable Economic TRC Potential | F4 | Commercial | OR - Miscellaneous | Existing | Space Heating | Natural Gas | Unit Heater | A | Incremental Energy Savings (MWh or mTherms) | Achievable Economic TRC Potential | 0 | 0 | 3.7539e-06 | 1.6227e-05 | 4.3956e-05 | 9.3965e-05 | 0.00017425 | 0.00029621 | 0.00046687 | 0.00068767 | 0.00093001 | 0.0011747 | 0.0014029 | 0.0016017 | 0.0017664 | 0.0018978 | 0.0019954 | 0.0018129 | 0.0016432 | 0.0014801 | 0.0013164 | 0.0011442 | 0.00095174 | 0.0007316 | 0.00048182 | 0.00023042 | 0
F5_Commercial_OR - Miscellaneous_Existing_Space Heating_Natural Gas_Unit Heater_A_Achievable Economic TRC Potential | F5 | Commercial | OR - Miscellaneous | Existing | Space Heating | Natural Gas | Unit Heater | A | Incremental Summer Peak Savings (MW) | Achievable Economic TRC Potential | 0 | 0 | 0 | 0 | 0 | 0 | 0 | 0 | 0 | 0 | 0 | 0 | 0 | 0 | 0 | 0 | 0 | 0 | 0 | 0 | 0 | 0 | 0 | 0 | 0 | 0 | 0
F6_Commercial_OR - Miscellaneous_Existing_Space Heating_Natural Gas_Unit Heater_A_Achievable Economic TRC Potential | F6 | Commercial | OR - Miscellaneous | Existing | Space Heating | Natural Gas | Unit Heater | A | Incremental Winter Peak Savings (MW) | Achievable Economic TRC Potential | 0 | 0 | 0 | 0 | 0 | 0 | 0 | 0 | 0 | 0 | 0 | 0 | 0 | 0 | 0 | 0 | 0 | 0 | 0 | 0 | 0 | 0 | 0 | 0 | 0 | 0 | 0
F7_Commercial_OR - Miscellaneous_Existing_Space Heating_Natural Gas_Unit Heater_A_Achievable Economic TRC Potential | F7 | Commercial | OR - Miscellaneous | Existing | Space Heating | Natural Gas | Unit Heater | A | Cumulative Energy Savings (MWh or mTherms) | Achievable Economic TRC Potential | 0 | 0 | 3.7539e-06 | 1.9981e-05 | 6.3937e-05 | 0.0001579 | 0.00033216 | 0.00062836 | 0.0010952 | 0.0017829 | 0.0027129 | 0.0038876 | 0.0052905 | 0.0068922 | 0.0086585 | 0.010556 | 0.012552 | 0.014365 | 0.016008 | 0.017488 | 0.018804 | 0.019949 | 0.0209 | 0.021632 | 0.022114 | 0.022344 | 0.022344
F8_Commercial_OR - Miscellaneous_Existing_Space Heating_Natural Gas_Unit Heater_A_Achievable Economic TRC Potential | F8 | Commercial | OR - Miscellaneous | Existing | Space Heating | Natural Gas | Unit Heater | A | Cumulative Summer Peak Savings (MW) | Achievable Economic TRC Potential | 0 | 0 | 0 | 0 | 0 | 0 | 0 | 0 | 0 | 0 | 0 | 0 | 0 | 0 | 0 | 0 | 0 | 0 | 0 | 0 | 0 | 0 | 0 | 0 | 0 | 0 | 0
F9_Commercial_OR - Miscellaneous_Existing_Space Heating_Natural Gas_Unit Heater_A_Achievable Economic TRC Potential | F9 | Commercial | OR - Miscellaneous | Existing | Space Heating | Natural Gas | Unit Heater | A | Cumulative Winter Peak Savings (MW) | Achievable Economic TRC Potential | 0 | 0 | 0 | 0 | 0 | 0 | 0 | 0 | 0 | 0 | 0 | 0 | 0 | 0 | 0 | 0 | 0 | 0 | 0 | 0 | 0 | 0 | 0 | 0 | 0 | 0 | 0
F10_Commercial_OR - Miscellaneous_Existing_Space Heating_Natural Gas_Unit Heater_A_Achievable Economic TRC Potential | F10 | Commercial | OR - Miscellaneous | Existing | Space Heating | Natural Gas | Unit Heater | A | Purchases (Incremental) | Achievable Economic TRC Potential | 0 | 0 | 1.2163e-07 | 5.2578e-07 | 1.4242e-06 | 3.0446e-06 | 5.646e-06 | 9.5975e-06 | 1.5127e-05 | 2.2281e-05 | 3.0133e-05 | 3.8061e-05 | 4.5457e-05 | 5.1896e-05 | 5.7232e-05 | 6.1491e-05 | 6.4652e-05 | 5.8741e-05 | 5.3243e-05 | 4.7956e-05 | 4.2653e-05 | 3.7073e-05 | 3.0838e-05 | 2.3705e-05 | 1.5612e-05 | 7.466e-06 | 0
F11_Commercial_OR - Miscellaneous_Existing_Space Heating_Natural Gas_Unit Heater_A_Achievable Economic TRC Potential | F11 | Commercial | OR - Miscellaneous | Existing | Space Heating | Natural Gas | Unit Heater | A | Purchases (Cumulative) | Achievable Economic TRC Potential | 0 | 0 | 1.2163e-07 | 6.4741e-07 | 2.0716e-06 | 5.1162e-06 | 1.0762e-05 | 2.036e-05 | 3.5487e-05 | 5.7768e-05 | 8.7901e-05 | 0.00012596 | 0.00017142 | 0.00022331 | 0.00028055 | 0.00034204 | 0.00040669 | 0.00046543 | 0.00051867 | 0.00056663 | 0.00060928 | 0.00064636 | 0.00067719 | 0.0007009 | 0.00071651 | 0.00072398 | 0.00072398
F1_Commercial_OR - Miscellaneous_Existing_Water Heating_Natural Gas_Water Heater_A_Achievable Economic TRC Potential | F1 | Commercial | OR - Miscellaneous | Existing | Water Heating | Natural Gas | Water Heater | A | Integrated Unit Energy Savings (kWh or therms) | Achievable Economic TRC Potential | 0 | 2.8505 | 2.8505 | 2.8505 | 2.8505 | 2.8505 | 2.8505 | 2.8505 | 2.8505 | 2.8505 | 2.8505 | 2.8505 | 2.8505 | 2.8505 | 2.8505 | 2.8505 | 2.8505 | 2.8505 | 2.8505 | 2.8505 | 2.8505 | 2.8505 | 2.8505 | 2.8505 | 2.8505 | 2.8505 | 2.8505
F2_Commercial_OR - Miscellaneous_Existing_Water Heating_Natural Gas_Water Heater_A_Achievable Economic TRC Potential | F2 | Commercial | OR - Miscellaneous | Existing | Water Heating | Natural Gas | Water Heater | A | Integrated Unit Summer Peak Savings (kW) | Achievable Economic TRC Potential | 0 | 0 | 0 | 0 | 0 | 0 | 0 | 0 | 0 | 0 | 0 | 0 | 0 | 0 | 0 | 0 | 0 | 0 | 0 | 0 | 0 | 0 | 0 | 0 | 0 | 0 | 0
F3_Commercial_OR - Miscellaneous_Existing_Water Heating_Natural Gas_Water Heater_A_Achievable Economic TRC Potential | F3 | Commercial | OR - Miscellaneous | Existing | Water Heating | Natural Gas | Water Heater | A | Integrated Unit Winter Peak Savings (kW) | Achievable Economic TRC Potential | 0 | 0 | 0 | 0 | 0 | 0 | 0 | 0 | 0 | 0 | 0 | 0 | 0 | 0 | 0 | 0 | 0 | 0 | 0 | 0 | 0 | 0 | 0 | 0 | 0 | 0 | 0
F4_Commercial_OR - Miscellaneous_Existing_Water Heating_Natural Gas_Water Heater_A_Achievable Economic TRC Potential | F4 | Commercial | OR - Miscellaneous | Existing | Water Heating | Natural Gas | Water Heater | A | Incremental Energy Savings (MWh or mTherms) | Achievable Economic TRC Potential | 0 | 0 | 0.023 | 0.04377 | 0.062978 | 0.081116 | 0.09854 | 0.11358 | 0.12502 | 0.1338 | 0.15125 | 0.16374 | 0.14922 | 0.13384 | 0.11771 | 0.15788 | 0.12668 | 0.10028 | 0.077841 | 0.062801 | 0.04186 | 0.027387 | 0.017644 | 0.011251 | 0.022144 | 0 | 0
F5_Commercial_OR - Miscellaneous_Existing_Water Heating_Natural Gas_Water Heater_A_Achievable Economic TRC Potential | F5 | Commercial | OR - Miscellaneous | Existing | Water Heating | Natural Gas | Water Heater | A | Incremental Summer Peak Savings (MW) | Achievable Economic TRC Potential | 0 | 0 | 0 | 0 | 0 | 0 | 0 | 0 | 0 | 0 | 0 | 0 | 0 | 0 | 0 | 0 | 0 | 0 | 0 | 0 | 0 | 0 | 0 | 0 | 0 | 0 | 0
F6_Commercial_OR - Miscellaneous_Existing_Water Heating_Natural Gas_Water Heater_A_Achievable Economic TRC Potential | F6 | Commercial | OR - Miscellaneous | Existing | Water Heating | Natural Gas | Water Heater | A | Incremental Winter Peak Savings (MW) | Achievable Economic TRC Potential | 0 | 0 | 0 | 0 | 0 | 0 | 0 | 0 | 0 | 0 | 0 | 0 | 0 | 0 | 0 | 0 | 0 | 0 | 0 | 0 | 0 | 0 | 0 | 0 | 0 | 0 | 0
F7_Commercial_OR - Miscellaneous_Existing_Water Heating_Natural Gas_Water Heater_A_Achievable Economic TRC Potential | F7 | Commercial | OR - Miscellaneous | Existing | Water Heating | Natural Gas | Water Heater | A | Cumulative Energy Savings (MWh or mTherms) | Achievable Economic TRC Potential | 0 | 0 | 0.023 | 0.066769 | 0.12975 | 0.21086 | 0.3094 | 0.42299 | 0.54801 | 0.68181 | 0.83306 | 0.9968 | 1.146 | 1.2799 | 1.3976 | 1.5555 | 1.6821 | 1.7824 | 1.8603 | 1.9231 | 1.9649 | 1.9923 | 2.01 | 2.0212 | 2.0434 | 2.0434 | 2.0434
F8_Commercial_OR - Miscellaneous_Existing_Water Heating_Natural Gas_Water Heater_A_Achievable Economic TRC Potential | F8 | Commercial | OR - Miscellaneous | Existing | Water Heating | Natural Gas | Water Heater | A | Cumulative Summer Peak Savings (MW) | Achievable Economic TRC Potential | 0 | 0 | 0 | 0 | 0 | 0 | 0 | 0 | 0 | 0 | 0 | 0 | 0 | 0 | 0 | 0 | 0 | 0 | 0 | 0 | 0 | 0 | 0 | 0 | 0 | 0 | 0
F9_Commercial_OR - Miscellaneous_Existing_Water Heating_Natural Gas_Water Heater_A_Achievable Economic TRC Potential | F9 | Commercial | OR - Miscellaneous | Existing | Water Heating | Natural Gas | Water Heater | A | Cumulative Winter Peak Savings (MW) | Achievable Economic TRC Potential | 0 | 0 | 0 | 0 | 0 | 0 | 0 | 0 | 0 | 0 | 0 | 0 | 0 | 0 | 0 | 0 | 0 | 0 | 0 | 0 | 0 | 0 | 0 | 0 | 0 | 0 | 0
F10_Commercial_OR - Miscellaneous_Existing_Water Heating_Natural Gas_Water Heater_A_Achievable Economic TRC Potential | F10 | Commercial | OR - Miscellaneous | Existing | Water Heating | Natural Gas | Water Heater | A | Purchases (Incremental) | Achievable Economic TRC Potential | 0 | 0 | 8.0688 | 15.3552 | 22.0939 | 28.457 | 34.5698 | 39.8469 | 43.861 | 46.9393 | 53.0612 | 57.4439 | 52.3511 | 46.9541 | 41.296 | 55.3891 | 44.4414 | 35.1811 | 27.3083 | 22.0317 | 14.6852 | 9.6079 | 6.19 | 3.9471 | 7.7686 | 0 | 0
F11_Commercial_OR - Miscellaneous_Existing_Water Heating_Natural Gas_Water Heater_A_Achievable Economic TRC Potential | F11 | Commercial | OR - Miscellaneous | Existing | Water Heating | Natural Gas | Water Heater | A | Purchases (Cumulative) | Achievable Economic TRC Potential | 0 | 0 | 8.0688 | 23.4241 | 45.518 | 73.975 | 108.5448 | 148.3918 | 192.2527 | 239.192 | 292.2532 | 349.6971 | 402.0482 | 449.0022 | 490.2982 | 545.6873 | 590.1287 | 625.3099 | 652.6181 | 674.6499 | 689.3351 | 698.943 | 705.133 | 709.0801 | 716.8487 | 716.8487 | 716.8487
F1_Commercial_OR - Miscellaneous_Existing_Food Preparation_Natural Gas_Oven_A_Achievable Economic TRC Potential | F1 | Commercial | OR - Miscellaneous | Existing | Food Preparation | Natural Gas | Oven | A | Integrated Unit Energy Savings (kWh or therms) | Achievable Economic TRC Potential | 0 | 106.6752 | 106.6752 | 106.6752 | 106.6752 | 106.6752 | 106.6752 | 106.6752 | 106.6752 | 106.6752 | 106.6752 | 106.6752 | 106.6752 | 106.6752 | 106.6752 | 106.6752 | 106.6752 | 106.6752 | 106.6752 | 106.6752 | 106.6752 | 106.6752 | 106.6752 | 106.6752 | 106.6752 | 106.6752 | 106.6752
F2_Commercial_OR - Miscellaneous_Existing_Food Preparation_Natural Gas_Oven_A_Achievable Economic TRC Potential | F2 | Commercial | OR - Miscellaneous | Existing | Food Preparation | Natural Gas | Oven | A | Integrated Unit Summer Peak Savings (kW) | Achievable Economic TRC Potential | 0 | 0 | 0 | 0 | 0 | 0 | 0 | 0 | 0 | 0 | 0 | 0 | 0 | 0 | 0 | 0 | 0 | 0 | 0 | 0 | 0 | 0 | 0 | 0 | 0 | 0 | 0
F3_Commercial_OR - Miscellaneous_Existing_Food Preparation_Natural Gas_Oven_A_Achievable Economic TRC Potential | F3 | Commercial | OR - Miscellaneous | Existing | Food Preparation | Natural Gas | Oven | A | Integrated Unit Winter Peak Savings (kW) | Achievable Economic TRC Potential | 0 | 0 | 0 | 0 | 0 | 0 | 0 | 0 | 0 | 0 | 0 | 0 | 0 | 0 | 0 | 0 | 0 | 0 | 0 | 0 | 0 | 0 | 0 | 0 | 0 | 0 | 0
F4_Commercial_OR - Miscellaneous_Existing_Food Preparation_Natural Gas_Oven_A_Achievable Economic TRC Potential | F4 | Commercial | OR - Miscellaneous | Existing | Food Preparation | Natural Gas | Oven | A | Incremental Energy Savings (MWh or mTherms) | Achievable Economic TRC Potential | 0 | 0 | 2.7851e-05 | 0.00013099 | 0.00030691 | 0.00052883 | 0.0007819 | 0.0010554 | 0.0013415 | 0.001635 | 0.0019319 | 0.0022298 | 0.0020385 | 0.0019176 | 0.0018598 | 0.0018329 | 0.0018201 | 0.0019589 | 0.0020808 | 0.0022387 | 0.002423 | 0.002571 | 0.0024644 | 0.0021372 | 0.0021796 | 0.0021051 | 0.0019454
F5_Commercial_OR - Miscellaneous_Existing_Food Preparation_Natural Gas_Oven_A_Achievable Economic TRC Potential | F5 | Commercial | OR - Miscellaneous | Existing | Food Preparation | Natural Gas | Oven | A | Incremental Summer Peak Savings (MW) | Achievable Economic TRC Potential | 0 | 0 | 0 | 0 | 0 | 0 | 0 | 0 | 0 | 0 | 0 | 0 | 0 | 0 | 0 | 0 | 0 | 0 | 0 | 0 | 0 | 0 | 0 | 0 | 0 | 0 | 0
F6_Commercial_OR - Miscellaneous_Existing_Food Preparation_Natural Gas_Oven_A_Achievable Economic TRC Potential | F6 | Commercial | OR - Miscellaneous | Existing | Food Preparation | Natural Gas | Oven | A | Incremental Winter Peak Savings (MW) | Achievable Economic TRC Potential | 0 | 0 | 0 | 0 | 0 | 0 | 0 | 0 | 0 | 0 | 0 | 0 | 0 | 0 | 0 | 0 | 0 | 0 | 0 | 0 | 0 | 0 | 0 | 0 | 0 | 0 | 0
F7_Commercial_OR - Miscellaneous_Existing_Food Preparation_Natural Gas_Oven_A_Achievable Economic TRC Potential | F7 | Commercial | OR - Miscellaneous | Existing | Food Preparation | Natural Gas | Oven | A | Cumulative Energy Savings (MWh or mTherms) | Achievable Economic TRC Potential | 0 | 0 | 2.7851e-05 | 0.00015884 | 0.00046575 | 0.00099458 | 0.0017765 | 0.0028318 | 0.0041734 | 0.0058084 | 0.0077403 | 0.0099701 | 0.012009 | 0.013926 | 0.015786 | 0.017619 | 0.019439 | 0.021398 | 0.023479 | 0.025717 | 0.02814 | 0.030711 | 0.033176 | 0.035313 | 0.037493 | 0.039598 | 0.041543
F8_Commercial_OR - Miscellaneous_Existing_Food Preparation_Natural Gas_Oven_A_Achievable Economic TRC Potential | F8 | Commercial | OR - Miscellaneous | Existing | Food Preparation | Natural Gas | Oven | A | Cumulative Summer Peak Savings (MW) | Achievable Economic TRC Potential | 0 | 0 | 0 | 0 | 0 | 0 | 0 | 0 | 0 | 0 | 0 | 0 | 0 | 0 | 0 | 0 | 0 | 0 | 0 | 0 | 0 | 0 | 0 | 0 | 0 | 0 | 0
F9_Commercial_OR - Miscellaneous_Existing_Food Preparation_Natural Gas_Oven_A_Achievable Economic TRC Potential | F9 | Commercial | OR - Miscellaneous | Existing | Food Preparation | Natural Gas | Oven | A | Cumulative Winter Peak Savings (MW) | Achievable Economic TRC Potential | 0 | 0 | 0 | 0 | 0 | 0 | 0 | 0 | 0 | 0 | 0 | 0 | 0 | 0 | 0 | 0 | 0 | 0 | 0 | 0 | 0 | 0 | 0 | 0 | 0 | 0 | 0
F10_Commercial_OR - Miscellaneous_Existing_Food Preparation_Natural Gas_Oven_A_Achievable Economic TRC Potential | F10 | Commercial | OR - Miscellaneous | Existing | Food Preparation | Natural Gas | Oven | A | Purchases (Incremental) | Achievable Economic TRC Potential | 0 | 0 | 0.00026108 | 0.0012279 | 0.002877 | 0.0049574 | 0.0073297 | 0.0098933 | 0.012576 | 0.015327 | 0.01811 | 0.020903 | 0.019109 | 0.017976 | 0.017434 | 0.017182 | 0.017062 | 0.018363 | 0.019506 | 0.020986 | 0.022713 | 0.024101 | 0.023102 | 0.020034 | 0.020432 | 0.019734 | 0.018237
F11_Commercial_OR - Miscellaneous_Existing_Food Preparation_Natural Gas_Oven_A_Achievable Economic TRC Potential | F11 | Commercial | OR - Miscellaneous | Existing | Food Preparation | Natural Gas | Oven | A | Purchases (Cumulative) | Achievable Economic TRC Potential | 0 | 0 | 0.00026108 | 0.001489 | 0.004366 | 0.0093234 | 0.016653 | 0.026546 | 0.039122 | 0.054449 | 0.07256 | 0.093463 | 0.11257 | 0.13055 | 0.14798 | 0.16516 | 0.18223 | 0.20059 | 0.2201 | 0.24108 | 0.2638 | 0.2879 | 0.311 | 0.33103 | 0.35147 | 0.3712 | 0.38944
F1_Commercial_OR - Miscellaneous_Existing_Food Preparation_Natural Gas_Conveyor Oven_A_Achievable Economic TRC Potential | F1 | Commercial | OR - Miscellaneous | Existing | Food Preparation | Natural Gas | Conveyor Oven | A | Integrated Unit Energy Savings (kWh or therms) | Achievable Economic TRC Potential | 0 | 0 | 0 | 0 | 0 | 692.0657 | 692.0657 | 692.0657 | 692.0657 | 692.0657 | 692.0657 | 692.0657 | 692.0657 | 692.0657 | 692.0657 | 692.0657 | 692.0657 | 692.0657 | 692.0657 | 692.0657 | 692.0657 | 692.0657 | 692.0657 | 692.0657 | 692.0657 | 692.0657 | 692.0657
F2_Commercial_OR - Miscellaneous_Existing_Food Preparation_Natural Gas_Conveyor Oven_A_Achievable Economic TRC Potential | F2 | Commercial | OR - Miscellaneous | Existing | Food Preparation | Natural Gas | Conveyor Oven | A | Integrated Unit Summer Peak Savings (kW) | Achievable Economic TRC Potential | 0 | 0 | 0 | 0 | 0 | 0 | 0 | 0 | 0 | 0 | 0 | 0 | 0 | 0 | 0 | 0 | 0 | 0 | 0 | 0 | 0 | 0 | 0 | 0 | 0 | 0 | 0
F3_Commercial_OR - Miscellaneous_Existing_Food Preparation_Natural Gas_Conveyor Oven_A_Achievable Economic TRC Potential | F3 | Commercial | OR - Miscellaneous | Existing | Food Preparation | Natural Gas | Conveyor Oven | A | Integrated Unit Winter Peak Savings (kW) | Achievable Economic TRC Potential | 0 | 0 | 0 | 0 | 0 | 0 | 0 | 0 | 0 | 0 | 0 | 0 | 0 | 0 | 0 | 0 | 0 | 0 | 0 | 0 | 0 | 0 | 0 | 0 | 0 | 0 | 0
F4_Commercial_OR - Miscellaneous_Existing_Food Preparation_Natural Gas_Conveyor Oven_A_Achievable Economic TRC Potential | F4 | Commercial | OR - Miscellaneous | Existing | Food Preparation | Natural Gas | Conveyor Oven | A | Incremental Energy Savings (MWh or mTherms) | Achievable Economic TRC Potential | 0 | 0 | 0 | 0 | 0 | 6.1657e-05 | 0.00022215 | 0.00050838 | 0.00093962 | 0.0015295 | 0.0021373 | 0.00275 | 0.003359 | 0.003959 | 0.0045468 | 0.0051211 | 0.0056814 | 0.0048588 | 0.0041381 | 0.0035112 | 0.0029696 | 0.0025731 | 0.0021898 | 0.0019401 | 0.0017859 | 0.001692 | 0.0016476
F5_Commercial_OR - Miscellaneous_Existing_Food Preparation_Natural Gas_Conveyor Oven_A_Achievable Economic TRC Potential | F5 | Commercial | OR - Miscellaneous | Existing | Food Preparation | Natural Gas | Conveyor Oven | A | Incremental Summer Peak Savings (MW) | Achievable Economic TRC Potential | 0 | 0 | 0 | 0 | 0 | 0 | 0 | 0 | 0 | 0 | 0 | 0 | 0 | 0 | 0 | 0 | 0 | 0 | 0 | 0 | 0 | 0 | 0 | 0 | 0 | 0 | 0
F6_Commercial_OR - Miscellaneous_Existing_Food Preparation_Natural Gas_Conveyor Oven_A_Achievable Economic TRC Potential | F6 | Commercial | OR - Miscellaneous | Existing | Food Preparation | Natural Gas | Conveyor Oven | A | Incremental Winter Peak Savings (MW) | Achievable Economic TRC Potential | 0 | 0 | 0 | 0 | 0 | 0 | 0 | 0 | 0 | 0 | 0 | 0 | 0 | 0 | 0 | 0 | 0 | 0 | 0 | 0 | 0 | 0 | 0 | 0 | 0 | 0 | 0
F7_Commercial_OR - Miscellaneous_Existing_Food Preparation_Natural Gas_Conveyor Oven_A_Achievable Economic TRC Potential | F7 | Commercial | OR - Miscellaneous | Existing | Food Preparation | Natural Gas | Conveyor Oven | A | Cumulative Energy Savings (MWh or mTherms) | Achievable Economic TRC Potential | 0 | 0 | 0 | 0 | 0 | 6.1657e-05 | 0.0002838 | 0.00079218 | 0.0017318 | 0.0032613 | 0.0053986 | 0.0081486 | 0.011508 | 0.015467 | 0.020013 | 0.025135 | 0.030816 | 0.035675 | 0.039813 | 0.043324 | 0.046294 | 0.048867 | 0.051057 | 0.052997 | 0.054783 | 0.056475 | 0.058122
F8_Commercial_OR - Miscellaneous_Existing_Food Preparation_Natural Gas_Conveyor Oven_A_Achievable Economic TRC Potential | F8 | Commercial | OR - Miscellaneous | Existing | Food Preparation | Natural Gas | Conveyor Oven | A | Cumulative Summer Peak Savings (MW) | Achievable Economic TRC Potential | 0 | 0 | 0 | 0 | 0 | 0 | 0 | 0 | 0 | 0 | 0 | 0 | 0 | 0 | 0 | 0 | 0 | 0 | 0 | 0 | 0 | 0 | 0 | 0 | 0 | 0 | 0
F9_Commercial_OR - Miscellaneous_Existing_Food Preparation_Natural Gas_Conveyor Oven_A_Achievable Economic TRC Potential | F9 | Commercial | OR - Miscellaneous | Existing | Food Preparation | Natural Gas | Conveyor Oven | A | Cumulative Winter Peak Savings (MW) | Achievable Economic TRC Potential | 0 | 0 | 0 | 0 | 0 | 0 | 0 | 0 | 0 | 0 | 0 | 0 | 0 | 0 | 0 | 0 | 0 | 0 | 0 | 0 | 0 | 0 | 0 | 0 | 0 | 0 | 0
F10_Commercial_OR - Miscellaneous_Existing_Food Preparation_Natural Gas_Conveyor Oven_A_Achievable Economic TRC Potential | F10 | Commercial | OR - Miscellaneous | Existing | Food Preparation | Natural Gas | Conveyor Oven | A | Purchases (Incremental) | Achievable Economic TRC Potential | 0 | 0 | 0 | 0 | 0 | 8.9091e-05 | 0.00032099 | 0.00073458 | 0.0013577 | 0.00221 | 0.0030883 | 0.0039736 | 0.0048536 | 0.0057205 | 0.0065699 | 0.0073997 | 0.0082093 | 0.0070208 | 0.0059793 | 0.0050736 | 0.0042909 | 0.003718 | 0.0031641 | 0.0028033 | 0.0025806 | 0.0024448 | 0.0023807
F11_Commercial_OR - Miscellaneous_Existing_Food Preparation_Natural Gas_Conveyor Oven_A_Achievable Economic TRC Potential | F11 | Commercial | OR - Miscellaneous | Existing | Food Preparation | Natural Gas | Conveyor Oven | A | Purchases (Cumulative) | Achievable Economic TRC Potential | 0 | 0 | 0 | 0 | 0 | 8.9091e-05 | 0.00041008 | 0.0011447 | 0.0025024 | 0.0047124 | 0.0078007 | 0.011774 | 0.016628 | 0.022349 | 0.028918 | 0.036318 | 0.044527 | 0.051548 | 0.057528 | 0.062601 | 0.066892 | 0.07061 | 0.073774 | 0.076578 | 0.079158 | 0.081603 | 0.083984
F1_Commercial_OR - Miscellaneous_Existing_Food Preparation_Natural Gas_Double Rack Oven_A_Achievable Economic TRC Potential | F1 | Commercial | OR - Miscellaneous | Existing | Food Preparation | Natural Gas | Double Rack Oven | A | Integrated Unit Energy Savings (kWh or therms) | Achievable Economic TRC Potential | 0 | 1621.62 | 1621.62 | 1621.62 | 1621.62 | 1621.62 | 1621.62 | 1621.62 | 1621.62 | 1621.62 | 1621.62 | 1621.62 | 1621.62 | 1621.62 | 1621.62 | 1621.62 | 1621.62 | 1621.62 | 1621.62 | 1621.62 | 1621.62 | 1621.62 | 1621.62 | 1621.62 | 1621.62 | 1621.62 | 1621.62
F2_Commercial_OR - Miscellaneous_Existing_Food Preparation_Natural Gas_Double Rack Oven_A_Achievable Economic TRC Potential | F2 | Commercial | OR - Miscellaneous | Existing | Food Preparation | Natural Gas | Double Rack Oven | A | Integrated Unit Summer Peak Savings (kW) | Achievable Economic TRC Potential | 0 | 0 | 0 | 0 | 0 | 0 | 0 | 0 | 0 | 0 | 0 | 0 | 0 | 0 | 0 | 0 | 0 | 0 | 0 | 0 | 0 | 0 | 0 | 0 | 0 | 0 | 0
F3_Commercial_OR - Miscellaneous_Existing_Food Preparation_Natural Gas_Double Rack Oven_A_Achievable Economic TRC Potential | F3 | Commercial | OR - Miscellaneous | Existing | Food Preparation | Natural Gas | Double Rack Oven | A | Integrated Unit Winter Peak Savings (kW) | Achievable Economic TRC Potential | 0 | 0 | 0 | 0 | 0 | 0 | 0 | 0 | 0 | 0 | 0 | 0 | 0 | 0 | 0 | 0 | 0 | 0 | 0 | 0 | 0 | 0 | 0 | 0 | 0 | 0 | 0
F4_Commercial_OR - Miscellaneous_Existing_Food Preparation_Natural Gas_Double Rack Oven_A_Achievable Economic TRC Potential | F4 | Commercial | OR - Miscellaneous | Existing | Food Preparation | Natural Gas | Double Rack Oven | A | Incremental Energy Savings (MWh or mTherms) | Achievable Economic TRC Potential | 0 | 0 | 0.00019404 | 0.00073977 | 0.0014564 | 0.0023151 | 0.0032913 | 0.0043644 | 0.0055167 | 0.0067332 | 0.0070549 | 0.0074297 | 0.00788 | 0.0084197 | 0.0088627 | 0.0090546 | 0.0091756 | 0.0092513 | 0.0093011 | 0.010667 | 0.010852 | 0.010826 | 0.010669 | 0.010365 | 0.0099281 | 0.0093702 | 0.0087036
F5_Commercial_OR - Miscellaneous_Existing_Food Preparation_Natural Gas_Double Rack Oven_A_Achievable Economic TRC Potential | F5 | Commercial | OR - Miscellaneous | Existing | Food Preparation | Natural Gas | Double Rack Oven | A | Incremental Summer Peak Savings (MW) | Achievable Economic TRC Potential | 0 | 0 | 0 | 0 | 0 | 0 | 0 | 0 | 0 | 0 | 0 | 0 | 0 | 0 | 0 | 0 | 0 | 0 | 0 | 0 | 0 | 0 | 0 | 0 | 0 | 0 | 0
F6_Commercial_OR - Miscellaneous_Existing_Food Preparation_Natural Gas_Double Rack Oven_A_Achievable Economic TRC Potential | F6 | Commercial | OR - Miscellaneous | Existing | Food Preparation | Natural Gas | Double Rack Oven | A | Incremental Winter Peak Savings (MW) | Achievable Economic TRC Potential | 0 | 0 | 0 | 0 | 0 | 0 | 0 | 0 | 0 | 0 | 0 | 0 | 0 | 0 | 0 | 0 | 0 | 0 | 0 | 0 | 0 | 0 | 0 | 0 | 0 | 0 | 0
F7_Commercial_OR - Miscellaneous_Existing_Food Preparation_Natural Gas_Double Rack Oven_A_Achievable Economic TRC Potential | F7 | Commercial | OR - Miscellaneous | Existing | Food Preparation | Natural Gas | Double Rack Oven | A | Cumulative Energy Savings (MWh or mTherms) | Achievable Economic TRC Potential | 0 | 0 | 0.00019404 | 0.00093381 | 0.0023902 | 0.0047052 | 0.0079966 | 0.012361 | 0.017878 | 0.024611 | 0.031666 | 0.039095 | 0.046975 | 0.055395 | 0.064258 | 0.073312 | 0.082488 | 0.091739 | 0.10104 | 0.11171 | 0.12256 | 0.13339 | 0.14406 | 0.15442 | 0.16435 | 0.17372 | 0.18242
F8_Commercial_OR - Miscellaneous_Existing_Food Preparation_Natural Gas_Double Rack Oven_A_Achievable Economic TRC Potential | F8 | Commercial | OR - Miscellaneous | Existing | Food Preparation | Natural Gas | Double Rack Oven | A | Cumulative Summer Peak Savings (MW) | Achievable Economic TRC Potential | 0 | 0 | 0 | 0 | 0 | 0 | 0 | 0 | 0 | 0 | 0 | 0 | 0 | 0 | 0 | 0 | 0 | 0 | 0 | 0 | 0 | 0 | 0 | 0 | 0 | 0 | 0
F9_Commercial_OR - Miscellaneous_Existing_Food Preparation_Natural Gas_Double Rack Oven_A_Achievable Economic TRC Potential | F9 | Commercial | OR - Miscellaneous | Existing | Food Preparation | Natural Gas | Double Rack Oven | A | Cumulative Winter Peak Savings (MW) | Achievable Economic TRC Potential | 0 | 0 | 0 | 0 | 0 | 0 | 0 | 0 | 0 | 0 | 0 | 0 | 0 | 0 | 0 | 0 | 0 | 0 | 0 | 0 | 0 | 0 | 0 | 0 | 0 | 0 | 0
F10_Commercial_OR - Miscellaneous_Existing_Food Preparation_Natural Gas_Double Rack Oven_A_Achievable Economic TRC Potential | F10 | Commercial | OR - Miscellaneous | Existing | Food Preparation | Natural Gas | Double Rack Oven | A | Purchases (Incremental) | Achievable Economic TRC Potential | 0 | 0 | 0.00011966 | 0.00045619 | 0.00089809 | 0.0014276 | 0.0020297 | 0.0026914 | 0.003402 | 0.0041521 | 0.0043505 | 0.0045817 | 0.0048593 | 0.0051921 | 0.0054654 | 0.0055837 | 0.0056583 | 0.005705 | 0.0057357 | 0.0065781 | 0.0066923 | 0.006676 | 0.0065793 | 0.006392 | 0.0061224 | 0.0057783 | 0.0053672
F11_Commercial_OR - Miscellaneous_Existing_Food Preparation_Natural Gas_Double Rack Oven_A_Achievable Economic TRC Potential | F11 | Commercial | OR - Miscellaneous | Existing | Food Preparation | Natural Gas | Double Rack Oven | A | Purchases (Cumulative) | Achievable Economic TRC Potential | 0 | 0 | 0.00011966 | 0.00057585 | 0.0014739 | 0.0029016 | 0.0049312 | 0.0076226 | 0.011025 | 0.015177 | 0.019527 | 0.024109 | 0.028968 | 0.03416 | 0.039626 | 0.045209 | 0.050868 | 0.056573 | 0.062308 | 0.068886 | 0.075579 | 0.082255 | 0.088834 | 0.095226 | 0.10135 | 0.10713 | 0.11249
F1_Commercial_OR - Miscellaneous_Existing_Food Preparation_Natural Gas_Fryer_A_Achievable Economic TRC Potential | F1 | Commercial | OR - Miscellaneous | Existing | Food Preparation | Natural Gas | Fryer | A | Integrated Unit Energy Savings (kWh or therms) | Achievable Economic TRC Potential | 0 | 395.2691 | 395.2691 | 395.2691 | 395.2691 | 395.2691 | 395.2691 | 395.2691 | 395.2691 | 395.2691 | 395.2691 | 395.2691 | 395.2691 | 395.2691 | 395.2691 | 395.2691 | 395.2691 | 395.2691 | 395.2691 | 395.2691 | 395.2691 | 395.2691 | 395.2691 | 395.2691 | 395.2691 | 395.2691 | 395.2691
F2_Commercial_OR - Miscellaneous_Existing_Food Preparation_Natural Gas_Fryer_A_Achievable Economic TRC Potential | F2 | Commercial | OR - Miscellaneous | Existing | Food Preparation | Natural Gas | Fryer | A | Integrated Unit Summer Peak Savings (kW) | Achievable Economic TRC Potential | 0 | 0 | 0 | 0 | 0 | 0 | 0 | 0 | 0 | 0 | 0 | 0 | 0 | 0 | 0 | 0 | 0 | 0 | 0 | 0 | 0 | 0 | 0 | 0 | 0 | 0 | 0
F3_Commercial_OR - Miscellaneous_Existing_Food Preparation_Natural Gas_Fryer_A_Achievable Economic TRC Potential | F3 | Commercial | OR - Miscellaneous | Existing | Food Preparation | Natural Gas | Fryer | A | Integrated Unit Winter Peak Savings (kW) | Achievable Economic TRC Potential | 0 | 0 | 0 | 0 | 0 | 0 | 0 | 0 | 0 | 0 | 0 | 0 | 0 | 0 | 0 | 0 | 0 | 0 | 0 | 0 | 0 | 0 | 0 | 0 | 0 | 0 | 0
F4_Commercial_OR - Miscellaneous_Existing_Food Preparation_Natural Gas_Fryer_A_Achievable Economic TRC Potential | F4 | Commercial | OR - Miscellaneous | Existing | Food Preparation | Natural Gas | Fryer | A | Incremental Energy Savings (MWh or mTherms) | Achievable Economic TRC Potential | 0 | 0 | 0.00014198 | 0.0002958 | 0.00046781 | 0.00065428 | 0.00085685 | 0.0010869 | 0.001333 | 0.0017505 | 0.0021248 | 0.0022823 | 0.0023365 | 0.002282 | 0.0030617 | 0.0026028 | 0.002127 | 0.0017379 | 0.0012381 | 0.00081514 | 0.00048352 | 0.00024984 | 0.0003647 | 0 | 0 | 0 | 7.8524e-05
F5_Commercial_OR - Miscellaneous_Existing_Food Preparation_Natural Gas_Fryer_A_Achievable Economic TRC Potential | F5 | Commercial | OR - Miscellaneous | Existing | Food Preparation | Natural Gas | Fryer | A | Incremental Summer Peak Savings (MW) | Achievable Economic TRC Potential | 0 | 0 | 0 | 0 | 0 | 0 | 0 | 0 | 0 | 0 | 0 | 0 | 0 | 0 | 0 | 0 | 0 | 0 | 0 | 0 | 0 | 0 | 0 | 0 | 0 | 0 | 0
F6_Commercial_OR - Miscellaneous_Existing_Food Preparation_Natural Gas_Fryer_A_Achievable Economic TRC Potential | F6 | Commercial | OR - Miscellaneous | Existing | Food Preparation | Natural Gas | Fryer | A | Incremental Winter Peak Savings (MW) | Achievable Economic TRC Potential | 0 | 0 | 0 | 0 | 0 | 0 | 0 | 0 | 0 | 0 | 0 | 0 | 0 | 0 | 0 | 0 | 0 | 0 | 0 | 0 | 0 | 0 | 0 | 0 | 0 | 0 | 0
F7_Commercial_OR - Miscellaneous_Existing_Food Preparation_Natural Gas_Fryer_A_Achievable Economic TRC Potential | F7 | Commercial | OR - Miscellaneous | Existing | Food Preparation | Natural Gas | Fryer | A | Cumulative Energy Savings (MWh or mTherms) | Achievable Economic TRC Potential | 0 | 0 | 0.00014198 | 0.00043778 | 0.0009056 | 0.0015599 | 0.0024167 | 0.0035036 | 0.0048366 | 0.0065871 | 0.0087119 | 0.010994 | 0.013331 | 0.015613 | 0.018674 | 0.021277 | 0.023404 | 0.025142 | 0.02638 | 0.027195 | 0.027679 | 0.027929 | 0.028293 | 0.028293 | 0.028293 | 0.028293 | 0.028372
F8_Commercial_OR - Miscellaneous_Existing_Food Preparation_Natural Gas_Fryer_A_Achievable Economic TRC Potential | F8 | Commercial | OR - Miscellaneous | Existing | Food Preparation | Natural Gas | Fryer | A | Cumulative Summer Peak Savings (MW) | Achievable Economic TRC Potential | 0 | 0 | 0 | 0 | 0 | 0 | 0 | 0 | 0 | 0 | 0 | 0 | 0 | 0 | 0 | 0 | 0 | 0 | 0 | 0 | 0 | 0 | 0 | 0 | 0 | 0 | 0
F9_Commercial_OR - Miscellaneous_Existing_Food Preparation_Natural Gas_Fryer_A_Achievable Economic TRC Potential | F9 | Commercial | OR - Miscellaneous | Existing | Food Preparation | Natural Gas | Fryer | A | Cumulative Winter Peak Savings (MW) | Achievable Economic TRC Potential | 0 | 0 | 0 | 0 | 0 | 0 | 0 | 0 | 0 | 0 | 0 | 0 | 0 | 0 | 0 | 0 | 0 | 0 | 0 | 0 | 0 | 0 | 0 | 0 | 0 | 0 | 0
F10_Commercial_OR - Miscellaneous_Existing_Food Preparation_Natural Gas_Fryer_A_Achievable Economic TRC Potential | F10 | Commercial | OR - Miscellaneous | Existing | Food Preparation | Natural Gas | Fryer | A | Purchases (Incremental) | Achievable Economic TRC Potential | 0 | 0 | 0.00035921 | 0.00074835 | 0.0011835 | 0.0016553 | 0.0021678 | 0.0027498 | 0.0033723 | 0.0044286 | 0.0053755 | 0.005774 | 0.0059111 | 0.0057732 | 0.007746 | 0.0065849 | 0.0053811 | 0.0043968 | 0.0031323 | 0.0020622 | 0.0012233 | 0.00063207 | 0.00092267 | 0 | 0 | 0 | 0.00019866
F11_Commercial_OR - Miscellaneous_Existing_Food Preparation_Natural Gas_Fryer_A_Achievable Economic TRC Potential | F11 | Commercial | OR - Miscellaneous | Existing | Food Preparation | Natural Gas | Fryer | A | Purchases (Cumulative) | Achievable Economic TRC Potential | 0 | 0 | 0.00035921 | 0.0011076 | 0.0022911 | 0.0039464 | 0.0061141 | 0.0088639 | 0.012236 | 0.016665 | 0.02204 | 0.027814 | 0.033725 | 0.039499 | 0.047245 | 0.053829 | 0.059211 | 0.063607 | 0.06674 | 0.068802 | 0.070025 | 0.070657 | 0.07158 | 0.07158 | 0.07158 | 0.07158 | 0.071779
F1_Commercial_OR - Miscellaneous_Existing_Food Preparation_Natural Gas_Broiler_A_Achievable Economic TRC Potential | F1 | Commercial | OR - Miscellaneous | Existing | Food Preparation | Natural Gas | Broiler | A | Integrated Unit Energy Savings (kWh or therms) | Achievable Economic TRC Potential | 0 | 240.24 | 240.24 | 240.24 | 240.24 | 240.24 | 240.24 | 240.24 | 240.24 | 240.24 | 240.24 | 240.24 | 240.24 | 240.24 | 240.24 | 240.24 | 240.24 | 240.24 | 240.24 | 240.24 | 240.24 | 240.24 | 240.24 | 240.24 | 240.24 | 240.24 | 240.24
F2_Commercial_OR - Miscellaneous_Existing_Food Preparation_Natural Gas_Broiler_A_Achievable Economic TRC Potential | F2 | Commercial | OR - Miscellaneous | Existing | Food Preparation | Natural Gas | Broiler | A | Integrated Unit Summer Peak Savings (kW) | Achievable Economic TRC Potential | 0 | 0 | 0 | 0 | 0 | 0 | 0 | 0 | 0 | 0 | 0 | 0 | 0 | 0 | 0 | 0 | 0 | 0 | 0 | 0 | 0 | 0 | 0 | 0 | 0 | 0 | 0
F3_Commercial_OR - Miscellaneous_Existing_Food Preparation_Natural Gas_Broiler_A_Achievable Economic TRC Potential | F3 | Commercial | OR - Miscellaneous | Existing | Food Preparation | Natural Gas | Broiler | A | Integrated Unit Winter Peak Savings (kW) | Achievable Economic TRC Potential | 0 | 0 | 0 | 0 | 0 | 0 | 0 | 0 | 0 | 0 | 0 | 0 | 0 | 0 | 0 | 0 | 0 | 0 | 0 | 0 | 0 | 0 | 0 | 0 | 0 | 0 | 0
F4_Commercial_OR - Miscellaneous_Existing_Food Preparation_Natural Gas_Broiler_A_Achievable Economic TRC Potential | F4 | Commercial | OR - Miscellaneous | Existing | Food Preparation | Natural Gas | Broiler | A | Incremental Energy Savings (MWh or mTherms) | Achievable Economic TRC Potential | 0 | 0 | 0.0004848 | 0.0016403 | 0.0029818 | 0.0044779 | 0.0061019 | 0.0078313 | 0.0096468 | 0.011532 | 0.012444 | 0.013414 | 0.014465 | 0.015614 | 0.016384 | 0.016593 | 0.016725 | 0.016807 | 0.016861 | 0.021373 | 0.021392 | 0.021184 | 0.020156 | 0.019 | 0.017729 | 0.016352 | 0.014881
F5_Commercial_OR - Miscellaneous_Existing_Food Preparation_Natural Gas_Broiler_A_Achievable Economic TRC Potential | F5 | Commercial | OR - Miscellaneous | Existing | Food Preparation | Natural Gas | Broiler | A | Incremental Summer Peak Savings (MW) | Achievable Economic TRC Potential | 0 | 0 | 0 | 0 | 0 | 0 | 0 | 0 | 0 | 0 | 0 | 0 | 0 | 0 | 0 | 0 | 0 | 0 | 0 | 0 | 0 | 0 | 0 | 0 | 0 | 0 | 0
F6_Commercial_OR - Miscellaneous_Existing_Food Preparation_Natural Gas_Broiler_A_Achievable Economic TRC Potential | F6 | Commercial | OR - Miscellaneous | Existing | Food Preparation | Natural Gas | Broiler | A | Incremental Winter Peak Savings (MW) | Achievable Economic TRC Potential | 0 | 0 | 0 | 0 | 0 | 0 | 0 | 0 | 0 | 0 | 0 | 0 | 0 | 0 | 0 | 0 | 0 | 0 | 0 | 0 | 0 | 0 | 0 | 0 | 0 | 0 | 0
F7_Commercial_OR - Miscellaneous_Existing_Food Preparation_Natural Gas_Broiler_A_Achievable Economic TRC Potential | F7 | Commercial | OR - Miscellaneous | Existing | Food Preparation | Natural Gas | Broiler | A | Cumulative Energy Savings (MWh or mTherms) | Achievable Economic TRC Potential | 0 | 0 | 0.0004848 | 0.0021251 | 0.0051069 | 0.0095848 | 0.015687 | 0.023518 | 0.033165 | 0.044697 | 0.057141 | 0.070555 | 0.08502 | 0.10063 | 0.11702 | 0.13361 | 0.15034 | 0.16714 | 0.18401 | 0.20538 | 0.22677 | 0.24795 | 0.26811 | 0.28711 | 0.30484 | 0.32119 | 0.33607
F8_Commercial_OR - Miscellaneous_Existing_Food Preparation_Natural Gas_Broiler_A_Achievable Economic TRC Potential | F8 | Commercial | OR - Miscellaneous | Existing | Food Preparation | Natural Gas | Broiler | A | Cumulative Summer Peak Savings (MW) | Achievable Economic TRC Potential | 0 | 0 | 0 | 0 | 0 | 0 | 0 | 0 | 0 | 0 | 0 | 0 | 0 | 0 | 0 | 0 | 0 | 0 | 0 | 0 | 0 | 0 | 0 | 0 | 0 | 0 | 0
F9_Commercial_OR - Miscellaneous_Existing_Food Preparation_Natural Gas_Broiler_A_Achievable Economic TRC Potential | F9 | Commercial | OR - Miscellaneous | Existing | Food Preparation | Natural Gas | Broiler | A | Cumulative Winter Peak Savings (MW) | Achievable Economic TRC Potential | 0 | 0 | 0 | 0 | 0 | 0 | 0 | 0 | 0 | 0 | 0 | 0 | 0 | 0 | 0 | 0 | 0 | 0 | 0 | 0 | 0 | 0 | 0 | 0 | 0 | 0 | 0
F10_Commercial_OR - Miscellaneous_Existing_Food Preparation_Natural Gas_Broiler_A_Achievable Economic TRC Potential | F10 | Commercial | OR - Miscellaneous | Existing | Food Preparation | Natural Gas | Broiler | A | Purchases (Incremental) | Achievable Economic TRC Potential | 0 | 0 | 0.002018 | 0.0068279 | 0.012412 | 0.018639 | 0.025399 | 0.032598 | 0.040155 | 0.048003 | 0.051798 | 0.055834 | 0.060212 | 0.064994 | 0.0682 | 0.069069 | 0.069617 | 0.06996 | 0.070186 | 0.088964 | 0.089044 | 0.088179 | 0.083898 | 0.079089 | 0.073798 | 0.068067 | 0.061941
F11_Commercial_OR - Miscellaneous_Existing_Food Preparation_Natural Gas_Broiler_A_Achievable Economic TRC Potential | F11 | Commercial | OR - Miscellaneous | Existing | Food Preparation | Natural Gas | Broiler | A | Purchases (Cumulative) | Achievable Economic TRC Potential | 0 | 0 | 0.002018 | 0.0088458 | 0.021258 | 0.039897 | 0.065296 | 0.097894 | 0.13805 | 0.18605 | 0.23785 | 0.29368 | 0.3539 | 0.41889 | 0.48709 | 0.55616 | 0.62578 | 0.69574 | 0.76592 | 0.85489 | 0.94393 | 1.0321 | 1.116 | 1.1951 | 1.2689 | 1.337 | 1.3989
F1_Commercial_OR - Miscellaneous_Existing_Food Preparation_Natural Gas_Griddle_A_Achievable Economic TRC Potential | F1 | Commercial | OR - Miscellaneous | Existing | Food Preparation | Natural Gas | Griddle | A | Integrated Unit Energy Savings (kWh or therms) | Achievable Economic TRC Potential | 0 | 167.9465 | 167.9465 | 167.9465 | 167.9465 | 167.9465 | 167.9465 | 167.9465 | 167.9465 | 167.9465 | 167.9465 | 167.9465 | 167.9465 | 167.9465 | 167.9465 | 167.9465 | 167.9465 | 167.9465 | 167.9465 | 167.9465 | 167.9465 | 167.9465 | 167.9465 | 167.9465 | 167.9465 | 167.9465 | 167.9465
F2_Commercial_OR - Miscellaneous_Existing_Food Preparation_Natural Gas_Griddle_A_Achievable Economic TRC Potential | F2 | Commercial | OR - Miscellaneous | Existing | Food Preparation | Natural Gas | Griddle | A | Integrated Unit Summer Peak Savings (kW) | Achievable Economic TRC Potential | 0 | 0 | 0 | 0 | 0 | 0 | 0 | 0 | 0 | 0 | 0 | 0 | 0 | 0 | 0 | 0 | 0 | 0 | 0 | 0 | 0 | 0 | 0 | 0 | 0 | 0 | 0
F3_Commercial_OR - Miscellaneous_Existing_Food Preparation_Natural Gas_Griddle_A_Achievable Economic TRC Potential | F3 | Commercial | OR - Miscellaneous | Existing | Food Preparation | Natural Gas | Griddle | A | Integrated Unit Winter Peak Savings (kW) | Achievable Economic TRC Potential | 0 | 0 | 0 | 0 | 0 | 0 | 0 | 0 | 0 | 0 | 0 | 0 | 0 | 0 | 0 | 0 | 0 | 0 | 0 | 0 | 0 | 0 | 0 | 0 | 0 | 0 | 0
F4_Commercial_OR - Miscellaneous_Existing_Food Preparation_Natural Gas_Griddle_A_Achievable Economic TRC Potential | F4 | Commercial | OR - Miscellaneous | Existing | Food Preparation | Natural Gas | Griddle | A | Incremental Energy Savings (MWh or mTherms) | Achievable Economic TRC Potential | 0 | 0 | 0.00012026 | 0.00040692 | 0.0007397 | 0.0011108 | 0.0015137 | 0.0019427 | 0.0023931 | 0.0028608 | 0.003087 | 0.0033276 | 0.0035884 | 0.0038735 | 0.0040645 | 0.0041163 | 0.004149 | 0.0041694 | 0.0041829 | 0.005302 | 0.0053068 | 0.0052552 | 0.0050001 | 0.0047135 | 0.0043981 | 0.0040566 | 0.0036915
F5_Commercial_OR - Miscellaneous_Existing_Food Preparation_Natural Gas_Griddle_A_Achievable Economic TRC Potential | F5 | Commercial | OR - Miscellaneous | Existing | Food Preparation | Natural Gas | Griddle | A | Incremental Summer Peak Savings (MW) | Achievable Economic TRC Potential | 0 | 0 | 0 | 0 | 0 | 0 | 0 | 0 | 0 | 0 | 0 | 0 | 0 | 0 | 0 | 0 | 0 | 0 | 0 | 0 | 0 | 0 | 0 | 0 | 0 | 0 | 0
F6_Commercial_OR - Miscellaneous_Existing_Food Preparation_Natural Gas_Griddle_A_Achievable Economic TRC Potential | F6 | Commercial | OR - Miscellaneous | Existing | Food Preparation | Natural Gas | Griddle | A | Incremental Winter Peak Savings (MW) | Achievable Economic TRC Potential | 0 | 0 | 0 | 0 | 0 | 0 | 0 | 0 | 0 | 0 | 0 | 0 | 0 | 0 | 0 | 0 | 0 | 0 | 0 | 0 | 0 | 0 | 0 | 0 | 0 | 0 | 0
F7_Commercial_OR - Miscellaneous_Existing_Food Preparation_Natural Gas_Griddle_A_Achievable Economic TRC Potential | F7 | Commercial | OR - Miscellaneous | Existing | Food Preparation | Natural Gas | Griddle | A | Cumulative Energy Savings (MWh or mTherms) | Achievable Economic TRC Potential | 0 | 0 | 0.00012026 | 0.00052719 | 0.0012669 | 0.0023777 | 0.0038914 | 0.0058342 | 0.0082273 | 0.011088 | 0.014175 | 0.017503 | 0.021091 | 0.024965 | 0.029029 | 0.033145 | 0.037294 | 0.041464 | 0.045647 | 0.050949 | 0.056255 | 0.061511 | 0.066511 | 0.071224 | 0.075622 | 0.079679 | 0.08337
F8_Commercial_OR - Miscellaneous_Existing_Food Preparation_Natural Gas_Griddle_A_Achievable Economic TRC Potential | F8 | Commercial | OR - Miscellaneous | Existing | Food Preparation | Natural Gas | Griddle | A | Cumulative Summer Peak Savings (MW) | Achievable Economic TRC Potential | 0 | 0 | 0 | 0 | 0 | 0 | 0 | 0 | 0 | 0 | 0 | 0 | 0 | 0 | 0 | 0 | 0 | 0 | 0 | 0 | 0 | 0 | 0 | 0 | 0 | 0 | 0
F9_Commercial_OR - Miscellaneous_Existing_Food Preparation_Natural Gas_Griddle_A_Achievable Economic TRC Potential | F9 | Commercial | OR - Miscellaneous | Existing | Food Preparation | Natural Gas | Griddle | A | Cumulative Winter Peak Savings (MW) | Achievable Economic TRC Potential | 0 | 0 | 0 | 0 | 0 | 0 | 0 | 0 | 0 | 0 | 0 | 0 | 0 | 0 | 0 | 0 | 0 | 0 | 0 | 0 | 0 | 0 | 0 | 0 | 0 | 0 | 0
F10_Commercial_OR - Miscellaneous_Existing_Food Preparation_Natural Gas_Griddle_A_Achievable Economic TRC Potential | F10 | Commercial | OR - Miscellaneous | Existing | Food Preparation | Natural Gas | Griddle | A | Purchases (Incremental) | Achievable Economic TRC Potential | 0 | 0 | 0.00071609 | 0.0024229 | 0.0044044 | 0.0066142 | 0.0090131 | 0.011568 | 0.014249 | 0.017034 | 0.018381 | 0.019813 | 0.021366 | 0.023064 | 0.024201 | 0.02451 | 0.024704 | 0.024826 | 0.024906 | 0.03157 | 0.031598 | 0.031291 | 0.029772 | 0.028065 | 0.026188 | 0.024154 | 0.02198
F11_Commercial_OR - Miscellaneous_Existing_Food Preparation_Natural Gas_Griddle_A_Achievable Economic TRC Potential | F11 | Commercial | OR - Miscellaneous | Existing | Food Preparation | Natural Gas | Griddle | A | Purchases (Cumulative) | Achievable Economic TRC Potential | 0 | 0 | 0.00071609 | 0.003139 | 0.0075434 | 0.014158 | 0.023171 | 0.034738 | 0.048988 | 0.066022 | 0.084403 | 0.10422 | 0.12558 | 0.14865 | 0.17285 | 0.19736 | 0.22206 | 0.24689 | 0.27179 | 0.30336 | 0.33496 | 0.36625 | 0.39602 | 0.42409 | 0.45028 | 0.47443 | 0.49641
F1_Commercial_OR - Miscellaneous_Existing_Food Preparation_Natural Gas_Range_A_Achievable Economic TRC Potential | F1 | Commercial | OR - Miscellaneous | Existing | Food Preparation | Natural Gas | Range | A | Integrated Unit Energy Savings (kWh or therms) | Achievable Economic TRC Potential | 0 | 171.4286 | 171.4286 | 171.4286 | 171.4286 | 171.4286 | 171.4286 | 171.4286 | 171.4286 | 171.4286 | 171.4286 | 171.4286 | 171.4286 | 171.4286 | 171.4286 | 171.4286 | 171.4286 | 171.4286 | 171.4286 | 171.4286 | 171.4286 | 171.4286 | 171.4286 | 171.4286 | 171.4286 | 171.4286 | 171.4286
F2_Commercial_OR - Miscellaneous_Existing_Food Preparation_Natural Gas_Range_A_Achievable Economic TRC Potential | F2 | Commercial | OR - Miscellaneous | Existing | Food Preparation | Natural Gas | Range | A | Integrated Unit Summer Peak Savings (kW) | Achievable Economic TRC Potential | 0 | 0 | 0 | 0 | 0 | 0 | 0 | 0 | 0 | 0 | 0 | 0 | 0 | 0 | 0 | 0 | 0 | 0 | 0 | 0 | 0 | 0 | 0 | 0 | 0 | 0 | 0
F3_Commercial_OR - Miscellaneous_Existing_Food Preparation_Natural Gas_Range_A_Achievable Economic TRC Potential | F3 | Commercial | OR - Miscellaneous | Existing | Food Preparation | Natural Gas | Range | A | Integrated Unit Winter Peak Savings (kW) | Achievable Economic TRC Potential | 0 | 0 | 0 | 0 | 0 | 0 | 0 | 0 | 0 | 0 | 0 | 0 | 0 | 0 | 0 | 0 | 0 | 0 | 0 | 0 | 0 | 0 | 0 | 0 | 0 | 0 | 0
F4_Commercial_OR - Miscellaneous_Existing_Food Preparation_Natural Gas_Range_A_Achievable Economic TRC Potential | F4 | Commercial | OR - Miscellaneous | Existing | Food Preparation | Natural Gas | Range | A | Incremental Energy Savings (MWh or mTherms) | Achievable Economic TRC Potential | 0 | 0 | 0.00020297 | 0.00073397 | 0.0013805 | 0.0021073 | 0.0028883 | 0.0037048 | 0.0045435 | 0.0053948 | 0.0054363 | 0.0056519 | 0.0058303 | 0.0058281 | 0.0058353 | 0.0069971 | 0.0072566 | 0.007453 | 0.007601 | 0.0073759 | 0.0077581 | 0.0078777 | 0.0071456 | 0.0063362 | 0.0053249 | 0.0034288 | 0.0025851
F5_Commercial_OR - Miscellaneous_Existing_Food Preparation_Natural Gas_Range_A_Achievable Economic TRC Potential | F5 | Commercial | OR - Miscellaneous | Existing | Food Preparation | Natural Gas | Range | A | Incremental Summer Peak Savings (MW) | Achievable Economic TRC Potential | 0 | 0 | 0 | 0 | 0 | 0 | 0 | 0 | 0 | 0 | 0 | 0 | 0 | 0 | 0 | 0 | 0 | 0 | 0 | 0 | 0 | 0 | 0 | 0 | 0 | 0 | 0
F6_Commercial_OR - Miscellaneous_Existing_Food Preparation_Natural Gas_Range_A_Achievable Economic TRC Potential | F6 | Commercial | OR - Miscellaneous | Existing | Food Preparation | Natural Gas | Range | A | Incremental Winter Peak Savings (MW) | Achievable Economic TRC Potential | 0 | 0 | 0 | 0 | 0 | 0 | 0 | 0 | 0 | 0 | 0 | 0 | 0 | 0 | 0 | 0 | 0 | 0 | 0 | 0 | 0 | 0 | 0 | 0 | 0 | 0 | 0
F7_Commercial_OR - Miscellaneous_Existing_Food Preparation_Natural Gas_Range_A_Achievable Economic TRC Potential | F7 | Commercial | OR - Miscellaneous | Existing | Food Preparation | Natural Gas | Range | A | Cumulative Energy Savings (MWh or mTherms) | Achievable Economic TRC Potential | 0 | 0 | 0.00020297 | 0.00093694 | 0.0023175 | 0.0044248 | 0.007313 | 0.011018 | 0.015561 | 0.020956 | 0.026392 | 0.032044 | 0.037875 | 0.043703 | 0.049538 | 0.056535 | 0.063792 | 0.071245 | 0.078846 | 0.086222 | 0.09398 | 0.10186 | 0.109 | 0.11534 | 0.12066 | 0.12409 | 0.12668
F8_Commercial_OR - Miscellaneous_Existing_Food Preparation_Natural Gas_Range_A_Achievable Economic TRC Potential | F8 | Commercial | OR - Miscellaneous | Existing | Food Preparation | Natural Gas | Range | A | Cumulative Summer Peak Savings (MW) | Achievable Economic TRC Potential | 0 | 0 | 0 | 0 | 0 | 0 | 0 | 0 | 0 | 0 | 0 | 0 | 0 | 0 | 0 | 0 | 0 | 0 | 0 | 0 | 0 | 0 | 0 | 0 | 0 | 0 | 0
F9_Commercial_OR - Miscellaneous_Existing_Food Preparation_Natural Gas_Range_A_Achievable Economic TRC Potential | F9 | Commercial | OR - Miscellaneous | Existing | Food Preparation | Natural Gas | Range | A | Cumulative Winter Peak Savings (MW) | Achievable Economic TRC Potential | 0 | 0 | 0 | 0 | 0 | 0 | 0 | 0 | 0 | 0 | 0 | 0 | 0 | 0 | 0 | 0 | 0 | 0 | 0 | 0 | 0 | 0 | 0 | 0 | 0 | 0 | 0
F10_Commercial_OR - Miscellaneous_Existing_Food Preparation_Natural Gas_Range_A_Achievable Economic TRC Potential | F10 | Commercial | OR - Miscellaneous | Existing | Food Preparation | Natural Gas | Range | A | Purchases (Incremental) | Achievable Economic TRC Potential | 0 | 0 | 0.001184 | 0.0042815 | 0.0080532 | 0.012292 | 0.016848 | 0.021611 | 0.026504 | 0.03147 | 0.031712 | 0.03297 | 0.03401 | 0.033998 | 0.034039 | 0.040816 | 0.04233 | 0.043476 | 0.044339 | 0.043026 | 0.045256 | 0.045953 | 0.041682 | 0.036961 | 0.031062 | 0.020001 | 0.01508
F11_Commercial_OR - Miscellaneous_Existing_Food Preparation_Natural Gas_Range_A_Achievable Economic TRC Potential | F11 | Commercial | OR - Miscellaneous | Existing | Food Preparation | Natural Gas | Range | A | Purchases (Cumulative) | Achievable Economic TRC Potential | 0 | 0 | 0.001184 | 0.0054655 | 0.013519 | 0.025811 | 0.042659 | 0.064271 | 0.090774 | 0.12224 | 0.15396 | 0.18693 | 0.22094 | 0.25493 | 0.28897 | 0.32979 | 0.37212 | 0.41559 | 0.45993 | 0.50296 | 0.54822 | 0.59417 | 0.63585 | 0.67281 | 0.70387 | 0.72387 | 0.73895
F1_Commercial_OR - Miscellaneous_Existing_Food Preparation_Natural Gas_Steamer_A_Achievable Economic TRC Potential | F1 | Commercial | OR - Miscellaneous | Existing | Food Preparation | Natural Gas | Steamer | A | Integrated Unit Energy Savings (kWh or therms) | Achievable Economic TRC Potential | 0 | 1215.1419 | 1215.1419 | 1215.1419 | 1215.1419 | 1215.1419 | 1215.1419 | 1215.1419 | 1215.1419 | 1215.1419 | 1215.1419 | 1215.1419 | 1215.1419 | 1215.1419 | 1215.1419 | 1215.1419 | 1215.1419 | 1215.1419 | 1215.1419 | 1215.1419 | 1215.1419 | 1215.1419 | 1215.1419 | 1215.1419 | 1215.1419 | 1215.1419 | 1215.1419
F2_Commercial_OR - Miscellaneous_Existing_Food Preparation_Natural Gas_Steamer_A_Achievable Economic TRC Potential | F2 | Commercial | OR - Miscellaneous | Existing | Food Preparation | Natural Gas | Steamer | A | Integrated Unit Summer Peak Savings (kW) | Achievable Economic TRC Potential | 0 | 0 | 0 | 0 | 0 | 0 | 0 | 0 | 0 | 0 | 0 | 0 | 0 | 0 | 0 | 0 | 0 | 0 | 0 | 0 | 0 | 0 | 0 | 0 | 0 | 0 | 0
F3_Commercial_OR - Miscellaneous_Existing_Food Preparation_Natural Gas_Steamer_A_Achievable Economic TRC Potential | F3 | Commercial | OR - Miscellaneous | Existing | Food Preparation | Natural Gas | Steamer | A | Integrated Unit Winter Peak Savings (kW) | Achievable Economic TRC Potential | 0 | 0 | 0 | 0 | 0 | 0 | 0 | 0 | 0 | 0 | 0 | 0 | 0 | 0 | 0 | 0 | 0 | 0 | 0 | 0 | 0 | 0 | 0 | 0 | 0 | 0 | 0
F4_Commercial_OR - Miscellaneous_Existing_Food Preparation_Natural Gas_Steamer_A_Achievable Economic TRC Potential | F4 | Commercial | OR - Miscellaneous | Existing | Food Preparation | Natural Gas | Steamer | A | Incremental Energy Savings (MWh or mTherms) | Achievable Economic TRC Potential | 0 | 0 | 7.7167e-05 | 0.00022906 | 0.00037439 | 0.00051517 | 0.00065287 | 0.00078854 | 0.00095839 | 0.0011221 | 0.0012018 | 0.0012003 | 0.0011995 | 0.0016917 | 0.0016073 | 0.0015475 | 0.00147 | 0.0014101 | 0.0013647 | 0.0013305 | 0.0014902 | 0.0010933 | 0.0010592 | 0.00097264 | 0.00085284 | 0.00093244 | 0.00060919
F5_Commercial_OR - Miscellaneous_Existing_Food Preparation_Natural Gas_Steamer_A_Achievable Economic TRC Potential | F5 | Commercial | OR - Miscellaneous | Existing | Food Preparation | Natural Gas | Steamer | A | Incremental Summer Peak Savings (MW) | Achievable Economic TRC Potential | 0 | 0 | 0 | 0 | 0 | 0 | 0 | 0 | 0 | 0 | 0 | 0 | 0 | 0 | 0 | 0 | 0 | 0 | 0 | 0 | 0 | 0 | 0 | 0 | 0 | 0 | 0
F6_Commercial_OR - Miscellaneous_Existing_Food Preparation_Natural Gas_Steamer_A_Achievable Economic TRC Potential | F6 | Commercial | OR - Miscellaneous | Existing | Food Preparation | Natural Gas | Steamer | A | Incremental Winter Peak Savings (MW) | Achievable Economic TRC Potential | 0 | 0 | 0 | 0 | 0 | 0 | 0 | 0 | 0 | 0 | 0 | 0 | 0 | 0 | 0 | 0 | 0 | 0 | 0 | 0 | 0 | 0 | 0 | 0 | 0 | 0 | 0
F7_Commercial_OR - Miscellaneous_Existing_Food Preparation_Natural Gas_Steamer_A_Achievable Economic TRC Potential | F7 | Commercial | OR - Miscellaneous | Existing | Food Preparation | Natural Gas | Steamer | A | Cumulative Energy Savings (MWh or mTherms) | Achievable Economic TRC Potential | 0 | 0 | 7.7167e-05 | 0.00030623 | 0.00068062 | 0.0011958 | 0.0018487 | 0.0026372 | 0.0035956 | 0.0047177 | 0.0059195 | 0.0071199 | 0.0083194 | 0.010011 | 0.011618 | 0.013166 | 0.014636 | 0.016046 | 0.017411 | 0.018741 | 0.020231 | 0.021325 | 0.022384 | 0.023357 | 0.024209 | 0.025142 | 0.025751
F8_Commercial_OR - Miscellaneous_Existing_Food Preparation_Natural Gas_Steamer_A_Achievable Economic TRC Potential | F8 | Commercial | OR - Miscellaneous | Existing | Food Preparation | Natural Gas | Steamer | A | Cumulative Summer Peak Savings (MW) | Achievable Economic TRC Potential | 0 | 0 | 0 | 0 | 0 | 0 | 0 | 0 | 0 | 0 | 0 | 0 | 0 | 0 | 0 | 0 | 0 | 0 | 0 | 0 | 0 | 0 | 0 | 0 | 0 | 0 | 0
F9_Commercial_OR - Miscellaneous_Existing_Food Preparation_Natural Gas_Steamer_A_Achievable Economic TRC Potential | F9 | Commercial | OR - Miscellaneous | Existing | Food Preparation | Natural Gas | Steamer | A | Cumulative Winter Peak Savings (MW) | Achievable Economic TRC Potential | 0 | 0 | 0 | 0 | 0 | 0 | 0 | 0 | 0 | 0 | 0 | 0 | 0 | 0 | 0 | 0 | 0 | 0 | 0 | 0 | 0 | 0 | 0 | 0 | 0 | 0 | 0
F10_Commercial_OR - Miscellaneous_Existing_Food Preparation_Natural Gas_Steamer_A_Achievable Economic TRC Potential | F10 | Commercial | OR - Miscellaneous | Existing | Food Preparation | Natural Gas | Steamer | A | Purchases (Incremental) | Achievable Economic TRC Potential | 0 | 0 | 6.3504e-05 | 0.00018851 | 0.00030811 | 0.00042396 | 0.00053728 | 0.00064893 | 0.00078871 | 0.00092342 | 0.00098906 | 0.00098781 | 0.00098714 | 0.0013922 | 0.0013228 | 0.0012735 | 0.0012097 | 0.0011605 | 0.0011231 | 0.001095 | 0.0012263 | 0.00089974 | 0.0008717 | 0.00080044 | 0.00070184 | 0.00076735 | 0.00050133
F11_Commercial_OR - Miscellaneous_Existing_Food Preparation_Natural Gas_Steamer_A_Achievable Economic TRC Potential | F11 | Commercial | OR - Miscellaneous | Existing | Food Preparation | Natural Gas | Steamer | A | Purchases (Cumulative) | Achievable Economic TRC Potential | 0 | 0 | 6.3504e-05 | 0.00025201 | 0.00056012 | 0.00098408 | 0.0015214 | 0.0021703 | 0.002959 | 0.0038824 | 0.0048715 | 0.0058593 | 0.0068464 | 0.0082386 | 0.0095614 | 0.010835 | 0.012045 | 0.013205 | 0.014328 | 0.015423 | 0.016649 | 0.017549 | 0.018421 | 0.019221 | 0.019923 | 0.02069 | 0.021192
F1_Commercial_OR - Miscellaneous_Existing_Food Preparation_Natural Gas_Commercial Food Prep Other_A_Achievable Economic TRC Potential | F1 | Commercial | OR - Miscellaneous | Existing | Food Preparation | Natural Gas | Commercial Food Prep Other | A | Integrated Unit Energy Savings (kWh or therms) | Achievable Economic TRC Potential | 0 | 0 | 0 | 0 | 0 | 0 | 0 | 0 | 0 | 0 | 0 | 0 | 0 | 0 | 0 | 0 | 0 | 0 | 0 | 0 | 0 | 0 | 0 | 0 | 0 | 0 | 0
F2_Commercial_OR - Miscellaneous_Existing_Food Preparation_Natural Gas_Commercial Food Prep Other_A_Achievable Economic TRC Potential | F2 | Commercial | OR - Miscellaneous | Existing | Food Preparation | Natural Gas | Commercial Food Prep Other | A | Integrated Unit Summer Peak Savings (kW) | Achievable Economic TRC Potential | 0 | 0 | 0 | 0 | 0 | 0 | 0 | 0 | 0 | 0 | 0 | 0 | 0 | 0 | 0 | 0 | 0 | 0 | 0 | 0 | 0 | 0 | 0 | 0 | 0 | 0 | 0
F3_Commercial_OR - Miscellaneous_Existing_Food Preparation_Natural Gas_Commercial Food Prep Other_A_Achievable Economic TRC Potential | F3 | Commercial | OR - Miscellaneous | Existing | Food Preparation | Natural Gas | Commercial Food Prep Other | A | Integrated Unit Winter Peak Savings (kW) | Achievable Economic TRC Potential | 0 | 0 | 0 | 0 | 0 | 0 | 0 | 0 | 0 | 0 | 0 | 0 | 0 | 0 | 0 | 0 | 0 | 0 | 0 | 0 | 0 | 0 | 0 | 0 | 0 | 0 | 0
F4_Commercial_OR - Miscellaneous_Existing_Food Preparation_Natural Gas_Commercial Food Prep Other_A_Achievable Economic TRC Potential | F4 | Commercial | OR - Miscellaneous | Existing | Food Preparation | Natural Gas | Commercial Food Prep Other | A | Incremental Energy Savings (MWh or mTherms) | Achievable Economic TRC Potential | 0 | 0 | 0 | 0 | 0 | 0 | 0 | 0 | 0 | 0 | 0 | 0 | 0 | 0 | 0 | 0 | 0 | 0 | 0 | 0 | 0 | 0 | 0 | 0 | 0 | 0 | 0
F5_Commercial_OR - Miscellaneous_Existing_Food Preparation_Natural Gas_Commercial Food Prep Other_A_Achievable Economic TRC Potential | F5 | Commercial | OR - Miscellaneous | Existing | Food Preparation | Natural Gas | Commercial Food Prep Other | A | Incremental Summer Peak Savings (MW) | Achievable Economic TRC Potential | 0 | 0 | 0 | 0 | 0 | 0 | 0 | 0 | 0 | 0 | 0 | 0 | 0 | 0 | 0 | 0 | 0 | 0 | 0 | 0 | 0 | 0 | 0 | 0 | 0 | 0 | 0
F6_Commercial_OR - Miscellaneous_Existing_Food Preparation_Natural Gas_Commercial Food Prep Other_A_Achievable Economic TRC Potential | F6 | Commercial | OR - Miscellaneous | Existing | Food Preparation | Natural Gas | Commercial Food Prep Other | A | Incremental Winter Peak Savings (MW) | Achievable Economic TRC Potential | 0 | 0 | 0 | 0 | 0 | 0 | 0 | 0 | 0 | 0 | 0 | 0 | 0 | 0 | 0 | 0 | 0 | 0 | 0 | 0 | 0 | 0 | 0 | 0 | 0 | 0 | 0
F7_Commercial_OR - Miscellaneous_Existing_Food Preparation_Natural Gas_Commercial Food Prep Other_A_Achievable Economic TRC Potential | F7 | Commercial | OR - Miscellaneous | Existing | Food Preparation | Natural Gas | Commercial Food Prep Other | A | Cumulative Energy Savings (MWh or mTherms) | Achievable Economic TRC Potential | 0 | 0 | 0 | 0 | 0 | 0 | 0 | 0 | 0 | 0 | 0 | 0 | 0 | 0 | 0 | 0 | 0 | 0 | 0 | 0 | 0 | 0 | 0 | 0 | 0 | 0 | 0
F8_Commercial_OR - Miscellaneous_Existing_Food Preparation_Natural Gas_Commercial Food Prep Other_A_Achievable Economic TRC Potential | F8 | Commercial | OR - Miscellaneous | Existing | Food Preparation | Natural Gas | Commercial Food Prep Other | A | Cumulative Summer Peak Savings (MW) | Achievable Economic TRC Potential | 0 | 0 | 0 | 0 | 0 | 0 | 0 | 0 | 0 | 0 | 0 | 0 | 0 | 0 | 0 | 0 | 0 | 0 | 0 | 0 | 0 | 0 | 0 | 0 | 0 | 0 | 0
F9_Commercial_OR - Miscellaneous_Existing_Food Preparation_Natural Gas_Commercial Food Prep Other_A_Achievable Economic TRC Potential | F9 | Commercial | OR - Miscellaneous | Existing | Food Preparation | Natural Gas | Commercial Food Prep Other | A | Cumulative Winter Peak Savings (MW) | Achievable Economic TRC Potential | 0 | 0 | 0 | 0 | 0 | 0 | 0 | 0 | 0 | 0 | 0 | 0 | 0 | 0 | 0 | 0 | 0 | 0 | 0 | 0 | 0 | 0 | 0 | 0 | 0 | 0 | 0
F10_Commercial_OR - Miscellaneous_Existing_Food Preparation_Natural Gas_Commercial Food Prep Other_A_Achievable Economic TRC Potential | F10 | Commercial | OR - Miscellaneous | Existing | Food Preparation | Natural Gas | Commercial Food Prep Other | A | Purchases (Incremental) | Achievable Economic TRC Potential | 0 | 0 | 0 | 0 | 0 | 0 | 0 | 0 | 0 | 0 | 0 | 0 | 0 | 0 | 0 | 0 | 0 | 0 | 0 | 0 | 0 | 0 | 0 | 0 | 0 | 0 | 0
F11_Commercial_OR - Miscellaneous_Existing_Food Preparation_Natural Gas_Commercial Food Prep Other_A_Achievable Economic TRC Potential | F11 | Commercial | OR - Miscellaneous | Existing | Food Preparation | Natural Gas | Commercial Food Prep Other | A | Purchases (Cumulative) | Achievable Economic TRC Potential | 0 | 0 | 0 | 0 | 0 | 0 | 0 | 0 | 0 | 0 | 0 | 0 | 0 | 0 | 0 | 0 | 0 | 0 | 0 | 0 | 0 | 0 | 0 | 0 | 0 | 0 | 0
F1_Commercial_OR - Miscellaneous_Existing_Miscellaneous_Natural Gas_Pool Heater_A_Achievable Economic TRC Potential | F1 | Commercial | OR - Miscellaneous | Existing | Miscellaneous | Natural Gas | Pool Heater | A | Integrated Unit Energy Savings (kWh or therms) | Achievable Economic TRC Potential | 0 | 2233.5 | 2233.5 | 2233.5 | 2233.5 | 2233.5 | 2233.5 | 2233.5 | 2233.5 | 2233.5 | 2233.5 | 2233.5 | 2233.5 | 2233.5 | 2233.5 | 2233.5 | 2233.5 | 2233.5 | 2233.5 | 2233.5 | 2233.5 | 2233.5 | 2233.5 | 2233.5 | 2233.5 | 2233.5 | 2233.5
F2_Commercial_OR - Miscellaneous_Existing_Miscellaneous_Natural Gas_Pool Heater_A_Achievable Economic TRC Potential | F2 | Commercial | OR - Miscellaneous | Existing | Miscellaneous | Natural Gas | Pool Heater | A | Integrated Unit Summer Peak Savings (kW) | Achievable Economic TRC Potential | 0 | 0 | 0 | 0 | 0 | 0 | 0 | 0 | 0 | 0 | 0 | 0 | 0 | 0 | 0 | 0 | 0 | 0 | 0 | 0 | 0 | 0 | 0 | 0 | 0 | 0 | 0
F3_Commercial_OR - Miscellaneous_Existing_Miscellaneous_Natural Gas_Pool Heater_A_Achievable Economic TRC Potential | F3 | Commercial | OR - Miscellaneous | Existing | Miscellaneous | Natural Gas | Pool Heater | A | Integrated Unit Winter Peak Savings (kW) | Achievable Economic TRC Potential | 0 | 0 | 0 | 0 | 0 | 0 | 0 | 0 | 0 | 0 | 0 | 0 | 0 | 0 | 0 | 0 | 0 | 0 | 0 | 0 | 0 | 0 | 0 | 0 | 0 | 0 | 0
F4_Commercial_OR - Miscellaneous_Existing_Miscellaneous_Natural Gas_Pool Heater_A_Achievable Economic TRC Potential | F4 | Commercial | OR - Miscellaneous | Existing | Miscellaneous | Natural Gas | Pool Heater | A | Incremental Energy Savings (MWh or mTherms) | Achievable Economic TRC Potential | 0 | 0 | 0 | 4.057e-05 | 6.0985e-05 | 0.00013069 | 0.00025127 | 0.00043422 | 0.00069412 | 0.0010028 | 0.0014288 | 0.0024992 | 0.0030504 | 0.0035994 | 0.0040968 | 0.0044865 | 0.0051046 | 0.0048284 | 0.0047925 | 0.0044719 | 0.003955 | 0.003937 | 0.0027825 | 0.0017045 | 0.00084386 | 0.0001622 | 0
F5_Commercial_OR - Miscellaneous_Existing_Miscellaneous_Natural Gas_Pool Heater_A_Achievable Economic TRC Potential | F5 | Commercial | OR - Miscellaneous | Existing | Miscellaneous | Natural Gas | Pool Heater | A | Incremental Summer Peak Savings (MW) | Achievable Economic TRC Potential | 0 | 0 | 0 | 0 | 0 | 0 | 0 | 0 | 0 | 0 | 0 | 0 | 0 | 0 | 0 | 0 | 0 | 0 | 0 | 0 | 0 | 0 | 0 | 0 | 0 | 0 | 0
F6_Commercial_OR - Miscellaneous_Existing_Miscellaneous_Natural Gas_Pool Heater_A_Achievable Economic TRC Potential | F6 | Commercial | OR - Miscellaneous | Existing | Miscellaneous | Natural Gas | Pool Heater | A | Incremental Winter Peak Savings (MW) | Achievable Economic TRC Potential | 0 | 0 | 0 | 0 | 0 | 0 | 0 | 0 | 0 | 0 | 0 | 0 | 0 | 0 | 0 | 0 | 0 | 0 | 0 | 0 | 0 | 0 | 0 | 0 | 0 | 0 | 0
F7_Commercial_OR - Miscellaneous_Existing_Miscellaneous_Natural Gas_Pool Heater_A_Achievable Economic TRC Potential | F7 | Commercial | OR - Miscellaneous | Existing | Miscellaneous | Natural Gas | Pool Heater | A | Cumulative Energy Savings (MWh or mTherms) | Achievable Economic TRC Potential | 0 | 0 | 0 | 4.057e-05 | 0.00010155 | 0.00023224 | 0.00048351 | 0.00091773 | 0.0016119 | 0.0026147 | 0.0040434 | 0.0065427 | 0.0095931 | 0.013192 | 0.017289 | 0.021776 | 0.02688 | 0.031709 | 0.036501 | 0.040973 | 0.044928 | 0.048865 | 0.051648 | 0.053352 | 0.054196 | 0.054358 | 0.054358
F8_Commercial_OR - Miscellaneous_Existing_Miscellaneous_Natural Gas_Pool Heater_A_Achievable Economic TRC Potential | F8 | Commercial | OR - Miscellaneous | Existing | Miscellaneous | Natural Gas | Pool Heater | A | Cumulative Summer Peak Savings (MW) | Achievable Economic TRC Potential | 0 | 0 | 0 | 0 | 0 | 0 | 0 | 0 | 0 | 0 | 0 | 0 | 0 | 0 | 0 | 0 | 0 | 0 | 0 | 0 | 0 | 0 | 0 | 0 | 0 | 0 | 0
F9_Commercial_OR - Miscellaneous_Existing_Miscellaneous_Natural Gas_Pool Heater_A_Achievable Economic TRC Potential | F9 | Commercial | OR - Miscellaneous | Existing | Miscellaneous | Natural Gas | Pool Heater | A | Cumulative Winter Peak Savings (MW) | Achievable Economic TRC Potential | 0 | 0 | 0 | 0 | 0 | 0 | 0 | 0 | 0 | 0 | 0 | 0 | 0 | 0 | 0 | 0 | 0 | 0 | 0 | 0 | 0 | 0 | 0 | 0 | 0 | 0 | 0
F10_Commercial_OR - Miscellaneous_Existing_Miscellaneous_Natural Gas_Pool Heater_A_Achievable Economic TRC Potential | F10 | Commercial | OR - Miscellaneous | Existing | Miscellaneous | Natural Gas | Pool Heater | A | Purchases (Incremental) | Achievable Economic TRC Potential | 0 | 0 | 0 | 1.8164e-05 | 2.7305e-05 | 5.8511e-05 | 0.0001125 | 0.00019441 | 0.00031078 | 0.00044899 | 0.0006397 | 0.001119 | 0.0013658 | 0.0016115 | 0.0018343 | 0.0020087 | 0.0022855 | 0.0021618 | 0.0021457 | 0.0020022 | 0.0017708 | 0.0017627 | 0.0012458 | 0.00076317 | 0.00037782 | 7.2622e-05 | 0
F11_Commercial_OR - Miscellaneous_Existing_Miscellaneous_Natural Gas_Pool Heater_A_Achievable Economic TRC Potential | F11 | Commercial | OR - Miscellaneous | Existing | Miscellaneous | Natural Gas | Pool Heater | A | Purchases (Cumulative) | Achievable Economic TRC Potential | 0 | 0 | 0 | 1.8164e-05 | 4.5469e-05 | 0.00010398 | 0.00021648 | 0.00041089 | 0.00072167 | 0.0011707 | 0.0018104 | 0.0029293 | 0.0042951 | 0.0059066 | 0.0077409 | 0.0097496 | 0.012035 | 0.014197 | 0.016343 | 0.018345 | 0.020116 | 0.021878 | 0.023124 | 0.023887 | 0.024265 | 0.024338 | 0.024338
F1_Commercial_OR - Miscellaneous_New_Space Heating_Natural Gas_Furnace_A_Achievable Economic TRC Potential | F1 | Commercial | OR - Miscellaneous | New | Space Heating | Natural Gas | Furnace | A | Integrated Unit Energy Savings (kWh or therms) | Achievable Economic TRC Potential | 0 | 0 | 0 | 0 | 0 | 0 | 0 | 0 | 0 | 0 | 0 | 0 | 0 | 0 | 0 | 0 | 0 | 0 | 0 | 0 | 0 | 0 | 0 | 0 | 0 | 0 | 0
F2_Commercial_OR - Miscellaneous_New_Space Heating_Natural Gas_Furnace_A_Achievable Economic TRC Potential | F2 | Commercial | OR - Miscellaneous | New | Space Heating | Natural Gas | Furnace | A | Integrated Unit Summer Peak Savings (kW) | Achievable Economic TRC Potential | 0 | 0 | 0 | 0 | 0 | 0 | 0 | 0 | 0 | 0 | 0 | 0 | 0 | 0 | 0 | 0 | 0 | 0 | 0 | 0 | 0 | 0 | 0 | 0 | 0 | 0 | 0
F3_Commercial_OR - Miscellaneous_New_Space Heating_Natural Gas_Furnace_A_Achievable Economic TRC Potential | F3 | Commercial | OR - Miscellaneous | New | Space Heating | Natural Gas | Furnace | A | Integrated Unit Winter Peak Savings (kW) | Achievable Economic TRC Potential | 0 | 0 | 0 | 0 | 0 | 0 | 0 | 0 | 0 | 0 | 0 | 0 | 0 | 0 | 0 | 0 | 0 | 0 | 0 | 0 | 0 | 0 | 0 | 0 | 0 | 0 | 0
F4_Commercial_OR - Miscellaneous_New_Space Heating_Natural Gas_Furnace_A_Achievable Economic TRC Potential | F4 | Commercial | OR - Miscellaneous | New | Space Heating | Natural Gas | Furnace | A | Incremental Energy Savings (MWh or mTherms) | Achievable Economic TRC Potential | 0 | 0 | 0 | 0 | 0 | 0 | 0 | 0 | 0 | 0 | 0 | 0 | 0 | 0 | 0 | 0 | 0 | 0 | 0 | 0 | 0 | 0 | 0 | 0 | 0 | 0 | 0
F5_Commercial_OR - Miscellaneous_New_Space Heating_Natural Gas_Furnace_A_Achievable Economic TRC Potential | F5 | Commercial | OR - Miscellaneous | New | Space Heating | Natural Gas | Furnace | A | Incremental Summer Peak Savings (MW) | Achievable Economic TRC Potential | 0 | 0 | 0 | 0 | 0 | 0 | 0 | 0 | 0 | 0 | 0 | 0 | 0 | 0 | 0 | 0 | 0 | 0 | 0 | 0 | 0 | 0 | 0 | 0 | 0 | 0 | 0
F6_Commercial_OR - Miscellaneous_New_Space Heating_Natural Gas_Furnace_A_Achievable Economic TRC Potential | F6 | Commercial | OR - Miscellaneous | New | Space Heating | Natural Gas | Furnace | A | Incremental Winter Peak Savings (MW) | Achievable Economic TRC Potential | 0 | 0 | 0 | 0 | 0 | 0 | 0 | 0 | 0 | 0 | 0 | 0 | 0 | 0 | 0 | 0 | 0 | 0 | 0 | 0 | 0 | 0 | 0 | 0 | 0 | 0 | 0
F7_Commercial_OR - Miscellaneous_New_Space Heating_Natural Gas_Furnace_A_Achievable Economic TRC Potential | F7 | Commercial | OR - Miscellaneous | New | Space Heating | Natural Gas | Furnace | A | Cumulative Energy Savings (MWh or mTherms) | Achievable Economic TRC Potential | 0 | 0 | 0 | 0 | 0 | 0 | 0 | 0 | 0 | 0 | 0 | 0 | 0 | 0 | 0 | 0 | 0 | 0 | 0 | 0 | 0 | 0 | 0 | 0 | 0 | 0 | 0
F8_Commercial_OR - Miscellaneous_New_Space Heating_Natural Gas_Furnace_A_Achievable Economic TRC Potential | F8 | Commercial | OR - Miscellaneous | New | Space Heating | Natural Gas | Furnace | A | Cumulative Summer Peak Savings (MW) | Achievable Economic TRC Potential | 0 | 0 | 0 | 0 | 0 | 0 | 0 | 0 | 0 | 0 | 0 | 0 | 0 | 0 | 0 | 0 | 0 | 0 | 0 | 0 | 0 | 0 | 0 | 0 | 0 | 0 | 0
F9_Commercial_OR - Miscellaneous_New_Space Heating_Natural Gas_Furnace_A_Achievable Economic TRC Potential | F9 | Commercial | OR - Miscellaneous | New | Space Heating | Natural Gas | Furnace | A | Cumulative Winter Peak Savings (MW) | Achievable Economic TRC Potential | 0 | 0 | 0 | 0 | 0 | 0 | 0 | 0 | 0 | 0 | 0 | 0 | 0 | 0 | 0 | 0 | 0 | 0 | 0 | 0 | 0 | 0 | 0 | 0 | 0 | 0 | 0
F10_Commercial_OR - Miscellaneous_New_Space Heating_Natural Gas_Furnace_A_Achievable Economic TRC Potential | F10 | Commercial | OR - Miscellaneous | New | Space Heating | Natural Gas | Furnace | A | Purchases (Incremental) | Achievable Economic TRC Potential | 0 | 0 | 0 | 0 | 0 | 0 | 0 | 0 | 0 | 0 | 0 | 0 | 0 | 0 | 0 | 0 | 0 | 0 | 0 | 0 | 0 | 0 | 0 | 0 | 0 | 0 | 0
F11_Commercial_OR - Miscellaneous_New_Space Heating_Natural Gas_Furnace_A_Achievable Economic TRC Potential | F11 | Commercial | OR - Miscellaneous | New | Space Heating | Natural Gas | Furnace | A | Purchases (Cumulative) | Achievable Economic TRC Potential | 0 | 0 | 0 | 0 | 0 | 0 | 0 | 0 | 0 | 0 | 0 | 0 | 0 | 0 | 0 | 0 | 0 | 0 | 0 | 0 | 0 | 0 | 0 | 0 | 0 | 0 | 0
F1_Commercial_OR - Miscellaneous_New_Space Heating_Natural Gas_Boiler_A_Achievable Economic TRC Potential | F1 | Commercial | OR - Miscellaneous | New | Space Heating | Natural Gas | Boiler | A | Integrated Unit Energy Savings (kWh or therms) | Achievable Economic TRC Potential | 0 | 0 | 0 | 0 | 0 | 0 | 0 | 0 | 0 | 0 | 0 | 0 | 0 | 0 | 0 | 0 | 0 | 0 | 0 | 0 | 0 | 0 | 0 | 0 | 0 | 0 | 0
F2_Commercial_OR - Miscellaneous_New_Space Heating_Natural Gas_Boiler_A_Achievable Economic TRC Potential | F2 | Commercial | OR - Miscellaneous | New | Space Heating | Natural Gas | Boiler | A | Integrated Unit Summer Peak Savings (kW) | Achievable Economic TRC Potential | 0 | 0 | 0 | 0 | 0 | 0 | 0 | 0 | 0 | 0 | 0 | 0 | 0 | 0 | 0 | 0 | 0 | 0 | 0 | 0 | 0 | 0 | 0 | 0 | 0 | 0 | 0
F3_Commercial_OR - Miscellaneous_New_Space Heating_Natural Gas_Boiler_A_Achievable Economic TRC Potential | F3 | Commercial | OR - Miscellaneous | New | Space Heating | Natural Gas | Boiler | A | Integrated Unit Winter Peak Savings (kW) | Achievable Economic TRC Potential | 0 | 0 | 0 | 0 | 0 | 0 | 0 | 0 | 0 | 0 | 0 | 0 | 0 | 0 | 0 | 0 | 0 | 0 | 0 | 0 | 0 | 0 | 0 | 0 | 0 | 0 | 0
F4_Commercial_OR - Miscellaneous_New_Space Heating_Natural Gas_Boiler_A_Achievable Economic TRC Potential | F4 | Commercial | OR - Miscellaneous | New | Space Heating | Natural Gas | Boiler | A | Incremental Energy Savings (MWh or mTherms) | Achievable Economic TRC Potential | 0 | 0 | 0 | 0 | 0 | 0 | 0 | 0 | 0 | 0 | 0 | 0 | 0 | 0 | 0 | 0 | 0 | 0 | 0 | 0 | 0 | 0 | 0 | 0 | 0 | 0 | 0
F5_Commercial_OR - Miscellaneous_New_Space Heating_Natural Gas_Boiler_A_Achievable Economic TRC Potential | F5 | Commercial | OR - Miscellaneous | New | Space Heating | Natural Gas | Boiler | A | Incremental Summer Peak Savings (MW) | Achievable Economic TRC Potential | 0 | 0 | 0 | 0 | 0 | 0 | 0 | 0 | 0 | 0 | 0 | 0 | 0 | 0 | 0 | 0 | 0 | 0 | 0 | 0 | 0 | 0 | 0 | 0 | 0 | 0 | 0
F6_Commercial_OR - Miscellaneous_New_Space Heating_Natural Gas_Boiler_A_Achievable Economic TRC Potential | F6 | Commercial | OR - Miscellaneous | New | Space Heating | Natural Gas | Boiler | A | Incremental Winter Peak Savings (MW) | Achievable Economic TRC Potential | 0 | 0 | 0 | 0 | 0 | 0 | 0 | 0 | 0 | 0 | 0 | 0 | 0 | 0 | 0 | 0 | 0 | 0 | 0 | 0 | 0 | 0 | 0 | 0 | 0 | 0 | 0
F7_Commercial_OR - Miscellaneous_New_Space Heating_Natural Gas_Boiler_A_Achievable Economic TRC Potential | F7 | Commercial | OR - Miscellaneous | New | Space Heating | Natural Gas | Boiler | A | Cumulative Energy Savings (MWh or mTherms) | Achievable Economic TRC Potential | 0 | 0 | 0 | 0 | 0 | 0 | 0 | 0 | 0 | 0 | 0 | 0 | 0 | 0 | 0 | 0 | 0 | 0 | 0 | 0 | 0 | 0 | 0 | 0 | 0 | 0 | 0
F8_Commercial_OR - Miscellaneous_New_Space Heating_Natural Gas_Boiler_A_Achievable Economic TRC Potential | F8 | Commercial | OR - Miscellaneous | New | Space Heating | Natural Gas | Boiler | A | Cumulative Summer Peak Savings (MW) | Achievable Economic TRC Potential | 0 | 0 | 0 | 0 | 0 | 0 | 0 | 0 | 0 | 0 | 0 | 0 | 0 | 0 | 0 | 0 | 0 | 0 | 0 | 0 | 0 | 0 | 0 | 0 | 0 | 0 | 0
F9_Commercial_OR - Miscellaneous_New_Space Heating_Natural Gas_Boiler_A_Achievable Economic TRC Potential | F9 | Commercial | OR - Miscellaneous | New | Space Heating | Natural Gas | Boiler | A | Cumulative Winter Peak Savings (MW) | Achievable Economic TRC Potential | 0 | 0 | 0 | 0 | 0 | 0 | 0 | 0 | 0 | 0 | 0 | 0 | 0 | 0 | 0 | 0 | 0 | 0 | 0 | 0 | 0 | 0 | 0 | 0 | 0 | 0 | 0
F10_Commercial_OR - Miscellaneous_New_Space Heating_Natural Gas_Boiler_A_Achievable Economic TRC Potential | F10 | Commercial | OR - Miscellaneous | New | Space Heating | Natural Gas | Boiler | A | Purchases (Incremental) | Achievable Economic TRC Potential | 0 | 0 | 0 | 0 | 0 | 0 | 0 | 0 | 0 | 0 | 0 | 0 | 0 | 0 | 0 | 0 | 0 | 0 | 0 | 0 | 0 | 0 | 0 | 0 | 0 | 0 | 0
F11_Commercial_OR - Miscellaneous_New_Space Heating_Natural Gas_Boiler_A_Achievable Economic TRC Potential | F11 | Commercial | OR - Miscellaneous | New | Space Heating | Natural Gas | Boiler | A | Purchases (Cumulative) | Achievable Economic TRC Potential | 0 | 0 | 0 | 0 | 0 | 0 | 0 | 0 | 0 | 0 | 0 | 0 | 0 | 0 | 0 | 0 | 0 | 0 | 0 | 0 | 0 | 0 | 0 | 0 | 0 | 0 | 0
F1_Commercial_OR - Miscellaneous_New_Space Heating_Natural Gas_Unit Heater_A_Achievable Economic TRC Potential | F1 | Commercial | OR - Miscellaneous | New | Space Heating | Natural Gas | Unit Heater | A | Integrated Unit Energy Savings (kWh or therms) | Achievable Economic TRC Potential | 0 | 0 | 0 | 0 | 0 | 0 | 0 | 0 | 0 | 0 | 0 | 0 | 0 | 0 | 0 | 0 | 0 | 0 | 0 | 0 | 0 | 0 | 0 | 0 | 0 | 0 | 0
F2_Commercial_OR - Miscellaneous_New_Space Heating_Natural Gas_Unit Heater_A_Achievable Economic TRC Potential | F2 | Commercial | OR - Miscellaneous | New | Space Heating | Natural Gas | Unit Heater | A | Integrated Unit Summer Peak Savings (kW) | Achievable Economic TRC Potential | 0 | 0 | 0 | 0 | 0 | 0 | 0 | 0 | 0 | 0 | 0 | 0 | 0 | 0 | 0 | 0 | 0 | 0 | 0 | 0 | 0 | 0 | 0 | 0 | 0 | 0 | 0
F3_Commercial_OR - Miscellaneous_New_Space Heating_Natural Gas_Unit Heater_A_Achievable Economic TRC Potential | F3 | Commercial | OR - Miscellaneous | New | Space Heating | Natural Gas | Unit Heater | A | Integrated Unit Winter Peak Savings (kW) | Achievable Economic TRC Potential | 0 | 0 | 0 | 0 | 0 | 0 | 0 | 0 | 0 | 0 | 0 | 0 | 0 | 0 | 0 | 0 | 0 | 0 | 0 | 0 | 0 | 0 | 0 | 0 | 0 | 0 | 0
F4_Commercial_OR - Miscellaneous_New_Space Heating_Natural Gas_Unit Heater_A_Achievable Economic TRC Potential | F4 | Commercial | OR - Miscellaneous | New | Space Heating | Natural Gas | Unit Heater | A | Incremental Energy Savings (MWh or mTherms) | Achievable Economic TRC Potential | 0 | 0 | 0 | 0 | 0 | 0 | 0 | 0 | 0 | 0 | 0 | 0 | 0 | 0 | 0 | 0 | 0 | 0 | 0 | 0 | 0 | 0 | 0 | 0 | 0 | 0 | 0
F5_Commercial_OR - Miscellaneous_New_Space Heating_Natural Gas_Unit Heater_A_Achievable Economic TRC Potential | F5 | Commercial | OR - Miscellaneous | New | Space Heating | Natural Gas | Unit Heater | A | Incremental Summer Peak Savings (MW) | Achievable Economic TRC Potential | 0 | 0 | 0 | 0 | 0 | 0 | 0 | 0 | 0 | 0 | 0 | 0 | 0 | 0 | 0 | 0 | 0 | 0 | 0 | 0 | 0 | 0 | 0 | 0 | 0 | 0 | 0
F6_Commercial_OR - Miscellaneous_New_Space Heating_Natural Gas_Unit Heater_A_Achievable Economic TRC Potential | F6 | Commercial | OR - Miscellaneous | New | Space Heating | Natural Gas | Unit Heater | A | Incremental Winter Peak Savings (MW) | Achievable Economic TRC Potential | 0 | 0 | 0 | 0 | 0 | 0 | 0 | 0 | 0 | 0 | 0 | 0 | 0 | 0 | 0 | 0 | 0 | 0 | 0 | 0 | 0 | 0 | 0 | 0 | 0 | 0 | 0
F7_Commercial_OR - Miscellaneous_New_Space Heating_Natural Gas_Unit Heater_A_Achievable Economic TRC Potential | F7 | Commercial | OR - Miscellaneous | New | Space Heating | Natural Gas | Unit Heater | A | Cumulative Energy Savings (MWh or mTherms) | Achievable Economic TRC Potential | 0 | 0 | 0 | 0 | 0 | 0 | 0 | 0 | 0 | 0 | 0 | 0 | 0 | 0 | 0 | 0 | 0 | 0 | 0 | 0 | 0 | 0 | 0 | 0 | 0 | 0 | 0
F8_Commercial_OR - Miscellaneous_New_Space Heating_Natural Gas_Unit Heater_A_Achievable Economic TRC Potential | F8 | Commercial | OR - Miscellaneous | New | Space Heating | Natural Gas | Unit Heater | A | Cumulative Summer Peak Savings (MW) | Achievable Economic TRC Potential | 0 | 0 | 0 | 0 | 0 | 0 | 0 | 0 | 0 | 0 | 0 | 0 | 0 | 0 | 0 | 0 | 0 | 0 | 0 | 0 | 0 | 0 | 0 | 0 | 0 | 0 | 0
F9_Commercial_OR - Miscellaneous_New_Space Heating_Natural Gas_Unit Heater_A_Achievable Economic TRC Potential | F9 | Commercial | OR - Miscellaneous | New | Space Heating | Natural Gas | Unit Heater | A | Cumulative Winter Peak Savings (MW) | Achievable Economic TRC Potential | 0 | 0 | 0 | 0 | 0 | 0 | 0 | 0 | 0 | 0 | 0 | 0 | 0 | 0 | 0 | 0 | 0 | 0 | 0 | 0 | 0 | 0 | 0 | 0 | 0 | 0 | 0
F10_Commercial_OR - Miscellaneous_New_Space Heating_Natural Gas_Unit Heater_A_Achievable Economic TRC Potential | F10 | Commercial | OR - Miscellaneous | New | Space Heating | Natural Gas | Unit Heater | A | Purchases (Incremental) | Achievable Economic TRC Potential | 0 | 0 | 0 | 0 | 0 | 0 | 0 | 0 | 0 | 0 | 0 | 0 | 0 | 0 | 0 | 0 | 0 | 0 | 0 | 0 | 0 | 0 | 0 | 0 | 0 | 0 | 0
F11_Commercial_OR - Miscellaneous_New_Space Heating_Natural Gas_Unit Heater_A_Achievable Economic TRC Potential | F11 | Commercial | OR - Miscellaneous | New | Space Heating | Natural Gas | Unit Heater | A | Purchases (Cumulative) | Achievable Economic TRC Potential | 0 | 0 | 0 | 0 | 0 | 0 | 0 | 0 | 0 | 0 | 0 | 0 | 0 | 0 | 0 | 0 | 0 | 0 | 0 | 0 | 0 | 0 | 0 | 0 | 0 | 0 | 0
F1_Commercial_OR - Miscellaneous_New_Water Heating_Natural Gas_Water Heater_A_Achievable Economic TRC Potential | F1 | Commercial | OR - Miscellaneous | New | Water Heating | Natural Gas | Water Heater | A | Integrated Unit Energy Savings (kWh or therms) | Achievable Economic TRC Potential | 0 | 0 | 0 | 0 | 0 | 0 | 0 | 0 | 0 | 0 | 0 | 0 | 0 | 0 | 0 | 0 | 0 | 0 | 0 | 0 | 0 | 0 | 0 | 0 | 0 | 0 | 0
F2_Commercial_OR - Miscellaneous_New_Water Heating_Natural Gas_Water Heater_A_Achievable Economic TRC Potential | F2 | Commercial | OR - Miscellaneous | New | Water Heating | Natural Gas | Water Heater | A | Integrated Unit Summer Peak Savings (kW) | Achievable Economic TRC Potential | 0 | 0 | 0 | 0 | 0 | 0 | 0 | 0 | 0 | 0 | 0 | 0 | 0 | 0 | 0 | 0 | 0 | 0 | 0 | 0 | 0 | 0 | 0 | 0 | 0 | 0 | 0
F3_Commercial_OR - Miscellaneous_New_Water Heating_Natural Gas_Water Heater_A_Achievable Economic TRC Potential | F3 | Commercial | OR - Miscellaneous | New | Water Heating | Natural Gas | Water Heater | A | Integrated Unit Winter Peak Savings (kW) | Achievable Economic TRC Potential | 0 | 0 | 0 | 0 | 0 | 0 | 0 | 0 | 0 | 0 | 0 | 0 | 0 | 0 | 0 | 0 | 0 | 0 | 0 | 0 | 0 | 0 | 0 | 0 | 0 | 0 | 0
F4_Commercial_OR - Miscellaneous_New_Water Heating_Natural Gas_Water Heater_A_Achievable Economic TRC Potential | F4 | Commercial | OR - Miscellaneous | New | Water Heating | Natural Gas | Water Heater | A | Incremental Energy Savings (MWh or mTherms) | Achievable Economic TRC Potential | 0 | 0 | 0 | 0 | 0 | 0 | 0 | 0 | 0 | 0 | 0 | 0 | 0 | 0 | 0 | 0 | 0 | 0 | 0 | 0 | 0 | 0 | 0 | 0 | 0 | 0 | 0
F5_Commercial_OR - Miscellaneous_New_Water Heating_Natural Gas_Water Heater_A_Achievable Economic TRC Potential | F5 | Commercial | OR - Miscellaneous | New | Water Heating | Natural Gas | Water Heater | A | Incremental Summer Peak Savings (MW) | Achievable Economic TRC Potential | 0 | 0 | 0 | 0 | 0 | 0 | 0 | 0 | 0 | 0 | 0 | 0 | 0 | 0 | 0 | 0 | 0 | 0 | 0 | 0 | 0 | 0 | 0 | 0 | 0 | 0 | 0
F6_Commercial_OR - Miscellaneous_New_Water Heating_Natural Gas_Water Heater_A_Achievable Economic TRC Potential | F6 | Commercial | OR - Miscellaneous | New | Water Heating | Natural Gas | Water Heater | A | Incremental Winter Peak Savings (MW) | Achievable Economic TRC Potential | 0 | 0 | 0 | 0 | 0 | 0 | 0 | 0 | 0 | 0 | 0 | 0 | 0 | 0 | 0 | 0 | 0 | 0 | 0 | 0 | 0 | 0 | 0 | 0 | 0 | 0 | 0
F7_Commercial_OR - Miscellaneous_New_Water Heating_Natural Gas_Water Heater_A_Achievable Economic TRC Potential | F7 | Commercial | OR - Miscellaneous | New | Water Heating | Natural Gas | Water Heater | A | Cumulative Energy Savings (MWh or mTherms) | Achievable Economic TRC Potential | 0 | 0 | 0 | 0 | 0 | 0 | 0 | 0 | 0 | 0 | 0 | 0 | 0 | 0 | 0 | 0 | 0 | 0 | 0 | 0 | 0 | 0 | 0 | 0 | 0 | 0 | 0
F8_Commercial_OR - Miscellaneous_New_Water Heating_Natural Gas_Water Heater_A_Achievable Economic TRC Potential | F8 | Commercial | OR - Miscellaneous | New | Water Heating | Natural Gas | Water Heater | A | Cumulative Summer Peak Savings (MW) | Achievable Economic TRC Potential | 0 | 0 | 0 | 0 | 0 | 0 | 0 | 0 | 0 | 0 | 0 | 0 | 0 | 0 | 0 | 0 | 0 | 0 | 0 | 0 | 0 | 0 | 0 | 0 | 0 | 0 | 0
F9_Commercial_OR - Miscellaneous_New_Water Heating_Natural Gas_Water Heater_A_Achievable Economic TRC Potential | F9 | Commercial | OR - Miscellaneous | New | Water Heating | Natural Gas | Water Heater | A | Cumulative Winter Peak Savings (MW) | Achievable Economic TRC Potential | 0 | 0 | 0 | 0 | 0 | 0 | 0 | 0 | 0 | 0 | 0 | 0 | 0 | 0 | 0 | 0 | 0 | 0 | 0 | 0 | 0 | 0 | 0 | 0 | 0 | 0 | 0
F10_Commercial_OR - Miscellaneous_New_Water Heating_Natural Gas_Water Heater_A_Achievable Economic TRC Potential | F10 | Commercial | OR - Miscellaneous | New | Water Heating | Natural Gas | Water Heater | A | Purchases (Incremental) | Achievable Economic TRC Potential | 0 | 0 | 0 | 0 | 0 | 0 | 0 | 0 | 0 | 0 | 0 | 0 | 0 | 0 | 0 | 0 | 0 | 0 | 0 | 0 | 0 | 0 | 0 | 0 | 0 | 0 | 0
F11_Commercial_OR - Miscellaneous_New_Water Heating_Natural Gas_Water Heater_A_Achievable Economic TRC Potential | F11 | Commercial | OR - Miscellaneous | New | Water Heating | Natural Gas | Water Heater | A | Purchases (Cumulative) | Achievable Economic TRC Potential | 0 | 0 | 0 | 0 | 0 | 0 | 0 | 0 | 0 | 0 | 0 | 0 | 0 | 0 | 0 | 0 | 0 | 0 | 0 | 0 | 0 | 0 | 0 | 0 | 0 | 0 | 0
F1_Commercial_OR - Miscellaneous_New_Food Preparation_Natural Gas_Oven_A_Achievable Economic TRC Potential | F1 | Commercial | OR - Miscellaneous | New | Food Preparation | Natural Gas | Oven | A | Integrated Unit Energy Savings (kWh or therms) | Achievable Economic TRC Potential | 0 | 0 | 0 | 0 | 0 | 0 | 0 | 0 | 0 | 0 | 0 | 0 | 0 | 0 | 0 | 0 | 0 | 0 | 0 | 0 | 0 | 0 | 0 | 0 | 0 | 0 | 0
F2_Commercial_OR - Miscellaneous_New_Food Preparation_Natural Gas_Oven_A_Achievable Economic TRC Potential | F2 | Commercial | OR - Miscellaneous | New | Food Preparation | Natural Gas | Oven | A | Integrated Unit Summer Peak Savings (kW) | Achievable Economic TRC Potential | 0 | 0 | 0 | 0 | 0 | 0 | 0 | 0 | 0 | 0 | 0 | 0 | 0 | 0 | 0 | 0 | 0 | 0 | 0 | 0 | 0 | 0 | 0 | 0 | 0 | 0 | 0
F3_Commercial_OR - Miscellaneous_New_Food Preparation_Natural Gas_Oven_A_Achievable Economic TRC Potential | F3 | Commercial | OR - Miscellaneous | New | Food Preparation | Natural Gas | Oven | A | Integrated Unit Winter Peak Savings (kW) | Achievable Economic TRC Potential | 0 | 0 | 0 | 0 | 0 | 0 | 0 | 0 | 0 | 0 | 0 | 0 | 0 | 0 | 0 | 0 | 0 | 0 | 0 | 0 | 0 | 0 | 0 | 0 | 0 | 0 | 0
F4_Commercial_OR - Miscellaneous_New_Food Preparation_Natural Gas_Oven_A_Achievable Economic TRC Potential | F4 | Commercial | OR - Miscellaneous | New | Food Preparation | Natural Gas | Oven | A | Incremental Energy Savings (MWh or mTherms) | Achievable Economic TRC Potential | 0 | 0 | 0 | 0 | 0 | 0 | 0 | 0 | 0 | 0 | 0 | 0 | 0 | 0 | 0 | 0 | 0 | 0 | 0 | 0 | 0 | 0 | 0 | 0 | 0 | 0 | 0
F5_Commercial_OR - Miscellaneous_New_Food Preparation_Natural Gas_Oven_A_Achievable Economic TRC Potential | F5 | Commercial | OR - Miscellaneous | New | Food Preparation | Natural Gas | Oven | A | Incremental Summer Peak Savings (MW) | Achievable Economic TRC Potential | 0 | 0 | 0 | 0 | 0 | 0 | 0 | 0 | 0 | 0 | 0 | 0 | 0 | 0 | 0 | 0 | 0 | 0 | 0 | 0 | 0 | 0 | 0 | 0 | 0 | 0 | 0
F6_Commercial_OR - Miscellaneous_New_Food Preparation_Natural Gas_Oven_A_Achievable Economic TRC Potential | F6 | Commercial | OR - Miscellaneous | New | Food Preparation | Natural Gas | Oven | A | Incremental Winter Peak Savings (MW) | Achievable Economic TRC Potential | 0 | 0 | 0 | 0 | 0 | 0 | 0 | 0 | 0 | 0 | 0 | 0 | 0 | 0 | 0 | 0 | 0 | 0 | 0 | 0 | 0 | 0 | 0 | 0 | 0 | 0 | 0
F7_Commercial_OR - Miscellaneous_New_Food Preparation_Natural Gas_Oven_A_Achievable Economic TRC Potential | F7 | Commercial | OR - Miscellaneous | New | Food Preparation | Natural Gas | Oven | A | Cumulative Energy Savings (MWh or mTherms) | Achievable Economic TRC Potential | 0 | 0 | 0 | 0 | 0 | 0 | 0 | 0 | 0 | 0 | 0 | 0 | 0 | 0 | 0 | 0 | 0 | 0 | 0 | 0 | 0 | 0 | 0 | 0 | 0 | 0 | 0
F8_Commercial_OR - Miscellaneous_New_Food Preparation_Natural Gas_Oven_A_Achievable Economic TRC Potential | F8 | Commercial | OR - Miscellaneous | New | Food Preparation | Natural Gas | Oven | A | Cumulative Summer Peak Savings (MW) | Achievable Economic TRC Potential | 0 | 0 | 0 | 0 | 0 | 0 | 0 | 0 | 0 | 0 | 0 | 0 | 0 | 0 | 0 | 0 | 0 | 0 | 0 | 0 | 0 | 0 | 0 | 0 | 0 | 0 | 0
F9_Commercial_OR - Miscellaneous_New_Food Preparation_Natural Gas_Oven_A_Achievable Economic TRC Potential | F9 | Commercial | OR - Miscellaneous | New | Food Preparation | Natural Gas | Oven | A | Cumulative Winter Peak Savings (MW) | Achievable Economic TRC Potential | 0 | 0 | 0 | 0 | 0 | 0 | 0 | 0 | 0 | 0 | 0 | 0 | 0 | 0 | 0 | 0 | 0 | 0 | 0 | 0 | 0 | 0 | 0 | 0 | 0 | 0 | 0
F10_Commercial_OR - Miscellaneous_New_Food Preparation_Natural Gas_Oven_A_Achievable Economic TRC Potential | F10 | Commercial | OR - Miscellaneous | New | Food Preparation | Natural Gas | Oven | A | Purchases (Incremental) | Achievable Economic TRC Potential | 0 | 0 | 0 | 0 | 0 | 0 | 0 | 0 | 0 | 0 | 0 | 0 | 0 | 0 | 0 | 0 | 0 | 0 | 0 | 0 | 0 | 0 | 0 | 0 | 0 | 0 | 0
F11_Commercial_OR - Miscellaneous_New_Food Preparation_Natural Gas_Oven_A_Achievable Economic TRC Potential | F11 | Commercial | OR - Miscellaneous | New | Food Preparation | Natural Gas | Oven | A | Purchases (Cumulative) | Achievable Economic TRC Potential | 0 | 0 | 0 | 0 | 0 | 0 | 0 | 0 | 0 | 0 | 0 | 0 | 0 | 0 | 0 | 0 | 0 | 0 | 0 | 0 | 0 | 0 | 0 | 0 | 0 | 0 | 0
F1_Commercial_OR - Miscellaneous_New_Food Preparation_Natural Gas_Conveyor Oven_A_Achievable Economic TRC Potential | F1 | Commercial | OR - Miscellaneous | New | Food Preparation | Natural Gas | Conveyor Oven | A | Integrated Unit Energy Savings (kWh or therms) | Achievable Economic TRC Potential | 0 | 0 | 0 | 0 | 0 | 0 | 0 | 0 | 0 | 0 | 0 | 0 | 0 | 0 | 0 | 0 | 0 | 0 | 0 | 0 | 0 | 0 | 0 | 0 | 0 | 0 | 0
F2_Commercial_OR - Miscellaneous_New_Food Preparation_Natural Gas_Conveyor Oven_A_Achievable Economic TRC Potential | F2 | Commercial | OR - Miscellaneous | New | Food Preparation | Natural Gas | Conveyor Oven | A | Integrated Unit Summer Peak Savings (kW) | Achievable Economic TRC Potential | 0 | 0 | 0 | 0 | 0 | 0 | 0 | 0 | 0 | 0 | 0 | 0 | 0 | 0 | 0 | 0 | 0 | 0 | 0 | 0 | 0 | 0 | 0 | 0 | 0 | 0 | 0
F3_Commercial_OR - Miscellaneous_New_Food Preparation_Natural Gas_Conveyor Oven_A_Achievable Economic TRC Potential | F3 | Commercial | OR - Miscellaneous | New | Food Preparation | Natural Gas | Conveyor Oven | A | Integrated Unit Winter Peak Savings (kW) | Achievable Economic TRC Potential | 0 | 0 | 0 | 0 | 0 | 0 | 0 | 0 | 0 | 0 | 0 | 0 | 0 | 0 | 0 | 0 | 0 | 0 | 0 | 0 | 0 | 0 | 0 | 0 | 0 | 0 | 0
F4_Commercial_OR - Miscellaneous_New_Food Preparation_Natural Gas_Conveyor Oven_A_Achievable Economic TRC Potential | F4 | Commercial | OR - Miscellaneous | New | Food Preparation | Natural Gas | Conveyor Oven | A | Incremental Energy Savings (MWh or mTherms) | Achievable Economic TRC Potential | 0 | 0 | 0 | 0 | 0 | 0 | 0 | 0 | 0 | 0 | 0 | 0 | 0 | 0 | 0 | 0 | 0 | 0 | 0 | 0 | 0 | 0 | 0 | 0 | 0 | 0 | 0
F5_Commercial_OR - Miscellaneous_New_Food Preparation_Natural Gas_Conveyor Oven_A_Achievable Economic TRC Potential | F5 | Commercial | OR - Miscellaneous | New | Food Preparation | Natural Gas | Conveyor Oven | A | Incremental Summer Peak Savings (MW) | Achievable Economic TRC Potential | 0 | 0 | 0 | 0 | 0 | 0 | 0 | 0 | 0 | 0 | 0 | 0 | 0 | 0 | 0 | 0 | 0 | 0 | 0 | 0 | 0 | 0 | 0 | 0 | 0 | 0 | 0
F6_Commercial_OR - Miscellaneous_New_Food Preparation_Natural Gas_Conveyor Oven_A_Achievable Economic TRC Potential | F6 | Commercial | OR - Miscellaneous | New | Food Preparation | Natural Gas | Conveyor Oven | A | Incremental Winter Peak Savings (MW) | Achievable Economic TRC Potential | 0 | 0 | 0 | 0 | 0 | 0 | 0 | 0 | 0 | 0 | 0 | 0 | 0 | 0 | 0 | 0 | 0 | 0 | 0 | 0 | 0 | 0 | 0 | 0 | 0 | 0 | 0
F7_Commercial_OR - Miscellaneous_New_Food Preparation_Natural Gas_Conveyor Oven_A_Achievable Economic TRC Potential | F7 | Commercial | OR - Miscellaneous | New | Food Preparation | Natural Gas | Conveyor Oven | A | Cumulative Energy Savings (MWh or mTherms) | Achievable Economic TRC Potential | 0 | 0 | 0 | 0 | 0 | 0 | 0 | 0 | 0 | 0 | 0 | 0 | 0 | 0 | 0 | 0 | 0 | 0 | 0 | 0 | 0 | 0 | 0 | 0 | 0 | 0 | 0
F8_Commercial_OR - Miscellaneous_New_Food Preparation_Natural Gas_Conveyor Oven_A_Achievable Economic TRC Potential | F8 | Commercial | OR - Miscellaneous | New | Food Preparation | Natural Gas | Conveyor Oven | A | Cumulative Summer Peak Savings (MW) | Achievable Economic TRC Potential | 0 | 0 | 0 | 0 | 0 | 0 | 0 | 0 | 0 | 0 | 0 | 0 | 0 | 0 | 0 | 0 | 0 | 0 | 0 | 0 | 0 | 0 | 0 | 0 | 0 | 0 | 0
F9_Commercial_OR - Miscellaneous_New_Food Preparation_Natural Gas_Conveyor Oven_A_Achievable Economic TRC Potential | F9 | Commercial | OR - Miscellaneous | New | Food Preparation | Natural Gas | Conveyor Oven | A | Cumulative Winter Peak Savings (MW) | Achievable Economic TRC Potential | 0 | 0 | 0 | 0 | 0 | 0 | 0 | 0 | 0 | 0 | 0 | 0 | 0 | 0 | 0 | 0 | 0 | 0 | 0 | 0 | 0 | 0 | 0 | 0 | 0 | 0 | 0
F10_Commercial_OR - Miscellaneous_New_Food Preparation_Natural Gas_Conveyor Oven_A_Achievable Economic TRC Potential | F10 | Commercial | OR - Miscellaneous | New | Food Preparation | Natural Gas | Conveyor Oven | A | Purchases (Incremental) | Achievable Economic TRC Potential | 0 | 0 | 0 | 0 | 0 | 0 | 0 | 0 | 0 | 0 | 0 | 0 | 0 | 0 | 0 | 0 | 0 | 0 | 0 | 0 | 0 | 0 | 0 | 0 | 0 | 0 | 0
F11_Commercial_OR - Miscellaneous_New_Food Preparation_Natural Gas_Conveyor Oven_A_Achievable Economic TRC Potential | F11 | Commercial | OR - Miscellaneous | New | Food Preparation | Natural Gas | Conveyor Oven | A | Purchases (Cumulative) | Achievable Economic TRC Potential | 0 | 0 | 0 | 0 | 0 | 0 | 0 | 0 | 0 | 0 | 0 | 0 | 0 | 0 | 0 | 0 | 0 | 0 | 0 | 0 | 0 | 0 | 0 | 0 | 0 | 0 | 0
F1_Commercial_OR - Miscellaneous_New_Food Preparation_Natural Gas_Double Rack Oven_A_Achievable Economic TRC Potential | F1 | Commercial | OR - Miscellaneous | New | Food Preparation | Natural Gas | Double Rack Oven | A | Integrated Unit Energy Savings (kWh or therms) | Achievable Economic TRC Potential | 0 | 0 | 0 | 0 | 0 | 0 | 0 | 0 | 0 | 0 | 0 | 0 | 0 | 0 | 0 | 0 | 0 | 0 | 0 | 0 | 0 | 0 | 0 | 0 | 0 | 0 | 0
F2_Commercial_OR - Miscellaneous_New_Food Preparation_Natural Gas_Double Rack Oven_A_Achievable Economic TRC Potential | F2 | Commercial | OR - Miscellaneous | New | Food Preparation | Natural Gas | Double Rack Oven | A | Integrated Unit Summer Peak Savings (kW) | Achievable Economic TRC Potential | 0 | 0 | 0 | 0 | 0 | 0 | 0 | 0 | 0 | 0 | 0 | 0 | 0 | 0 | 0 | 0 | 0 | 0 | 0 | 0 | 0 | 0 | 0 | 0 | 0 | 0 | 0
F3_Commercial_OR - Miscellaneous_New_Food Preparation_Natural Gas_Double Rack Oven_A_Achievable Economic TRC Potential | F3 | Commercial | OR - Miscellaneous | New | Food Preparation | Natural Gas | Double Rack Oven | A | Integrated Unit Winter Peak Savings (kW) | Achievable Economic TRC Potential | 0 | 0 | 0 | 0 | 0 | 0 | 0 | 0 | 0 | 0 | 0 | 0 | 0 | 0 | 0 | 0 | 0 | 0 | 0 | 0 | 0 | 0 | 0 | 0 | 0 | 0 | 0
F4_Commercial_OR - Miscellaneous_New_Food Preparation_Natural Gas_Double Rack Oven_A_Achievable Economic TRC Potential | F4 | Commercial | OR - Miscellaneous | New | Food Preparation | Natural Gas | Double Rack Oven | A | Incremental Energy Savings (MWh or mTherms) | Achievable Economic TRC Potential | 0 | 0 | 0 | 0 | 0 | 0 | 0 | 0 | 0 | 0 | 0 | 0 | 0 | 0 | 0 | 0 | 0 | 0 | 0 | 0 | 0 | 0 | 0 | 0 | 0 | 0 | 0
F5_Commercial_OR - Miscellaneous_New_Food Preparation_Natural Gas_Double Rack Oven_A_Achievable Economic TRC Potential | F5 | Commercial | OR - Miscellaneous | New | Food Preparation | Natural Gas | Double Rack Oven | A | Incremental Summer Peak Savings (MW) | Achievable Economic TRC Potential | 0 | 0 | 0 | 0 | 0 | 0 | 0 | 0 | 0 | 0 | 0 | 0 | 0 | 0 | 0 | 0 | 0 | 0 | 0 | 0 | 0 | 0 | 0 | 0 | 0 | 0 | 0
F6_Commercial_OR - Miscellaneous_New_Food Preparation_Natural Gas_Double Rack Oven_A_Achievable Economic TRC Potential | F6 | Commercial | OR - Miscellaneous | New | Food Preparation | Natural Gas | Double Rack Oven | A | Incremental Winter Peak Savings (MW) | Achievable Economic TRC Potential | 0 | 0 | 0 | 0 | 0 | 0 | 0 | 0 | 0 | 0 | 0 | 0 | 0 | 0 | 0 | 0 | 0 | 0 | 0 | 0 | 0 | 0 | 0 | 0 | 0 | 0 | 0
F7_Commercial_OR - Miscellaneous_New_Food Preparation_Natural Gas_Double Rack Oven_A_Achievable Economic TRC Potential | F7 | Commercial | OR - Miscellaneous | New | Food Preparation | Natural Gas | Double Rack Oven | A | Cumulative Energy Savings (MWh or mTherms) | Achievable Economic TRC Potential | 0 | 0 | 0 | 0 | 0 | 0 | 0 | 0 | 0 | 0 | 0 | 0 | 0 | 0 | 0 | 0 | 0 | 0 | 0 | 0 | 0 | 0 | 0 | 0 | 0 | 0 | 0
F8_Commercial_OR - Miscellaneous_New_Food Preparation_Natural Gas_Double Rack Oven_A_Achievable Economic TRC Potential | F8 | Commercial | OR - Miscellaneous | New | Food Preparation | Natural Gas | Double Rack Oven | A | Cumulative Summer Peak Savings (MW) | Achievable Economic TRC Potential | 0 | 0 | 0 | 0 | 0 | 0 | 0 | 0 | 0 | 0 | 0 | 0 | 0 | 0 | 0 | 0 | 0 | 0 | 0 | 0 | 0 | 0 | 0 | 0 | 0 | 0 | 0
F9_Commercial_OR - Miscellaneous_New_Food Preparation_Natural Gas_Double Rack Oven_A_Achievable Economic TRC Potential | F9 | Commercial | OR - Miscellaneous | New | Food Preparation | Natural Gas | Double Rack Oven | A | Cumulative Winter Peak Savings (MW) | Achievable Economic TRC Potential | 0 | 0 | 0 | 0 | 0 | 0 | 0 | 0 | 0 | 0 | 0 | 0 | 0 | 0 | 0 | 0 | 0 | 0 | 0 | 0 | 0 | 0 | 0 | 0 | 0 | 0 | 0
F10_Commercial_OR - Miscellaneous_New_Food Preparation_Natural Gas_Double Rack Oven_A_Achievable Economic TRC Potential | F10 | Commercial | OR - Miscellaneous | New | Food Preparation | Natural Gas | Double Rack Oven | A | Purchases (Incremental) | Achievable Economic TRC Potential | 0 | 0 | 0 | 0 | 0 | 0 | 0 | 0 | 0 | 0 | 0 | 0 | 0 | 0 | 0 | 0 | 0 | 0 | 0 | 0 | 0 | 0 | 0 | 0 | 0 | 0 | 0
F11_Commercial_OR - Miscellaneous_New_Food Preparation_Natural Gas_Double Rack Oven_A_Achievable Economic TRC Potential | F11 | Commercial | OR - Miscellaneous | New | Food Preparation | Natural Gas | Double Rack Oven | A | Purchases (Cumulative) | Achievable Economic TRC Potential | 0 | 0 | 0 | 0 | 0 | 0 | 0 | 0 | 0 | 0 | 0 | 0 | 0 | 0 | 0 | 0 | 0 | 0 | 0 | 0 | 0 | 0 | 0 | 0 | 0 | 0 | 0
F1_Commercial_OR - Miscellaneous_New_Food Preparation_Natural Gas_Fryer_A_Achievable Economic TRC Potential | F1 | Commercial | OR - Miscellaneous | New | Food Preparation | Natural Gas | Fryer | A | Integrated Unit Energy Savings (kWh or therms) | Achievable Economic TRC Potential | 0 | 0 | 0 | 0 | 0 | 0 | 0 | 0 | 0 | 0 | 0 | 0 | 0 | 0 | 0 | 0 | 0 | 0 | 0 | 0 | 0 | 0 | 0 | 0 | 0 | 0 | 0
F2_Commercial_OR - Miscellaneous_New_Food Preparation_Natural Gas_Fryer_A_Achievable Economic TRC Potential | F2 | Commercial | OR - Miscellaneous | New | Food Preparation | Natural Gas | Fryer | A | Integrated Unit Summer Peak Savings (kW) | Achievable Economic TRC Potential | 0 | 0 | 0 | 0 | 0 | 0 | 0 | 0 | 0 | 0 | 0 | 0 | 0 | 0 | 0 | 0 | 0 | 0 | 0 | 0 | 0 | 0 | 0 | 0 | 0 | 0 | 0
F3_Commercial_OR - Miscellaneous_New_Food Preparation_Natural Gas_Fryer_A_Achievable Economic TRC Potential | F3 | Commercial | OR - Miscellaneous | New | Food Preparation | Natural Gas | Fryer | A | Integrated Unit Winter Peak Savings (kW) | Achievable Economic TRC Potential | 0 | 0 | 0 | 0 | 0 | 0 | 0 | 0 | 0 | 0 | 0 | 0 | 0 | 0 | 0 | 0 | 0 | 0 | 0 | 0 | 0 | 0 | 0 | 0 | 0 | 0 | 0
F4_Commercial_OR - Miscellaneous_New_Food Preparation_Natural Gas_Fryer_A_Achievable Economic TRC Potential | F4 | Commercial | OR - Miscellaneous | New | Food Preparation | Natural Gas | Fryer | A | Incremental Energy Savings (MWh or mTherms) | Achievable Economic TRC Potential | 0 | 0 | 0 | 0 | 0 | 0 | 0 | 0 | 0 | 0 | 0 | 0 | 0 | 0 | 0 | 0 | 0 | 0 | 0 | 0 | 0 | 0 | 0 | 0 | 0 | 0 | 0
F5_Commercial_OR - Miscellaneous_New_Food Preparation_Natural Gas_Fryer_A_Achievable Economic TRC Potential | F5 | Commercial | OR - Miscellaneous | New | Food Preparation | Natural Gas | Fryer | A | Incremental Summer Peak Savings (MW) | Achievable Economic TRC Potential | 0 | 0 | 0 | 0 | 0 | 0 | 0 | 0 | 0 | 0 | 0 | 0 | 0 | 0 | 0 | 0 | 0 | 0 | 0 | 0 | 0 | 0 | 0 | 0 | 0 | 0 | 0
F6_Commercial_OR - Miscellaneous_New_Food Preparation_Natural Gas_Fryer_A_Achievable Economic TRC Potential | F6 | Commercial | OR - Miscellaneous | New | Food Preparation | Natural Gas | Fryer | A | Incremental Winter Peak Savings (MW) | Achievable Economic TRC Potential | 0 | 0 | 0 | 0 | 0 | 0 | 0 | 0 | 0 | 0 | 0 | 0 | 0 | 0 | 0 | 0 | 0 | 0 | 0 | 0 | 0 | 0 | 0 | 0 | 0 | 0 | 0
F7_Commercial_OR - Miscellaneous_New_Food Preparation_Natural Gas_Fryer_A_Achievable Economic TRC Potential | F7 | Commercial | OR - Miscellaneous | New | Food Preparation | Natural Gas | Fryer | A | Cumulative Energy Savings (MWh or mTherms) | Achievable Economic TRC Potential | 0 | 0 | 0 | 0 | 0 | 0 | 0 | 0 | 0 | 0 | 0 | 0 | 0 | 0 | 0 | 0 | 0 | 0 | 0 | 0 | 0 | 0 | 0 | 0 | 0 | 0 | 0
F8_Commercial_OR - Miscellaneous_New_Food Preparation_Natural Gas_Fryer_A_Achievable Economic TRC Potential | F8 | Commercial | OR - Miscellaneous | New | Food Preparation | Natural Gas | Fryer | A | Cumulative Summer Peak Savings (MW) | Achievable Economic TRC Potential | 0 | 0 | 0 | 0 | 0 | 0 | 0 | 0 | 0 | 0 | 0 | 0 | 0 | 0 | 0 | 0 | 0 | 0 | 0 | 0 | 0 | 0 | 0 | 0 | 0 | 0 | 0
F9_Commercial_OR - Miscellaneous_New_Food Preparation_Natural Gas_Fryer_A_Achievable Economic TRC Potential | F9 | Commercial | OR - Miscellaneous | New | Food Preparation | Natural Gas | Fryer | A | Cumulative Winter Peak Savings (MW) | Achievable Economic TRC Potential | 0 | 0 | 0 | 0 | 0 | 0 | 0 | 0 | 0 | 0 | 0 | 0 | 0 | 0 | 0 | 0 | 0 | 0 | 0 | 0 | 0 | 0 | 0 | 0 | 0 | 0 | 0
F10_Commercial_OR - Miscellaneous_New_Food Preparation_Natural Gas_Fryer_A_Achievable Economic TRC Potential | F10 | Commercial | OR - Miscellaneous | New | Food Preparation | Natural Gas | Fryer | A | Purchases (Incremental) | Achievable Economic TRC Potential | 0 | 0 | 0 | 0 | 0 | 0 | 0 | 0 | 0 | 0 | 0 | 0 | 0 | 0 | 0 | 0 | 0 | 0 | 0 | 0 | 0 | 0 | 0 | 0 | 0 | 0 | 0
F11_Commercial_OR - Miscellaneous_New_Food Preparation_Natural Gas_Fryer_A_Achievable Economic TRC Potential | F11 | Commercial | OR - Miscellaneous | New | Food Preparation | Natural Gas | Fryer | A | Purchases (Cumulative) | Achievable Economic TRC Potential | 0 | 0 | 0 | 0 | 0 | 0 | 0 | 0 | 0 | 0 | 0 | 0 | 0 | 0 | 0 | 0 | 0 | 0 | 0 | 0 | 0 | 0 | 0 | 0 | 0 | 0 | 0
F1_Commercial_OR - Miscellaneous_New_Food Preparation_Natural Gas_Broiler_A_Achievable Economic TRC Potential | F1 | Commercial | OR - Miscellaneous | New | Food Preparation | Natural Gas | Broiler | A | Integrated Unit Energy Savings (kWh or therms) | Achievable Economic TRC Potential | 0 | 0 | 0 | 0 | 0 | 0 | 0 | 0 | 0 | 0 | 0 | 0 | 0 | 0 | 0 | 0 | 0 | 0 | 0 | 0 | 0 | 0 | 0 | 0 | 0 | 0 | 0
F2_Commercial_OR - Miscellaneous_New_Food Preparation_Natural Gas_Broiler_A_Achievable Economic TRC Potential | F2 | Commercial | OR - Miscellaneous | New | Food Preparation | Natural Gas | Broiler | A | Integrated Unit Summer Peak Savings (kW) | Achievable Economic TRC Potential | 0 | 0 | 0 | 0 | 0 | 0 | 0 | 0 | 0 | 0 | 0 | 0 | 0 | 0 | 0 | 0 | 0 | 0 | 0 | 0 | 0 | 0 | 0 | 0 | 0 | 0 | 0
F3_Commercial_OR - Miscellaneous_New_Food Preparation_Natural Gas_Broiler_A_Achievable Economic TRC Potential | F3 | Commercial | OR - Miscellaneous | New | Food Preparation | Natural Gas | Broiler | A | Integrated Unit Winter Peak Savings (kW) | Achievable Economic TRC Potential | 0 | 0 | 0 | 0 | 0 | 0 | 0 | 0 | 0 | 0 | 0 | 0 | 0 | 0 | 0 | 0 | 0 | 0 | 0 | 0 | 0 | 0 | 0 | 0 | 0 | 0 | 0
F4_Commercial_OR - Miscellaneous_New_Food Preparation_Natural Gas_Broiler_A_Achievable Economic TRC Potential | F4 | Commercial | OR - Miscellaneous | New | Food Preparation | Natural Gas | Broiler | A | Incremental Energy Savings (MWh or mTherms) | Achievable Economic TRC Potential | 0 | 0 | 0 | 0 | 0 | 0 | 0 | 0 | 0 | 0 | 0 | 0 | 0 | 0 | 0 | 0 | 0 | 0 | 0 | 0 | 0 | 0 | 0 | 0 | 0 | 0 | 0
F5_Commercial_OR - Miscellaneous_New_Food Preparation_Natural Gas_Broiler_A_Achievable Economic TRC Potential | F5 | Commercial | OR - Miscellaneous | New | Food Preparation | Natural Gas | Broiler | A | Incremental Summer Peak Savings (MW) | Achievable Economic TRC Potential | 0 | 0 | 0 | 0 | 0 | 0 | 0 | 0 | 0 | 0 | 0 | 0 | 0 | 0 | 0 | 0 | 0 | 0 | 0 | 0 | 0 | 0 | 0 | 0 | 0 | 0 | 0
F6_Commercial_OR - Miscellaneous_New_Food Preparation_Natural Gas_Broiler_A_Achievable Economic TRC Potential | F6 | Commercial | OR - Miscellaneous | New | Food Preparation | Natural Gas | Broiler | A | Incremental Winter Peak Savings (MW) | Achievable Economic TRC Potential | 0 | 0 | 0 | 0 | 0 | 0 | 0 | 0 | 0 | 0 | 0 | 0 | 0 | 0 | 0 | 0 | 0 | 0 | 0 | 0 | 0 | 0 | 0 | 0 | 0 | 0 | 0
F7_Commercial_OR - Miscellaneous_New_Food Preparation_Natural Gas_Broiler_A_Achievable Economic TRC Potential | F7 | Commercial | OR - Miscellaneous | New | Food Preparation | Natural Gas | Broiler | A | Cumulative Energy Savings (MWh or mTherms) | Achievable Economic TRC Potential | 0 | 0 | 0 | 0 | 0 | 0 | 0 | 0 | 0 | 0 | 0 | 0 | 0 | 0 | 0 | 0 | 0 | 0 | 0 | 0 | 0 | 0 | 0 | 0 | 0 | 0 | 0
F8_Commercial_OR - Miscellaneous_New_Food Preparation_Natural Gas_Broiler_A_Achievable Economic TRC Potential | F8 | Commercial | OR - Miscellaneous | New | Food Preparation | Natural Gas | Broiler | A | Cumulative Summer Peak Savings (MW) | Achievable Economic TRC Potential | 0 | 0 | 0 | 0 | 0 | 0 | 0 | 0 | 0 | 0 | 0 | 0 | 0 | 0 | 0 | 0 | 0 | 0 | 0 | 0 | 0 | 0 | 0 | 0 | 0 | 0 | 0
F9_Commercial_OR - Miscellaneous_New_Food Preparation_Natural Gas_Broiler_A_Achievable Economic TRC Potential | F9 | Commercial | OR - Miscellaneous | New | Food Preparation | Natural Gas | Broiler | A | Cumulative Winter Peak Savings (MW) | Achievable Economic TRC Potential | 0 | 0 | 0 | 0 | 0 | 0 | 0 | 0 | 0 | 0 | 0 | 0 | 0 | 0 | 0 | 0 | 0 | 0 | 0 | 0 | 0 | 0 | 0 | 0 | 0 | 0 | 0
F10_Commercial_OR - Miscellaneous_New_Food Preparation_Natural Gas_Broiler_A_Achievable Economic TRC Potential | F10 | Commercial | OR - Miscellaneous | New | Food Preparation | Natural Gas | Broiler | A | Purchases (Incremental) | Achievable Economic TRC Potential | 0 | 0 | 0 | 0 | 0 | 0 | 0 | 0 | 0 | 0 | 0 | 0 | 0 | 0 | 0 | 0 | 0 | 0 | 0 | 0 | 0 | 0 | 0 | 0 | 0 | 0 | 0
F11_Commercial_OR - Miscellaneous_New_Food Preparation_Natural Gas_Broiler_A_Achievable Economic TRC Potential | F11 | Commercial | OR - Miscellaneous | New | Food Preparation | Natural Gas | Broiler | A | Purchases (Cumulative) | Achievable Economic TRC Potential | 0 | 0 | 0 | 0 | 0 | 0 | 0 | 0 | 0 | 0 | 0 | 0 | 0 | 0 | 0 | 0 | 0 | 0 | 0 | 0 | 0 | 0 | 0 | 0 | 0 | 0 | 0
F1_Commercial_OR - Miscellaneous_New_Food Preparation_Natural Gas_Griddle_A_Achievable Economic TRC Potential | F1 | Commercial | OR - Miscellaneous | New | Food Preparation | Natural Gas | Griddle | A | Integrated Unit Energy Savings (kWh or therms) | Achievable Economic TRC Potential | 0 | 0 | 0 | 0 | 0 | 0 | 0 | 0 | 0 | 0 | 0 | 0 | 0 | 0 | 0 | 0 | 0 | 0 | 0 | 0 | 0 | 0 | 0 | 0 | 0 | 0 | 0
F2_Commercial_OR - Miscellaneous_New_Food Preparation_Natural Gas_Griddle_A_Achievable Economic TRC Potential | F2 | Commercial | OR - Miscellaneous | New | Food Preparation | Natural Gas | Griddle | A | Integrated Unit Summer Peak Savings (kW) | Achievable Economic TRC Potential | 0 | 0 | 0 | 0 | 0 | 0 | 0 | 0 | 0 | 0 | 0 | 0 | 0 | 0 | 0 | 0 | 0 | 0 | 0 | 0 | 0 | 0 | 0 | 0 | 0 | 0 | 0
F3_Commercial_OR - Miscellaneous_New_Food Preparation_Natural Gas_Griddle_A_Achievable Economic TRC Potential | F3 | Commercial | OR - Miscellaneous | New | Food Preparation | Natural Gas | Griddle | A | Integrated Unit Winter Peak Savings (kW) | Achievable Economic TRC Potential | 0 | 0 | 0 | 0 | 0 | 0 | 0 | 0 | 0 | 0 | 0 | 0 | 0 | 0 | 0 | 0 | 0 | 0 | 0 | 0 | 0 | 0 | 0 | 0 | 0 | 0 | 0
F4_Commercial_OR - Miscellaneous_New_Food Preparation_Natural Gas_Griddle_A_Achievable Economic TRC Potential | F4 | Commercial | OR - Miscellaneous | New | Food Preparation | Natural Gas | Griddle | A | Incremental Energy Savings (MWh or mTherms) | Achievable Economic TRC Potential | 0 | 0 | 0 | 0 | 0 | 0 | 0 | 0 | 0 | 0 | 0 | 0 | 0 | 0 | 0 | 0 | 0 | 0 | 0 | 0 | 0 | 0 | 0 | 0 | 0 | 0 | 0
F5_Commercial_OR - Miscellaneous_New_Food Preparation_Natural Gas_Griddle_A_Achievable Economic TRC Potential | F5 | Commercial | OR - Miscellaneous | New | Food Preparation | Natural Gas | Griddle | A | Incremental Summer Peak Savings (MW) | Achievable Economic TRC Potential | 0 | 0 | 0 | 0 | 0 | 0 | 0 | 0 | 0 | 0 | 0 | 0 | 0 | 0 | 0 | 0 | 0 | 0 | 0 | 0 | 0 | 0 | 0 | 0 | 0 | 0 | 0
F6_Commercial_OR - Miscellaneous_New_Food Preparation_Natural Gas_Griddle_A_Achievable Economic TRC Potential | F6 | Commercial | OR - Miscellaneous | New | Food Preparation | Natural Gas | Griddle | A | Incremental Winter Peak Savings (MW) | Achievable Economic TRC Potential | 0 | 0 | 0 | 0 | 0 | 0 | 0 | 0 | 0 | 0 | 0 | 0 | 0 | 0 | 0 | 0 | 0 | 0 | 0 | 0 | 0 | 0 | 0 | 0 | 0 | 0 | 0
F7_Commercial_OR - Miscellaneous_New_Food Preparation_Natural Gas_Griddle_A_Achievable Economic TRC Potential | F7 | Commercial | OR - Miscellaneous | New | Food Preparation | Natural Gas | Griddle | A | Cumulative Energy Savings (MWh or mTherms) | Achievable Economic TRC Potential | 0 | 0 | 0 | 0 | 0 | 0 | 0 | 0 | 0 | 0 | 0 | 0 | 0 | 0 | 0 | 0 | 0 | 0 | 0 | 0 | 0 | 0 | 0 | 0 | 0 | 0 | 0
F8_Commercial_OR - Miscellaneous_New_Food Preparation_Natural Gas_Griddle_A_Achievable Economic TRC Potential | F8 | Commercial | OR - Miscellaneous | New | Food Preparation | Natural Gas | Griddle | A | Cumulative Summer Peak Savings (MW) | Achievable Economic TRC Potential | 0 | 0 | 0 | 0 | 0 | 0 | 0 | 0 | 0 | 0 | 0 | 0 | 0 | 0 | 0 | 0 | 0 | 0 | 0 | 0 | 0 | 0 | 0 | 0 | 0 | 0 | 0
F9_Commercial_OR - Miscellaneous_New_Food Preparation_Natural Gas_Griddle_A_Achievable Economic TRC Potential | F9 | Commercial | OR - Miscellaneous | New | Food Preparation | Natural Gas | Griddle | A | Cumulative Winter Peak Savings (MW) | Achievable Economic TRC Potential | 0 | 0 | 0 | 0 | 0 | 0 | 0 | 0 | 0 | 0 | 0 | 0 | 0 | 0 | 0 | 0 | 0 | 0 | 0 | 0 | 0 | 0 | 0 | 0 | 0 | 0 | 0
F10_Commercial_OR - Miscellaneous_New_Food Preparation_Natural Gas_Griddle_A_Achievable Economic TRC Potential | F10 | Commercial | OR - Miscellaneous | New | Food Preparation | Natural Gas | Griddle | A | Purchases (Incremental) | Achievable Economic TRC Potential | 0 | 0 | 0 | 0 | 0 | 0 | 0 | 0 | 0 | 0 | 0 | 0 | 0 | 0 | 0 | 0 | 0 | 0 | 0 | 0 | 0 | 0 | 0 | 0 | 0 | 0 | 0
F11_Commercial_OR - Miscellaneous_New_Food Preparation_Natural Gas_Griddle_A_Achievable Economic TRC Potential | F11 | Commercial | OR - Miscellaneous | New | Food Preparation | Natural Gas | Griddle | A | Purchases (Cumulative) | Achievable Economic TRC Potential | 0 | 0 | 0 | 0 | 0 | 0 | 0 | 0 | 0 | 0 | 0 | 0 | 0 | 0 | 0 | 0 | 0 | 0 | 0 | 0 | 0 | 0 | 0 | 0 | 0 | 0 | 0
F1_Commercial_OR - Miscellaneous_New_Food Preparation_Natural Gas_Range_A_Achievable Economic TRC Potential | F1 | Commercial | OR - Miscellaneous | New | Food Preparation | Natural Gas | Range | A | Integrated Unit Energy Savings (kWh or therms) | Achievable Economic TRC Potential | 0 | 0 | 0 | 0 | 0 | 0 | 0 | 0 | 0 | 0 | 0 | 0 | 0 | 0 | 0 | 0 | 0 | 0 | 0 | 0 | 0 | 0 | 0 | 0 | 0 | 0 | 0
F2_Commercial_OR - Miscellaneous_New_Food Preparation_Natural Gas_Range_A_Achievable Economic TRC Potential | F2 | Commercial | OR - Miscellaneous | New | Food Preparation | Natural Gas | Range | A | Integrated Unit Summer Peak Savings (kW) | Achievable Economic TRC Potential | 0 | 0 | 0 | 0 | 0 | 0 | 0 | 0 | 0 | 0 | 0 | 0 | 0 | 0 | 0 | 0 | 0 | 0 | 0 | 0 | 0 | 0 | 0 | 0 | 0 | 0 | 0
F3_Commercial_OR - Miscellaneous_New_Food Preparation_Natural Gas_Range_A_Achievable Economic TRC Potential | F3 | Commercial | OR - Miscellaneous | New | Food Preparation | Natural Gas | Range | A | Integrated Unit Winter Peak Savings (kW) | Achievable Economic TRC Potential | 0 | 0 | 0 | 0 | 0 | 0 | 0 | 0 | 0 | 0 | 0 | 0 | 0 | 0 | 0 | 0 | 0 | 0 | 0 | 0 | 0 | 0 | 0 | 0 | 0 | 0 | 0
F4_Commercial_OR - Miscellaneous_New_Food Preparation_Natural Gas_Range_A_Achievable Economic TRC Potential | F4 | Commercial | OR - Miscellaneous | New | Food Preparation | Natural Gas | Range | A | Incremental Energy Savings (MWh or mTherms) | Achievable Economic TRC Potential | 0 | 0 | 0 | 0 | 0 | 0 | 0 | 0 | 0 | 0 | 0 | 0 | 0 | 0 | 0 | 0 | 0 | 0 | 0 | 0 | 0 | 0 | 0 | 0 | 0 | 0 | 0
F5_Commercial_OR - Miscellaneous_New_Food Preparation_Natural Gas_Range_A_Achievable Economic TRC Potential | F5 | Commercial | OR - Miscellaneous | New | Food Preparation | Natural Gas | Range | A | Incremental Summer Peak Savings (MW) | Achievable Economic TRC Potential | 0 | 0 | 0 | 0 | 0 | 0 | 0 | 0 | 0 | 0 | 0 | 0 | 0 | 0 | 0 | 0 | 0 | 0 | 0 | 0 | 0 | 0 | 0 | 0 | 0 | 0 | 0
F6_Commercial_OR - Miscellaneous_New_Food Preparation_Natural Gas_Range_A_Achievable Economic TRC Potential | F6 | Commercial | OR - Miscellaneous | New | Food Preparation | Natural Gas | Range | A | Incremental Winter Peak Savings (MW) | Achievable Economic TRC Potential | 0 | 0 | 0 | 0 | 0 | 0 | 0 | 0 | 0 | 0 | 0 | 0 | 0 | 0 | 0 | 0 | 0 | 0 | 0 | 0 | 0 | 0 | 0 | 0 | 0 | 0 | 0
F7_Commercial_OR - Miscellaneous_New_Food Preparation_Natural Gas_Range_A_Achievable Economic TRC Potential | F7 | Commercial | OR - Miscellaneous | New | Food Preparation | Natural Gas | Range | A | Cumulative Energy Savings (MWh or mTherms) | Achievable Economic TRC Potential | 0 | 0 | 0 | 0 | 0 | 0 | 0 | 0 | 0 | 0 | 0 | 0 | 0 | 0 | 0 | 0 | 0 | 0 | 0 | 0 | 0 | 0 | 0 | 0 | 0 | 0 | 0
F8_Commercial_OR - Miscellaneous_New_Food Preparation_Natural Gas_Range_A_Achievable Economic TRC Potential | F8 | Commercial | OR - Miscellaneous | New | Food Preparation | Natural Gas | Range | A | Cumulative Summer Peak Savings (MW) | Achievable Economic TRC Potential | 0 | 0 | 0 | 0 | 0 | 0 | 0 | 0 | 0 | 0 | 0 | 0 | 0 | 0 | 0 | 0 | 0 | 0 | 0 | 0 | 0 | 0 | 0 | 0 | 0 | 0 | 0
F9_Commercial_OR - Miscellaneous_New_Food Preparation_Natural Gas_Range_A_Achievable Economic TRC Potential | F9 | Commercial | OR - Miscellaneous | New | Food Preparation | Natural Gas | Range | A | Cumulative Winter Peak Savings (MW) | Achievable Economic TRC Potential | 0 | 0 | 0 | 0 | 0 | 0 | 0 | 0 | 0 | 0 | 0 | 0 | 0 | 0 | 0 | 0 | 0 | 0 | 0 | 0 | 0 | 0 | 0 | 0 | 0 | 0 | 0
F10_Commercial_OR - Miscellaneous_New_Food Preparation_Natural Gas_Range_A_Achievable Economic TRC Potential | F10 | Commercial | OR - Miscellaneous | New | Food Preparation | Natural Gas | Range | A | Purchases (Incremental) | Achievable Economic TRC Potential | 0 | 0 | 0 | 0 | 0 | 0 | 0 | 0 | 0 | 0 | 0 | 0 | 0 | 0 | 0 | 0 | 0 | 0 | 0 | 0 | 0 | 0 | 0 | 0 | 0 | 0 | 0
F11_Commercial_OR - Miscellaneous_New_Food Preparation_Natural Gas_Range_A_Achievable Economic TRC Potential | F11 | Commercial | OR - Miscellaneous | New | Food Preparation | Natural Gas | Range | A | Purchases (Cumulative) | Achievable Economic TRC Potential | 0 | 0 | 0 | 0 | 0 | 0 | 0 | 0 | 0 | 0 | 0 | 0 | 0 | 0 | 0 | 0 | 0 | 0 | 0 | 0 | 0 | 0 | 0 | 0 | 0 | 0 | 0
F1_Commercial_OR - Miscellaneous_New_Food Preparation_Natural Gas_Steamer_A_Achievable Economic TRC Potential | F1 | Commercial | OR - Miscellaneous | New | Food Preparation | Natural Gas | Steamer | A | Integrated Unit Energy Savings (kWh or therms) | Achievable Economic TRC Potential | 0 | 0 | 0 | 0 | 0 | 0 | 0 | 0 | 0 | 0 | 0 | 0 | 0 | 0 | 0 | 0 | 0 | 0 | 0 | 0 | 0 | 0 | 0 | 0 | 0 | 0 | 0
F2_Commercial_OR - Miscellaneous_New_Food Preparation_Natural Gas_Steamer_A_Achievable Economic TRC Potential | F2 | Commercial | OR - Miscellaneous | New | Food Preparation | Natural Gas | Steamer | A | Integrated Unit Summer Peak Savings (kW) | Achievable Economic TRC Potential | 0 | 0 | 0 | 0 | 0 | 0 | 0 | 0 | 0 | 0 | 0 | 0 | 0 | 0 | 0 | 0 | 0 | 0 | 0 | 0 | 0 | 0 | 0 | 0 | 0 | 0 | 0
F3_Commercial_OR - Miscellaneous_New_Food Preparation_Natural Gas_Steamer_A_Achievable Economic TRC Potential | F3 | Commercial | OR - Miscellaneous | New | Food Preparation | Natural Gas | Steamer | A | Integrated Unit Winter Peak Savings (kW) | Achievable Economic TRC Potential | 0 | 0 | 0 | 0 | 0 | 0 | 0 | 0 | 0 | 0 | 0 | 0 | 0 | 0 | 0 | 0 | 0 | 0 | 0 | 0 | 0 | 0 | 0 | 0 | 0 | 0 | 0
F4_Commercial_OR - Miscellaneous_New_Food Preparation_Natural Gas_Steamer_A_Achievable Economic TRC Potential | F4 | Commercial | OR - Miscellaneous | New | Food Preparation | Natural Gas | Steamer | A | Incremental Energy Savings (MWh or mTherms) | Achievable Economic TRC Potential | 0 | 0 | 0 | 0 | 0 | 0 | 0 | 0 | 0 | 0 | 0 | 0 | 0 | 0 | 0 | 0 | 0 | 0 | 0 | 0 | 0 | 0 | 0 | 0 | 0 | 0 | 0
F5_Commercial_OR - Miscellaneous_New_Food Preparation_Natural Gas_Steamer_A_Achievable Economic TRC Potential | F5 | Commercial | OR - Miscellaneous | New | Food Preparation | Natural Gas | Steamer | A | Incremental Summer Peak Savings (MW) | Achievable Economic TRC Potential | 0 | 0 | 0 | 0 | 0 | 0 | 0 | 0 | 0 | 0 | 0 | 0 | 0 | 0 | 0 | 0 | 0 | 0 | 0 | 0 | 0 | 0 | 0 | 0 | 0 | 0 | 0
F6_Commercial_OR - Miscellaneous_New_Food Preparation_Natural Gas_Steamer_A_Achievable Economic TRC Potential | F6 | Commercial | OR - Miscellaneous | New | Food Preparation | Natural Gas | Steamer | A | Incremental Winter Peak Savings (MW) | Achievable Economic TRC Potential | 0 | 0 | 0 | 0 | 0 | 0 | 0 | 0 | 0 | 0 | 0 | 0 | 0 | 0 | 0 | 0 | 0 | 0 | 0 | 0 | 0 | 0 | 0 | 0 | 0 | 0 | 0
F7_Commercial_OR - Miscellaneous_New_Food Preparation_Natural Gas_Steamer_A_Achievable Economic TRC Potential | F7 | Commercial | OR - Miscellaneous | New | Food Preparation | Natural Gas | Steamer | A | Cumulative Energy Savings (MWh or mTherms) | Achievable Economic TRC Potential | 0 | 0 | 0 | 0 | 0 | 0 | 0 | 0 | 0 | 0 | 0 | 0 | 0 | 0 | 0 | 0 | 0 | 0 | 0 | 0 | 0 | 0 | 0 | 0 | 0 | 0 | 0
F8_Commercial_OR - Miscellaneous_New_Food Preparation_Natural Gas_Steamer_A_Achievable Economic TRC Potential | F8 | Commercial | OR - Miscellaneous | New | Food Preparation | Natural Gas | Steamer | A | Cumulative Summer Peak Savings (MW) | Achievable Economic TRC Potential | 0 | 0 | 0 | 0 | 0 | 0 | 0 | 0 | 0 | 0 | 0 | 0 | 0 | 0 | 0 | 0 | 0 | 0 | 0 | 0 | 0 | 0 | 0 | 0 | 0 | 0 | 0
F9_Commercial_OR - Miscellaneous_New_Food Preparation_Natural Gas_Steamer_A_Achievable Economic TRC Potential | F9 | Commercial | OR - Miscellaneous | New | Food Preparation | Natural Gas | Steamer | A | Cumulative Winter Peak Savings (MW) | Achievable Economic TRC Potential | 0 | 0 | 0 | 0 | 0 | 0 | 0 | 0 | 0 | 0 | 0 | 0 | 0 | 0 | 0 | 0 | 0 | 0 | 0 | 0 | 0 | 0 | 0 | 0 | 0 | 0 | 0
F10_Commercial_OR - Miscellaneous_New_Food Preparation_Natural Gas_Steamer_A_Achievable Economic TRC Potential | F10 | Commercial | OR - Miscellaneous | New | Food Preparation | Natural Gas | Steamer | A | Purchases (Incremental) | Achievable Economic TRC Potential | 0 | 0 | 0 | 0 | 0 | 0 | 0 | 0 | 0 | 0 | 0 | 0 | 0 | 0 | 0 | 0 | 0 | 0 | 0 | 0 | 0 | 0 | 0 | 0 | 0 | 0 | 0
F11_Commercial_OR - Miscellaneous_New_Food Preparation_Natural Gas_Steamer_A_Achievable Economic TRC Potential | F11 | Commercial | OR - Miscellaneous | New | Food Preparation | Natural Gas | Steamer | A | Purchases (Cumulative) | Achievable Economic TRC Potential | 0 | 0 | 0 | 0 | 0 | 0 | 0 | 0 | 0 | 0 | 0 | 0 | 0 | 0 | 0 | 0 | 0 | 0 | 0 | 0 | 0 | 0 | 0 | 0 | 0 | 0 | 0
F1_Commercial_OR - Miscellaneous_New_Food Preparation_Natural Gas_Commercial Food Prep Other_A_Achievable Economic TRC Potential | F1 | Commercial | OR - Miscellaneous | New | Food Preparation | Natural Gas | Commercial Food Prep Other | A | Integrated Unit Energy Savings (kWh or therms) | Achievable Economic TRC Potential | 0 | 0 | 0 | 0 | 0 | 0 | 0 | 0 | 0 | 0 | 0 | 0 | 0 | 0 | 0 | 0 | 0 | 0 | 0 | 0 | 0 | 0 | 0 | 0 | 0 | 0 | 0
F2_Commercial_OR - Miscellaneous_New_Food Preparation_Natural Gas_Commercial Food Prep Other_A_Achievable Economic TRC Potential | F2 | Commercial | OR - Miscellaneous | New | Food Preparation | Natural Gas | Commercial Food Prep Other | A | Integrated Unit Summer Peak Savings (kW) | Achievable Economic TRC Potential | 0 | 0 | 0 | 0 | 0 | 0 | 0 | 0 | 0 | 0 | 0 | 0 | 0 | 0 | 0 | 0 | 0 | 0 | 0 | 0 | 0 | 0 | 0 | 0 | 0 | 0 | 0
F3_Commercial_OR - Miscellaneous_New_Food Preparation_Natural Gas_Commercial Food Prep Other_A_Achievable Economic TRC Potential | F3 | Commercial | OR - Miscellaneous | New | Food Preparation | Natural Gas | Commercial Food Prep Other | A | Integrated Unit Winter Peak Savings (kW) | Achievable Economic TRC Potential | 0 | 0 | 0 | 0 | 0 | 0 | 0 | 0 | 0 | 0 | 0 | 0 | 0 | 0 | 0 | 0 | 0 | 0 | 0 | 0 | 0 | 0 | 0 | 0 | 0 | 0 | 0
F4_Commercial_OR - Miscellaneous_New_Food Preparation_Natural Gas_Commercial Food Prep Other_A_Achievable Economic TRC Potential | F4 | Commercial | OR - Miscellaneous | New | Food Preparation | Natural Gas | Commercial Food Prep Other | A | Incremental Energy Savings (MWh or mTherms) | Achievable Economic TRC Potential | 0 | 0 | 0 | 0 | 0 | 0 | 0 | 0 | 0 | 0 | 0 | 0 | 0 | 0 | 0 | 0 | 0 | 0 | 0 | 0 | 0 | 0 | 0 | 0 | 0 | 0 | 0
F5_Commercial_OR - Miscellaneous_New_Food Preparation_Natural Gas_Commercial Food Prep Other_A_Achievable Economic TRC Potential | F5 | Commercial | OR - Miscellaneous | New | Food Preparation | Natural Gas | Commercial Food Prep Other | A | Incremental Summer Peak Savings (MW) | Achievable Economic TRC Potential | 0 | 0 | 0 | 0 | 0 | 0 | 0 | 0 | 0 | 0 | 0 | 0 | 0 | 0 | 0 | 0 | 0 | 0 | 0 | 0 | 0 | 0 | 0 | 0 | 0 | 0 | 0
F6_Commercial_OR - Miscellaneous_New_Food Preparation_Natural Gas_Commercial Food Prep Other_A_Achievable Economic TRC Potential | F6 | Commercial | OR - Miscellaneous | New | Food Preparation | Natural Gas | Commercial Food Prep Other | A | Incremental Winter Peak Savings (MW) | Achievable Economic TRC Potential | 0 | 0 | 0 | 0 | 0 | 0 | 0 | 0 | 0 | 0 | 0 | 0 | 0 | 0 | 0 | 0 | 0 | 0 | 0 | 0 | 0 | 0 | 0 | 0 | 0 | 0 | 0
F7_Commercial_OR - Miscellaneous_New_Food Preparation_Natural Gas_Commercial Food Prep Other_A_Achievable Economic TRC Potential | F7 | Commercial | OR - Miscellaneous | New | Food Preparation | Natural Gas | Commercial Food Prep Other | A | Cumulative Energy Savings (MWh or mTherms) | Achievable Economic TRC Potential | 0 | 0 | 0 | 0 | 0 | 0 | 0 | 0 | 0 | 0 | 0 | 0 | 0 | 0 | 0 | 0 | 0 | 0 | 0 | 0 | 0 | 0 | 0 | 0 | 0 | 0 | 0
F8_Commercial_OR - Miscellaneous_New_Food Preparation_Natural Gas_Commercial Food Prep Other_A_Achievable Economic TRC Potential | F8 | Commercial | OR - Miscellaneous | New | Food Preparation | Natural Gas | Commercial Food Prep Other | A | Cumulative Summer Peak Savings (MW) | Achievable Economic TRC Potential | 0 | 0 | 0 | 0 | 0 | 0 | 0 | 0 | 0 | 0 | 0 | 0 | 0 | 0 | 0 | 0 | 0 | 0 | 0 | 0 | 0 | 0 | 0 | 0 | 0 | 0 | 0
F9_Commercial_OR - Miscellaneous_New_Food Preparation_Natural Gas_Commercial Food Prep Other_A_Achievable Economic TRC Potential | F9 | Commercial | OR - Miscellaneous | New | Food Preparation | Natural Gas | Commercial Food Prep Other | A | Cumulative Winter Peak Savings (MW) | Achievable Economic TRC Potential | 0 | 0 | 0 | 0 | 0 | 0 | 0 | 0 | 0 | 0 | 0 | 0 | 0 | 0 | 0 | 0 | 0 | 0 | 0 | 0 | 0 | 0 | 0 | 0 | 0 | 0 | 0
F10_Commercial_OR - Miscellaneous_New_Food Preparation_Natural Gas_Commercial Food Prep Other_A_Achievable Economic TRC Potential | F10 | Commercial | OR - Miscellaneous | New | Food Preparation | Natural Gas | Commercial Food Prep Other | A | Purchases (Incremental) | Achievable Economic TRC Potential | 0 | 0 | 0 | 0 | 0 | 0 | 0 | 0 | 0 | 0 | 0 | 0 | 0 | 0 | 0 | 0 | 0 | 0 | 0 | 0 | 0 | 0 | 0 | 0 | 0 | 0 | 0
F11_Commercial_OR - Miscellaneous_New_Food Preparation_Natural Gas_Commercial Food Prep Other_A_Achievable Economic TRC Potential | F11 | Commercial | OR - Miscellaneous | New | Food Preparation | Natural Gas | Commercial Food Prep Other | A | Purchases (Cumulative) | Achievable Economic TRC Potential | 0 | 0 | 0 | 0 | 0 | 0 | 0 | 0 | 0 | 0 | 0 | 0 | 0 | 0 | 0 | 0 | 0 | 0 | 0 | 0 | 0 | 0 | 0 | 0 | 0 | 0 | 0
F1_Commercial_OR - Miscellaneous_New_Miscellaneous_Natural Gas_Pool Heater_A_Achievable Economic TRC Potential | F1 | Commercial | OR - Miscellaneous | New | Miscellaneous | Natural Gas | Pool Heater | A | Integrated Unit Energy Savings (kWh or therms) | Achievable Economic TRC Potential | 0 | 0 | 0 | 0 | 0 | 0 | 0 | 0 | 0 | 0 | 0 | 0 | 0 | 0 | 0 | 0 | 0 | 0 | 0 | 0 | 0 | 0 | 0 | 0 | 0 | 0 | 0
F2_Commercial_OR - Miscellaneous_New_Miscellaneous_Natural Gas_Pool Heater_A_Achievable Economic TRC Potential | F2 | Commercial | OR - Miscellaneous | New | Miscellaneous | Natural Gas | Pool Heater | A | Integrated Unit Summer Peak Savings (kW) | Achievable Economic TRC Potential | 0 | 0 | 0 | 0 | 0 | 0 | 0 | 0 | 0 | 0 | 0 | 0 | 0 | 0 | 0 | 0 | 0 | 0 | 0 | 0 | 0 | 0 | 0 | 0 | 0 | 0 | 0
F3_Commercial_OR - Miscellaneous_New_Miscellaneous_Natural Gas_Pool Heater_A_Achievable Economic TRC Potential | F3 | Commercial | OR - Miscellaneous | New | Miscellaneous | Natural Gas | Pool Heater | A | Integrated Unit Winter Peak Savings (kW) | Achievable Economic TRC Potential | 0 | 0 | 0 | 0 | 0 | 0 | 0 | 0 | 0 | 0 | 0 | 0 | 0 | 0 | 0 | 0 | 0 | 0 | 0 | 0 | 0 | 0 | 0 | 0 | 0 | 0 | 0
F4_Commercial_OR - Miscellaneous_New_Miscellaneous_Natural Gas_Pool Heater_A_Achievable Economic TRC Potential | F4 | Commercial | OR - Miscellaneous | New | Miscellaneous | Natural Gas | Pool Heater | A | Incremental Energy Savings (MWh or mTherms) | Achievable Economic TRC Potential | 0 | 0 | 0 | 0 | 0 | 0 | 0 | 0 | 0 | 0 | 0 | 0 | 0 | 0 | 0 | 0 | 0 | 0 | 0 | 0 | 0 | 0 | 0 | 0 | 0 | 0 | 0
F5_Commercial_OR - Miscellaneous_New_Miscellaneous_Natural Gas_Pool Heater_A_Achievable Economic TRC Potential | F5 | Commercial | OR - Miscellaneous | New | Miscellaneous | Natural Gas | Pool Heater | A | Incremental Summer Peak Savings (MW) | Achievable Economic TRC Potential | 0 | 0 | 0 | 0 | 0 | 0 | 0 | 0 | 0 | 0 | 0 | 0 | 0 | 0 | 0 | 0 | 0 | 0 | 0 | 0 | 0 | 0 | 0 | 0 | 0 | 0 | 0
F6_Commercial_OR - Miscellaneous_New_Miscellaneous_Natural Gas_Pool Heater_A_Achievable Economic TRC Potential | F6 | Commercial | OR - Miscellaneous | New | Miscellaneous | Natural Gas | Pool Heater | A | Incremental Winter Peak Savings (MW) | Achievable Economic TRC Potential | 0 | 0 | 0 | 0 | 0 | 0 | 0 | 0 | 0 | 0 | 0 | 0 | 0 | 0 | 0 | 0 | 0 | 0 | 0 | 0 | 0 | 0 | 0 | 0 | 0 | 0 | 0
F7_Commercial_OR - Miscellaneous_New_Miscellaneous_Natural Gas_Pool Heater_A_Achievable Economic TRC Potential | F7 | Commercial | OR - Miscellaneous | New | Miscellaneous | Natural Gas | Pool Heater | A | Cumulative Energy Savings (MWh or mTherms) | Achievable Economic TRC Potential | 0 | 0 | 0 | 0 | 0 | 0 | 0 | 0 | 0 | 0 | 0 | 0 | 0 | 0 | 0 | 0 | 0 | 0 | 0 | 0 | 0 | 0 | 0 | 0 | 0 | 0 | 0
F8_Commercial_OR - Miscellaneous_New_Miscellaneous_Natural Gas_Pool Heater_A_Achievable Economic TRC Potential | F8 | Commercial | OR - Miscellaneous | New | Miscellaneous | Natural Gas | Pool Heater | A | Cumulative Summer Peak Savings (MW) | Achievable Economic TRC Potential | 0 | 0 | 0 | 0 | 0 | 0 | 0 | 0 | 0 | 0 | 0 | 0 | 0 | 0 | 0 | 0 | 0 | 0 | 0 | 0 | 0 | 0 | 0 | 0 | 0 | 0 | 0
F9_Commercial_OR - Miscellaneous_New_Miscellaneous_Natural Gas_Pool Heater_A_Achievable Economic TRC Potential | F9 | Commercial | OR - Miscellaneous | New | Miscellaneous | Natural Gas | Pool Heater | A | Cumulative Winter Peak Savings (MW) | Achievable Economic TRC Potential | 0 | 0 | 0 | 0 | 0 | 0 | 0 | 0 | 0 | 0 | 0 | 0 | 0 | 0 | 0 | 0 | 0 | 0 | 0 | 0 | 0 | 0 | 0 | 0 | 0 | 0 | 0
F10_Commercial_OR - Miscellaneous_New_Miscellaneous_Natural Gas_Pool Heater_A_Achievable Economic TRC Potential | F10 | Commercial | OR - Miscellaneous | New | Miscellaneous | Natural Gas | Pool Heater | A | Purchases (Incremental) | Achievable Economic TRC Potential | 0 | 0 | 0 | 0 | 0 | 0 | 0 | 0 | 0 | 0 | 0 | 0 | 0 | 0 | 0 | 0 | 0 | 0 | 0 | 0 | 0 | 0 | 0 | 0 | 0 | 0 | 0
F11_Commercial_OR - Miscellaneous_New_Miscellaneous_Natural Gas_Pool Heater_A_Achievable Economic TRC Potential | F11 | Commercial | OR - Miscellaneous | New | Miscellaneous | Natural Gas | Pool Heater | A | Purchases (Cumulative) | Achievable Economic TRC Potential | 0 | 0 | 0 | 0 | 0 | 0 | 0 | 0 | 0 | 0 | 0 | 0 | 0 | 0 | 0 | 0 | 0 | 0 | 0 | 0 | 0 | 0 | 0 | 0 | 0 | 0 | 0
F1_Commercial_Interruptible - College_Existing_Space Heating_Natural Gas_Furnace_A_Achievable Economic TRC Potential | F1 | Commercial | Interruptible - College | Existing | Space Heating | Natural Gas | Furnace | A | Integrated Unit Energy Savings (kWh or therms) | Achievable Economic TRC Potential | 0 | 243.0543 | 242.1118 | 81.8666 | 81.8666 | 81.8666 | 81.8666 | 81.8666 | 81.8666 | 81.8666 | 81.8666 | 81.8666 | 81.8666 | 81.8666 | 81.8666 | 81.8666 | 81.8666 | 81.8666 | 81.8666 | 81.8666 | 81.8666 | 81.8666 | 81.8666 | 81.8666 | 81.8666 | 81.8666 | 81.8666
F2_Commercial_Interruptible - College_Existing_Space Heating_Natural Gas_Furnace_A_Achievable Economic TRC Potential | F2 | Commercial | Interruptible - College | Existing | Space Heating | Natural Gas | Furnace | A | Integrated Unit Summer Peak Savings (kW) | Achievable Economic TRC Potential | 0 | 0 | 0 | 0 | 0 | 0 | 0 | 0 | 0 | 0 | 0 | 0 | 0 | 0 | 0 | 0 | 0 | 0 | 0 | 0 | 0 | 0 | 0 | 0 | 0 | 0 | 0
F3_Commercial_Interruptible - College_Existing_Space Heating_Natural Gas_Furnace_A_Achievable Economic TRC Potential | F3 | Commercial | Interruptible - College | Existing | Space Heating | Natural Gas | Furnace | A | Integrated Unit Winter Peak Savings (kW) | Achievable Economic TRC Potential | 0 | 0 | 0 | 0 | 0 | 0 | 0 | 0 | 0 | 0 | 0 | 0 | 0 | 0 | 0 | 0 | 0 | 0 | 0 | 0 | 0 | 0 | 0 | 0 | 0 | 0 | 0
F4_Commercial_Interruptible - College_Existing_Space Heating_Natural Gas_Furnace_A_Achievable Economic TRC Potential | F4 | Commercial | Interruptible - College | Existing | Space Heating | Natural Gas | Furnace | A | Incremental Energy Savings (MWh or mTherms) | Achievable Economic TRC Potential | 0 | 0 | 0.00014009 | 8.2802e-05 | 0.00020393 | 0.00042971 | 0.0008179 | 0.0014422 | 0.0023894 | 0.003752 | 0.0055679 | 0.0078569 | 0.010587 | 0.013665 | 0.016939 | 0.020218 | 0.023301 | 0.026023 | 0.028283 | 0.027755 | 0.026868 | 0.026031 | 0.024959 | 0.024081 | 0.023387 | 0.022822 | 0.022435
F5_Commercial_Interruptible - College_Existing_Space Heating_Natural Gas_Furnace_A_Achievable Economic TRC Potential | F5 | Commercial | Interruptible - College | Existing | Space Heating | Natural Gas | Furnace | A | Incremental Summer Peak Savings (MW) | Achievable Economic TRC Potential | 0 | 0 | 0 | 0 | 0 | 0 | 0 | 0 | 0 | 0 | 0 | 0 | 0 | 0 | 0 | 0 | 0 | 0 | 0 | 0 | 0 | 0 | 0 | 0 | 0 | 0 | 0
F6_Commercial_Interruptible - College_Existing_Space Heating_Natural Gas_Furnace_A_Achievable Economic TRC Potential | F6 | Commercial | Interruptible - College | Existing | Space Heating | Natural Gas | Furnace | A | Incremental Winter Peak Savings (MW) | Achievable Economic TRC Potential | 0 | 0 | 0 | 0 | 0 | 0 | 0 | 0 | 0 | 0 | 0 | 0 | 0 | 0 | 0 | 0 | 0 | 0 | 0 | 0 | 0 | 0 | 0 | 0 | 0 | 0 | 0
F7_Commercial_Interruptible - College_Existing_Space Heating_Natural Gas_Furnace_A_Achievable Economic TRC Potential | F7 | Commercial | Interruptible - College | Existing | Space Heating | Natural Gas | Furnace | A | Cumulative Energy Savings (MWh or mTherms) | Achievable Economic TRC Potential | 0 | 0 | 0.00014009 | 0.00013017 | 0.0003341 | 0.00076381 | 0.0015817 | 0.0030239 | 0.0054134 | 0.0091653 | 0.014733 | 0.02259 | 0.033177 | 0.046842 | 0.063781 | 0.083998 | 0.1073 | 0.13332 | 0.16161 | 0.18936 | 0.21623 | 0.24226 | 0.26722 | 0.2913 | 0.31469 | 0.33751 | 0.35994
F8_Commercial_Interruptible - College_Existing_Space Heating_Natural Gas_Furnace_A_Achievable Economic TRC Potential | F8 | Commercial | Interruptible - College | Existing | Space Heating | Natural Gas | Furnace | A | Cumulative Summer Peak Savings (MW) | Achievable Economic TRC Potential | 0 | 0 | 0 | 0 | 0 | 0 | 0 | 0 | 0 | 0 | 0 | 0 | 0 | 0 | 0 | 0 | 0 | 0 | 0 | 0 | 0 | 0 | 0 | 0 | 0 | 0 | 0
F9_Commercial_Interruptible - College_Existing_Space Heating_Natural Gas_Furnace_A_Achievable Economic TRC Potential | F9 | Commercial | Interruptible - College | Existing | Space Heating | Natural Gas | Furnace | A | Cumulative Winter Peak Savings (MW) | Achievable Economic TRC Potential | 0 | 0 | 0 | 0 | 0 | 0 | 0 | 0 | 0 | 0 | 0 | 0 | 0 | 0 | 0 | 0 | 0 | 0 | 0 | 0 | 0 | 0 | 0 | 0 | 0 | 0 | 0
F10_Commercial_Interruptible - College_Existing_Space Heating_Natural Gas_Furnace_A_Achievable Economic TRC Potential | F10 | Commercial | Interruptible - College | Existing | Space Heating | Natural Gas | Furnace | A | Purchases (Incremental) | Achievable Economic TRC Potential | 0 | 0 | 0.0005786 | 0.0010114 | 0.002491 | 0.0052489 | 0.0099907 | 0.017617 | 0.029187 | 0.04583 | 0.068012 | 0.095972 | 0.12932 | 0.16691 | 0.20691 | 0.24696 | 0.28463 | 0.31787 | 0.34548 | 0.33902 | 0.32819 | 0.31796 | 0.30487 | 0.29415 | 0.28568 | 0.27877 | 0.27405
F11_Commercial_Interruptible - College_Existing_Space Heating_Natural Gas_Furnace_A_Achievable Economic TRC Potential | F11 | Commercial | Interruptible - College | Existing | Space Heating | Natural Gas | Furnace | A | Purchases (Cumulative) | Achievable Economic TRC Potential | 0 | 0 | 0.0005786 | 0.00159 | 0.004081 | 0.0093299 | 0.019321 | 0.036937 | 0.066124 | 0.11195 | 0.17997 | 0.27594 | 0.40526 | 0.57217 | 0.77908 | 1.026 | 1.3107 | 1.6285 | 1.974 | 2.313 | 2.6412 | 2.9592 | 3.2641 | 3.5582 | 3.8439 | 4.1227 | 4.3967
F1_Commercial_Interruptible - College_Existing_Space Heating_Natural Gas_Boiler_A_Achievable Economic TRC Potential | F1 | Commercial | Interruptible - College | Existing | Space Heating | Natural Gas | Boiler | A | Integrated Unit Energy Savings (kWh or therms) | Achievable Economic TRC Potential | 0 | 375.9733 | 374.5154 | 374.5154 | 374.5154 | 374.5154 | 374.5154 | 374.5154 | 374.5154 | 374.5154 | 374.5154 | 374.5154 | 374.5154 | 374.5154 | 374.5154 | 374.5154 | 374.5154 | 374.5154 | 374.5154 | 374.5154 | 374.5154 | 374.5154 | 374.5154 | 374.5154 | 374.5154 | 374.5154 | 374.5154
F2_Commercial_Interruptible - College_Existing_Space Heating_Natural Gas_Boiler_A_Achievable Economic TRC Potential | F2 | Commercial | Interruptible - College | Existing | Space Heating | Natural Gas | Boiler | A | Integrated Unit Summer Peak Savings (kW) | Achievable Economic TRC Potential | 0 | 0 | 0 | 0 | 0 | 0 | 0 | 0 | 0 | 0 | 0 | 0 | 0 | 0 | 0 | 0 | 0 | 0 | 0 | 0 | 0 | 0 | 0 | 0 | 0 | 0 | 0
F3_Commercial_Interruptible - College_Existing_Space Heating_Natural Gas_Boiler_A_Achievable Economic TRC Potential | F3 | Commercial | Interruptible - College | Existing | Space Heating | Natural Gas | Boiler | A | Integrated Unit Winter Peak Savings (kW) | Achievable Economic TRC Potential | 0 | 0 | 0 | 0 | 0 | 0 | 0 | 0 | 0 | 0 | 0 | 0 | 0 | 0 | 0 | 0 | 0 | 0 | 0 | 0 | 0 | 0 | 0 | 0 | 0 | 0 | 0
F4_Commercial_Interruptible - College_Existing_Space Heating_Natural Gas_Boiler_A_Achievable Economic TRC Potential | F4 | Commercial | Interruptible - College | Existing | Space Heating | Natural Gas | Boiler | A | Incremental Energy Savings (MWh or mTherms) | Achievable Economic TRC Potential | 0 | 0 | 0 | 0 | 0 | 0 | 0 | 0 | 0 | 0 | 0 | 0 | 0 | 0 | 0 | 0 | 0 | 0 | 0 | 0 | 0 | 0 | 0 | 0 | 0 | 0 | 0
F5_Commercial_Interruptible - College_Existing_Space Heating_Natural Gas_Boiler_A_Achievable Economic TRC Potential | F5 | Commercial | Interruptible - College | Existing | Space Heating | Natural Gas | Boiler | A | Incremental Summer Peak Savings (MW) | Achievable Economic TRC Potential | 0 | 0 | 0 | 0 | 0 | 0 | 0 | 0 | 0 | 0 | 0 | 0 | 0 | 0 | 0 | 0 | 0 | 0 | 0 | 0 | 0 | 0 | 0 | 0 | 0 | 0 | 0
F6_Commercial_Interruptible - College_Existing_Space Heating_Natural Gas_Boiler_A_Achievable Economic TRC Potential | F6 | Commercial | Interruptible - College | Existing | Space Heating | Natural Gas | Boiler | A | Incremental Winter Peak Savings (MW) | Achievable Economic TRC Potential | 0 | 0 | 0 | 0 | 0 | 0 | 0 | 0 | 0 | 0 | 0 | 0 | 0 | 0 | 0 | 0 | 0 | 0 | 0 | 0 | 0 | 0 | 0 | 0 | 0 | 0 | 0
F7_Commercial_Interruptible - College_Existing_Space Heating_Natural Gas_Boiler_A_Achievable Economic TRC Potential | F7 | Commercial | Interruptible - College | Existing | Space Heating | Natural Gas | Boiler | A | Cumulative Energy Savings (MWh or mTherms) | Achievable Economic TRC Potential | 0 | 0 | 0 | 0 | 0 | 0 | 0 | 0 | 0 | 0 | 0 | 0 | 0 | 0 | 0 | 0 | 0 | 0 | 0 | 0 | 0 | 0 | 0 | 0 | 0 | 0 | 0
F8_Commercial_Interruptible - College_Existing_Space Heating_Natural Gas_Boiler_A_Achievable Economic TRC Potential | F8 | Commercial | Interruptible - College | Existing | Space Heating | Natural Gas | Boiler | A | Cumulative Summer Peak Savings (MW) | Achievable Economic TRC Potential | 0 | 0 | 0 | 0 | 0 | 0 | 0 | 0 | 0 | 0 | 0 | 0 | 0 | 0 | 0 | 0 | 0 | 0 | 0 | 0 | 0 | 0 | 0 | 0 | 0 | 0 | 0
F9_Commercial_Interruptible - College_Existing_Space Heating_Natural Gas_Boiler_A_Achievable Economic TRC Potential | F9 | Commercial | Interruptible - College | Existing | Space Heating | Natural Gas | Boiler | A | Cumulative Winter Peak Savings (MW) | Achievable Economic TRC Potential | 0 | 0 | 0 | 0 | 0 | 0 | 0 | 0 | 0 | 0 | 0 | 0 | 0 | 0 | 0 | 0 | 0 | 0 | 0 | 0 | 0 | 0 | 0 | 0 | 0 | 0 | 0
F10_Commercial_Interruptible - College_Existing_Space Heating_Natural Gas_Boiler_A_Achievable Economic TRC Potential | F10 | Commercial | Interruptible - College | Existing | Space Heating | Natural Gas | Boiler | A | Purchases (Incremental) | Achievable Economic TRC Potential | 0 | 0 | 0 | 0 | 0 | 0 | 0 | 0 | 0 | 0 | 0 | 0 | 0 | 0 | 0 | 0 | 0 | 0 | 0 | 0 | 0 | 0 | 0 | 0 | 0 | 0 | 0
F11_Commercial_Interruptible - College_Existing_Space Heating_Natural Gas_Boiler_A_Achievable Economic TRC Potential | F11 | Commercial | Interruptible - College | Existing | Space Heating | Natural Gas | Boiler | A | Purchases (Cumulative) | Achievable Economic TRC Potential | 0 | 0 | 0 | 0 | 0 | 0 | 0 | 0 | 0 | 0 | 0 | 0 | 0 | 0 | 0 | 0 | 0 | 0 | 0 | 0 | 0 | 0 | 0 | 0 | 0 | 0 | 0
F1_Commercial_Interruptible - College_Existing_Space Heating_Natural Gas_Unit Heater_A_Achievable Economic TRC Potential | F1 | Commercial | Interruptible - College | Existing | Space Heating | Natural Gas | Unit Heater | A | Integrated Unit Energy Savings (kWh or therms) | Achievable Economic TRC Potential | 0 | 0 | 0 | 0 | 0 | 0 | 0 | 0 | 0 | 0 | 0 | 0 | 0 | 0 | 0 | 0 | 0 | 0 | 0 | 0 | 0 | 0 | 0 | 0 | 0 | 0 | 0
F2_Commercial_Interruptible - College_Existing_Space Heating_Natural Gas_Unit Heater_A_Achievable Economic TRC Potential | F2 | Commercial | Interruptible - College | Existing | Space Heating | Natural Gas | Unit Heater | A | Integrated Unit Summer Peak Savings (kW) | Achievable Economic TRC Potential | 0 | 0 | 0 | 0 | 0 | 0 | 0 | 0 | 0 | 0 | 0 | 0 | 0 | 0 | 0 | 0 | 0 | 0 | 0 | 0 | 0 | 0 | 0 | 0 | 0 | 0 | 0
F3_Commercial_Interruptible - College_Existing_Space Heating_Natural Gas_Unit Heater_A_Achievable Economic TRC Potential | F3 | Commercial | Interruptible - College | Existing | Space Heating | Natural Gas | Unit Heater | A | Integrated Unit Winter Peak Savings (kW) | Achievable Economic TRC Potential | 0 | 0 | 0 | 0 | 0 | 0 | 0 | 0 | 0 | 0 | 0 | 0 | 0 | 0 | 0 | 0 | 0 | 0 | 0 | 0 | 0 | 0 | 0 | 0 | 0 | 0 | 0
F4_Commercial_Interruptible - College_Existing_Space Heating_Natural Gas_Unit Heater_A_Achievable Economic TRC Potential | F4 | Commercial | Interruptible - College | Existing | Space Heating | Natural Gas | Unit Heater | A | Incremental Energy Savings (MWh or mTherms) | Achievable Economic TRC Potential | 0 | 0 | 0 | 0 | 0 | 0 | 0 | 0 | 0 | 0 | 0 | 0 | 0 | 0 | 0 | 0 | 0 | 0 | 0 | 0 | 0 | 0 | 0 | 0 | 0 | 0 | 0
F5_Commercial_Interruptible - College_Existing_Space Heating_Natural Gas_Unit Heater_A_Achievable Economic TRC Potential | F5 | Commercial | Interruptible - College | Existing | Space Heating | Natural Gas | Unit Heater | A | Incremental Summer Peak Savings (MW) | Achievable Economic TRC Potential | 0 | 0 | 0 | 0 | 0 | 0 | 0 | 0 | 0 | 0 | 0 | 0 | 0 | 0 | 0 | 0 | 0 | 0 | 0 | 0 | 0 | 0 | 0 | 0 | 0 | 0 | 0
F6_Commercial_Interruptible - College_Existing_Space Heating_Natural Gas_Unit Heater_A_Achievable Economic TRC Potential | F6 | Commercial | Interruptible - College | Existing | Space Heating | Natural Gas | Unit Heater | A | Incremental Winter Peak Savings (MW) | Achievable Economic TRC Potential | 0 | 0 | 0 | 0 | 0 | 0 | 0 | 0 | 0 | 0 | 0 | 0 | 0 | 0 | 0 | 0 | 0 | 0 | 0 | 0 | 0 | 0 | 0 | 0 | 0 | 0 | 0
F7_Commercial_Interruptible - College_Existing_Space Heating_Natural Gas_Unit Heater_A_Achievable Economic TRC Potential | F7 | Commercial | Interruptible - College | Existing | Space Heating | Natural Gas | Unit Heater | A | Cumulative Energy Savings (MWh or mTherms) | Achievable Economic TRC Potential | 0 | 0 | 0 | 0 | 0 | 0 | 0 | 0 | 0 | 0 | 0 | 0 | 0 | 0 | 0 | 0 | 0 | 0 | 0 | 0 | 0 | 0 | 0 | 0 | 0 | 0 | 0
F8_Commercial_Interruptible - College_Existing_Space Heating_Natural Gas_Unit Heater_A_Achievable Economic TRC Potential | F8 | Commercial | Interruptible - College | Existing | Space Heating | Natural Gas | Unit Heater | A | Cumulative Summer Peak Savings (MW) | Achievable Economic TRC Potential | 0 | 0 | 0 | 0 | 0 | 0 | 0 | 0 | 0 | 0 | 0 | 0 | 0 | 0 | 0 | 0 | 0 | 0 | 0 | 0 | 0 | 0 | 0 | 0 | 0 | 0 | 0
F9_Commercial_Interruptible - College_Existing_Space Heating_Natural Gas_Unit Heater_A_Achievable Economic TRC Potential | F9 | Commercial | Interruptible - College | Existing | Space Heating | Natural Gas | Unit Heater | A | Cumulative Winter Peak Savings (MW) | Achievable Economic TRC Potential | 0 | 0 | 0 | 0 | 0 | 0 | 0 | 0 | 0 | 0 | 0 | 0 | 0 | 0 | 0 | 0 | 0 | 0 | 0 | 0 | 0 | 0 | 0 | 0 | 0 | 0 | 0
F10_Commercial_Interruptible - College_Existing_Space Heating_Natural Gas_Unit Heater_A_Achievable Economic TRC Potential | F10 | Commercial | Interruptible - College | Existing | Space Heating | Natural Gas | Unit Heater | A | Purchases (Incremental) | Achievable Economic TRC Potential | 0 | 0 | 0 | 0 | 0 | 0 | 0 | 0 | 0 | 0 | 0 | 0 | 0 | 0 | 0 | 0 | 0 | 0 | 0 | 0 | 0 | 0 | 0 | 0 | 0 | 0 | 0
F11_Commercial_Interruptible - College_Existing_Space Heating_Natural Gas_Unit Heater_A_Achievable Economic TRC Potential | F11 | Commercial | Interruptible - College | Existing | Space Heating | Natural Gas | Unit Heater | A | Purchases (Cumulative) | Achievable Economic TRC Potential | 0 | 0 | 0 | 0 | 0 | 0 | 0 | 0 | 0 | 0 | 0 | 0 | 0 | 0 | 0 | 0 | 0 | 0 | 0 | 0 | 0 | 0 | 0 | 0 | 0 | 0 | 0
F1_Commercial_Interruptible - College_Existing_Water Heating_Natural Gas_Water Heater_A_Achievable Economic TRC Potential | F1 | Commercial | Interruptible - College | Existing | Water Heating | Natural Gas | Water Heater | A | Integrated Unit Energy Savings (kWh or therms) | Achievable Economic TRC Potential | 0 | 2.8505 | 2.8505 | 2.8505 | 2.8505 | 2.8505 | 2.8505 | 2.8505 | 2.8505 | 2.8505 | 2.8505 | 2.8505 | 2.8505 | 2.8505 | 2.8505 | 2.8505 | 2.8505 | 2.8505 | 2.8505 | 2.8505 | 2.8505 | 2.8505 | 2.8505 | 2.8505 | 2.8505 | 2.8505 | 2.8505
F2_Commercial_Interruptible - College_Existing_Water Heating_Natural Gas_Water Heater_A_Achievable Economic TRC Potential | F2 | Commercial | Interruptible - College | Existing | Water Heating | Natural Gas | Water Heater | A | Integrated Unit Summer Peak Savings (kW) | Achievable Economic TRC Potential | 0 | 0 | 0 | 0 | 0 | 0 | 0 | 0 | 0 | 0 | 0 | 0 | 0 | 0 | 0 | 0 | 0 | 0 | 0 | 0 | 0 | 0 | 0 | 0 | 0 | 0 | 0
F3_Commercial_Interruptible - College_Existing_Water Heating_Natural Gas_Water Heater_A_Achievable Economic TRC Potential | F3 | Commercial | Interruptible - College | Existing | Water Heating | Natural Gas | Water Heater | A | Integrated Unit Winter Peak Savings (kW) | Achievable Economic TRC Potential | 0 | 0 | 0 | 0 | 0 | 0 | 0 | 0 | 0 | 0 | 0 | 0 | 0 | 0 | 0 | 0 | 0 | 0 | 0 | 0 | 0 | 0 | 0 | 0 | 0 | 0 | 0
F4_Commercial_Interruptible - College_Existing_Water Heating_Natural Gas_Water Heater_A_Achievable Economic TRC Potential | F4 | Commercial | Interruptible - College | Existing | Water Heating | Natural Gas | Water Heater | A | Incremental Energy Savings (MWh or mTherms) | Achievable Economic TRC Potential | 0 | 0 | 0.068186 | 0.12976 | 0.1867 | 0.24048 | 0.29213 | 0.33673 | 0.37065 | 0.39666 | 0.44839 | 0.48543 | 0.44239 | 0.39679 | 0.34897 | 0.46807 | 0.37555 | 0.2973 | 0.23077 | 0.18618 | 0.1241 | 0.081191 | 0.052309 | 0.033355 | 0.065649 | 0 | 0
F5_Commercial_Interruptible - College_Existing_Water Heating_Natural Gas_Water Heater_A_Achievable Economic TRC Potential | F5 | Commercial | Interruptible - College | Existing | Water Heating | Natural Gas | Water Heater | A | Incremental Summer Peak Savings (MW) | Achievable Economic TRC Potential | 0 | 0 | 0 | 0 | 0 | 0 | 0 | 0 | 0 | 0 | 0 | 0 | 0 | 0 | 0 | 0 | 0 | 0 | 0 | 0 | 0 | 0 | 0 | 0 | 0 | 0 | 0
F6_Commercial_Interruptible - College_Existing_Water Heating_Natural Gas_Water Heater_A_Achievable Economic TRC Potential | F6 | Commercial | Interruptible - College | Existing | Water Heating | Natural Gas | Water Heater | A | Incremental Winter Peak Savings (MW) | Achievable Economic TRC Potential | 0 | 0 | 0 | 0 | 0 | 0 | 0 | 0 | 0 | 0 | 0 | 0 | 0 | 0 | 0 | 0 | 0 | 0 | 0 | 0 | 0 | 0 | 0 | 0 | 0 | 0 | 0
F7_Commercial_Interruptible - College_Existing_Water Heating_Natural Gas_Water Heater_A_Achievable Economic TRC Potential | F7 | Commercial | Interruptible - College | Existing | Water Heating | Natural Gas | Water Heater | A | Cumulative Energy Savings (MWh or mTherms) | Achievable Economic TRC Potential | 0 | 0 | 0.068186 | 0.19795 | 0.38465 | 0.62513 | 0.91726 | 1.254 | 1.6246 | 2.0213 | 2.4697 | 2.9551 | 3.3975 | 3.7943 | 4.1433 | 4.6113 | 4.9869 | 5.2842 | 5.515 | 5.7011 | 5.8252 | 5.9064 | 5.9587 | 5.9921 | 6.0577 | 6.0577 | 6.0577
F8_Commercial_Interruptible - College_Existing_Water Heating_Natural Gas_Water Heater_A_Achievable Economic TRC Potential | F8 | Commercial | Interruptible - College | Existing | Water Heating | Natural Gas | Water Heater | A | Cumulative Summer Peak Savings (MW) | Achievable Economic TRC Potential | 0 | 0 | 0 | 0 | 0 | 0 | 0 | 0 | 0 | 0 | 0 | 0 | 0 | 0 | 0 | 0 | 0 | 0 | 0 | 0 | 0 | 0 | 0 | 0 | 0 | 0 | 0
F9_Commercial_Interruptible - College_Existing_Water Heating_Natural Gas_Water Heater_A_Achievable Economic TRC Potential | F9 | Commercial | Interruptible - College | Existing | Water Heating | Natural Gas | Water Heater | A | Cumulative Winter Peak Savings (MW) | Achievable Economic TRC Potential | 0 | 0 | 0 | 0 | 0 | 0 | 0 | 0 | 0 | 0 | 0 | 0 | 0 | 0 | 0 | 0 | 0 | 0 | 0 | 0 | 0 | 0 | 0 | 0 | 0 | 0 | 0
F10_Commercial_Interruptible - College_Existing_Water Heating_Natural Gas_Water Heater_A_Achievable Economic TRC Potential | F10 | Commercial | Interruptible - College | Existing | Water Heating | Natural Gas | Water Heater | A | Purchases (Incremental) | Achievable Economic TRC Potential | 0 | 0 | 23.9209 | 45.5222 | 65.4998 | 84.364 | 102.4859 | 118.1306 | 130.0306 | 139.1566 | 157.3057 | 170.2986 | 155.2005 | 139.2005 | 122.4265 | 164.207 | 131.7514 | 104.2983 | 80.9584 | 65.3155 | 43.536 | 28.4835 | 18.3509 | 11.7017 | 23.0309 | 0 | 0
F11_Commercial_Interruptible - College_Existing_Water Heating_Natural Gas_Water Heater_A_Achievable Economic TRC Potential | F11 | Commercial | Interruptible - College | Existing | Water Heating | Natural Gas | Water Heater | A | Purchases (Cumulative) | Achievable Economic TRC Potential | 0 | 0 | 23.9209 | 69.4432 | 134.943 | 219.307 | 321.793 | 439.9236 | 569.9542 | 709.1109 | 866.4166 | 1036.7152 | 1191.9157 | 1331.1162 | 1453.5427 | 1617.7496 | 1749.5011 | 1853.7994 | 1934.7578 | 2000.0733 | 2043.6093 | 2072.0928 | 2090.4437 | 2102.1455 | 2125.1763 | 2125.1763 | 2125.1763
F1_Commercial_Interruptible - College_Existing_Food Preparation_Natural Gas_Oven_A_Achievable Economic TRC Potential | F1 | Commercial | Interruptible - College | Existing | Food Preparation | Natural Gas | Oven | A | Integrated Unit Energy Savings (kWh or therms) | Achievable Economic TRC Potential | 0 | 106.6752 | 106.6752 | 106.6752 | 106.6752 | 106.6752 | 106.6752 | 106.6752 | 106.6752 | 106.6752 | 106.6752 | 106.6752 | 106.6752 | 106.6752 | 106.6752 | 106.6752 | 106.6752 | 106.6752 | 106.6752 | 106.6752 | 106.6752 | 106.6752 | 106.6752 | 106.6752 | 106.6752 | 106.6752 | 106.6752
F2_Commercial_Interruptible - College_Existing_Food Preparation_Natural Gas_Oven_A_Achievable Economic TRC Potential | F2 | Commercial | Interruptible - College | Existing | Food Preparation | Natural Gas | Oven | A | Integrated Unit Summer Peak Savings (kW) | Achievable Economic TRC Potential | 0 | 0 | 0 | 0 | 0 | 0 | 0 | 0 | 0 | 0 | 0 | 0 | 0 | 0 | 0 | 0 | 0 | 0 | 0 | 0 | 0 | 0 | 0 | 0 | 0 | 0 | 0
F3_Commercial_Interruptible - College_Existing_Food Preparation_Natural Gas_Oven_A_Achievable Economic TRC Potential | F3 | Commercial | Interruptible - College | Existing | Food Preparation | Natural Gas | Oven | A | Integrated Unit Winter Peak Savings (kW) | Achievable Economic TRC Potential | 0 | 0 | 0 | 0 | 0 | 0 | 0 | 0 | 0 | 0 | 0 | 0 | 0 | 0 | 0 | 0 | 0 | 0 | 0 | 0 | 0 | 0 | 0 | 0 | 0 | 0 | 0
F4_Commercial_Interruptible - College_Existing_Food Preparation_Natural Gas_Oven_A_Achievable Economic TRC Potential | F4 | Commercial | Interruptible - College | Existing | Food Preparation | Natural Gas | Oven | A | Incremental Energy Savings (MWh or mTherms) | Achievable Economic TRC Potential | 0 | 0 | 2.7052e-05 | 0.00012723 | 0.00029811 | 0.00051366 | 0.00075948 | 0.0010251 | 0.0013031 | 0.0015881 | 0.0018765 | 0.0021659 | 0.00198 | 0.0018627 | 0.0018065 | 0.0017803 | 0.0017679 | 0.0019027 | 0.0020211 | 0.0021745 | 0.0023535 | 0.0024973 | 0.0023937 | 0.0020759 | 0.0021171 | 0.0020448 | 0.0018896
F5_Commercial_Interruptible - College_Existing_Food Preparation_Natural Gas_Oven_A_Achievable Economic TRC Potential | F5 | Commercial | Interruptible - College | Existing | Food Preparation | Natural Gas | Oven | A | Incremental Summer Peak Savings (MW) | Achievable Economic TRC Potential | 0 | 0 | 0 | 0 | 0 | 0 | 0 | 0 | 0 | 0 | 0 | 0 | 0 | 0 | 0 | 0 | 0 | 0 | 0 | 0 | 0 | 0 | 0 | 0 | 0 | 0 | 0
F6_Commercial_Interruptible - College_Existing_Food Preparation_Natural Gas_Oven_A_Achievable Economic TRC Potential | F6 | Commercial | Interruptible - College | Existing | Food Preparation | Natural Gas | Oven | A | Incremental Winter Peak Savings (MW) | Achievable Economic TRC Potential | 0 | 0 | 0 | 0 | 0 | 0 | 0 | 0 | 0 | 0 | 0 | 0 | 0 | 0 | 0 | 0 | 0 | 0 | 0 | 0 | 0 | 0 | 0 | 0 | 0 | 0 | 0
F7_Commercial_Interruptible - College_Existing_Food Preparation_Natural Gas_Oven_A_Achievable Economic TRC Potential | F7 | Commercial | Interruptible - College | Existing | Food Preparation | Natural Gas | Oven | A | Cumulative Energy Savings (MWh or mTherms) | Achievable Economic TRC Potential | 0 | 0 | 2.7052e-05 | 0.00015429 | 0.00045239 | 0.00096605 | 0.0017255 | 0.0027506 | 0.0040537 | 0.0056418 | 0.0075183 | 0.0096842 | 0.011664 | 0.013527 | 0.015333 | 0.017114 | 0.018882 | 0.020784 | 0.022806 | 0.02498 | 0.027333 | 0.029831 | 0.032224 | 0.0343 | 0.036417 | 0.038462 | 0.040352
F8_Commercial_Interruptible - College_Existing_Food Preparation_Natural Gas_Oven_A_Achievable Economic TRC Potential | F8 | Commercial | Interruptible - College | Existing | Food Preparation | Natural Gas | Oven | A | Cumulative Summer Peak Savings (MW) | Achievable Economic TRC Potential | 0 | 0 | 0 | 0 | 0 | 0 | 0 | 0 | 0 | 0 | 0 | 0 | 0 | 0 | 0 | 0 | 0 | 0 | 0 | 0 | 0 | 0 | 0 | 0 | 0 | 0 | 0
F9_Commercial_Interruptible - College_Existing_Food Preparation_Natural Gas_Oven_A_Achievable Economic TRC Potential | F9 | Commercial | Interruptible - College | Existing | Food Preparation | Natural Gas | Oven | A | Cumulative Winter Peak Savings (MW) | Achievable Economic TRC Potential | 0 | 0 | 0 | 0 | 0 | 0 | 0 | 0 | 0 | 0 | 0 | 0 | 0 | 0 | 0 | 0 | 0 | 0 | 0 | 0 | 0 | 0 | 0 | 0 | 0 | 0 | 0
F10_Commercial_Interruptible - College_Existing_Food Preparation_Natural Gas_Oven_A_Achievable Economic TRC Potential | F10 | Commercial | Interruptible - College | Existing | Food Preparation | Natural Gas | Oven | A | Purchases (Incremental) | Achievable Economic TRC Potential | 0 | 0 | 0.00025359 | 0.0011927 | 0.0027945 | 0.0048152 | 0.0071195 | 0.0096096 | 0.012215 | 0.014887 | 0.017591 | 0.020304 | 0.018561 | 0.017461 | 0.016934 | 0.016689 | 0.016573 | 0.017837 | 0.018947 | 0.020384 | 0.022062 | 0.02341 | 0.022439 | 0.01946 | 0.019846 | 0.019168 | 0.017714
F11_Commercial_Interruptible - College_Existing_Food Preparation_Natural Gas_Oven_A_Achievable Economic TRC Potential | F11 | Commercial | Interruptible - College | Existing | Food Preparation | Natural Gas | Oven | A | Purchases (Cumulative) | Achievable Economic TRC Potential | 0 | 0 | 0.00025359 | 0.0014463 | 0.0042408 | 0.009056 | 0.016176 | 0.025785 | 0.038 | 0.052888 | 0.070479 | 0.090782 | 0.10934 | 0.1268 | 0.14374 | 0.16043 | 0.177 | 0.19484 | 0.21378 | 0.23417 | 0.25623 | 0.27964 | 0.30208 | 0.32154 | 0.34139 | 0.36055 | 0.37827
F1_Commercial_Interruptible - College_Existing_Food Preparation_Natural Gas_Conveyor Oven_A_Achievable Economic TRC Potential | F1 | Commercial | Interruptible - College | Existing | Food Preparation | Natural Gas | Conveyor Oven | A | Integrated Unit Energy Savings (kWh or therms) | Achievable Economic TRC Potential | 0 | 0 | 0 | 0 | 0 | 692.0657 | 692.0657 | 692.0657 | 692.0657 | 692.0657 | 692.0657 | 692.0657 | 692.0657 | 692.0657 | 692.0657 | 692.0657 | 692.0657 | 692.0657 | 692.0657 | 692.0657 | 692.0657 | 692.0657 | 692.0657 | 692.0657 | 692.0657 | 692.0657 | 692.0657
F2_Commercial_Interruptible - College_Existing_Food Preparation_Natural Gas_Conveyor Oven_A_Achievable Economic TRC Potential | F2 | Commercial | Interruptible - College | Existing | Food Preparation | Natural Gas | Conveyor Oven | A | Integrated Unit Summer Peak Savings (kW) | Achievable Economic TRC Potential | 0 | 0 | 0 | 0 | 0 | 0 | 0 | 0 | 0 | 0 | 0 | 0 | 0 | 0 | 0 | 0 | 0 | 0 | 0 | 0 | 0 | 0 | 0 | 0 | 0 | 0 | 0
F3_Commercial_Interruptible - College_Existing_Food Preparation_Natural Gas_Conveyor Oven_A_Achievable Economic TRC Potential | F3 | Commercial | Interruptible - College | Existing | Food Preparation | Natural Gas | Conveyor Oven | A | Integrated Unit Winter Peak Savings (kW) | Achievable Economic TRC Potential | 0 | 0 | 0 | 0 | 0 | 0 | 0 | 0 | 0 | 0 | 0 | 0 | 0 | 0 | 0 | 0 | 0 | 0 | 0 | 0 | 0 | 0 | 0 | 0 | 0 | 0 | 0
F4_Commercial_Interruptible - College_Existing_Food Preparation_Natural Gas_Conveyor Oven_A_Achievable Economic TRC Potential | F4 | Commercial | Interruptible - College | Existing | Food Preparation | Natural Gas | Conveyor Oven | A | Incremental Energy Savings (MWh or mTherms) | Achievable Economic TRC Potential | 0 | 0 | 0 | 0 | 0 | 5.9889e-05 | 0.00021578 | 0.0004938 | 0.00091268 | 0.0014856 | 0.002076 | 0.0026712 | 0.0032627 | 0.0038455 | 0.0044164 | 0.0049742 | 0.0055185 | 0.0047195 | 0.0040194 | 0.0034105 | 0.0028845 | 0.0024993 | 0.002127 | 0.0018845 | 0.0017347 | 0.0016435 | 0.0016004
F5_Commercial_Interruptible - College_Existing_Food Preparation_Natural Gas_Conveyor Oven_A_Achievable Economic TRC Potential | F5 | Commercial | Interruptible - College | Existing | Food Preparation | Natural Gas | Conveyor Oven | A | Incremental Summer Peak Savings (MW) | Achievable Economic TRC Potential | 0 | 0 | 0 | 0 | 0 | 0 | 0 | 0 | 0 | 0 | 0 | 0 | 0 | 0 | 0 | 0 | 0 | 0 | 0 | 0 | 0 | 0 | 0 | 0 | 0 | 0 | 0
F6_Commercial_Interruptible - College_Existing_Food Preparation_Natural Gas_Conveyor Oven_A_Achievable Economic TRC Potential | F6 | Commercial | Interruptible - College | Existing | Food Preparation | Natural Gas | Conveyor Oven | A | Incremental Winter Peak Savings (MW) | Achievable Economic TRC Potential | 0 | 0 | 0 | 0 | 0 | 0 | 0 | 0 | 0 | 0 | 0 | 0 | 0 | 0 | 0 | 0 | 0 | 0 | 0 | 0 | 0 | 0 | 0 | 0 | 0 | 0 | 0
F7_Commercial_Interruptible - College_Existing_Food Preparation_Natural Gas_Conveyor Oven_A_Achievable Economic TRC Potential | F7 | Commercial | Interruptible - College | Existing | Food Preparation | Natural Gas | Conveyor Oven | A | Cumulative Energy Savings (MWh or mTherms) | Achievable Economic TRC Potential | 0 | 0 | 0 | 0 | 0 | 5.9889e-05 | 0.00027566 | 0.00076946 | 0.0016821 | 0.0031678 | 0.0052438 | 0.0079149 | 0.011178 | 0.015023 | 0.01944 | 0.024414 | 0.029932 | 0.034652 | 0.038671 | 0.042082 | 0.044966 | 0.047465 | 0.049592 | 0.051477 | 0.053212 | 0.054855 | 0.056455
F8_Commercial_Interruptible - College_Existing_Food Preparation_Natural Gas_Conveyor Oven_A_Achievable Economic TRC Potential | F8 | Commercial | Interruptible - College | Existing | Food Preparation | Natural Gas | Conveyor Oven | A | Cumulative Summer Peak Savings (MW) | Achievable Economic TRC Potential | 0 | 0 | 0 | 0 | 0 | 0 | 0 | 0 | 0 | 0 | 0 | 0 | 0 | 0 | 0 | 0 | 0 | 0 | 0 | 0 | 0 | 0 | 0 | 0 | 0 | 0 | 0
F9_Commercial_Interruptible - College_Existing_Food Preparation_Natural Gas_Conveyor Oven_A_Achievable Economic TRC Potential | F9 | Commercial | Interruptible - College | Existing | Food Preparation | Natural Gas | Conveyor Oven | A | Cumulative Winter Peak Savings (MW) | Achievable Economic TRC Potential | 0 | 0 | 0 | 0 | 0 | 0 | 0 | 0 | 0 | 0 | 0 | 0 | 0 | 0 | 0 | 0 | 0 | 0 | 0 | 0 | 0 | 0 | 0 | 0 | 0 | 0 | 0
F10_Commercial_Interruptible - College_Existing_Food Preparation_Natural Gas_Conveyor Oven_A_Achievable Economic TRC Potential | F10 | Commercial | Interruptible - College | Existing | Food Preparation | Natural Gas | Conveyor Oven | A | Purchases (Incremental) | Achievable Economic TRC Potential | 0 | 0 | 0 | 0 | 0 | 8.6536e-05 | 0.00031178 | 0.00071352 | 0.0013188 | 0.0021466 | 0.0029997 | 0.0038597 | 0.0047144 | 0.0055565 | 0.0063815 | 0.0071875 | 0.0079739 | 0.0068194 | 0.0058078 | 0.0049281 | 0.0041679 | 0.0036114 | 0.0030734 | 0.0027229 | 0.0025066 | 0.0023747 | 0.0023125
F11_Commercial_Interruptible - College_Existing_Food Preparation_Natural Gas_Conveyor Oven_A_Achievable Economic TRC Potential | F11 | Commercial | Interruptible - College | Existing | Food Preparation | Natural Gas | Conveyor Oven | A | Purchases (Cumulative) | Achievable Economic TRC Potential | 0 | 0 | 0 | 0 | 0 | 8.6536e-05 | 0.00039832 | 0.0011118 | 0.0024306 | 0.0045772 | 0.007577 | 0.011437 | 0.016151 | 0.021708 | 0.028089 | 0.035277 | 0.043251 | 0.05007 | 0.055878 | 0.060806 | 0.064974 | 0.068585 | 0.071659 | 0.074382 | 0.076888 | 0.079263 | 0.081575
F1_Commercial_Interruptible - College_Existing_Food Preparation_Natural Gas_Double Rack Oven_A_Achievable Economic TRC Potential | F1 | Commercial | Interruptible - College | Existing | Food Preparation | Natural Gas | Double Rack Oven | A | Integrated Unit Energy Savings (kWh or therms) | Achievable Economic TRC Potential | 0 | 1621.62 | 1621.62 | 1621.62 | 1621.62 | 1621.62 | 1621.62 | 1621.62 | 1621.62 | 1621.62 | 1621.62 | 1621.62 | 1621.62 | 1621.62 | 1621.62 | 1621.62 | 1621.62 | 1621.62 | 1621.62 | 1621.62 | 1621.62 | 1621.62 | 1621.62 | 1621.62 | 1621.62 | 1621.62 | 1621.62
F2_Commercial_Interruptible - College_Existing_Food Preparation_Natural Gas_Double Rack Oven_A_Achievable Economic TRC Potential | F2 | Commercial | Interruptible - College | Existing | Food Preparation | Natural Gas | Double Rack Oven | A | Integrated Unit Summer Peak Savings (kW) | Achievable Economic TRC Potential | 0 | 0 | 0 | 0 | 0 | 0 | 0 | 0 | 0 | 0 | 0 | 0 | 0 | 0 | 0 | 0 | 0 | 0 | 0 | 0 | 0 | 0 | 0 | 0 | 0 | 0 | 0
F3_Commercial_Interruptible - College_Existing_Food Preparation_Natural Gas_Double Rack Oven_A_Achievable Economic TRC Potential | F3 | Commercial | Interruptible - College | Existing | Food Preparation | Natural Gas | Double Rack Oven | A | Integrated Unit Winter Peak Savings (kW) | Achievable Economic TRC Potential | 0 | 0 | 0 | 0 | 0 | 0 | 0 | 0 | 0 | 0 | 0 | 0 | 0 | 0 | 0 | 0 | 0 | 0 | 0 | 0 | 0 | 0 | 0 | 0 | 0 | 0 | 0
F4_Commercial_Interruptible - College_Existing_Food Preparation_Natural Gas_Double Rack Oven_A_Achievable Economic TRC Potential | F4 | Commercial | Interruptible - College | Existing | Food Preparation | Natural Gas | Double Rack Oven | A | Incremental Energy Savings (MWh or mTherms) | Achievable Economic TRC Potential | 0 | 0 | 0.00018848 | 0.00071855 | 0.0014146 | 0.0022487 | 0.003197 | 0.0042393 | 0.0053585 | 0.0065401 | 0.0068526 | 0.0072167 | 0.007654 | 0.0081782 | 0.0086086 | 0.0087949 | 0.0089125 | 0.008986 | 0.0090344 | 0.010361 | 0.010541 | 0.010516 | 0.010363 | 0.010068 | 0.0096434 | 0.0091015 | 0.008454
F5_Commercial_Interruptible - College_Existing_Food Preparation_Natural Gas_Double Rack Oven_A_Achievable Economic TRC Potential | F5 | Commercial | Interruptible - College | Existing | Food Preparation | Natural Gas | Double Rack Oven | A | Incremental Summer Peak Savings (MW) | Achievable Economic TRC Potential | 0 | 0 | 0 | 0 | 0 | 0 | 0 | 0 | 0 | 0 | 0 | 0 | 0 | 0 | 0 | 0 | 0 | 0 | 0 | 0 | 0 | 0 | 0 | 0 | 0 | 0 | 0
F6_Commercial_Interruptible - College_Existing_Food Preparation_Natural Gas_Double Rack Oven_A_Achievable Economic TRC Potential | F6 | Commercial | Interruptible - College | Existing | Food Preparation | Natural Gas | Double Rack Oven | A | Incremental Winter Peak Savings (MW) | Achievable Economic TRC Potential | 0 | 0 | 0 | 0 | 0 | 0 | 0 | 0 | 0 | 0 | 0 | 0 | 0 | 0 | 0 | 0 | 0 | 0 | 0 | 0 | 0 | 0 | 0 | 0 | 0 | 0 | 0
F7_Commercial_Interruptible - College_Existing_Food Preparation_Natural Gas_Double Rack Oven_A_Achievable Economic TRC Potential | F7 | Commercial | Interruptible - College | Existing | Food Preparation | Natural Gas | Double Rack Oven | A | Cumulative Energy Savings (MWh or mTherms) | Achievable Economic TRC Potential | 0 | 0 | 0.00018848 | 0.00090703 | 0.0023216 | 0.0045703 | 0.0077673 | 0.012007 | 0.017365 | 0.023905 | 0.030758 | 0.037974 | 0.045628 | 0.053807 | 0.062415 | 0.07121 | 0.080123 | 0.089109 | 0.098143 | 0.1085 | 0.11905 | 0.12956 | 0.13992 | 0.14999 | 0.15964 | 0.16874 | 0.17719
F8_Commercial_Interruptible - College_Existing_Food Preparation_Natural Gas_Double Rack Oven_A_Achievable Economic TRC Potential | F8 | Commercial | Interruptible - College | Existing | Food Preparation | Natural Gas | Double Rack Oven | A | Cumulative Summer Peak Savings (MW) | Achievable Economic TRC Potential | 0 | 0 | 0 | 0 | 0 | 0 | 0 | 0 | 0 | 0 | 0 | 0 | 0 | 0 | 0 | 0 | 0 | 0 | 0 | 0 | 0 | 0 | 0 | 0 | 0 | 0 | 0
F9_Commercial_Interruptible - College_Existing_Food Preparation_Natural Gas_Double Rack Oven_A_Achievable Economic TRC Potential | F9 | Commercial | Interruptible - College | Existing | Food Preparation | Natural Gas | Double Rack Oven | A | Cumulative Winter Peak Savings (MW) | Achievable Economic TRC Potential | 0 | 0 | 0 | 0 | 0 | 0 | 0 | 0 | 0 | 0 | 0 | 0 | 0 | 0 | 0 | 0 | 0 | 0 | 0 | 0 | 0 | 0 | 0 | 0 | 0 | 0 | 0
F10_Commercial_Interruptible - College_Existing_Food Preparation_Natural Gas_Double Rack Oven_A_Achievable Economic TRC Potential | F10 | Commercial | Interruptible - College | Existing | Food Preparation | Natural Gas | Double Rack Oven | A | Purchases (Incremental) | Achievable Economic TRC Potential | 0 | 0 | 0.00011623 | 0.00044311 | 0.00087234 | 0.0013867 | 0.0019715 | 0.0026142 | 0.0033044 | 0.0040331 | 0.0042257 | 0.0044503 | 0.00472 | 0.0050432 | 0.0053086 | 0.0054236 | 0.005496 | 0.0055414 | 0.0055712 | 0.0063895 | 0.0065004 | 0.0064846 | 0.0063906 | 0.0062087 | 0.0059468 | 0.0056126 | 0.0052133
F11_Commercial_Interruptible - College_Existing_Food Preparation_Natural Gas_Double Rack Oven_A_Achievable Economic TRC Potential | F11 | Commercial | Interruptible - College | Existing | Food Preparation | Natural Gas | Double Rack Oven | A | Purchases (Cumulative) | Achievable Economic TRC Potential | 0 | 0 | 0.00011623 | 0.00055934 | 0.0014317 | 0.0028184 | 0.0047898 | 0.007404 | 0.010708 | 0.014742 | 0.018967 | 0.023418 | 0.028137 | 0.033181 | 0.038489 | 0.043913 | 0.049409 | 0.05495 | 0.060522 | 0.066911 | 0.073411 | 0.079896 | 0.086287 | 0.092495 | 0.098442 | 0.10405 | 0.10927
F1_Commercial_Interruptible - College_Existing_Food Preparation_Natural Gas_Fryer_A_Achievable Economic TRC Potential | F1 | Commercial | Interruptible - College | Existing | Food Preparation | Natural Gas | Fryer | A | Integrated Unit Energy Savings (kWh or therms) | Achievable Economic TRC Potential | 0 | 395.2691 | 395.2691 | 395.2691 | 395.2691 | 395.2691 | 395.2691 | 395.2691 | 395.2691 | 395.2691 | 395.2691 | 395.2691 | 395.2691 | 395.2691 | 395.2691 | 395.2691 | 395.2691 | 395.2691 | 395.2691 | 395.2691 | 395.2691 | 395.2691 | 395.2691 | 395.2691 | 395.2691 | 395.2691 | 395.2691
F2_Commercial_Interruptible - College_Existing_Food Preparation_Natural Gas_Fryer_A_Achievable Economic TRC Potential | F2 | Commercial | Interruptible - College | Existing | Food Preparation | Natural Gas | Fryer | A | Integrated Unit Summer Peak Savings (kW) | Achievable Economic TRC Potential | 0 | 0 | 0 | 0 | 0 | 0 | 0 | 0 | 0 | 0 | 0 | 0 | 0 | 0 | 0 | 0 | 0 | 0 | 0 | 0 | 0 | 0 | 0 | 0 | 0 | 0 | 0
F3_Commercial_Interruptible - College_Existing_Food Preparation_Natural Gas_Fryer_A_Achievable Economic TRC Potential | F3 | Commercial | Interruptible - College | Existing | Food Preparation | Natural Gas | Fryer | A | Integrated Unit Winter Peak Savings (kW) | Achievable Economic TRC Potential | 0 | 0 | 0 | 0 | 0 | 0 | 0 | 0 | 0 | 0 | 0 | 0 | 0 | 0 | 0 | 0 | 0 | 0 | 0 | 0 | 0 | 0 | 0 | 0 | 0 | 0 | 0
F4_Commercial_Interruptible - College_Existing_Food Preparation_Natural Gas_Fryer_A_Achievable Economic TRC Potential | F4 | Commercial | Interruptible - College | Existing | Food Preparation | Natural Gas | Fryer | A | Incremental Energy Savings (MWh or mTherms) | Achievable Economic TRC Potential | 0 | 0 | 0.0020784 | 0.0043301 | 0.0068481 | 0.0095776 | 0.012543 | 0.015911 | 0.019513 | 0.025625 | 0.031103 | 0.033409 | 0.034202 | 0.033405 | 0.04482 | 0.038101 | 0.031136 | 0.025441 | 0.018124 | 0.011932 | 0.007078 | 0.0036573 | 0.0053387 | 0 | 0 | 0 | 0.0011495
F5_Commercial_Interruptible - College_Existing_Food Preparation_Natural Gas_Fryer_A_Achievable Economic TRC Potential | F5 | Commercial | Interruptible - College | Existing | Food Preparation | Natural Gas | Fryer | A | Incremental Summer Peak Savings (MW) | Achievable Economic TRC Potential | 0 | 0 | 0 | 0 | 0 | 0 | 0 | 0 | 0 | 0 | 0 | 0 | 0 | 0 | 0 | 0 | 0 | 0 | 0 | 0 | 0 | 0 | 0 | 0 | 0 | 0 | 0
F6_Commercial_Interruptible - College_Existing_Food Preparation_Natural Gas_Fryer_A_Achievable Economic TRC Potential | F6 | Commercial | Interruptible - College | Existing | Food Preparation | Natural Gas | Fryer | A | Incremental Winter Peak Savings (MW) | Achievable Economic TRC Potential | 0 | 0 | 0 | 0 | 0 | 0 | 0 | 0 | 0 | 0 | 0 | 0 | 0 | 0 | 0 | 0 | 0 | 0 | 0 | 0 | 0 | 0 | 0 | 0 | 0 | 0 | 0
F7_Commercial_Interruptible - College_Existing_Food Preparation_Natural Gas_Fryer_A_Achievable Economic TRC Potential | F7 | Commercial | Interruptible - College | Existing | Food Preparation | Natural Gas | Fryer | A | Cumulative Energy Savings (MWh or mTherms) | Achievable Economic TRC Potential | 0 | 0 | 0.0020784 | 0.0064085 | 0.013257 | 0.022834 | 0.035377 | 0.051288 | 0.070801 | 0.096426 | 0.12753 | 0.16094 | 0.19514 | 0.22855 | 0.27337 | 0.31147 | 0.3426 | 0.36804 | 0.38617 | 0.3981 | 0.40518 | 0.40883 | 0.41417 | 0.41417 | 0.41417 | 0.41417 | 0.41532
F8_Commercial_Interruptible - College_Existing_Food Preparation_Natural Gas_Fryer_A_Achievable Economic TRC Potential | F8 | Commercial | Interruptible - College | Existing | Food Preparation | Natural Gas | Fryer | A | Cumulative Summer Peak Savings (MW) | Achievable Economic TRC Potential | 0 | 0 | 0 | 0 | 0 | 0 | 0 | 0 | 0 | 0 | 0 | 0 | 0 | 0 | 0 | 0 | 0 | 0 | 0 | 0 | 0 | 0 | 0 | 0 | 0 | 0 | 0
F9_Commercial_Interruptible - College_Existing_Food Preparation_Natural Gas_Fryer_A_Achievable Economic TRC Potential | F9 | Commercial | Interruptible - College | Existing | Food Preparation | Natural Gas | Fryer | A | Cumulative Winter Peak Savings (MW) | Achievable Economic TRC Potential | 0 | 0 | 0 | 0 | 0 | 0 | 0 | 0 | 0 | 0 | 0 | 0 | 0 | 0 | 0 | 0 | 0 | 0 | 0 | 0 | 0 | 0 | 0 | 0 | 0 | 0 | 0
F10_Commercial_Interruptible - College_Existing_Food Preparation_Natural Gas_Fryer_A_Achievable Economic TRC Potential | F10 | Commercial | Interruptible - College | Existing | Food Preparation | Natural Gas | Fryer | A | Purchases (Incremental) | Achievable Economic TRC Potential | 0 | 0 | 0.0052583 | 0.010955 | 0.017325 | 0.024231 | 0.031733 | 0.040254 | 0.049366 | 0.064828 | 0.078689 | 0.084523 | 0.086529 | 0.084512 | 0.11339 | 0.096393 | 0.078772 | 0.064363 | 0.045852 | 0.030188 | 0.017907 | 0.0092526 | 0.013507 | 0 | 0 | 0 | 0.0029081
F11_Commercial_Interruptible - College_Existing_Food Preparation_Natural Gas_Fryer_A_Achievable Economic TRC Potential | F11 | Commercial | Interruptible - College | Existing | Food Preparation | Natural Gas | Fryer | A | Purchases (Cumulative) | Achievable Economic TRC Potential | 0 | 0 | 0.0052583 | 0.016213 | 0.033538 | 0.057769 | 0.089502 | 0.12976 | 0.17912 | 0.24395 | 0.32264 | 0.40716 | 0.49369 | 0.5782 | 0.69159 | 0.78799 | 0.86676 | 0.93112 | 0.97697 | 1.0072 | 1.0251 | 1.0343 | 1.0478 | 1.0478 | 1.0478 | 1.0478 | 1.0507
F1_Commercial_Interruptible - College_Existing_Food Preparation_Natural Gas_Broiler_A_Achievable Economic TRC Potential | F1 | Commercial | Interruptible - College | Existing | Food Preparation | Natural Gas | Broiler | A | Integrated Unit Energy Savings (kWh or therms) | Achievable Economic TRC Potential | 0 | 240.24 | 240.24 | 240.24 | 240.24 | 240.24 | 240.24 | 240.24 | 240.24 | 240.24 | 240.24 | 240.24 | 240.24 | 240.24 | 240.24 | 240.24 | 240.24 | 240.24 | 240.24 | 240.24 | 240.24 | 240.24 | 240.24 | 240.24 | 240.24 | 240.24 | 240.24
F2_Commercial_Interruptible - College_Existing_Food Preparation_Natural Gas_Broiler_A_Achievable Economic TRC Potential | F2 | Commercial | Interruptible - College | Existing | Food Preparation | Natural Gas | Broiler | A | Integrated Unit Summer Peak Savings (kW) | Achievable Economic TRC Potential | 0 | 0 | 0 | 0 | 0 | 0 | 0 | 0 | 0 | 0 | 0 | 0 | 0 | 0 | 0 | 0 | 0 | 0 | 0 | 0 | 0 | 0 | 0 | 0 | 0 | 0 | 0
F3_Commercial_Interruptible - College_Existing_Food Preparation_Natural Gas_Broiler_A_Achievable Economic TRC Potential | F3 | Commercial | Interruptible - College | Existing | Food Preparation | Natural Gas | Broiler | A | Integrated Unit Winter Peak Savings (kW) | Achievable Economic TRC Potential | 0 | 0 | 0 | 0 | 0 | 0 | 0 | 0 | 0 | 0 | 0 | 0 | 0 | 0 | 0 | 0 | 0 | 0 | 0 | 0 | 0 | 0 | 0 | 0 | 0 | 0 | 0
F4_Commercial_Interruptible - College_Existing_Food Preparation_Natural Gas_Broiler_A_Achievable Economic TRC Potential | F4 | Commercial | Interruptible - College | Existing | Food Preparation | Natural Gas | Broiler | A | Incremental Energy Savings (MWh or mTherms) | Achievable Economic TRC Potential | 0 | 0 | 0.00096226 | 0.0032559 | 0.0059185 | 0.008888 | 0.012112 | 0.015544 | 0.019148 | 0.02289 | 0.0247 | 0.026624 | 0.028712 | 0.030992 | 0.032521 | 0.032935 | 0.033197 | 0.03336 | 0.033468 | 0.042422 | 0.04246 | 0.042048 | 0.040007 | 0.037714 | 0.03519 | 0.032458 | 0.029536
F5_Commercial_Interruptible - College_Existing_Food Preparation_Natural Gas_Broiler_A_Achievable Economic TRC Potential | F5 | Commercial | Interruptible - College | Existing | Food Preparation | Natural Gas | Broiler | A | Incremental Summer Peak Savings (MW) | Achievable Economic TRC Potential | 0 | 0 | 0 | 0 | 0 | 0 | 0 | 0 | 0 | 0 | 0 | 0 | 0 | 0 | 0 | 0 | 0 | 0 | 0 | 0 | 0 | 0 | 0 | 0 | 0 | 0 | 0
F6_Commercial_Interruptible - College_Existing_Food Preparation_Natural Gas_Broiler_A_Achievable Economic TRC Potential | F6 | Commercial | Interruptible - College | Existing | Food Preparation | Natural Gas | Broiler | A | Incremental Winter Peak Savings (MW) | Achievable Economic TRC Potential | 0 | 0 | 0 | 0 | 0 | 0 | 0 | 0 | 0 | 0 | 0 | 0 | 0 | 0 | 0 | 0 | 0 | 0 | 0 | 0 | 0 | 0 | 0 | 0 | 0 | 0 | 0
F7_Commercial_Interruptible - College_Existing_Food Preparation_Natural Gas_Broiler_A_Achievable Economic TRC Potential | F7 | Commercial | Interruptible - College | Existing | Food Preparation | Natural Gas | Broiler | A | Cumulative Energy Savings (MWh or mTherms) | Achievable Economic TRC Potential | 0 | 0 | 0.00096226 | 0.0042181 | 0.010137 | 0.019025 | 0.031136 | 0.04668 | 0.065828 | 0.088718 | 0.11342 | 0.14004 | 0.16875 | 0.19975 | 0.23227 | 0.2652 | 0.2984 | 0.33176 | 0.36523 | 0.40765 | 0.45011 | 0.49216 | 0.53216 | 0.56988 | 0.60507 | 0.63753 | 0.66706
F8_Commercial_Interruptible - College_Existing_Food Preparation_Natural Gas_Broiler_A_Achievable Economic TRC Potential | F8 | Commercial | Interruptible - College | Existing | Food Preparation | Natural Gas | Broiler | A | Cumulative Summer Peak Savings (MW) | Achievable Economic TRC Potential | 0 | 0 | 0 | 0 | 0 | 0 | 0 | 0 | 0 | 0 | 0 | 0 | 0 | 0 | 0 | 0 | 0 | 0 | 0 | 0 | 0 | 0 | 0 | 0 | 0 | 0 | 0
F9_Commercial_Interruptible - College_Existing_Food Preparation_Natural Gas_Broiler_A_Achievable Economic TRC Potential | F9 | Commercial | Interruptible - College | Existing | Food Preparation | Natural Gas | Broiler | A | Cumulative Winter Peak Savings (MW) | Achievable Economic TRC Potential | 0 | 0 | 0 | 0 | 0 | 0 | 0 | 0 | 0 | 0 | 0 | 0 | 0 | 0 | 0 | 0 | 0 | 0 | 0 | 0 | 0 | 0 | 0 | 0 | 0 | 0 | 0
F10_Commercial_Interruptible - College_Existing_Food Preparation_Natural Gas_Broiler_A_Achievable Economic TRC Potential | F10 | Commercial | Interruptible - College | Existing | Food Preparation | Natural Gas | Broiler | A | Purchases (Incremental) | Achievable Economic TRC Potential | 0 | 0 | 0.0040054 | 0.013553 | 0.024636 | 0.036996 | 0.050414 | 0.064703 | 0.079703 | 0.09528 | 0.10281 | 0.11082 | 0.11951 | 0.12901 | 0.13537 | 0.13709 | 0.13818 | 0.13886 | 0.13931 | 0.17658 | 0.17674 | 0.17502 | 0.16653 | 0.15698 | 0.14648 | 0.13511 | 0.12295
F11_Commercial_Interruptible - College_Existing_Food Preparation_Natural Gas_Broiler_A_Achievable Economic TRC Potential | F11 | Commercial | Interruptible - College | Existing | Food Preparation | Natural Gas | Broiler | A | Purchases (Cumulative) | Achievable Economic TRC Potential | 0 | 0 | 0.0040054 | 0.017558 | 0.042194 | 0.07919 | 0.1296 | 0.19431 | 0.27401 | 0.36929 | 0.4721 | 0.58293 | 0.70244 | 0.83145 | 0.96682 | 1.1039 | 1.2421 | 1.381 | 1.5203 | 1.6968 | 1.8736 | 2.0486 | 2.2151 | 2.3721 | 2.5186 | 2.6537 | 2.7767
F1_Commercial_Interruptible - College_Existing_Food Preparation_Natural Gas_Griddle_A_Achievable Economic TRC Potential | F1 | Commercial | Interruptible - College | Existing | Food Preparation | Natural Gas | Griddle | A | Integrated Unit Energy Savings (kWh or therms) | Achievable Economic TRC Potential | 0 | 167.9465 | 167.9465 | 167.9465 | 167.9465 | 167.9465 | 167.9465 | 167.9465 | 167.9465 | 167.9465 | 167.9465 | 167.9465 | 167.9465 | 167.9465 | 167.9465 | 167.9465 | 167.9465 | 167.9465 | 167.9465 | 167.9465 | 167.9465 | 167.9465 | 167.9465 | 167.9465 | 167.9465 | 167.9465 | 167.9465
F2_Commercial_Interruptible - College_Existing_Food Preparation_Natural Gas_Griddle_A_Achievable Economic TRC Potential | F2 | Commercial | Interruptible - College | Existing | Food Preparation | Natural Gas | Griddle | A | Integrated Unit Summer Peak Savings (kW) | Achievable Economic TRC Potential | 0 | 0 | 0 | 0 | 0 | 0 | 0 | 0 | 0 | 0 | 0 | 0 | 0 | 0 | 0 | 0 | 0 | 0 | 0 | 0 | 0 | 0 | 0 | 0 | 0 | 0 | 0
F3_Commercial_Interruptible - College_Existing_Food Preparation_Natural Gas_Griddle_A_Achievable Economic TRC Potential | F3 | Commercial | Interruptible - College | Existing | Food Preparation | Natural Gas | Griddle | A | Integrated Unit Winter Peak Savings (kW) | Achievable Economic TRC Potential | 0 | 0 | 0 | 0 | 0 | 0 | 0 | 0 | 0 | 0 | 0 | 0 | 0 | 0 | 0 | 0 | 0 | 0 | 0 | 0 | 0 | 0 | 0 | 0 | 0 | 0 | 0
F4_Commercial_Interruptible - College_Existing_Food Preparation_Natural Gas_Griddle_A_Achievable Economic TRC Potential | F4 | Commercial | Interruptible - College | Existing | Food Preparation | Natural Gas | Griddle | A | Incremental Energy Savings (MWh or mTherms) | Achievable Economic TRC Potential | 0 | 0 | 0.00030383 | 0.001028 | 0.0018687 | 0.0028064 | 0.0038242 | 0.004908 | 0.0060458 | 0.0072275 | 0.0077989 | 0.0084066 | 0.0090656 | 0.0097857 | 0.010268 | 0.010399 | 0.010482 | 0.010533 | 0.010567 | 0.013395 | 0.013407 | 0.013276 | 0.012632 | 0.011908 | 0.011111 | 0.010248 | 0.009326
F5_Commercial_Interruptible - College_Existing_Food Preparation_Natural Gas_Griddle_A_Achievable Economic TRC Potential | F5 | Commercial | Interruptible - College | Existing | Food Preparation | Natural Gas | Griddle | A | Incremental Summer Peak Savings (MW) | Achievable Economic TRC Potential | 0 | 0 | 0 | 0 | 0 | 0 | 0 | 0 | 0 | 0 | 0 | 0 | 0 | 0 | 0 | 0 | 0 | 0 | 0 | 0 | 0 | 0 | 0 | 0 | 0 | 0 | 0
F6_Commercial_Interruptible - College_Existing_Food Preparation_Natural Gas_Griddle_A_Achievable Economic TRC Potential | F6 | Commercial | Interruptible - College | Existing | Food Preparation | Natural Gas | Griddle | A | Incremental Winter Peak Savings (MW) | Achievable Economic TRC Potential | 0 | 0 | 0 | 0 | 0 | 0 | 0 | 0 | 0 | 0 | 0 | 0 | 0 | 0 | 0 | 0 | 0 | 0 | 0 | 0 | 0 | 0 | 0 | 0 | 0 | 0 | 0
F7_Commercial_Interruptible - College_Existing_Food Preparation_Natural Gas_Griddle_A_Achievable Economic TRC Potential | F7 | Commercial | Interruptible - College | Existing | Food Preparation | Natural Gas | Griddle | A | Cumulative Energy Savings (MWh or mTherms) | Achievable Economic TRC Potential | 0 | 0 | 0.00030383 | 0.0013319 | 0.0032006 | 0.006007 | 0.0098311 | 0.014739 | 0.020785 | 0.028012 | 0.035811 | 0.044218 | 0.053284 | 0.063069 | 0.073338 | 0.083737 | 0.094219 | 0.10475 | 0.11532 | 0.12871 | 0.14212 | 0.1554 | 0.16803 | 0.17994 | 0.19105 | 0.2013 | 0.21062
F8_Commercial_Interruptible - College_Existing_Food Preparation_Natural Gas_Griddle_A_Achievable Economic TRC Potential | F8 | Commercial | Interruptible - College | Existing | Food Preparation | Natural Gas | Griddle | A | Cumulative Summer Peak Savings (MW) | Achievable Economic TRC Potential | 0 | 0 | 0 | 0 | 0 | 0 | 0 | 0 | 0 | 0 | 0 | 0 | 0 | 0 | 0 | 0 | 0 | 0 | 0 | 0 | 0 | 0 | 0 | 0 | 0 | 0 | 0
F9_Commercial_Interruptible - College_Existing_Food Preparation_Natural Gas_Griddle_A_Achievable Economic TRC Potential | F9 | Commercial | Interruptible - College | Existing | Food Preparation | Natural Gas | Griddle | A | Cumulative Winter Peak Savings (MW) | Achievable Economic TRC Potential | 0 | 0 | 0 | 0 | 0 | 0 | 0 | 0 | 0 | 0 | 0 | 0 | 0 | 0 | 0 | 0 | 0 | 0 | 0 | 0 | 0 | 0 | 0 | 0 | 0 | 0 | 0
F10_Commercial_Interruptible - College_Existing_Food Preparation_Natural Gas_Griddle_A_Achievable Economic TRC Potential | F10 | Commercial | Interruptible - College | Existing | Food Preparation | Natural Gas | Griddle | A | Purchases (Incremental) | Achievable Economic TRC Potential | 0 | 0 | 0.0018091 | 0.0061211 | 0.011127 | 0.01671 | 0.02277 | 0.029224 | 0.035999 | 0.043034 | 0.046437 | 0.050055 | 0.053979 | 0.058267 | 0.061141 | 0.06192 | 0.062411 | 0.062719 | 0.062921 | 0.079756 | 0.079827 | 0.079051 | 0.075214 | 0.070903 | 0.066159 | 0.061022 | 0.05553
F11_Commercial_Interruptible - College_Existing_Food Preparation_Natural Gas_Griddle_A_Achievable Economic TRC Potential | F11 | Commercial | Interruptible - College | Existing | Food Preparation | Natural Gas | Griddle | A | Purchases (Cumulative) | Achievable Economic TRC Potential | 0 | 0 | 0.0018091 | 0.0079302 | 0.019057 | 0.035767 | 0.058537 | 0.087761 | 0.12376 | 0.16679 | 0.21323 | 0.26329 | 0.31726 | 0.37553 | 0.43667 | 0.49859 | 0.561 | 0.62372 | 0.68664 | 0.7664 | 0.84623 | 0.92528 | 1.0005 | 1.0714 | 1.1376 | 1.1986 | 1.2541
F1_Commercial_Interruptible - College_Existing_Food Preparation_Natural Gas_Range_A_Achievable Economic TRC Potential | F1 | Commercial | Interruptible - College | Existing | Food Preparation | Natural Gas | Range | A | Integrated Unit Energy Savings (kWh or therms) | Achievable Economic TRC Potential | 0 | 171.4286 | 171.4286 | 171.4286 | 171.4286 | 171.4286 | 171.4286 | 171.4286 | 171.4286 | 171.4286 | 171.4286 | 171.4286 | 171.4286 | 171.4286 | 171.4286 | 171.4286 | 171.4286 | 171.4286 | 171.4286 | 171.4286 | 171.4286 | 171.4286 | 171.4286 | 171.4286 | 171.4286 | 171.4286 | 171.4286
F2_Commercial_Interruptible - College_Existing_Food Preparation_Natural Gas_Range_A_Achievable Economic TRC Potential | F2 | Commercial | Interruptible - College | Existing | Food Preparation | Natural Gas | Range | A | Integrated Unit Summer Peak Savings (kW) | Achievable Economic TRC Potential | 0 | 0 | 0 | 0 | 0 | 0 | 0 | 0 | 0 | 0 | 0 | 0 | 0 | 0 | 0 | 0 | 0 | 0 | 0 | 0 | 0 | 0 | 0 | 0 | 0 | 0 | 0
F3_Commercial_Interruptible - College_Existing_Food Preparation_Natural Gas_Range_A_Achievable Economic TRC Potential | F3 | Commercial | Interruptible - College | Existing | Food Preparation | Natural Gas | Range | A | Integrated Unit Winter Peak Savings (kW) | Achievable Economic TRC Potential | 0 | 0 | 0 | 0 | 0 | 0 | 0 | 0 | 0 | 0 | 0 | 0 | 0 | 0 | 0 | 0 | 0 | 0 | 0 | 0 | 0 | 0 | 0 | 0 | 0 | 0 | 0
F4_Commercial_Interruptible - College_Existing_Food Preparation_Natural Gas_Range_A_Achievable Economic TRC Potential | F4 | Commercial | Interruptible - College | Existing | Food Preparation | Natural Gas | Range | A | Incremental Energy Savings (MWh or mTherms) | Achievable Economic TRC Potential | 0 | 0 | 0.00057016 | 0.0020618 | 0.0038781 | 0.0059195 | 0.0081134 | 0.010407 | 0.012763 | 0.015155 | 0.015271 | 0.015877 | 0.016378 | 0.016372 | 0.016392 | 0.019655 | 0.020385 | 0.020936 | 0.021352 | 0.02072 | 0.021793 | 0.022129 | 0.020073 | 0.017799 | 0.014958 | 0.0096318 | 0.0072618
F5_Commercial_Interruptible - College_Existing_Food Preparation_Natural Gas_Range_A_Achievable Economic TRC Potential | F5 | Commercial | Interruptible - College | Existing | Food Preparation | Natural Gas | Range | A | Incremental Summer Peak Savings (MW) | Achievable Economic TRC Potential | 0 | 0 | 0 | 0 | 0 | 0 | 0 | 0 | 0 | 0 | 0 | 0 | 0 | 0 | 0 | 0 | 0 | 0 | 0 | 0 | 0 | 0 | 0 | 0 | 0 | 0 | 0
F6_Commercial_Interruptible - College_Existing_Food Preparation_Natural Gas_Range_A_Achievable Economic TRC Potential | F6 | Commercial | Interruptible - College | Existing | Food Preparation | Natural Gas | Range | A | Incremental Winter Peak Savings (MW) | Achievable Economic TRC Potential | 0 | 0 | 0 | 0 | 0 | 0 | 0 | 0 | 0 | 0 | 0 | 0 | 0 | 0 | 0 | 0 | 0 | 0 | 0 | 0 | 0 | 0 | 0 | 0 | 0 | 0 | 0
F7_Commercial_Interruptible - College_Existing_Food Preparation_Natural Gas_Range_A_Achievable Economic TRC Potential | F7 | Commercial | Interruptible - College | Existing | Food Preparation | Natural Gas | Range | A | Cumulative Energy Savings (MWh or mTherms) | Achievable Economic TRC Potential | 0 | 0 | 0.00057016 | 0.002632 | 0.0065101 | 0.01243 | 0.020543 | 0.03095 | 0.043713 | 0.058868 | 0.074139 | 0.090016 | 0.10639 | 0.12277 | 0.13916 | 0.15881 | 0.1792 | 0.20013 | 0.22149 | 0.24221 | 0.264 | 0.28613 | 0.3062 | 0.324 | 0.33896 | 0.34859 | 0.35585
F8_Commercial_Interruptible - College_Existing_Food Preparation_Natural Gas_Range_A_Achievable Economic TRC Potential | F8 | Commercial | Interruptible - College | Existing | Food Preparation | Natural Gas | Range | A | Cumulative Summer Peak Savings (MW) | Achievable Economic TRC Potential | 0 | 0 | 0 | 0 | 0 | 0 | 0 | 0 | 0 | 0 | 0 | 0 | 0 | 0 | 0 | 0 | 0 | 0 | 0 | 0 | 0 | 0 | 0 | 0 | 0 | 0 | 0
F9_Commercial_Interruptible - College_Existing_Food Preparation_Natural Gas_Range_A_Achievable Economic TRC Potential | F9 | Commercial | Interruptible - College | Existing | Food Preparation | Natural Gas | Range | A | Cumulative Winter Peak Savings (MW) | Achievable Economic TRC Potential | 0 | 0 | 0 | 0 | 0 | 0 | 0 | 0 | 0 | 0 | 0 | 0 | 0 | 0 | 0 | 0 | 0 | 0 | 0 | 0 | 0 | 0 | 0 | 0 | 0 | 0 | 0
F10_Commercial_Interruptible - College_Existing_Food Preparation_Natural Gas_Range_A_Achievable Economic TRC Potential | F10 | Commercial | Interruptible - College | Existing | Food Preparation | Natural Gas | Range | A | Purchases (Incremental) | Achievable Economic TRC Potential | 0 | 0 | 0.0033259 | 0.012027 | 0.022622 | 0.034531 | 0.047328 | 0.060708 | 0.074451 | 0.088402 | 0.089081 | 0.092615 | 0.095538 | 0.095502 | 0.09562 | 0.11466 | 0.11891 | 0.12213 | 0.12455 | 0.12086 | 0.12713 | 0.12909 | 0.11709 | 0.10383 | 0.087256 | 0.056186 | 0.04236
F11_Commercial_Interruptible - College_Existing_Food Preparation_Natural Gas_Range_A_Achievable Economic TRC Potential | F11 | Commercial | Interruptible - College | Existing | Food Preparation | Natural Gas | Range | A | Purchases (Cumulative) | Achievable Economic TRC Potential | 0 | 0 | 0.0033259 | 0.015353 | 0.037975 | 0.072506 | 0.11983 | 0.18054 | 0.25499 | 0.3434 | 0.43248 | 0.52509 | 0.62063 | 0.71613 | 0.81175 | 0.92641 | 1.0453 | 1.1674 | 1.292 | 1.4129 | 1.54 | 1.6691 | 1.7862 | 1.89 | 1.9773 | 2.0334 | 2.0758
F1_Commercial_Interruptible - College_Existing_Food Preparation_Natural Gas_Steamer_A_Achievable Economic TRC Potential | F1 | Commercial | Interruptible - College | Existing | Food Preparation | Natural Gas | Steamer | A | Integrated Unit Energy Savings (kWh or therms) | Achievable Economic TRC Potential | 0 | 1215.1419 | 1215.1419 | 1215.1419 | 1215.1419 | 1215.1419 | 1215.1419 | 1215.1419 | 1215.1419 | 1215.1419 | 1215.1419 | 1215.1419 | 1215.1419 | 1215.1419 | 1215.1419 | 1215.1419 | 1215.1419 | 1215.1419 | 1215.1419 | 1215.1419 | 1215.1419 | 1215.1419 | 1215.1419 | 1215.1419 | 1215.1419 | 1215.1419 | 1215.1419
F2_Commercial_Interruptible - College_Existing_Food Preparation_Natural Gas_Steamer_A_Achievable Economic TRC Potential | F2 | Commercial | Interruptible - College | Existing | Food Preparation | Natural Gas | Steamer | A | Integrated Unit Summer Peak Savings (kW) | Achievable Economic TRC Potential | 0 | 0 | 0 | 0 | 0 | 0 | 0 | 0 | 0 | 0 | 0 | 0 | 0 | 0 | 0 | 0 | 0 | 0 | 0 | 0 | 0 | 0 | 0 | 0 | 0 | 0 | 0
F3_Commercial_Interruptible - College_Existing_Food Preparation_Natural Gas_Steamer_A_Achievable Economic TRC Potential | F3 | Commercial | Interruptible - College | Existing | Food Preparation | Natural Gas | Steamer | A | Integrated Unit Winter Peak Savings (kW) | Achievable Economic TRC Potential | 0 | 0 | 0 | 0 | 0 | 0 | 0 | 0 | 0 | 0 | 0 | 0 | 0 | 0 | 0 | 0 | 0 | 0 | 0 | 0 | 0 | 0 | 0 | 0 | 0 | 0 | 0
F4_Commercial_Interruptible - College_Existing_Food Preparation_Natural Gas_Steamer_A_Achievable Economic TRC Potential | F4 | Commercial | Interruptible - College | Existing | Food Preparation | Natural Gas | Steamer | A | Incremental Energy Savings (MWh or mTherms) | Achievable Economic TRC Potential | 0 | 0 | 0.0022117 | 0.0065654 | 0.010731 | 0.014766 | 0.018712 | 0.022601 | 0.027469 | 0.032161 | 0.034447 | 0.034404 | 0.03438 | 0.048487 | 0.04607 | 0.044354 | 0.042132 | 0.040417 | 0.039115 | 0.038136 | 0.042711 | 0.031336 | 0.03036 | 0.027878 | 0.024444 | 0.026726 | 0.01746
F5_Commercial_Interruptible - College_Existing_Food Preparation_Natural Gas_Steamer_A_Achievable Economic TRC Potential | F5 | Commercial | Interruptible - College | Existing | Food Preparation | Natural Gas | Steamer | A | Incremental Summer Peak Savings (MW) | Achievable Economic TRC Potential | 0 | 0 | 0 | 0 | 0 | 0 | 0 | 0 | 0 | 0 | 0 | 0 | 0 | 0 | 0 | 0 | 0 | 0 | 0 | 0 | 0 | 0 | 0 | 0 | 0 | 0 | 0
F6_Commercial_Interruptible - College_Existing_Food Preparation_Natural Gas_Steamer_A_Achievable Economic TRC Potential | F6 | Commercial | Interruptible - College | Existing | Food Preparation | Natural Gas | Steamer | A | Incremental Winter Peak Savings (MW) | Achievable Economic TRC Potential | 0 | 0 | 0 | 0 | 0 | 0 | 0 | 0 | 0 | 0 | 0 | 0 | 0 | 0 | 0 | 0 | 0 | 0 | 0 | 0 | 0 | 0 | 0 | 0 | 0 | 0 | 0
F7_Commercial_Interruptible - College_Existing_Food Preparation_Natural Gas_Steamer_A_Achievable Economic TRC Potential | F7 | Commercial | Interruptible - College | Existing | Food Preparation | Natural Gas | Steamer | A | Cumulative Energy Savings (MWh or mTherms) | Achievable Economic TRC Potential | 0 | 0 | 0.0022117 | 0.0087771 | 0.019508 | 0.034274 | 0.052986 | 0.075587 | 0.10306 | 0.13522 | 0.16967 | 0.20407 | 0.23845 | 0.28694 | 0.33301 | 0.37736 | 0.41949 | 0.45991 | 0.49902 | 0.53716 | 0.57987 | 0.61121 | 0.64157 | 0.66944 | 0.69389 | 0.72061 | 0.73807
F8_Commercial_Interruptible - College_Existing_Food Preparation_Natural Gas_Steamer_A_Achievable Economic TRC Potential | F8 | Commercial | Interruptible - College | Existing | Food Preparation | Natural Gas | Steamer | A | Cumulative Summer Peak Savings (MW) | Achievable Economic TRC Potential | 0 | 0 | 0 | 0 | 0 | 0 | 0 | 0 | 0 | 0 | 0 | 0 | 0 | 0 | 0 | 0 | 0 | 0 | 0 | 0 | 0 | 0 | 0 | 0 | 0 | 0 | 0
F9_Commercial_Interruptible - College_Existing_Food Preparation_Natural Gas_Steamer_A_Achievable Economic TRC Potential | F9 | Commercial | Interruptible - College | Existing | Food Preparation | Natural Gas | Steamer | A | Cumulative Winter Peak Savings (MW) | Achievable Economic TRC Potential | 0 | 0 | 0 | 0 | 0 | 0 | 0 | 0 | 0 | 0 | 0 | 0 | 0 | 0 | 0 | 0 | 0 | 0 | 0 | 0 | 0 | 0 | 0 | 0 | 0 | 0 | 0
F10_Commercial_Interruptible - College_Existing_Food Preparation_Natural Gas_Steamer_A_Achievable Economic TRC Potential | F10 | Commercial | Interruptible - College | Existing | Food Preparation | Natural Gas | Steamer | A | Purchases (Incremental) | Achievable Economic TRC Potential | 0 | 0 | 0.0018202 | 0.005403 | 0.0088309 | 0.012152 | 0.015399 | 0.0186 | 0.022606 | 0.026467 | 0.028348 | 0.028312 | 0.028293 | 0.039903 | 0.037913 | 0.036501 | 0.034672 | 0.033261 | 0.032189 | 0.031384 | 0.035149 | 0.025788 | 0.024985 | 0.022942 | 0.020116 | 0.021994 | 0.014369
F11_Commercial_Interruptible - College_Existing_Food Preparation_Natural Gas_Steamer_A_Achievable Economic TRC Potential | F11 | Commercial | Interruptible - College | Existing | Food Preparation | Natural Gas | Steamer | A | Purchases (Cumulative) | Achievable Economic TRC Potential | 0 | 0 | 0.0018202 | 0.0072231 | 0.016054 | 0.028206 | 0.043605 | 0.062205 | 0.08481 | 0.11128 | 0.13963 | 0.16794 | 0.19623 | 0.23613 | 0.27405 | 0.31055 | 0.34522 | 0.37848 | 0.41067 | 0.44205 | 0.4772 | 0.50299 | 0.52798 | 0.55092 | 0.57103 | 0.59303 | 0.6074
F1_Commercial_Interruptible - College_Existing_Food Preparation_Natural Gas_Commercial Food Prep Other_A_Achievable Economic TRC Potential | F1 | Commercial | Interruptible - College | Existing | Food Preparation | Natural Gas | Commercial Food Prep Other | A | Integrated Unit Energy Savings (kWh or therms) | Achievable Economic TRC Potential | 0 | 366.1618 | 366.1618 | 366.1618 | 366.1618 | 366.1618 | 366.1618 | 366.1618 | 366.1618 | 366.1618 | 366.1618 | 366.1618 | 366.1618 | 366.1618 | 366.1618 | 366.1618 | 366.1618 | 366.1618 | 366.1618 | 366.1618 | 366.1618 | 366.1618 | 366.1618 | 366.1618 | 366.1618 | 366.1618 | 366.1618
F2_Commercial_Interruptible - College_Existing_Food Preparation_Natural Gas_Commercial Food Prep Other_A_Achievable Economic TRC Potential | F2 | Commercial | Interruptible - College | Existing | Food Preparation | Natural Gas | Commercial Food Prep Other | A | Integrated Unit Summer Peak Savings (kW) | Achievable Economic TRC Potential | 0 | 0 | 0 | 0 | 0 | 0 | 0 | 0 | 0 | 0 | 0 | 0 | 0 | 0 | 0 | 0 | 0 | 0 | 0 | 0 | 0 | 0 | 0 | 0 | 0 | 0 | 0
F3_Commercial_Interruptible - College_Existing_Food Preparation_Natural Gas_Commercial Food Prep Other_A_Achievable Economic TRC Potential | F3 | Commercial | Interruptible - College | Existing | Food Preparation | Natural Gas | Commercial Food Prep Other | A | Integrated Unit Winter Peak Savings (kW) | Achievable Economic TRC Potential | 0 | 0 | 0 | 0 | 0 | 0 | 0 | 0 | 0 | 0 | 0 | 0 | 0 | 0 | 0 | 0 | 0 | 0 | 0 | 0 | 0 | 0 | 0 | 0 | 0 | 0 | 0
F4_Commercial_Interruptible - College_Existing_Food Preparation_Natural Gas_Commercial Food Prep Other_A_Achievable Economic TRC Potential | F4 | Commercial | Interruptible - College | Existing | Food Preparation | Natural Gas | Commercial Food Prep Other | A | Incremental Energy Savings (MWh or mTherms) | Achievable Economic TRC Potential | 0 | 0 | 1.5438e-05 | 5.5827e-05 | 0.00010501 | 0.00016028 | 0.00021969 | 0.00028179 | 0.00034559 | 0.00041034 | 0.00041349 | 0.0004299 | 0.00044347 | 0.0004433 | 0.00044385 | 0.00053221 | 0.00055195 | 0.00056689 | 0.00057814 | 0.00056102 | 0.0005901 | 0.00059919 | 0.0005435 | 0.00048194 | 0.00040502 | 0.0002608 | 0.00019663
F5_Commercial_Interruptible - College_Existing_Food Preparation_Natural Gas_Commercial Food Prep Other_A_Achievable Economic TRC Potential | F5 | Commercial | Interruptible - College | Existing | Food Preparation | Natural Gas | Commercial Food Prep Other | A | Incremental Summer Peak Savings (MW) | Achievable Economic TRC Potential | 0 | 0 | 0 | 0 | 0 | 0 | 0 | 0 | 0 | 0 | 0 | 0 | 0 | 0 | 0 | 0 | 0 | 0 | 0 | 0 | 0 | 0 | 0 | 0 | 0 | 0 | 0
F6_Commercial_Interruptible - College_Existing_Food Preparation_Natural Gas_Commercial Food Prep Other_A_Achievable Economic TRC Potential | F6 | Commercial | Interruptible - College | Existing | Food Preparation | Natural Gas | Commercial Food Prep Other | A | Incremental Winter Peak Savings (MW) | Achievable Economic TRC Potential | 0 | 0 | 0 | 0 | 0 | 0 | 0 | 0 | 0 | 0 | 0 | 0 | 0 | 0 | 0 | 0 | 0 | 0 | 0 | 0 | 0 | 0 | 0 | 0 | 0 | 0 | 0
F7_Commercial_Interruptible - College_Existing_Food Preparation_Natural Gas_Commercial Food Prep Other_A_Achievable Economic TRC Potential | F7 | Commercial | Interruptible - College | Existing | Food Preparation | Natural Gas | Commercial Food Prep Other | A | Cumulative Energy Savings (MWh or mTherms) | Achievable Economic TRC Potential | 0 | 0 | 1.5438e-05 | 7.1266e-05 | 0.00017627 | 0.00033656 | 0.00055624 | 0.00083804 | 0.0011836 | 0.001594 | 0.0020075 | 0.0024374 | 0.0028808 | 0.0033241 | 0.003768 | 0.0043002 | 0.0048521 | 0.005419 | 0.0059972 | 0.0065582 | 0.0071483 | 0.0077475 | 0.008291 | 0.0087729 | 0.0091779 | 0.0094387 | 0.0096354
F8_Commercial_Interruptible - College_Existing_Food Preparation_Natural Gas_Commercial Food Prep Other_A_Achievable Economic TRC Potential | F8 | Commercial | Interruptible - College | Existing | Food Preparation | Natural Gas | Commercial Food Prep Other | A | Cumulative Summer Peak Savings (MW) | Achievable Economic TRC Potential | 0 | 0 | 0 | 0 | 0 | 0 | 0 | 0 | 0 | 0 | 0 | 0 | 0 | 0 | 0 | 0 | 0 | 0 | 0 | 0 | 0 | 0 | 0 | 0 | 0 | 0 | 0
F9_Commercial_Interruptible - College_Existing_Food Preparation_Natural Gas_Commercial Food Prep Other_A_Achievable Economic TRC Potential | F9 | Commercial | Interruptible - College | Existing | Food Preparation | Natural Gas | Commercial Food Prep Other | A | Cumulative Winter Peak Savings (MW) | Achievable Economic TRC Potential | 0 | 0 | 0 | 0 | 0 | 0 | 0 | 0 | 0 | 0 | 0 | 0 | 0 | 0 | 0 | 0 | 0 | 0 | 0 | 0 | 0 | 0 | 0 | 0 | 0 | 0 | 0
F10_Commercial_Interruptible - College_Existing_Food Preparation_Natural Gas_Commercial Food Prep Other_A_Achievable Economic TRC Potential | F10 | Commercial | Interruptible - College | Existing | Food Preparation | Natural Gas | Commercial Food Prep Other | A | Purchases (Incremental) | Achievable Economic TRC Potential | 0 | 0 | 4.2162e-05 | 0.00015247 | 0.00028678 | 0.00043774 | 0.00059997 | 0.00076959 | 0.00094381 | 0.0011207 | 0.0011293 | 0.0011741 | 0.0012111 | 0.0012107 | 0.0012122 | 0.0014535 | 0.0015074 | 0.0015482 | 0.0015789 | 0.0015322 | 0.0016116 | 0.0016364 | 0.0014843 | 0.0013162 | 0.0011061 | 0.00071225 | 0.00053699
F11_Commercial_Interruptible - College_Existing_Food Preparation_Natural Gas_Commercial Food Prep Other_A_Achievable Economic TRC Potential | F11 | Commercial | Interruptible - College | Existing | Food Preparation | Natural Gas | Commercial Food Prep Other | A | Purchases (Cumulative) | Achievable Economic TRC Potential | 0 | 0 | 4.2162e-05 | 0.00019463 | 0.00048141 | 0.00091914 | 0.0015191 | 0.0022887 | 0.0032325 | 0.0043532 | 0.0054824 | 0.0066565 | 0.0078676 | 0.0090783 | 0.01029 | 0.011744 | 0.013251 | 0.0148 | 0.016378 | 0.017911 | 0.019522 | 0.021159 | 0.022643 | 0.023959 | 0.025065 | 0.025777 | 0.026314
F1_Commercial_Interruptible - College_Existing_Miscellaneous_Natural Gas_Pool Heater_A_Achievable Economic TRC Potential | F1 | Commercial | Interruptible - College | Existing | Miscellaneous | Natural Gas | Pool Heater | A | Integrated Unit Energy Savings (kWh or therms) | Achievable Economic TRC Potential | 0 | 2233.5 | 2233.5 | 2233.5 | 2233.5 | 2233.5 | 2233.5 | 2233.5 | 2233.5 | 2233.5 | 2233.5 | 2233.5 | 2233.5 | 2233.5 | 2233.5 | 2233.5 | 2233.5 | 2233.5 | 2233.5 | 2233.5 | 2233.5 | 2233.5 | 2233.5 | 2233.5 | 2233.5 | 2233.5 | 2233.5
F2_Commercial_Interruptible - College_Existing_Miscellaneous_Natural Gas_Pool Heater_A_Achievable Economic TRC Potential | F2 | Commercial | Interruptible - College | Existing | Miscellaneous | Natural Gas | Pool Heater | A | Integrated Unit Summer Peak Savings (kW) | Achievable Economic TRC Potential | 0 | 0 | 0 | 0 | 0 | 0 | 0 | 0 | 0 | 0 | 0 | 0 | 0 | 0 | 0 | 0 | 0 | 0 | 0 | 0 | 0 | 0 | 0 | 0 | 0 | 0 | 0
F3_Commercial_Interruptible - College_Existing_Miscellaneous_Natural Gas_Pool Heater_A_Achievable Economic TRC Potential | F3 | Commercial | Interruptible - College | Existing | Miscellaneous | Natural Gas | Pool Heater | A | Integrated Unit Winter Peak Savings (kW) | Achievable Economic TRC Potential | 0 | 0 | 0 | 0 | 0 | 0 | 0 | 0 | 0 | 0 | 0 | 0 | 0 | 0 | 0 | 0 | 0 | 0 | 0 | 0 | 0 | 0 | 0 | 0 | 0 | 0 | 0
F4_Commercial_Interruptible - College_Existing_Miscellaneous_Natural Gas_Pool Heater_A_Achievable Economic TRC Potential | F4 | Commercial | Interruptible - College | Existing | Miscellaneous | Natural Gas | Pool Heater | A | Incremental Energy Savings (MWh or mTherms) | Achievable Economic TRC Potential | 0 | 0 | 0 | 1.5976e-06 | 2.4015e-06 | 5.1463e-06 | 9.895e-06 | 1.7099e-05 | 2.7334e-05 | 3.949e-05 | 5.6264e-05 | 9.8418e-05 | 0.00012012 | 0.00014174 | 0.00016133 | 0.00017667 | 0.00020102 | 0.00019014 | 0.00018872 | 0.0001761 | 0.00015574 | 0.00015504 | 0.00010957 | 6.7123e-05 | 3.3231e-05 | 6.3873e-06 | 0
F5_Commercial_Interruptible - College_Existing_Miscellaneous_Natural Gas_Pool Heater_A_Achievable Economic TRC Potential | F5 | Commercial | Interruptible - College | Existing | Miscellaneous | Natural Gas | Pool Heater | A | Incremental Summer Peak Savings (MW) | Achievable Economic TRC Potential | 0 | 0 | 0 | 0 | 0 | 0 | 0 | 0 | 0 | 0 | 0 | 0 | 0 | 0 | 0 | 0 | 0 | 0 | 0 | 0 | 0 | 0 | 0 | 0 | 0 | 0 | 0
F6_Commercial_Interruptible - College_Existing_Miscellaneous_Natural Gas_Pool Heater_A_Achievable Economic TRC Potential | F6 | Commercial | Interruptible - College | Existing | Miscellaneous | Natural Gas | Pool Heater | A | Incremental Winter Peak Savings (MW) | Achievable Economic TRC Potential | 0 | 0 | 0 | 0 | 0 | 0 | 0 | 0 | 0 | 0 | 0 | 0 | 0 | 0 | 0 | 0 | 0 | 0 | 0 | 0 | 0 | 0 | 0 | 0 | 0 | 0 | 0
F7_Commercial_Interruptible - College_Existing_Miscellaneous_Natural Gas_Pool Heater_A_Achievable Economic TRC Potential | F7 | Commercial | Interruptible - College | Existing | Miscellaneous | Natural Gas | Pool Heater | A | Cumulative Energy Savings (MWh or mTherms) | Achievable Economic TRC Potential | 0 | 0 | 0 | 1.5976e-06 | 3.9992e-06 | 9.1455e-06 | 1.904e-05 | 3.614e-05 | 6.3474e-05 | 0.00010296 | 0.00015923 | 0.00025765 | 0.00037777 | 0.00051951 | 0.00068084 | 0.00085752 | 0.0010585 | 0.0012487 | 0.0014374 | 0.0016135 | 0.0017692 | 0.0019243 | 0.0020339 | 0.002101 | 0.0021342 | 0.0021406 | 0.0021406
F8_Commercial_Interruptible - College_Existing_Miscellaneous_Natural Gas_Pool Heater_A_Achievable Economic TRC Potential | F8 | Commercial | Interruptible - College | Existing | Miscellaneous | Natural Gas | Pool Heater | A | Cumulative Summer Peak Savings (MW) | Achievable Economic TRC Potential | 0 | 0 | 0 | 0 | 0 | 0 | 0 | 0 | 0 | 0 | 0 | 0 | 0 | 0 | 0 | 0 | 0 | 0 | 0 | 0 | 0 | 0 | 0 | 0 | 0 | 0 | 0
F9_Commercial_Interruptible - College_Existing_Miscellaneous_Natural Gas_Pool Heater_A_Achievable Economic TRC Potential | F9 | Commercial | Interruptible - College | Existing | Miscellaneous | Natural Gas | Pool Heater | A | Cumulative Winter Peak Savings (MW) | Achievable Economic TRC Potential | 0 | 0 | 0 | 0 | 0 | 0 | 0 | 0 | 0 | 0 | 0 | 0 | 0 | 0 | 0 | 0 | 0 | 0 | 0 | 0 | 0 | 0 | 0 | 0 | 0 | 0 | 0
F10_Commercial_Interruptible - College_Existing_Miscellaneous_Natural Gas_Pool Heater_A_Achievable Economic TRC Potential | F10 | Commercial | Interruptible - College | Existing | Miscellaneous | Natural Gas | Pool Heater | A | Purchases (Incremental) | Achievable Economic TRC Potential | 0 | 0 | 0 | 7.153e-07 | 1.0752e-06 | 2.3041e-06 | 4.4303e-06 | 7.6558e-06 | 1.2238e-05 | 1.7681e-05 | 2.5191e-05 | 4.4065e-05 | 5.3783e-05 | 6.3461e-05 | 7.2232e-05 | 7.9102e-05 | 9.0001e-05 | 8.5131e-05 | 8.4497e-05 | 7.8845e-05 | 6.9731e-05 | 6.9415e-05 | 4.9059e-05 | 3.0053e-05 | 1.4878e-05 | 2.8598e-06 | 0
F11_Commercial_Interruptible - College_Existing_Miscellaneous_Natural Gas_Pool Heater_A_Achievable Economic TRC Potential | F11 | Commercial | Interruptible - College | Existing | Miscellaneous | Natural Gas | Pool Heater | A | Purchases (Cumulative) | Achievable Economic TRC Potential | 0 | 0 | 0 | 7.153e-07 | 1.7905e-06 | 4.0947e-06 | 8.5249e-06 | 1.6181e-05 | 2.8419e-05 | 4.61e-05 | 7.1291e-05 | 0.00011536 | 0.00016914 | 0.0002326 | 0.00030483 | 0.00038393 | 0.00047393 | 0.00055907 | 0.00064356 | 0.00072241 | 0.00079214 | 0.00086155 | 0.00091061 | 0.00094066 | 0.00095554 | 0.0009584 | 0.0009584
F1_Commercial_Interruptible - College_New_Space Heating_Natural Gas_Furnace_A_Achievable Economic TRC Potential | F1 | Commercial | Interruptible - College | New | Space Heating | Natural Gas | Furnace | A | Integrated Unit Energy Savings (kWh or therms) | Achievable Economic TRC Potential | 0 | 0 | 0 | 0 | 0 | 0 | 0 | 0 | 0 | 0 | 0 | 0 | 0 | 0 | 0 | 0 | 0 | 0 | 0 | 0 | 0 | 0 | 0 | 0 | 0 | 0 | 0
F2_Commercial_Interruptible - College_New_Space Heating_Natural Gas_Furnace_A_Achievable Economic TRC Potential | F2 | Commercial | Interruptible - College | New | Space Heating | Natural Gas | Furnace | A | Integrated Unit Summer Peak Savings (kW) | Achievable Economic TRC Potential | 0 | 0 | 0 | 0 | 0 | 0 | 0 | 0 | 0 | 0 | 0 | 0 | 0 | 0 | 0 | 0 | 0 | 0 | 0 | 0 | 0 | 0 | 0 | 0 | 0 | 0 | 0
F3_Commercial_Interruptible - College_New_Space Heating_Natural Gas_Furnace_A_Achievable Economic TRC Potential | F3 | Commercial | Interruptible - College | New | Space Heating | Natural Gas | Furnace | A | Integrated Unit Winter Peak Savings (kW) | Achievable Economic TRC Potential | 0 | 0 | 0 | 0 | 0 | 0 | 0 | 0 | 0 | 0 | 0 | 0 | 0 | 0 | 0 | 0 | 0 | 0 | 0 | 0 | 0 | 0 | 0 | 0 | 0 | 0 | 0
F4_Commercial_Interruptible - College_New_Space Heating_Natural Gas_Furnace_A_Achievable Economic TRC Potential | F4 | Commercial | Interruptible - College | New | Space Heating | Natural Gas | Furnace | A | Incremental Energy Savings (MWh or mTherms) | Achievable Economic TRC Potential | 0 | 0 | 0 | 0 | 0 | 0 | 0 | 0 | 0 | 0 | 0 | 0 | 0 | 0 | 0 | 0 | 0 | 0 | 0 | 0 | 0 | 0 | 0 | 0 | 0 | 0 | 0
F5_Commercial_Interruptible - College_New_Space Heating_Natural Gas_Furnace_A_Achievable Economic TRC Potential | F5 | Commercial | Interruptible - College | New | Space Heating | Natural Gas | Furnace | A | Incremental Summer Peak Savings (MW) | Achievable Economic TRC Potential | 0 | 0 | 0 | 0 | 0 | 0 | 0 | 0 | 0 | 0 | 0 | 0 | 0 | 0 | 0 | 0 | 0 | 0 | 0 | 0 | 0 | 0 | 0 | 0 | 0 | 0 | 0
F6_Commercial_Interruptible - College_New_Space Heating_Natural Gas_Furnace_A_Achievable Economic TRC Potential | F6 | Commercial | Interruptible - College | New | Space Heating | Natural Gas | Furnace | A | Incremental Winter Peak Savings (MW) | Achievable Economic TRC Potential | 0 | 0 | 0 | 0 | 0 | 0 | 0 | 0 | 0 | 0 | 0 | 0 | 0 | 0 | 0 | 0 | 0 | 0 | 0 | 0 | 0 | 0 | 0 | 0 | 0 | 0 | 0
F7_Commercial_Interruptible - College_New_Space Heating_Natural Gas_Furnace_A_Achievable Economic TRC Potential | F7 | Commercial | Interruptible - College | New | Space Heating | Natural Gas | Furnace | A | Cumulative Energy Savings (MWh or mTherms) | Achievable Economic TRC Potential | 0 | 0 | 0 | 0 | 0 | 0 | 0 | 0 | 0 | 0 | 0 | 0 | 0 | 0 | 0 | 0 | 0 | 0 | 0 | 0 | 0 | 0 | 0 | 0 | 0 | 0 | 0
F8_Commercial_Interruptible - College_New_Space Heating_Natural Gas_Furnace_A_Achievable Economic TRC Potential | F8 | Commercial | Interruptible - College | New | Space Heating | Natural Gas | Furnace | A | Cumulative Summer Peak Savings (MW) | Achievable Economic TRC Potential | 0 | 0 | 0 | 0 | 0 | 0 | 0 | 0 | 0 | 0 | 0 | 0 | 0 | 0 | 0 | 0 | 0 | 0 | 0 | 0 | 0 | 0 | 0 | 0 | 0 | 0 | 0
F9_Commercial_Interruptible - College_New_Space Heating_Natural Gas_Furnace_A_Achievable Economic TRC Potential | F9 | Commercial | Interruptible - College | New | Space Heating | Natural Gas | Furnace | A | Cumulative Winter Peak Savings (MW) | Achievable Economic TRC Potential | 0 | 0 | 0 | 0 | 0 | 0 | 0 | 0 | 0 | 0 | 0 | 0 | 0 | 0 | 0 | 0 | 0 | 0 | 0 | 0 | 0 | 0 | 0 | 0 | 0 | 0 | 0
F10_Commercial_Interruptible - College_New_Space Heating_Natural Gas_Furnace_A_Achievable Economic TRC Potential | F10 | Commercial | Interruptible - College | New | Space Heating | Natural Gas | Furnace | A | Purchases (Incremental) | Achievable Economic TRC Potential | 0 | 0 | 0 | 0 | 0 | 0 | 0 | 0 | 0 | 0 | 0 | 0 | 0 | 0 | 0 | 0 | 0 | 0 | 0 | 0 | 0 | 0 | 0 | 0 | 0 | 0 | 0
F11_Commercial_Interruptible - College_New_Space Heating_Natural Gas_Furnace_A_Achievable Economic TRC Potential | F11 | Commercial | Interruptible - College | New | Space Heating | Natural Gas | Furnace | A | Purchases (Cumulative) | Achievable Economic TRC Potential | 0 | 0 | 0 | 0 | 0 | 0 | 0 | 0 | 0 | 0 | 0 | 0 | 0 | 0 | 0 | 0 | 0 | 0 | 0 | 0 | 0 | 0 | 0 | 0 | 0 | 0 | 0
F1_Commercial_Interruptible - College_New_Space Heating_Natural Gas_Boiler_A_Achievable Economic TRC Potential | F1 | Commercial | Interruptible - College | New | Space Heating | Natural Gas | Boiler | A | Integrated Unit Energy Savings (kWh or therms) | Achievable Economic TRC Potential | 0 | 0 | 0 | 0 | 0 | 0 | 0 | 0 | 0 | 0 | 0 | 0 | 0 | 0 | 0 | 0 | 0 | 0 | 0 | 0 | 0 | 0 | 0 | 0 | 0 | 0 | 0
F2_Commercial_Interruptible - College_New_Space Heating_Natural Gas_Boiler_A_Achievable Economic TRC Potential | F2 | Commercial | Interruptible - College | New | Space Heating | Natural Gas | Boiler | A | Integrated Unit Summer Peak Savings (kW) | Achievable Economic TRC Potential | 0 | 0 | 0 | 0 | 0 | 0 | 0 | 0 | 0 | 0 | 0 | 0 | 0 | 0 | 0 | 0 | 0 | 0 | 0 | 0 | 0 | 0 | 0 | 0 | 0 | 0 | 0
F3_Commercial_Interruptible - College_New_Space Heating_Natural Gas_Boiler_A_Achievable Economic TRC Potential | F3 | Commercial | Interruptible - College | New | Space Heating | Natural Gas | Boiler | A | Integrated Unit Winter Peak Savings (kW) | Achievable Economic TRC Potential | 0 | 0 | 0 | 0 | 0 | 0 | 0 | 0 | 0 | 0 | 0 | 0 | 0 | 0 | 0 | 0 | 0 | 0 | 0 | 0 | 0 | 0 | 0 | 0 | 0 | 0 | 0
F4_Commercial_Interruptible - College_New_Space Heating_Natural Gas_Boiler_A_Achievable Economic TRC Potential | F4 | Commercial | Interruptible - College | New | Space Heating | Natural Gas | Boiler | A | Incremental Energy Savings (MWh or mTherms) | Achievable Economic TRC Potential | 0 | 0 | 0 | 0 | 0 | 0 | 0 | 0 | 0 | 0 | 0 | 0 | 0 | 0 | 0 | 0 | 0 | 0 | 0 | 0 | 0 | 0 | 0 | 0 | 0 | 0 | 0
F5_Commercial_Interruptible - College_New_Space Heating_Natural Gas_Boiler_A_Achievable Economic TRC Potential | F5 | Commercial | Interruptible - College | New | Space Heating | Natural Gas | Boiler | A | Incremental Summer Peak Savings (MW) | Achievable Economic TRC Potential | 0 | 0 | 0 | 0 | 0 | 0 | 0 | 0 | 0 | 0 | 0 | 0 | 0 | 0 | 0 | 0 | 0 | 0 | 0 | 0 | 0 | 0 | 0 | 0 | 0 | 0 | 0
F6_Commercial_Interruptible - College_New_Space Heating_Natural Gas_Boiler_A_Achievable Economic TRC Potential | F6 | Commercial | Interruptible - College | New | Space Heating | Natural Gas | Boiler | A | Incremental Winter Peak Savings (MW) | Achievable Economic TRC Potential | 0 | 0 | 0 | 0 | 0 | 0 | 0 | 0 | 0 | 0 | 0 | 0 | 0 | 0 | 0 | 0 | 0 | 0 | 0 | 0 | 0 | 0 | 0 | 0 | 0 | 0 | 0
F7_Commercial_Interruptible - College_New_Space Heating_Natural Gas_Boiler_A_Achievable Economic TRC Potential | F7 | Commercial | Interruptible - College | New | Space Heating | Natural Gas | Boiler | A | Cumulative Energy Savings (MWh or mTherms) | Achievable Economic TRC Potential | 0 | 0 | 0 | 0 | 0 | 0 | 0 | 0 | 0 | 0 | 0 | 0 | 0 | 0 | 0 | 0 | 0 | 0 | 0 | 0 | 0 | 0 | 0 | 0 | 0 | 0 | 0
F8_Commercial_Interruptible - College_New_Space Heating_Natural Gas_Boiler_A_Achievable Economic TRC Potential | F8 | Commercial | Interruptible - College | New | Space Heating | Natural Gas | Boiler | A | Cumulative Summer Peak Savings (MW) | Achievable Economic TRC Potential | 0 | 0 | 0 | 0 | 0 | 0 | 0 | 0 | 0 | 0 | 0 | 0 | 0 | 0 | 0 | 0 | 0 | 0 | 0 | 0 | 0 | 0 | 0 | 0 | 0 | 0 | 0
F9_Commercial_Interruptible - College_New_Space Heating_Natural Gas_Boiler_A_Achievable Economic TRC Potential | F9 | Commercial | Interruptible - College | New | Space Heating | Natural Gas | Boiler | A | Cumulative Winter Peak Savings (MW) | Achievable Economic TRC Potential | 0 | 0 | 0 | 0 | 0 | 0 | 0 | 0 | 0 | 0 | 0 | 0 | 0 | 0 | 0 | 0 | 0 | 0 | 0 | 0 | 0 | 0 | 0 | 0 | 0 | 0 | 0
F10_Commercial_Interruptible - College_New_Space Heating_Natural Gas_Boiler_A_Achievable Economic TRC Potential | F10 | Commercial | Interruptible - College | New | Space Heating | Natural Gas | Boiler | A | Purchases (Incremental) | Achievable Economic TRC Potential | 0 | 0 | 0 | 0 | 0 | 0 | 0 | 0 | 0 | 0 | 0 | 0 | 0 | 0 | 0 | 0 | 0 | 0 | 0 | 0 | 0 | 0 | 0 | 0 | 0 | 0 | 0
F11_Commercial_Interruptible - College_New_Space Heating_Natural Gas_Boiler_A_Achievable Economic TRC Potential | F11 | Commercial | Interruptible - College | New | Space Heating | Natural Gas | Boiler | A | Purchases (Cumulative) | Achievable Economic TRC Potential | 0 | 0 | 0 | 0 | 0 | 0 | 0 | 0 | 0 | 0 | 0 | 0 | 0 | 0 | 0 | 0 | 0 | 0 | 0 | 0 | 0 | 0 | 0 | 0 | 0 | 0 | 0
F1_Commercial_Interruptible - College_New_Space Heating_Natural Gas_Unit Heater_A_Achievable Economic TRC Potential | F1 | Commercial | Interruptible - College | New | Space Heating | Natural Gas | Unit Heater | A | Integrated Unit Energy Savings (kWh or therms) | Achievable Economic TRC Potential | 0 | 0 | 0 | 0 | 0 | 0 | 0 | 0 | 0 | 0 | 0 | 0 | 0 | 0 | 0 | 0 | 0 | 0 | 0 | 0 | 0 | 0 | 0 | 0 | 0 | 0 | 0
F2_Commercial_Interruptible - College_New_Space Heating_Natural Gas_Unit Heater_A_Achievable Economic TRC Potential | F2 | Commercial | Interruptible - College | New | Space Heating | Natural Gas | Unit Heater | A | Integrated Unit Summer Peak Savings (kW) | Achievable Economic TRC Potential | 0 | 0 | 0 | 0 | 0 | 0 | 0 | 0 | 0 | 0 | 0 | 0 | 0 | 0 | 0 | 0 | 0 | 0 | 0 | 0 | 0 | 0 | 0 | 0 | 0 | 0 | 0
F3_Commercial_Interruptible - College_New_Space Heating_Natural Gas_Unit Heater_A_Achievable Economic TRC Potential | F3 | Commercial | Interruptible - College | New | Space Heating | Natural Gas | Unit Heater | A | Integrated Unit Winter Peak Savings (kW) | Achievable Economic TRC Potential | 0 | 0 | 0 | 0 | 0 | 0 | 0 | 0 | 0 | 0 | 0 | 0 | 0 | 0 | 0 | 0 | 0 | 0 | 0 | 0 | 0 | 0 | 0 | 0 | 0 | 0 | 0
F4_Commercial_Interruptible - College_New_Space Heating_Natural Gas_Unit Heater_A_Achievable Economic TRC Potential | F4 | Commercial | Interruptible - College | New | Space Heating | Natural Gas | Unit Heater | A | Incremental Energy Savings (MWh or mTherms) | Achievable Economic TRC Potential | 0 | 0 | 0 | 0 | 0 | 0 | 0 | 0 | 0 | 0 | 0 | 0 | 0 | 0 | 0 | 0 | 0 | 0 | 0 | 0 | 0 | 0 | 0 | 0 | 0 | 0 | 0
F5_Commercial_Interruptible - College_New_Space Heating_Natural Gas_Unit Heater_A_Achievable Economic TRC Potential | F5 | Commercial | Interruptible - College | New | Space Heating | Natural Gas | Unit Heater | A | Incremental Summer Peak Savings (MW) | Achievable Economic TRC Potential | 0 | 0 | 0 | 0 | 0 | 0 | 0 | 0 | 0 | 0 | 0 | 0 | 0 | 0 | 0 | 0 | 0 | 0 | 0 | 0 | 0 | 0 | 0 | 0 | 0 | 0 | 0
F6_Commercial_Interruptible - College_New_Space Heating_Natural Gas_Unit Heater_A_Achievable Economic TRC Potential | F6 | Commercial | Interruptible - College | New | Space Heating | Natural Gas | Unit Heater | A | Incremental Winter Peak Savings (MW) | Achievable Economic TRC Potential | 0 | 0 | 0 | 0 | 0 | 0 | 0 | 0 | 0 | 0 | 0 | 0 | 0 | 0 | 0 | 0 | 0 | 0 | 0 | 0 | 0 | 0 | 0 | 0 | 0 | 0 | 0
F7_Commercial_Interruptible - College_New_Space Heating_Natural Gas_Unit Heater_A_Achievable Economic TRC Potential | F7 | Commercial | Interruptible - College | New | Space Heating | Natural Gas | Unit Heater | A | Cumulative Energy Savings (MWh or mTherms) | Achievable Economic TRC Potential | 0 | 0 | 0 | 0 | 0 | 0 | 0 | 0 | 0 | 0 | 0 | 0 | 0 | 0 | 0 | 0 | 0 | 0 | 0 | 0 | 0 | 0 | 0 | 0 | 0 | 0 | 0
F8_Commercial_Interruptible - College_New_Space Heating_Natural Gas_Unit Heater_A_Achievable Economic TRC Potential | F8 | Commercial | Interruptible - College | New | Space Heating | Natural Gas | Unit Heater | A | Cumulative Summer Peak Savings (MW) | Achievable Economic TRC Potential | 0 | 0 | 0 | 0 | 0 | 0 | 0 | 0 | 0 | 0 | 0 | 0 | 0 | 0 | 0 | 0 | 0 | 0 | 0 | 0 | 0 | 0 | 0 | 0 | 0 | 0 | 0
F9_Commercial_Interruptible - College_New_Space Heating_Natural Gas_Unit Heater_A_Achievable Economic TRC Potential | F9 | Commercial | Interruptible - College | New | Space Heating | Natural Gas | Unit Heater | A | Cumulative Winter Peak Savings (MW) | Achievable Economic TRC Potential | 0 | 0 | 0 | 0 | 0 | 0 | 0 | 0 | 0 | 0 | 0 | 0 | 0 | 0 | 0 | 0 | 0 | 0 | 0 | 0 | 0 | 0 | 0 | 0 | 0 | 0 | 0
F10_Commercial_Interruptible - College_New_Space Heating_Natural Gas_Unit Heater_A_Achievable Economic TRC Potential | F10 | Commercial | Interruptible - College | New | Space Heating | Natural Gas | Unit Heater | A | Purchases (Incremental) | Achievable Economic TRC Potential | 0 | 0 | 0 | 0 | 0 | 0 | 0 | 0 | 0 | 0 | 0 | 0 | 0 | 0 | 0 | 0 | 0 | 0 | 0 | 0 | 0 | 0 | 0 | 0 | 0 | 0 | 0
F11_Commercial_Interruptible - College_New_Space Heating_Natural Gas_Unit Heater_A_Achievable Economic TRC Potential | F11 | Commercial | Interruptible - College | New | Space Heating | Natural Gas | Unit Heater | A | Purchases (Cumulative) | Achievable Economic TRC Potential | 0 | 0 | 0 | 0 | 0 | 0 | 0 | 0 | 0 | 0 | 0 | 0 | 0 | 0 | 0 | 0 | 0 | 0 | 0 | 0 | 0 | 0 | 0 | 0 | 0 | 0 | 0
F1_Commercial_Interruptible - College_New_Water Heating_Natural Gas_Water Heater_A_Achievable Economic TRC Potential | F1 | Commercial | Interruptible - College | New | Water Heating | Natural Gas | Water Heater | A | Integrated Unit Energy Savings (kWh or therms) | Achievable Economic TRC Potential | 0 | 0 | 0 | 0 | 0 | 0 | 0 | 0 | 0 | 0 | 0 | 0 | 0 | 0 | 0 | 0 | 0 | 0 | 0 | 0 | 0 | 0 | 0 | 0 | 0 | 0 | 0
F2_Commercial_Interruptible - College_New_Water Heating_Natural Gas_Water Heater_A_Achievable Economic TRC Potential | F2 | Commercial | Interruptible - College | New | Water Heating | Natural Gas | Water Heater | A | Integrated Unit Summer Peak Savings (kW) | Achievable Economic TRC Potential | 0 | 0 | 0 | 0 | 0 | 0 | 0 | 0 | 0 | 0 | 0 | 0 | 0 | 0 | 0 | 0 | 0 | 0 | 0 | 0 | 0 | 0 | 0 | 0 | 0 | 0 | 0
F3_Commercial_Interruptible - College_New_Water Heating_Natural Gas_Water Heater_A_Achievable Economic TRC Potential | F3 | Commercial | Interruptible - College | New | Water Heating | Natural Gas | Water Heater | A | Integrated Unit Winter Peak Savings (kW) | Achievable Economic TRC Potential | 0 | 0 | 0 | 0 | 0 | 0 | 0 | 0 | 0 | 0 | 0 | 0 | 0 | 0 | 0 | 0 | 0 | 0 | 0 | 0 | 0 | 0 | 0 | 0 | 0 | 0 | 0
F4_Commercial_Interruptible - College_New_Water Heating_Natural Gas_Water Heater_A_Achievable Economic TRC Potential | F4 | Commercial | Interruptible - College | New | Water Heating | Natural Gas | Water Heater | A | Incremental Energy Savings (MWh or mTherms) | Achievable Economic TRC Potential | 0 | 0 | 0 | 0 | 0 | 0 | 0 | 0 | 0 | 0 | 0 | 0 | 0 | 0 | 0 | 0 | 0 | 0 | 0 | 0 | 0 | 0 | 0 | 0 | 0 | 0 | 0
F5_Commercial_Interruptible - College_New_Water Heating_Natural Gas_Water Heater_A_Achievable Economic TRC Potential | F5 | Commercial | Interruptible - College | New | Water Heating | Natural Gas | Water Heater | A | Incremental Summer Peak Savings (MW) | Achievable Economic TRC Potential | 0 | 0 | 0 | 0 | 0 | 0 | 0 | 0 | 0 | 0 | 0 | 0 | 0 | 0 | 0 | 0 | 0 | 0 | 0 | 0 | 0 | 0 | 0 | 0 | 0 | 0 | 0
F6_Commercial_Interruptible - College_New_Water Heating_Natural Gas_Water Heater_A_Achievable Economic TRC Potential | F6 | Commercial | Interruptible - College | New | Water Heating | Natural Gas | Water Heater | A | Incremental Winter Peak Savings (MW) | Achievable Economic TRC Potential | 0 | 0 | 0 | 0 | 0 | 0 | 0 | 0 | 0 | 0 | 0 | 0 | 0 | 0 | 0 | 0 | 0 | 0 | 0 | 0 | 0 | 0 | 0 | 0 | 0 | 0 | 0
F7_Commercial_Interruptible - College_New_Water Heating_Natural Gas_Water Heater_A_Achievable Economic TRC Potential | F7 | Commercial | Interruptible - College | New | Water Heating | Natural Gas | Water Heater | A | Cumulative Energy Savings (MWh or mTherms) | Achievable Economic TRC Potential | 0 | 0 | 0 | 0 | 0 | 0 | 0 | 0 | 0 | 0 | 0 | 0 | 0 | 0 | 0 | 0 | 0 | 0 | 0 | 0 | 0 | 0 | 0 | 0 | 0 | 0 | 0
F8_Commercial_Interruptible - College_New_Water Heating_Natural Gas_Water Heater_A_Achievable Economic TRC Potential | F8 | Commercial | Interruptible - College | New | Water Heating | Natural Gas | Water Heater | A | Cumulative Summer Peak Savings (MW) | Achievable Economic TRC Potential | 0 | 0 | 0 | 0 | 0 | 0 | 0 | 0 | 0 | 0 | 0 | 0 | 0 | 0 | 0 | 0 | 0 | 0 | 0 | 0 | 0 | 0 | 0 | 0 | 0 | 0 | 0
F9_Commercial_Interruptible - College_New_Water Heating_Natural Gas_Water Heater_A_Achievable Economic TRC Potential | F9 | Commercial | Interruptible - College | New | Water Heating | Natural Gas | Water Heater | A | Cumulative Winter Peak Savings (MW) | Achievable Economic TRC Potential | 0 | 0 | 0 | 0 | 0 | 0 | 0 | 0 | 0 | 0 | 0 | 0 | 0 | 0 | 0 | 0 | 0 | 0 | 0 | 0 | 0 | 0 | 0 | 0 | 0 | 0 | 0
F10_Commercial_Interruptible - College_New_Water Heating_Natural Gas_Water Heater_A_Achievable Economic TRC Potential | F10 | Commercial | Interruptible - College | New | Water Heating | Natural Gas | Water Heater | A | Purchases (Incremental) | Achievable Economic TRC Potential | 0 | 0 | 0 | 0 | 0 | 0 | 0 | 0 | 0 | 0 | 0 | 0 | 0 | 0 | 0 | 0 | 0 | 0 | 0 | 0 | 0 | 0 | 0 | 0 | 0 | 0 | 0
F11_Commercial_Interruptible - College_New_Water Heating_Natural Gas_Water Heater_A_Achievable Economic TRC Potential | F11 | Commercial | Interruptible - College | New | Water Heating | Natural Gas | Water Heater | A | Purchases (Cumulative) | Achievable Economic TRC Potential | 0 | 0 | 0 | 0 | 0 | 0 | 0 | 0 | 0 | 0 | 0 | 0 | 0 | 0 | 0 | 0 | 0 | 0 | 0 | 0 | 0 | 0 | 0 | 0 | 0 | 0 | 0
F1_Commercial_Interruptible - College_New_Food Preparation_Natural Gas_Oven_A_Achievable Economic TRC Potential | F1 | Commercial | Interruptible - College | New | Food Preparation | Natural Gas | Oven | A | Integrated Unit Energy Savings (kWh or therms) | Achievable Economic TRC Potential | 0 | 0 | 0 | 0 | 0 | 0 | 0 | 0 | 0 | 0 | 0 | 0 | 0 | 0 | 0 | 0 | 0 | 0 | 0 | 0 | 0 | 0 | 0 | 0 | 0 | 0 | 0
F2_Commercial_Interruptible - College_New_Food Preparation_Natural Gas_Oven_A_Achievable Economic TRC Potential | F2 | Commercial | Interruptible - College | New | Food Preparation | Natural Gas | Oven | A | Integrated Unit Summer Peak Savings (kW) | Achievable Economic TRC Potential | 0 | 0 | 0 | 0 | 0 | 0 | 0 | 0 | 0 | 0 | 0 | 0 | 0 | 0 | 0 | 0 | 0 | 0 | 0 | 0 | 0 | 0 | 0 | 0 | 0 | 0 | 0
F3_Commercial_Interruptible - College_New_Food Preparation_Natural Gas_Oven_A_Achievable Economic TRC Potential | F3 | Commercial | Interruptible - College | New | Food Preparation | Natural Gas | Oven | A | Integrated Unit Winter Peak Savings (kW) | Achievable Economic TRC Potential | 0 | 0 | 0 | 0 | 0 | 0 | 0 | 0 | 0 | 0 | 0 | 0 | 0 | 0 | 0 | 0 | 0 | 0 | 0 | 0 | 0 | 0 | 0 | 0 | 0 | 0 | 0
F4_Commercial_Interruptible - College_New_Food Preparation_Natural Gas_Oven_A_Achievable Economic TRC Potential | F4 | Commercial | Interruptible - College | New | Food Preparation | Natural Gas | Oven | A | Incremental Energy Savings (MWh or mTherms) | Achievable Economic TRC Potential | 0 | 0 | 0 | 0 | 0 | 0 | 0 | 0 | 0 | 0 | 0 | 0 | 0 | 0 | 0 | 0 | 0 | 0 | 0 | 0 | 0 | 0 | 0 | 0 | 0 | 0 | 0
F5_Commercial_Interruptible - College_New_Food Preparation_Natural Gas_Oven_A_Achievable Economic TRC Potential | F5 | Commercial | Interruptible - College | New | Food Preparation | Natural Gas | Oven | A | Incremental Summer Peak Savings (MW) | Achievable Economic TRC Potential | 0 | 0 | 0 | 0 | 0 | 0 | 0 | 0 | 0 | 0 | 0 | 0 | 0 | 0 | 0 | 0 | 0 | 0 | 0 | 0 | 0 | 0 | 0 | 0 | 0 | 0 | 0
F6_Commercial_Interruptible - College_New_Food Preparation_Natural Gas_Oven_A_Achievable Economic TRC Potential | F6 | Commercial | Interruptible - College | New | Food Preparation | Natural Gas | Oven | A | Incremental Winter Peak Savings (MW) | Achievable Economic TRC Potential | 0 | 0 | 0 | 0 | 0 | 0 | 0 | 0 | 0 | 0 | 0 | 0 | 0 | 0 | 0 | 0 | 0 | 0 | 0 | 0 | 0 | 0 | 0 | 0 | 0 | 0 | 0
F7_Commercial_Interruptible - College_New_Food Preparation_Natural Gas_Oven_A_Achievable Economic TRC Potential | F7 | Commercial | Interruptible - College | New | Food Preparation | Natural Gas | Oven | A | Cumulative Energy Savings (MWh or mTherms) | Achievable Economic TRC Potential | 0 | 0 | 0 | 0 | 0 | 0 | 0 | 0 | 0 | 0 | 0 | 0 | 0 | 0 | 0 | 0 | 0 | 0 | 0 | 0 | 0 | 0 | 0 | 0 | 0 | 0 | 0
F8_Commercial_Interruptible - College_New_Food Preparation_Natural Gas_Oven_A_Achievable Economic TRC Potential | F8 | Commercial | Interruptible - College | New | Food Preparation | Natural Gas | Oven | A | Cumulative Summer Peak Savings (MW) | Achievable Economic TRC Potential | 0 | 0 | 0 | 0 | 0 | 0 | 0 | 0 | 0 | 0 | 0 | 0 | 0 | 0 | 0 | 0 | 0 | 0 | 0 | 0 | 0 | 0 | 0 | 0 | 0 | 0 | 0
F9_Commercial_Interruptible - College_New_Food Preparation_Natural Gas_Oven_A_Achievable Economic TRC Potential | F9 | Commercial | Interruptible - College | New | Food Preparation | Natural Gas | Oven | A | Cumulative Winter Peak Savings (MW) | Achievable Economic TRC Potential | 0 | 0 | 0 | 0 | 0 | 0 | 0 | 0 | 0 | 0 | 0 | 0 | 0 | 0 | 0 | 0 | 0 | 0 | 0 | 0 | 0 | 0 | 0 | 0 | 0 | 0 | 0
F10_Commercial_Interruptible - College_New_Food Preparation_Natural Gas_Oven_A_Achievable Economic TRC Potential | F10 | Commercial | Interruptible - College | New | Food Preparation | Natural Gas | Oven | A | Purchases (Incremental) | Achievable Economic TRC Potential | 0 | 0 | 0 | 0 | 0 | 0 | 0 | 0 | 0 | 0 | 0 | 0 | 0 | 0 | 0 | 0 | 0 | 0 | 0 | 0 | 0 | 0 | 0 | 0 | 0 | 0 | 0
F11_Commercial_Interruptible - College_New_Food Preparation_Natural Gas_Oven_A_Achievable Economic TRC Potential | F11 | Commercial | Interruptible - College | New | Food Preparation | Natural Gas | Oven | A | Purchases (Cumulative) | Achievable Economic TRC Potential | 0 | 0 | 0 | 0 | 0 | 0 | 0 | 0 | 0 | 0 | 0 | 0 | 0 | 0 | 0 | 0 | 0 | 0 | 0 | 0 | 0 | 0 | 0 | 0 | 0 | 0 | 0
F1_Commercial_Interruptible - College_New_Food Preparation_Natural Gas_Conveyor Oven_A_Achievable Economic TRC Potential | F1 | Commercial | Interruptible - College | New | Food Preparation | Natural Gas | Conveyor Oven | A | Integrated Unit Energy Savings (kWh or therms) | Achievable Economic TRC Potential | 0 | 0 | 0 | 0 | 0 | 0 | 0 | 0 | 0 | 0 | 0 | 0 | 0 | 0 | 0 | 0 | 0 | 0 | 0 | 0 | 0 | 0 | 0 | 0 | 0 | 0 | 0
F2_Commercial_Interruptible - College_New_Food Preparation_Natural Gas_Conveyor Oven_A_Achievable Economic TRC Potential | F2 | Commercial | Interruptible - College | New | Food Preparation | Natural Gas | Conveyor Oven | A | Integrated Unit Summer Peak Savings (kW) | Achievable Economic TRC Potential | 0 | 0 | 0 | 0 | 0 | 0 | 0 | 0 | 0 | 0 | 0 | 0 | 0 | 0 | 0 | 0 | 0 | 0 | 0 | 0 | 0 | 0 | 0 | 0 | 0 | 0 | 0
F3_Commercial_Interruptible - College_New_Food Preparation_Natural Gas_Conveyor Oven_A_Achievable Economic TRC Potential | F3 | Commercial | Interruptible - College | New | Food Preparation | Natural Gas | Conveyor Oven | A | Integrated Unit Winter Peak Savings (kW) | Achievable Economic TRC Potential | 0 | 0 | 0 | 0 | 0 | 0 | 0 | 0 | 0 | 0 | 0 | 0 | 0 | 0 | 0 | 0 | 0 | 0 | 0 | 0 | 0 | 0 | 0 | 0 | 0 | 0 | 0
F4_Commercial_Interruptible - College_New_Food Preparation_Natural Gas_Conveyor Oven_A_Achievable Economic TRC Potential | F4 | Commercial | Interruptible - College | New | Food Preparation | Natural Gas | Conveyor Oven | A | Incremental Energy Savings (MWh or mTherms) | Achievable Economic TRC Potential | 0 | 0 | 0 | 0 | 0 | 0 | 0 | 0 | 0 | 0 | 0 | 0 | 0 | 0 | 0 | 0 | 0 | 0 | 0 | 0 | 0 | 0 | 0 | 0 | 0 | 0 | 0
F5_Commercial_Interruptible - College_New_Food Preparation_Natural Gas_Conveyor Oven_A_Achievable Economic TRC Potential | F5 | Commercial | Interruptible - College | New | Food Preparation | Natural Gas | Conveyor Oven | A | Incremental Summer Peak Savings (MW) | Achievable Economic TRC Potential | 0 | 0 | 0 | 0 | 0 | 0 | 0 | 0 | 0 | 0 | 0 | 0 | 0 | 0 | 0 | 0 | 0 | 0 | 0 | 0 | 0 | 0 | 0 | 0 | 0 | 0 | 0
F6_Commercial_Interruptible - College_New_Food Preparation_Natural Gas_Conveyor Oven_A_Achievable Economic TRC Potential | F6 | Commercial | Interruptible - College | New | Food Preparation | Natural Gas | Conveyor Oven | A | Incremental Winter Peak Savings (MW) | Achievable Economic TRC Potential | 0 | 0 | 0 | 0 | 0 | 0 | 0 | 0 | 0 | 0 | 0 | 0 | 0 | 0 | 0 | 0 | 0 | 0 | 0 | 0 | 0 | 0 | 0 | 0 | 0 | 0 | 0
F7_Commercial_Interruptible - College_New_Food Preparation_Natural Gas_Conveyor Oven_A_Achievable Economic TRC Potential | F7 | Commercial | Interruptible - College | New | Food Preparation | Natural Gas | Conveyor Oven | A | Cumulative Energy Savings (MWh or mTherms) | Achievable Economic TRC Potential | 0 | 0 | 0 | 0 | 0 | 0 | 0 | 0 | 0 | 0 | 0 | 0 | 0 | 0 | 0 | 0 | 0 | 0 | 0 | 0 | 0 | 0 | 0 | 0 | 0 | 0 | 0
F8_Commercial_Interruptible - College_New_Food Preparation_Natural Gas_Conveyor Oven_A_Achievable Economic TRC Potential | F8 | Commercial | Interruptible - College | New | Food Preparation | Natural Gas | Conveyor Oven | A | Cumulative Summer Peak Savings (MW) | Achievable Economic TRC Potential | 0 | 0 | 0 | 0 | 0 | 0 | 0 | 0 | 0 | 0 | 0 | 0 | 0 | 0 | 0 | 0 | 0 | 0 | 0 | 0 | 0 | 0 | 0 | 0 | 0 | 0 | 0
F9_Commercial_Interruptible - College_New_Food Preparation_Natural Gas_Conveyor Oven_A_Achievable Economic TRC Potential | F9 | Commercial | Interruptible - College | New | Food Preparation | Natural Gas | Conveyor Oven | A | Cumulative Winter Peak Savings (MW) | Achievable Economic TRC Potential | 0 | 0 | 0 | 0 | 0 | 0 | 0 | 0 | 0 | 0 | 0 | 0 | 0 | 0 | 0 | 0 | 0 | 0 | 0 | 0 | 0 | 0 | 0 | 0 | 0 | 0 | 0
F10_Commercial_Interruptible - College_New_Food Preparation_Natural Gas_Conveyor Oven_A_Achievable Economic TRC Potential | F10 | Commercial | Interruptible - College | New | Food Preparation | Natural Gas | Conveyor Oven | A | Purchases (Incremental) | Achievable Economic TRC Potential | 0 | 0 | 0 | 0 | 0 | 0 | 0 | 0 | 0 | 0 | 0 | 0 | 0 | 0 | 0 | 0 | 0 | 0 | 0 | 0 | 0 | 0 | 0 | 0 | 0 | 0 | 0
F11_Commercial_Interruptible - College_New_Food Preparation_Natural Gas_Conveyor Oven_A_Achievable Economic TRC Potential | F11 | Commercial | Interruptible - College | New | Food Preparation | Natural Gas | Conveyor Oven | A | Purchases (Cumulative) | Achievable Economic TRC Potential | 0 | 0 | 0 | 0 | 0 | 0 | 0 | 0 | 0 | 0 | 0 | 0 | 0 | 0 | 0 | 0 | 0 | 0 | 0 | 0 | 0 | 0 | 0 | 0 | 0 | 0 | 0
F1_Commercial_Interruptible - College_New_Food Preparation_Natural Gas_Double Rack Oven_A_Achievable Economic TRC Potential | F1 | Commercial | Interruptible - College | New | Food Preparation | Natural Gas | Double Rack Oven | A | Integrated Unit Energy Savings (kWh or therms) | Achievable Economic TRC Potential | 0 | 0 | 0 | 0 | 0 | 0 | 0 | 0 | 0 | 0 | 0 | 0 | 0 | 0 | 0 | 0 | 0 | 0 | 0 | 0 | 0 | 0 | 0 | 0 | 0 | 0 | 0
F2_Commercial_Interruptible - College_New_Food Preparation_Natural Gas_Double Rack Oven_A_Achievable Economic TRC Potential | F2 | Commercial | Interruptible - College | New | Food Preparation | Natural Gas | Double Rack Oven | A | Integrated Unit Summer Peak Savings (kW) | Achievable Economic TRC Potential | 0 | 0 | 0 | 0 | 0 | 0 | 0 | 0 | 0 | 0 | 0 | 0 | 0 | 0 | 0 | 0 | 0 | 0 | 0 | 0 | 0 | 0 | 0 | 0 | 0 | 0 | 0
F3_Commercial_Interruptible - College_New_Food Preparation_Natural Gas_Double Rack Oven_A_Achievable Economic TRC Potential | F3 | Commercial | Interruptible - College | New | Food Preparation | Natural Gas | Double Rack Oven | A | Integrated Unit Winter Peak Savings (kW) | Achievable Economic TRC Potential | 0 | 0 | 0 | 0 | 0 | 0 | 0 | 0 | 0 | 0 | 0 | 0 | 0 | 0 | 0 | 0 | 0 | 0 | 0 | 0 | 0 | 0 | 0 | 0 | 0 | 0 | 0
F4_Commercial_Interruptible - College_New_Food Preparation_Natural Gas_Double Rack Oven_A_Achievable Economic TRC Potential | F4 | Commercial | Interruptible - College | New | Food Preparation | Natural Gas | Double Rack Oven | A | Incremental Energy Savings (MWh or mTherms) | Achievable Economic TRC Potential | 0 | 0 | 0 | 0 | 0 | 0 | 0 | 0 | 0 | 0 | 0 | 0 | 0 | 0 | 0 | 0 | 0 | 0 | 0 | 0 | 0 | 0 | 0 | 0 | 0 | 0 | 0
F5_Commercial_Interruptible - College_New_Food Preparation_Natural Gas_Double Rack Oven_A_Achievable Economic TRC Potential | F5 | Commercial | Interruptible - College | New | Food Preparation | Natural Gas | Double Rack Oven | A | Incremental Summer Peak Savings (MW) | Achievable Economic TRC Potential | 0 | 0 | 0 | 0 | 0 | 0 | 0 | 0 | 0 | 0 | 0 | 0 | 0 | 0 | 0 | 0 | 0 | 0 | 0 | 0 | 0 | 0 | 0 | 0 | 0 | 0 | 0
F6_Commercial_Interruptible - College_New_Food Preparation_Natural Gas_Double Rack Oven_A_Achievable Economic TRC Potential | F6 | Commercial | Interruptible - College | New | Food Preparation | Natural Gas | Double Rack Oven | A | Incremental Winter Peak Savings (MW) | Achievable Economic TRC Potential | 0 | 0 | 0 | 0 | 0 | 0 | 0 | 0 | 0 | 0 | 0 | 0 | 0 | 0 | 0 | 0 | 0 | 0 | 0 | 0 | 0 | 0 | 0 | 0 | 0 | 0 | 0
F7_Commercial_Interruptible - College_New_Food Preparation_Natural Gas_Double Rack Oven_A_Achievable Economic TRC Potential | F7 | Commercial | Interruptible - College | New | Food Preparation | Natural Gas | Double Rack Oven | A | Cumulative Energy Savings (MWh or mTherms) | Achievable Economic TRC Potential | 0 | 0 | 0 | 0 | 0 | 0 | 0 | 0 | 0 | 0 | 0 | 0 | 0 | 0 | 0 | 0 | 0 | 0 | 0 | 0 | 0 | 0 | 0 | 0 | 0 | 0 | 0
F8_Commercial_Interruptible - College_New_Food Preparation_Natural Gas_Double Rack Oven_A_Achievable Economic TRC Potential | F8 | Commercial | Interruptible - College | New | Food Preparation | Natural Gas | Double Rack Oven | A | Cumulative Summer Peak Savings (MW) | Achievable Economic TRC Potential | 0 | 0 | 0 | 0 | 0 | 0 | 0 | 0 | 0 | 0 | 0 | 0 | 0 | 0 | 0 | 0 | 0 | 0 | 0 | 0 | 0 | 0 | 0 | 0 | 0 | 0 | 0
F9_Commercial_Interruptible - College_New_Food Preparation_Natural Gas_Double Rack Oven_A_Achievable Economic TRC Potential | F9 | Commercial | Interruptible - College | New | Food Preparation | Natural Gas | Double Rack Oven | A | Cumulative Winter Peak Savings (MW) | Achievable Economic TRC Potential | 0 | 0 | 0 | 0 | 0 | 0 | 0 | 0 | 0 | 0 | 0 | 0 | 0 | 0 | 0 | 0 | 0 | 0 | 0 | 0 | 0 | 0 | 0 | 0 | 0 | 0 | 0
F10_Commercial_Interruptible - College_New_Food Preparation_Natural Gas_Double Rack Oven_A_Achievable Economic TRC Potential | F10 | Commercial | Interruptible - College | New | Food Preparation | Natural Gas | Double Rack Oven | A | Purchases (Incremental) | Achievable Economic TRC Potential | 0 | 0 | 0 | 0 | 0 | 0 | 0 | 0 | 0 | 0 | 0 | 0 | 0 | 0 | 0 | 0 | 0 | 0 | 0 | 0 | 0 | 0 | 0 | 0 | 0 | 0 | 0
F11_Commercial_Interruptible - College_New_Food Preparation_Natural Gas_Double Rack Oven_A_Achievable Economic TRC Potential | F11 | Commercial | Interruptible - College | New | Food Preparation | Natural Gas | Double Rack Oven | A | Purchases (Cumulative) | Achievable Economic TRC Potential | 0 | 0 | 0 | 0 | 0 | 0 | 0 | 0 | 0 | 0 | 0 | 0 | 0 | 0 | 0 | 0 | 0 | 0 | 0 | 0 | 0 | 0 | 0 | 0 | 0 | 0 | 0
F1_Commercial_Interruptible - College_New_Food Preparation_Natural Gas_Fryer_A_Achievable Economic TRC Potential | F1 | Commercial | Interruptible - College | New | Food Preparation | Natural Gas | Fryer | A | Integrated Unit Energy Savings (kWh or therms) | Achievable Economic TRC Potential | 0 | 0 | 0 | 0 | 0 | 0 | 0 | 0 | 0 | 0 | 0 | 0 | 0 | 0 | 0 | 0 | 0 | 0 | 0 | 0 | 0 | 0 | 0 | 0 | 0 | 0 | 0
F2_Commercial_Interruptible - College_New_Food Preparation_Natural Gas_Fryer_A_Achievable Economic TRC Potential | F2 | Commercial | Interruptible - College | New | Food Preparation | Natural Gas | Fryer | A | Integrated Unit Summer Peak Savings (kW) | Achievable Economic TRC Potential | 0 | 0 | 0 | 0 | 0 | 0 | 0 | 0 | 0 | 0 | 0 | 0 | 0 | 0 | 0 | 0 | 0 | 0 | 0 | 0 | 0 | 0 | 0 | 0 | 0 | 0 | 0
F3_Commercial_Interruptible - College_New_Food Preparation_Natural Gas_Fryer_A_Achievable Economic TRC Potential | F3 | Commercial | Interruptible - College | New | Food Preparation | Natural Gas | Fryer | A | Integrated Unit Winter Peak Savings (kW) | Achievable Economic TRC Potential | 0 | 0 | 0 | 0 | 0 | 0 | 0 | 0 | 0 | 0 | 0 | 0 | 0 | 0 | 0 | 0 | 0 | 0 | 0 | 0 | 0 | 0 | 0 | 0 | 0 | 0 | 0
F4_Commercial_Interruptible - College_New_Food Preparation_Natural Gas_Fryer_A_Achievable Economic TRC Potential | F4 | Commercial | Interruptible - College | New | Food Preparation | Natural Gas | Fryer | A | Incremental Energy Savings (MWh or mTherms) | Achievable Economic TRC Potential | 0 | 0 | 0 | 0 | 0 | 0 | 0 | 0 | 0 | 0 | 0 | 0 | 0 | 0 | 0 | 0 | 0 | 0 | 0 | 0 | 0 | 0 | 0 | 0 | 0 | 0 | 0
F5_Commercial_Interruptible - College_New_Food Preparation_Natural Gas_Fryer_A_Achievable Economic TRC Potential | F5 | Commercial | Interruptible - College | New | Food Preparation | Natural Gas | Fryer | A | Incremental Summer Peak Savings (MW) | Achievable Economic TRC Potential | 0 | 0 | 0 | 0 | 0 | 0 | 0 | 0 | 0 | 0 | 0 | 0 | 0 | 0 | 0 | 0 | 0 | 0 | 0 | 0 | 0 | 0 | 0 | 0 | 0 | 0 | 0
F6_Commercial_Interruptible - College_New_Food Preparation_Natural Gas_Fryer_A_Achievable Economic TRC Potential | F6 | Commercial | Interruptible - College | New | Food Preparation | Natural Gas | Fryer | A | Incremental Winter Peak Savings (MW) | Achievable Economic TRC Potential | 0 | 0 | 0 | 0 | 0 | 0 | 0 | 0 | 0 | 0 | 0 | 0 | 0 | 0 | 0 | 0 | 0 | 0 | 0 | 0 | 0 | 0 | 0 | 0 | 0 | 0 | 0
F7_Commercial_Interruptible - College_New_Food Preparation_Natural Gas_Fryer_A_Achievable Economic TRC Potential | F7 | Commercial | Interruptible - College | New | Food Preparation | Natural Gas | Fryer | A | Cumulative Energy Savings (MWh or mTherms) | Achievable Economic TRC Potential | 0 | 0 | 0 | 0 | 0 | 0 | 0 | 0 | 0 | 0 | 0 | 0 | 0 | 0 | 0 | 0 | 0 | 0 | 0 | 0 | 0 | 0 | 0 | 0 | 0 | 0 | 0
F8_Commercial_Interruptible - College_New_Food Preparation_Natural Gas_Fryer_A_Achievable Economic TRC Potential | F8 | Commercial | Interruptible - College | New | Food Preparation | Natural Gas | Fryer | A | Cumulative Summer Peak Savings (MW) | Achievable Economic TRC Potential | 0 | 0 | 0 | 0 | 0 | 0 | 0 | 0 | 0 | 0 | 0 | 0 | 0 | 0 | 0 | 0 | 0 | 0 | 0 | 0 | 0 | 0 | 0 | 0 | 0 | 0 | 0
F9_Commercial_Interruptible - College_New_Food Preparation_Natural Gas_Fryer_A_Achievable Economic TRC Potential | F9 | Commercial | Interruptible - College | New | Food Preparation | Natural Gas | Fryer | A | Cumulative Winter Peak Savings (MW) | Achievable Economic TRC Potential | 0 | 0 | 0 | 0 | 0 | 0 | 0 | 0 | 0 | 0 | 0 | 0 | 0 | 0 | 0 | 0 | 0 | 0 | 0 | 0 | 0 | 0 | 0 | 0 | 0 | 0 | 0
F10_Commercial_Interruptible - College_New_Food Preparation_Natural Gas_Fryer_A_Achievable Economic TRC Potential | F10 | Commercial | Interruptible - College | New | Food Preparation | Natural Gas | Fryer | A | Purchases (Incremental) | Achievable Economic TRC Potential | 0 | 0 | 0 | 0 | 0 | 0 | 0 | 0 | 0 | 0 | 0 | 0 | 0 | 0 | 0 | 0 | 0 | 0 | 0 | 0 | 0 | 0 | 0 | 0 | 0 | 0 | 0
F11_Commercial_Interruptible - College_New_Food Preparation_Natural Gas_Fryer_A_Achievable Economic TRC Potential | F11 | Commercial | Interruptible - College | New | Food Preparation | Natural Gas | Fryer | A | Purchases (Cumulative) | Achievable Economic TRC Potential | 0 | 0 | 0 | 0 | 0 | 0 | 0 | 0 | 0 | 0 | 0 | 0 | 0 | 0 | 0 | 0 | 0 | 0 | 0 | 0 | 0 | 0 | 0 | 0 | 0 | 0 | 0
F1_Commercial_Interruptible - College_New_Food Preparation_Natural Gas_Broiler_A_Achievable Economic TRC Potential | F1 | Commercial | Interruptible - College | New | Food Preparation | Natural Gas | Broiler | A | Integrated Unit Energy Savings (kWh or therms) | Achievable Economic TRC Potential | 0 | 0 | 0 | 0 | 0 | 0 | 0 | 0 | 0 | 0 | 0 | 0 | 0 | 0 | 0 | 0 | 0 | 0 | 0 | 0 | 0 | 0 | 0 | 0 | 0 | 0 | 0
F2_Commercial_Interruptible - College_New_Food Preparation_Natural Gas_Broiler_A_Achievable Economic TRC Potential | F2 | Commercial | Interruptible - College | New | Food Preparation | Natural Gas | Broiler | A | Integrated Unit Summer Peak Savings (kW) | Achievable Economic TRC Potential | 0 | 0 | 0 | 0 | 0 | 0 | 0 | 0 | 0 | 0 | 0 | 0 | 0 | 0 | 0 | 0 | 0 | 0 | 0 | 0 | 0 | 0 | 0 | 0 | 0 | 0 | 0
F3_Commercial_Interruptible - College_New_Food Preparation_Natural Gas_Broiler_A_Achievable Economic TRC Potential | F3 | Commercial | Interruptible - College | New | Food Preparation | Natural Gas | Broiler | A | Integrated Unit Winter Peak Savings (kW) | Achievable Economic TRC Potential | 0 | 0 | 0 | 0 | 0 | 0 | 0 | 0 | 0 | 0 | 0 | 0 | 0 | 0 | 0 | 0 | 0 | 0 | 0 | 0 | 0 | 0 | 0 | 0 | 0 | 0 | 0
F4_Commercial_Interruptible - College_New_Food Preparation_Natural Gas_Broiler_A_Achievable Economic TRC Potential | F4 | Commercial | Interruptible - College | New | Food Preparation | Natural Gas | Broiler | A | Incremental Energy Savings (MWh or mTherms) | Achievable Economic TRC Potential | 0 | 0 | 0 | 0 | 0 | 0 | 0 | 0 | 0 | 0 | 0 | 0 | 0 | 0 | 0 | 0 | 0 | 0 | 0 | 0 | 0 | 0 | 0 | 0 | 0 | 0 | 0
F5_Commercial_Interruptible - College_New_Food Preparation_Natural Gas_Broiler_A_Achievable Economic TRC Potential | F5 | Commercial | Interruptible - College | New | Food Preparation | Natural Gas | Broiler | A | Incremental Summer Peak Savings (MW) | Achievable Economic TRC Potential | 0 | 0 | 0 | 0 | 0 | 0 | 0 | 0 | 0 | 0 | 0 | 0 | 0 | 0 | 0 | 0 | 0 | 0 | 0 | 0 | 0 | 0 | 0 | 0 | 0 | 0 | 0
F6_Commercial_Interruptible - College_New_Food Preparation_Natural Gas_Broiler_A_Achievable Economic TRC Potential | F6 | Commercial | Interruptible - College | New | Food Preparation | Natural Gas | Broiler | A | Incremental Winter Peak Savings (MW) | Achievable Economic TRC Potential | 0 | 0 | 0 | 0 | 0 | 0 | 0 | 0 | 0 | 0 | 0 | 0 | 0 | 0 | 0 | 0 | 0 | 0 | 0 | 0 | 0 | 0 | 0 | 0 | 0 | 0 | 0
F7_Commercial_Interruptible - College_New_Food Preparation_Natural Gas_Broiler_A_Achievable Economic TRC Potential | F7 | Commercial | Interruptible - College | New | Food Preparation | Natural Gas | Broiler | A | Cumulative Energy Savings (MWh or mTherms) | Achievable Economic TRC Potential | 0 | 0 | 0 | 0 | 0 | 0 | 0 | 0 | 0 | 0 | 0 | 0 | 0 | 0 | 0 | 0 | 0 | 0 | 0 | 0 | 0 | 0 | 0 | 0 | 0 | 0 | 0
F8_Commercial_Interruptible - College_New_Food Preparation_Natural Gas_Broiler_A_Achievable Economic TRC Potential | F8 | Commercial | Interruptible - College | New | Food Preparation | Natural Gas | Broiler | A | Cumulative Summer Peak Savings (MW) | Achievable Economic TRC Potential | 0 | 0 | 0 | 0 | 0 | 0 | 0 | 0 | 0 | 0 | 0 | 0 | 0 | 0 | 0 | 0 | 0 | 0 | 0 | 0 | 0 | 0 | 0 | 0 | 0 | 0 | 0
F9_Commercial_Interruptible - College_New_Food Preparation_Natural Gas_Broiler_A_Achievable Economic TRC Potential | F9 | Commercial | Interruptible - College | New | Food Preparation | Natural Gas | Broiler | A | Cumulative Winter Peak Savings (MW) | Achievable Economic TRC Potential | 0 | 0 | 0 | 0 | 0 | 0 | 0 | 0 | 0 | 0 | 0 | 0 | 0 | 0 | 0 | 0 | 0 | 0 | 0 | 0 | 0 | 0 | 0 | 0 | 0 | 0 | 0
F10_Commercial_Interruptible - College_New_Food Preparation_Natural Gas_Broiler_A_Achievable Economic TRC Potential | F10 | Commercial | Interruptible - College | New | Food Preparation | Natural Gas | Broiler | A | Purchases (Incremental) | Achievable Economic TRC Potential | 0 | 0 | 0 | 0 | 0 | 0 | 0 | 0 | 0 | 0 | 0 | 0 | 0 | 0 | 0 | 0 | 0 | 0 | 0 | 0 | 0 | 0 | 0 | 0 | 0 | 0 | 0
F11_Commercial_Interruptible - College_New_Food Preparation_Natural Gas_Broiler_A_Achievable Economic TRC Potential | F11 | Commercial | Interruptible - College | New | Food Preparation | Natural Gas | Broiler | A | Purchases (Cumulative) | Achievable Economic TRC Potential | 0 | 0 | 0 | 0 | 0 | 0 | 0 | 0 | 0 | 0 | 0 | 0 | 0 | 0 | 0 | 0 | 0 | 0 | 0 | 0 | 0 | 0 | 0 | 0 | 0 | 0 | 0
F1_Commercial_Interruptible - College_New_Food Preparation_Natural Gas_Griddle_A_Achievable Economic TRC Potential | F1 | Commercial | Interruptible - College | New | Food Preparation | Natural Gas | Griddle | A | Integrated Unit Energy Savings (kWh or therms) | Achievable Economic TRC Potential | 0 | 0 | 0 | 0 | 0 | 0 | 0 | 0 | 0 | 0 | 0 | 0 | 0 | 0 | 0 | 0 | 0 | 0 | 0 | 0 | 0 | 0 | 0 | 0 | 0 | 0 | 0
F2_Commercial_Interruptible - College_New_Food Preparation_Natural Gas_Griddle_A_Achievable Economic TRC Potential | F2 | Commercial | Interruptible - College | New | Food Preparation | Natural Gas | Griddle | A | Integrated Unit Summer Peak Savings (kW) | Achievable Economic TRC Potential | 0 | 0 | 0 | 0 | 0 | 0 | 0 | 0 | 0 | 0 | 0 | 0 | 0 | 0 | 0 | 0 | 0 | 0 | 0 | 0 | 0 | 0 | 0 | 0 | 0 | 0 | 0
F3_Commercial_Interruptible - College_New_Food Preparation_Natural Gas_Griddle_A_Achievable Economic TRC Potential | F3 | Commercial | Interruptible - College | New | Food Preparation | Natural Gas | Griddle | A | Integrated Unit Winter Peak Savings (kW) | Achievable Economic TRC Potential | 0 | 0 | 0 | 0 | 0 | 0 | 0 | 0 | 0 | 0 | 0 | 0 | 0 | 0 | 0 | 0 | 0 | 0 | 0 | 0 | 0 | 0 | 0 | 0 | 0 | 0 | 0
F4_Commercial_Interruptible - College_New_Food Preparation_Natural Gas_Griddle_A_Achievable Economic TRC Potential | F4 | Commercial | Interruptible - College | New | Food Preparation | Natural Gas | Griddle | A | Incremental Energy Savings (MWh or mTherms) | Achievable Economic TRC Potential | 0 | 0 | 0 | 0 | 0 | 0 | 0 | 0 | 0 | 0 | 0 | 0 | 0 | 0 | 0 | 0 | 0 | 0 | 0 | 0 | 0 | 0 | 0 | 0 | 0 | 0 | 0
F5_Commercial_Interruptible - College_New_Food Preparation_Natural Gas_Griddle_A_Achievable Economic TRC Potential | F5 | Commercial | Interruptible - College | New | Food Preparation | Natural Gas | Griddle | A | Incremental Summer Peak Savings (MW) | Achievable Economic TRC Potential | 0 | 0 | 0 | 0 | 0 | 0 | 0 | 0 | 0 | 0 | 0 | 0 | 0 | 0 | 0 | 0 | 0 | 0 | 0 | 0 | 0 | 0 | 0 | 0 | 0 | 0 | 0
F6_Commercial_Interruptible - College_New_Food Preparation_Natural Gas_Griddle_A_Achievable Economic TRC Potential | F6 | Commercial | Interruptible - College | New | Food Preparation | Natural Gas | Griddle | A | Incremental Winter Peak Savings (MW) | Achievable Economic TRC Potential | 0 | 0 | 0 | 0 | 0 | 0 | 0 | 0 | 0 | 0 | 0 | 0 | 0 | 0 | 0 | 0 | 0 | 0 | 0 | 0 | 0 | 0 | 0 | 0 | 0 | 0 | 0
F7_Commercial_Interruptible - College_New_Food Preparation_Natural Gas_Griddle_A_Achievable Economic TRC Potential | F7 | Commercial | Interruptible - College | New | Food Preparation | Natural Gas | Griddle | A | Cumulative Energy Savings (MWh or mTherms) | Achievable Economic TRC Potential | 0 | 0 | 0 | 0 | 0 | 0 | 0 | 0 | 0 | 0 | 0 | 0 | 0 | 0 | 0 | 0 | 0 | 0 | 0 | 0 | 0 | 0 | 0 | 0 | 0 | 0 | 0
F8_Commercial_Interruptible - College_New_Food Preparation_Natural Gas_Griddle_A_Achievable Economic TRC Potential | F8 | Commercial | Interruptible - College | New | Food Preparation | Natural Gas | Griddle | A | Cumulative Summer Peak Savings (MW) | Achievable Economic TRC Potential | 0 | 0 | 0 | 0 | 0 | 0 | 0 | 0 | 0 | 0 | 0 | 0 | 0 | 0 | 0 | 0 | 0 | 0 | 0 | 0 | 0 | 0 | 0 | 0 | 0 | 0 | 0
F9_Commercial_Interruptible - College_New_Food Preparation_Natural Gas_Griddle_A_Achievable Economic TRC Potential | F9 | Commercial | Interruptible - College | New | Food Preparation | Natural Gas | Griddle | A | Cumulative Winter Peak Savings (MW) | Achievable Economic TRC Potential | 0 | 0 | 0 | 0 | 0 | 0 | 0 | 0 | 0 | 0 | 0 | 0 | 0 | 0 | 0 | 0 | 0 | 0 | 0 | 0 | 0 | 0 | 0 | 0 | 0 | 0 | 0
F10_Commercial_Interruptible - College_New_Food Preparation_Natural Gas_Griddle_A_Achievable Economic TRC Potential | F10 | Commercial | Interruptible - College | New | Food Preparation | Natural Gas | Griddle | A | Purchases (Incremental) | Achievable Economic TRC Potential | 0 | 0 | 0 | 0 | 0 | 0 | 0 | 0 | 0 | 0 | 0 | 0 | 0 | 0 | 0 | 0 | 0 | 0 | 0 | 0 | 0 | 0 | 0 | 0 | 0 | 0 | 0
F11_Commercial_Interruptible - College_New_Food Preparation_Natural Gas_Griddle_A_Achievable Economic TRC Potential | F11 | Commercial | Interruptible - College | New | Food Preparation | Natural Gas | Griddle | A | Purchases (Cumulative) | Achievable Economic TRC Potential | 0 | 0 | 0 | 0 | 0 | 0 | 0 | 0 | 0 | 0 | 0 | 0 | 0 | 0 | 0 | 0 | 0 | 0 | 0 | 0 | 0 | 0 | 0 | 0 | 0 | 0 | 0
F1_Commercial_Interruptible - College_New_Food Preparation_Natural Gas_Range_A_Achievable Economic TRC Potential | F1 | Commercial | Interruptible - College | New | Food Preparation | Natural Gas | Range | A | Integrated Unit Energy Savings (kWh or therms) | Achievable Economic TRC Potential | 0 | 0 | 0 | 0 | 0 | 0 | 0 | 0 | 0 | 0 | 0 | 0 | 0 | 0 | 0 | 0 | 0 | 0 | 0 | 0 | 0 | 0 | 0 | 0 | 0 | 0 | 0
F2_Commercial_Interruptible - College_New_Food Preparation_Natural Gas_Range_A_Achievable Economic TRC Potential | F2 | Commercial | Interruptible - College | New | Food Preparation | Natural Gas | Range | A | Integrated Unit Summer Peak Savings (kW) | Achievable Economic TRC Potential | 0 | 0 | 0 | 0 | 0 | 0 | 0 | 0 | 0 | 0 | 0 | 0 | 0 | 0 | 0 | 0 | 0 | 0 | 0 | 0 | 0 | 0 | 0 | 0 | 0 | 0 | 0
F3_Commercial_Interruptible - College_New_Food Preparation_Natural Gas_Range_A_Achievable Economic TRC Potential | F3 | Commercial | Interruptible - College | New | Food Preparation | Natural Gas | Range | A | Integrated Unit Winter Peak Savings (kW) | Achievable Economic TRC Potential | 0 | 0 | 0 | 0 | 0 | 0 | 0 | 0 | 0 | 0 | 0 | 0 | 0 | 0 | 0 | 0 | 0 | 0 | 0 | 0 | 0 | 0 | 0 | 0 | 0 | 0 | 0
F4_Commercial_Interruptible - College_New_Food Preparation_Natural Gas_Range_A_Achievable Economic TRC Potential | F4 | Commercial | Interruptible - College | New | Food Preparation | Natural Gas | Range | A | Incremental Energy Savings (MWh or mTherms) | Achievable Economic TRC Potential | 0 | 0 | 0 | 0 | 0 | 0 | 0 | 0 | 0 | 0 | 0 | 0 | 0 | 0 | 0 | 0 | 0 | 0 | 0 | 0 | 0 | 0 | 0 | 0 | 0 | 0 | 0
F5_Commercial_Interruptible - College_New_Food Preparation_Natural Gas_Range_A_Achievable Economic TRC Potential | F5 | Commercial | Interruptible - College | New | Food Preparation | Natural Gas | Range | A | Incremental Summer Peak Savings (MW) | Achievable Economic TRC Potential | 0 | 0 | 0 | 0 | 0 | 0 | 0 | 0 | 0 | 0 | 0 | 0 | 0 | 0 | 0 | 0 | 0 | 0 | 0 | 0 | 0 | 0 | 0 | 0 | 0 | 0 | 0
F6_Commercial_Interruptible - College_New_Food Preparation_Natural Gas_Range_A_Achievable Economic TRC Potential | F6 | Commercial | Interruptible - College | New | Food Preparation | Natural Gas | Range | A | Incremental Winter Peak Savings (MW) | Achievable Economic TRC Potential | 0 | 0 | 0 | 0 | 0 | 0 | 0 | 0 | 0 | 0 | 0 | 0 | 0 | 0 | 0 | 0 | 0 | 0 | 0 | 0 | 0 | 0 | 0 | 0 | 0 | 0 | 0
F7_Commercial_Interruptible - College_New_Food Preparation_Natural Gas_Range_A_Achievable Economic TRC Potential | F7 | Commercial | Interruptible - College | New | Food Preparation | Natural Gas | Range | A | Cumulative Energy Savings (MWh or mTherms) | Achievable Economic TRC Potential | 0 | 0 | 0 | 0 | 0 | 0 | 0 | 0 | 0 | 0 | 0 | 0 | 0 | 0 | 0 | 0 | 0 | 0 | 0 | 0 | 0 | 0 | 0 | 0 | 0 | 0 | 0
F8_Commercial_Interruptible - College_New_Food Preparation_Natural Gas_Range_A_Achievable Economic TRC Potential | F8 | Commercial | Interruptible - College | New | Food Preparation | Natural Gas | Range | A | Cumulative Summer Peak Savings (MW) | Achievable Economic TRC Potential | 0 | 0 | 0 | 0 | 0 | 0 | 0 | 0 | 0 | 0 | 0 | 0 | 0 | 0 | 0 | 0 | 0 | 0 | 0 | 0 | 0 | 0 | 0 | 0 | 0 | 0 | 0
F9_Commercial_Interruptible - College_New_Food Preparation_Natural Gas_Range_A_Achievable Economic TRC Potential | F9 | Commercial | Interruptible - College | New | Food Preparation | Natural Gas | Range | A | Cumulative Winter Peak Savings (MW) | Achievable Economic TRC Potential | 0 | 0 | 0 | 0 | 0 | 0 | 0 | 0 | 0 | 0 | 0 | 0 | 0 | 0 | 0 | 0 | 0 | 0 | 0 | 0 | 0 | 0 | 0 | 0 | 0 | 0 | 0
F10_Commercial_Interruptible - College_New_Food Preparation_Natural Gas_Range_A_Achievable Economic TRC Potential | F10 | Commercial | Interruptible - College | New | Food Preparation | Natural Gas | Range | A | Purchases (Incremental) | Achievable Economic TRC Potential | 0 | 0 | 0 | 0 | 0 | 0 | 0 | 0 | 0 | 0 | 0 | 0 | 0 | 0 | 0 | 0 | 0 | 0 | 0 | 0 | 0 | 0 | 0 | 0 | 0 | 0 | 0
F11_Commercial_Interruptible - College_New_Food Preparation_Natural Gas_Range_A_Achievable Economic TRC Potential | F11 | Commercial | Interruptible - College | New | Food Preparation | Natural Gas | Range | A | Purchases (Cumulative) | Achievable Economic TRC Potential | 0 | 0 | 0 | 0 | 0 | 0 | 0 | 0 | 0 | 0 | 0 | 0 | 0 | 0 | 0 | 0 | 0 | 0 | 0 | 0 | 0 | 0 | 0 | 0 | 0 | 0 | 0
F1_Commercial_Interruptible - College_New_Food Preparation_Natural Gas_Steamer_A_Achievable Economic TRC Potential | F1 | Commercial | Interruptible - College | New | Food Preparation | Natural Gas | Steamer | A | Integrated Unit Energy Savings (kWh or therms) | Achievable Economic TRC Potential | 0 | 0 | 0 | 0 | 0 | 0 | 0 | 0 | 0 | 0 | 0 | 0 | 0 | 0 | 0 | 0 | 0 | 0 | 0 | 0 | 0 | 0 | 0 | 0 | 0 | 0 | 0
F2_Commercial_Interruptible - College_New_Food Preparation_Natural Gas_Steamer_A_Achievable Economic TRC Potential | F2 | Commercial | Interruptible - College | New | Food Preparation | Natural Gas | Steamer | A | Integrated Unit Summer Peak Savings (kW) | Achievable Economic TRC Potential | 0 | 0 | 0 | 0 | 0 | 0 | 0 | 0 | 0 | 0 | 0 | 0 | 0 | 0 | 0 | 0 | 0 | 0 | 0 | 0 | 0 | 0 | 0 | 0 | 0 | 0 | 0
F3_Commercial_Interruptible - College_New_Food Preparation_Natural Gas_Steamer_A_Achievable Economic TRC Potential | F3 | Commercial | Interruptible - College | New | Food Preparation | Natural Gas | Steamer | A | Integrated Unit Winter Peak Savings (kW) | Achievable Economic TRC Potential | 0 | 0 | 0 | 0 | 0 | 0 | 0 | 0 | 0 | 0 | 0 | 0 | 0 | 0 | 0 | 0 | 0 | 0 | 0 | 0 | 0 | 0 | 0 | 0 | 0 | 0 | 0
F4_Commercial_Interruptible - College_New_Food Preparation_Natural Gas_Steamer_A_Achievable Economic TRC Potential | F4 | Commercial | Interruptible - College | New | Food Preparation | Natural Gas | Steamer | A | Incremental Energy Savings (MWh or mTherms) | Achievable Economic TRC Potential | 0 | 0 | 0 | 0 | 0 | 0 | 0 | 0 | 0 | 0 | 0 | 0 | 0 | 0 | 0 | 0 | 0 | 0 | 0 | 0 | 0 | 0 | 0 | 0 | 0 | 0 | 0
F5_Commercial_Interruptible - College_New_Food Preparation_Natural Gas_Steamer_A_Achievable Economic TRC Potential | F5 | Commercial | Interruptible - College | New | Food Preparation | Natural Gas | Steamer | A | Incremental Summer Peak Savings (MW) | Achievable Economic TRC Potential | 0 | 0 | 0 | 0 | 0 | 0 | 0 | 0 | 0 | 0 | 0 | 0 | 0 | 0 | 0 | 0 | 0 | 0 | 0 | 0 | 0 | 0 | 0 | 0 | 0 | 0 | 0
F6_Commercial_Interruptible - College_New_Food Preparation_Natural Gas_Steamer_A_Achievable Economic TRC Potential | F6 | Commercial | Interruptible - College | New | Food Preparation | Natural Gas | Steamer | A | Incremental Winter Peak Savings (MW) | Achievable Economic TRC Potential | 0 | 0 | 0 | 0 | 0 | 0 | 0 | 0 | 0 | 0 | 0 | 0 | 0 | 0 | 0 | 0 | 0 | 0 | 0 | 0 | 0 | 0 | 0 | 0 | 0 | 0 | 0
F7_Commercial_Interruptible - College_New_Food Preparation_Natural Gas_Steamer_A_Achievable Economic TRC Potential | F7 | Commercial | Interruptible - College | New | Food Preparation | Natural Gas | Steamer | A | Cumulative Energy Savings (MWh or mTherms) | Achievable Economic TRC Potential | 0 | 0 | 0 | 0 | 0 | 0 | 0 | 0 | 0 | 0 | 0 | 0 | 0 | 0 | 0 | 0 | 0 | 0 | 0 | 0 | 0 | 0 | 0 | 0 | 0 | 0 | 0
F8_Commercial_Interruptible - College_New_Food Preparation_Natural Gas_Steamer_A_Achievable Economic TRC Potential | F8 | Commercial | Interruptible - College | New | Food Preparation | Natural Gas | Steamer | A | Cumulative Summer Peak Savings (MW) | Achievable Economic TRC Potential | 0 | 0 | 0 | 0 | 0 | 0 | 0 | 0 | 0 | 0 | 0 | 0 | 0 | 0 | 0 | 0 | 0 | 0 | 0 | 0 | 0 | 0 | 0 | 0 | 0 | 0 | 0
F9_Commercial_Interruptible - College_New_Food Preparation_Natural Gas_Steamer_A_Achievable Economic TRC Potential | F9 | Commercial | Interruptible - College | New | Food Preparation | Natural Gas | Steamer | A | Cumulative Winter Peak Savings (MW) | Achievable Economic TRC Potential | 0 | 0 | 0 | 0 | 0 | 0 | 0 | 0 | 0 | 0 | 0 | 0 | 0 | 0 | 0 | 0 | 0 | 0 | 0 | 0 | 0 | 0 | 0 | 0 | 0 | 0 | 0
F10_Commercial_Interruptible - College_New_Food Preparation_Natural Gas_Steamer_A_Achievable Economic TRC Potential | F10 | Commercial | Interruptible - College | New | Food Preparation | Natural Gas | Steamer | A | Purchases (Incremental) | Achievable Economic TRC Potential | 0 | 0 | 0 | 0 | 0 | 0 | 0 | 0 | 0 | 0 | 0 | 0 | 0 | 0 | 0 | 0 | 0 | 0 | 0 | 0 | 0 | 0 | 0 | 0 | 0 | 0 | 0
F11_Commercial_Interruptible - College_New_Food Preparation_Natural Gas_Steamer_A_Achievable Economic TRC Potential | F11 | Commercial | Interruptible - College | New | Food Preparation | Natural Gas | Steamer | A | Purchases (Cumulative) | Achievable Economic TRC Potential | 0 | 0 | 0 | 0 | 0 | 0 | 0 | 0 | 0 | 0 | 0 | 0 | 0 | 0 | 0 | 0 | 0 | 0 | 0 | 0 | 0 | 0 | 0 | 0 | 0 | 0 | 0
F1_Commercial_Interruptible - College_New_Food Preparation_Natural Gas_Commercial Food Prep Other_A_Achievable Economic TRC Potential | F1 | Commercial | Interruptible - College | New | Food Preparation | Natural Gas | Commercial Food Prep Other | A | Integrated Unit Energy Savings (kWh or therms) | Achievable Economic TRC Potential | 0 | 0 | 0 | 0 | 0 | 0 | 0 | 0 | 0 | 0 | 0 | 0 | 0 | 0 | 0 | 0 | 0 | 0 | 0 | 0 | 0 | 0 | 0 | 0 | 0 | 0 | 0
F2_Commercial_Interruptible - College_New_Food Preparation_Natural Gas_Commercial Food Prep Other_A_Achievable Economic TRC Potential | F2 | Commercial | Interruptible - College | New | Food Preparation | Natural Gas | Commercial Food Prep Other | A | Integrated Unit Summer Peak Savings (kW) | Achievable Economic TRC Potential | 0 | 0 | 0 | 0 | 0 | 0 | 0 | 0 | 0 | 0 | 0 | 0 | 0 | 0 | 0 | 0 | 0 | 0 | 0 | 0 | 0 | 0 | 0 | 0 | 0 | 0 | 0
F3_Commercial_Interruptible - College_New_Food Preparation_Natural Gas_Commercial Food Prep Other_A_Achievable Economic TRC Potential | F3 | Commercial | Interruptible - College | New | Food Preparation | Natural Gas | Commercial Food Prep Other | A | Integrated Unit Winter Peak Savings (kW) | Achievable Economic TRC Potential | 0 | 0 | 0 | 0 | 0 | 0 | 0 | 0 | 0 | 0 | 0 | 0 | 0 | 0 | 0 | 0 | 0 | 0 | 0 | 0 | 0 | 0 | 0 | 0 | 0 | 0 | 0
F4_Commercial_Interruptible - College_New_Food Preparation_Natural Gas_Commercial Food Prep Other_A_Achievable Economic TRC Potential | F4 | Commercial | Interruptible - College | New | Food Preparation | Natural Gas | Commercial Food Prep Other | A | Incremental Energy Savings (MWh or mTherms) | Achievable Economic TRC Potential | 0 | 0 | 0 | 0 | 0 | 0 | 0 | 0 | 0 | 0 | 0 | 0 | 0 | 0 | 0 | 0 | 0 | 0 | 0 | 0 | 0 | 0 | 0 | 0 | 0 | 0 | 0
F5_Commercial_Interruptible - College_New_Food Preparation_Natural Gas_Commercial Food Prep Other_A_Achievable Economic TRC Potential | F5 | Commercial | Interruptible - College | New | Food Preparation | Natural Gas | Commercial Food Prep Other | A | Incremental Summer Peak Savings (MW) | Achievable Economic TRC Potential | 0 | 0 | 0 | 0 | 0 | 0 | 0 | 0 | 0 | 0 | 0 | 0 | 0 | 0 | 0 | 0 | 0 | 0 | 0 | 0 | 0 | 0 | 0 | 0 | 0 | 0 | 0
F6_Commercial_Interruptible - College_New_Food Preparation_Natural Gas_Commercial Food Prep Other_A_Achievable Economic TRC Potential | F6 | Commercial | Interruptible - College | New | Food Preparation | Natural Gas | Commercial Food Prep Other | A | Incremental Winter Peak Savings (MW) | Achievable Economic TRC Potential | 0 | 0 | 0 | 0 | 0 | 0 | 0 | 0 | 0 | 0 | 0 | 0 | 0 | 0 | 0 | 0 | 0 | 0 | 0 | 0 | 0 | 0 | 0 | 0 | 0 | 0 | 0
F7_Commercial_Interruptible - College_New_Food Preparation_Natural Gas_Commercial Food Prep Other_A_Achievable Economic TRC Potential | F7 | Commercial | Interruptible - College | New | Food Preparation | Natural Gas | Commercial Food Prep Other | A | Cumulative Energy Savings (MWh or mTherms) | Achievable Economic TRC Potential | 0 | 0 | 0 | 0 | 0 | 0 | 0 | 0 | 0 | 0 | 0 | 0 | 0 | 0 | 0 | 0 | 0 | 0 | 0 | 0 | 0 | 0 | 0 | 0 | 0 | 0 | 0
F8_Commercial_Interruptible - College_New_Food Preparation_Natural Gas_Commercial Food Prep Other_A_Achievable Economic TRC Potential | F8 | Commercial | Interruptible - College | New | Food Preparation | Natural Gas | Commercial Food Prep Other | A | Cumulative Summer Peak Savings (MW) | Achievable Economic TRC Potential | 0 | 0 | 0 | 0 | 0 | 0 | 0 | 0 | 0 | 0 | 0 | 0 | 0 | 0 | 0 | 0 | 0 | 0 | 0 | 0 | 0 | 0 | 0 | 0 | 0 | 0 | 0
F9_Commercial_Interruptible - College_New_Food Preparation_Natural Gas_Commercial Food Prep Other_A_Achievable Economic TRC Potential | F9 | Commercial | Interruptible - College | New | Food Preparation | Natural Gas | Commercial Food Prep Other | A | Cumulative Winter Peak Savings (MW) | Achievable Economic TRC Potential | 0 | 0 | 0 | 0 | 0 | 0 | 0 | 0 | 0 | 0 | 0 | 0 | 0 | 0 | 0 | 0 | 0 | 0 | 0 | 0 | 0 | 0 | 0 | 0 | 0 | 0 | 0
F10_Commercial_Interruptible - College_New_Food Preparation_Natural Gas_Commercial Food Prep Other_A_Achievable Economic TRC Potential | F10 | Commercial | Interruptible - College | New | Food Preparation | Natural Gas | Commercial Food Prep Other | A | Purchases (Incremental) | Achievable Economic TRC Potential | 0 | 0 | 0 | 0 | 0 | 0 | 0 | 0 | 0 | 0 | 0 | 0 | 0 | 0 | 0 | 0 | 0 | 0 | 0 | 0 | 0 | 0 | 0 | 0 | 0 | 0 | 0
F11_Commercial_Interruptible - College_New_Food Preparation_Natural Gas_Commercial Food Prep Other_A_Achievable Economic TRC Potential | F11 | Commercial | Interruptible - College | New | Food Preparation | Natural Gas | Commercial Food Prep Other | A | Purchases (Cumulative) | Achievable Economic TRC Potential | 0 | 0 | 0 | 0 | 0 | 0 | 0 | 0 | 0 | 0 | 0 | 0 | 0 | 0 | 0 | 0 | 0 | 0 | 0 | 0 | 0 | 0 | 0 | 0 | 0 | 0 | 0
F1_Commercial_Interruptible - College_New_Miscellaneous_Natural Gas_Pool Heater_A_Achievable Economic TRC Potential | F1 | Commercial | Interruptible - College | New | Miscellaneous | Natural Gas | Pool Heater | A | Integrated Unit Energy Savings (kWh or therms) | Achievable Economic TRC Potential | 0 | 0 | 0 | 0 | 0 | 0 | 0 | 0 | 0 | 0 | 0 | 0 | 0 | 0 | 0 | 0 | 0 | 0 | 0 | 0 | 0 | 0 | 0 | 0 | 0 | 0 | 0
F2_Commercial_Interruptible - College_New_Miscellaneous_Natural Gas_Pool Heater_A_Achievable Economic TRC Potential | F2 | Commercial | Interruptible - College | New | Miscellaneous | Natural Gas | Pool Heater | A | Integrated Unit Summer Peak Savings (kW) | Achievable Economic TRC Potential | 0 | 0 | 0 | 0 | 0 | 0 | 0 | 0 | 0 | 0 | 0 | 0 | 0 | 0 | 0 | 0 | 0 | 0 | 0 | 0 | 0 | 0 | 0 | 0 | 0 | 0 | 0
F3_Commercial_Interruptible - College_New_Miscellaneous_Natural Gas_Pool Heater_A_Achievable Economic TRC Potential | F3 | Commercial | Interruptible - College | New | Miscellaneous | Natural Gas | Pool Heater | A | Integrated Unit Winter Peak Savings (kW) | Achievable Economic TRC Potential | 0 | 0 | 0 | 0 | 0 | 0 | 0 | 0 | 0 | 0 | 0 | 0 | 0 | 0 | 0 | 0 | 0 | 0 | 0 | 0 | 0 | 0 | 0 | 0 | 0 | 0 | 0
F4_Commercial_Interruptible - College_New_Miscellaneous_Natural Gas_Pool Heater_A_Achievable Economic TRC Potential | F4 | Commercial | Interruptible - College | New | Miscellaneous | Natural Gas | Pool Heater | A | Incremental Energy Savings (MWh or mTherms) | Achievable Economic TRC Potential | 0 | 0 | 0 | 0 | 0 | 0 | 0 | 0 | 0 | 0 | 0 | 0 | 0 | 0 | 0 | 0 | 0 | 0 | 0 | 0 | 0 | 0 | 0 | 0 | 0 | 0 | 0
F5_Commercial_Interruptible - College_New_Miscellaneous_Natural Gas_Pool Heater_A_Achievable Economic TRC Potential | F5 | Commercial | Interruptible - College | New | Miscellaneous | Natural Gas | Pool Heater | A | Incremental Summer Peak Savings (MW) | Achievable Economic TRC Potential | 0 | 0 | 0 | 0 | 0 | 0 | 0 | 0 | 0 | 0 | 0 | 0 | 0 | 0 | 0 | 0 | 0 | 0 | 0 | 0 | 0 | 0 | 0 | 0 | 0 | 0 | 0
F6_Commercial_Interruptible - College_New_Miscellaneous_Natural Gas_Pool Heater_A_Achievable Economic TRC Potential | F6 | Commercial | Interruptible - College | New | Miscellaneous | Natural Gas | Pool Heater | A | Incremental Winter Peak Savings (MW) | Achievable Economic TRC Potential | 0 | 0 | 0 | 0 | 0 | 0 | 0 | 0 | 0 | 0 | 0 | 0 | 0 | 0 | 0 | 0 | 0 | 0 | 0 | 0 | 0 | 0 | 0 | 0 | 0 | 0 | 0
F7_Commercial_Interruptible - College_New_Miscellaneous_Natural Gas_Pool Heater_A_Achievable Economic TRC Potential | F7 | Commercial | Interruptible - College | New | Miscellaneous | Natural Gas | Pool Heater | A | Cumulative Energy Savings (MWh or mTherms) | Achievable Economic TRC Potential | 0 | 0 | 0 | 0 | 0 | 0 | 0 | 0 | 0 | 0 | 0 | 0 | 0 | 0 | 0 | 0 | 0 | 0 | 0 | 0 | 0 | 0 | 0 | 0 | 0 | 0 | 0
F8_Commercial_Interruptible - College_New_Miscellaneous_Natural Gas_Pool Heater_A_Achievable Economic TRC Potential | F8 | Commercial | Interruptible - College | New | Miscellaneous | Natural Gas | Pool Heater | A | Cumulative Summer Peak Savings (MW) | Achievable Economic TRC Potential | 0 | 0 | 0 | 0 | 0 | 0 | 0 | 0 | 0 | 0 | 0 | 0 | 0 | 0 | 0 | 0 | 0 | 0 | 0 | 0 | 0 | 0 | 0 | 0 | 0 | 0 | 0
F9_Commercial_Interruptible - College_New_Miscellaneous_Natural Gas_Pool Heater_A_Achievable Economic TRC Potential | F9 | Commercial | Interruptible - College | New | Miscellaneous | Natural Gas | Pool Heater | A | Cumulative Winter Peak Savings (MW) | Achievable Economic TRC Potential | 0 | 0 | 0 | 0 | 0 | 0 | 0 | 0 | 0 | 0 | 0 | 0 | 0 | 0 | 0 | 0 | 0 | 0 | 0 | 0 | 0 | 0 | 0 | 0 | 0 | 0 | 0
F10_Commercial_Interruptible - College_New_Miscellaneous_Natural Gas_Pool Heater_A_Achievable Economic TRC Potential | F10 | Commercial | Interruptible - College | New | Miscellaneous | Natural Gas | Pool Heater | A | Purchases (Incremental) | Achievable Economic TRC Potential | 0 | 0 | 0 | 0 | 0 | 0 | 0 | 0 | 0 | 0 | 0 | 0 | 0 | 0 | 0 | 0 | 0 | 0 | 0 | 0 | 0 | 0 | 0 | 0 | 0 | 0 | 0
F11_Commercial_Interruptible - College_New_Miscellaneous_Natural Gas_Pool Heater_A_Achievable Economic TRC Potential | F11 | Commercial | Interruptible - College | New | Miscellaneous | Natural Gas | Pool Heater | A | Purchases (Cumulative) | Achievable Economic TRC Potential | 0 | 0 | 0 | 0 | 0 | 0 | 0 | 0 | 0 | 0 | 0 | 0 | 0 | 0 | 0 | 0 | 0 | 0 | 0 | 0 | 0 | 0 | 0 | 0 | 0 | 0 | 0
F1_Commercial_Interruptible - Health_Existing_Space Heating_Natural Gas_Furnace_A_Achievable Economic TRC Potential | F1 | Commercial | Interruptible - Health | Existing | Space Heating | Natural Gas | Furnace | A | Integrated Unit Energy Savings (kWh or therms) | Achievable Economic TRC Potential | 0 | 122.2515 | 121.7774 | 82.9831 | 82.9831 | 82.9831 | 82.9831 | 82.9831 | 82.9831 | 82.9831 | 82.9831 | 82.9831 | 82.9831 | 82.9831 | 82.9831 | 82.9831 | 82.9831 | 82.9831 | 82.9831 | 82.9831 | 82.9831 | 82.9831 | 82.9831 | 82.9831 | 82.9831 | 82.9831 | 82.9831
F2_Commercial_Interruptible - Health_Existing_Space Heating_Natural Gas_Furnace_A_Achievable Economic TRC Potential | F2 | Commercial | Interruptible - Health | Existing | Space Heating | Natural Gas | Furnace | A | Integrated Unit Summer Peak Savings (kW) | Achievable Economic TRC Potential | 0 | 0 | 0 | 0 | 0 | 0 | 0 | 0 | 0 | 0 | 0 | 0 | 0 | 0 | 0 | 0 | 0 | 0 | 0 | 0 | 0 | 0 | 0 | 0 | 0 | 0 | 0
F3_Commercial_Interruptible - Health_Existing_Space Heating_Natural Gas_Furnace_A_Achievable Economic TRC Potential | F3 | Commercial | Interruptible - Health | Existing | Space Heating | Natural Gas | Furnace | A | Integrated Unit Winter Peak Savings (kW) | Achievable Economic TRC Potential | 0 | 0 | 0 | 0 | 0 | 0 | 0 | 0 | 0 | 0 | 0 | 0 | 0 | 0 | 0 | 0 | 0 | 0 | 0 | 0 | 0 | 0 | 0 | 0 | 0 | 0 | 0
F4_Commercial_Interruptible - Health_Existing_Space Heating_Natural Gas_Furnace_A_Achievable Economic TRC Potential | F4 | Commercial | Interruptible - Health | Existing | Space Heating | Natural Gas | Furnace | A | Incremental Energy Savings (MWh or mTherms) | Achievable Economic TRC Potential | 0 | 0 | 0.00018558 | 0.00022106 | 0.00054445 | 0.0011472 | 0.0021836 | 0.0038504 | 0.0063793 | 0.010017 | 0.014865 | 0.020976 | 0.028265 | 0.036482 | 0.045224 | 0.053977 | 0.06221 | 0.069477 | 0.07551 | 0.074099 | 0.071731 | 0.069496 | 0.066635 | 0.064291 | 0.062439 | 0.06093 | 0.059898
F5_Commercial_Interruptible - Health_Existing_Space Heating_Natural Gas_Furnace_A_Achievable Economic TRC Potential | F5 | Commercial | Interruptible - Health | Existing | Space Heating | Natural Gas | Furnace | A | Incremental Summer Peak Savings (MW) | Achievable Economic TRC Potential | 0 | 0 | 0 | 0 | 0 | 0 | 0 | 0 | 0 | 0 | 0 | 0 | 0 | 0 | 0 | 0 | 0 | 0 | 0 | 0 | 0 | 0 | 0 | 0 | 0 | 0 | 0
F6_Commercial_Interruptible - Health_Existing_Space Heating_Natural Gas_Furnace_A_Achievable Economic TRC Potential | F6 | Commercial | Interruptible - Health | Existing | Space Heating | Natural Gas | Furnace | A | Incremental Winter Peak Savings (MW) | Achievable Economic TRC Potential | 0 | 0 | 0 | 0 | 0 | 0 | 0 | 0 | 0 | 0 | 0 | 0 | 0 | 0 | 0 | 0 | 0 | 0 | 0 | 0 | 0 | 0 | 0 | 0 | 0 | 0 | 0
F7_Commercial_Interruptible - Health_Existing_Space Heating_Natural Gas_Furnace_A_Achievable Economic TRC Potential | F7 | Commercial | Interruptible - Health | Existing | Space Heating | Natural Gas | Furnace | A | Cumulative Energy Savings (MWh or mTherms) | Achievable Economic TRC Potential | 0 | 0 | 0.00018558 | 0.00034753 | 0.00089197 | 0.0020392 | 0.0042228 | 0.0080733 | 0.014453 | 0.02447 | 0.039335 | 0.060311 | 0.088576 | 0.12506 | 0.17028 | 0.22426 | 0.28647 | 0.35595 | 0.43146 | 0.50555 | 0.57728 | 0.64678 | 0.71342 | 0.77771 | 0.84015 | 0.90108 | 0.96097
F8_Commercial_Interruptible - Health_Existing_Space Heating_Natural Gas_Furnace_A_Achievable Economic TRC Potential | F8 | Commercial | Interruptible - Health | Existing | Space Heating | Natural Gas | Furnace | A | Cumulative Summer Peak Savings (MW) | Achievable Economic TRC Potential | 0 | 0 | 0 | 0 | 0 | 0 | 0 | 0 | 0 | 0 | 0 | 0 | 0 | 0 | 0 | 0 | 0 | 0 | 0 | 0 | 0 | 0 | 0 | 0 | 0 | 0 | 0
F9_Commercial_Interruptible - Health_Existing_Space Heating_Natural Gas_Furnace_A_Achievable Economic TRC Potential | F9 | Commercial | Interruptible - Health | Existing | Space Heating | Natural Gas | Furnace | A | Cumulative Winter Peak Savings (MW) | Achievable Economic TRC Potential | 0 | 0 | 0 | 0 | 0 | 0 | 0 | 0 | 0 | 0 | 0 | 0 | 0 | 0 | 0 | 0 | 0 | 0 | 0 | 0 | 0 | 0 | 0 | 0 | 0 | 0 | 0
F10_Commercial_Interruptible - Health_Existing_Space Heating_Natural Gas_Furnace_A_Achievable Economic TRC Potential | F10 | Commercial | Interruptible - Health | Existing | Space Heating | Natural Gas | Furnace | A | Purchases (Incremental) | Achievable Economic TRC Potential | 0 | 0 | 0.001524 | 0.002664 | 0.0065609 | 0.013825 | 0.026314 | 0.0464 | 0.076874 | 0.12071 | 0.17914 | 0.25278 | 0.34061 | 0.43963 | 0.54497 | 0.65046 | 0.74967 | 0.83724 | 0.90994 | 0.89294 | 0.8644 | 0.83748 | 0.80299 | 0.77474 | 0.75244 | 0.73425 | 0.7218
F11_Commercial_Interruptible - Health_Existing_Space Heating_Natural Gas_Furnace_A_Achievable Economic TRC Potential | F11 | Commercial | Interruptible - Health | Existing | Space Heating | Natural Gas | Furnace | A | Purchases (Cumulative) | Achievable Economic TRC Potential | 0 | 0 | 0.001524 | 0.0041879 | 0.010749 | 0.024574 | 0.050888 | 0.097288 | 0.17416 | 0.29487 | 0.47401 | 0.72679 | 1.0674 | 1.507 | 2.052 | 2.7025 | 3.4521 | 4.2894 | 5.1993 | 6.0923 | 6.9567 | 7.7941 | 8.5971 | 9.3719 | 10.1243 | 10.8585 | 11.5804
F1_Commercial_Interruptible - Health_Existing_Space Heating_Natural Gas_Boiler_A_Achievable Economic TRC Potential | F1 | Commercial | Interruptible - Health | Existing | Space Heating | Natural Gas | Boiler | A | Integrated Unit Energy Savings (kWh or therms) | Achievable Economic TRC Potential | 0 | 431.2043 | 429.5322 | 429.5322 | 1202.4246 | 1202.4246 | 1202.4246 | 1202.4246 | 1202.4246 | 1202.4246 | 1202.4246 | 1202.4246 | 1202.4246 | 1202.4246 | 1202.4246 | 1202.4246 | 1202.4246 | 1202.4246 | 1202.4246 | 1202.4246 | 1202.4246 | 1202.4246 | 1202.4246 | 1202.4246 | 1202.4246 | 1202.4246 | 1202.4246
F2_Commercial_Interruptible - Health_Existing_Space Heating_Natural Gas_Boiler_A_Achievable Economic TRC Potential | F2 | Commercial | Interruptible - Health | Existing | Space Heating | Natural Gas | Boiler | A | Integrated Unit Summer Peak Savings (kW) | Achievable Economic TRC Potential | 0 | 0 | 0 | 0 | 0 | 0 | 0 | 0 | 0 | 0 | 0 | 0 | 0 | 0 | 0 | 0 | 0 | 0 | 0 | 0 | 0 | 0 | 0 | 0 | 0 | 0 | 0
F3_Commercial_Interruptible - Health_Existing_Space Heating_Natural Gas_Boiler_A_Achievable Economic TRC Potential | F3 | Commercial | Interruptible - Health | Existing | Space Heating | Natural Gas | Boiler | A | Integrated Unit Winter Peak Savings (kW) | Achievable Economic TRC Potential | 0 | 0 | 0 | 0 | 0 | 0 | 0 | 0 | 0 | 0 | 0 | 0 | 0 | 0 | 0 | 0 | 0 | 0 | 0 | 0 | 0 | 0 | 0 | 0 | 0 | 0 | 0
F4_Commercial_Interruptible - Health_Existing_Space Heating_Natural Gas_Boiler_A_Achievable Economic TRC Potential | F4 | Commercial | Interruptible - Health | Existing | Space Heating | Natural Gas | Boiler | A | Incremental Energy Savings (MWh or mTherms) | Achievable Economic TRC Potential | 0 | 0 | 0 | 0.15923 | 0.93144 | 1.2051 | 1.422 | 1.6143 | 1.7828 | 1.9288 | 2.0545 | 2.1617 | 2.2528 | 2.3298 | 2.391 | 2.4398 | 2.4786 | 2.5097 | 2.5347 | 2.5548 | 2.5757 | 2.5924 | 2.5921 | 2.5772 | 2.5654 | 2.5563 | 2.5496
F5_Commercial_Interruptible - Health_Existing_Space Heating_Natural Gas_Boiler_A_Achievable Economic TRC Potential | F5 | Commercial | Interruptible - Health | Existing | Space Heating | Natural Gas | Boiler | A | Incremental Summer Peak Savings (MW) | Achievable Economic TRC Potential | 0 | 0 | 0 | 0 | 0 | 0 | 0 | 0 | 0 | 0 | 0 | 0 | 0 | 0 | 0 | 0 | 0 | 0 | 0 | 0 | 0 | 0 | 0 | 0 | 0 | 0 | 0
F6_Commercial_Interruptible - Health_Existing_Space Heating_Natural Gas_Boiler_A_Achievable Economic TRC Potential | F6 | Commercial | Interruptible - Health | Existing | Space Heating | Natural Gas | Boiler | A | Incremental Winter Peak Savings (MW) | Achievable Economic TRC Potential | 0 | 0 | 0 | 0 | 0 | 0 | 0 | 0 | 0 | 0 | 0 | 0 | 0 | 0 | 0 | 0 | 0 | 0 | 0 | 0 | 0 | 0 | 0 | 0 | 0 | 0 | 0
F7_Commercial_Interruptible - Health_Existing_Space Heating_Natural Gas_Boiler_A_Achievable Economic TRC Potential | F7 | Commercial | Interruptible - Health | Existing | Space Heating | Natural Gas | Boiler | A | Cumulative Energy Savings (MWh or mTherms) | Achievable Economic TRC Potential | 0 | 0 | 0 | 0.15923 | 1.062 | 2.2671 | 3.6891 | 5.3034 | 7.0862 | 9.015 | 11.0695 | 13.2312 | 15.484 | 17.8138 | 20.2049 | 22.6446 | 25.1233 | 27.633 | 30.1677 | 32.7225 | 35.2983 | 37.8906 | 40.4827 | 43.0599 | 45.6253 | 48.1816 | 50.7312
F8_Commercial_Interruptible - Health_Existing_Space Heating_Natural Gas_Boiler_A_Achievable Economic TRC Potential | F8 | Commercial | Interruptible - Health | Existing | Space Heating | Natural Gas | Boiler | A | Cumulative Summer Peak Savings (MW) | Achievable Economic TRC Potential | 0 | 0 | 0 | 0 | 0 | 0 | 0 | 0 | 0 | 0 | 0 | 0 | 0 | 0 | 0 | 0 | 0 | 0 | 0 | 0 | 0 | 0 | 0 | 0 | 0 | 0 | 0
F9_Commercial_Interruptible - Health_Existing_Space Heating_Natural Gas_Boiler_A_Achievable Economic TRC Potential | F9 | Commercial | Interruptible - Health | Existing | Space Heating | Natural Gas | Boiler | A | Cumulative Winter Peak Savings (MW) | Achievable Economic TRC Potential | 0 | 0 | 0 | 0 | 0 | 0 | 0 | 0 | 0 | 0 | 0 | 0 | 0 | 0 | 0 | 0 | 0 | 0 | 0 | 0 | 0 | 0 | 0 | 0 | 0 | 0 | 0
F10_Commercial_Interruptible - Health_Existing_Space Heating_Natural Gas_Boiler_A_Achievable Economic TRC Potential | F10 | Commercial | Interruptible - Health | Existing | Space Heating | Natural Gas | Boiler | A | Purchases (Incremental) | Achievable Economic TRC Potential | 0 | 0 | 0 | 0.37071 | 0.77463 | 1.0022 | 1.1826 | 1.3425 | 1.4826 | 1.6041 | 1.7086 | 1.7978 | 1.8736 | 1.9376 | 1.9885 | 2.029 | 2.0614 | 2.0872 | 2.108 | 2.1247 | 2.1421 | 2.156 | 2.1557 | 2.1433 | 2.1335 | 2.126 | 2.1204
F11_Commercial_Interruptible - Health_Existing_Space Heating_Natural Gas_Boiler_A_Achievable Economic TRC Potential | F11 | Commercial | Interruptible - Health | Existing | Space Heating | Natural Gas | Boiler | A | Purchases (Cumulative) | Achievable Economic TRC Potential | 0 | 0 | 0 | 0.37071 | 1.1453 | 2.1476 | 3.3302 | 4.6727 | 6.1553 | 7.7595 | 9.4681 | 11.2659 | 13.1394 | 15.0771 | 17.0656 | 19.0946 | 21.156 | 23.2432 | 25.3512 | 27.4759 | 29.618 | 31.774 | 33.9297 | 36.073 | 38.2065 | 40.3325 | 42.4529
F1_Commercial_Interruptible - Health_Existing_Space Heating_Natural Gas_Unit Heater_A_Achievable Economic TRC Potential | F1 | Commercial | Interruptible - Health | Existing | Space Heating | Natural Gas | Unit Heater | A | Integrated Unit Energy Savings (kWh or therms) | Achievable Economic TRC Potential | 0 | 0 | 0 | 0 | 0 | 0 | 0 | 0 | 0 | 0 | 0 | 0 | 0 | 0 | 0 | 0 | 0 | 0 | 0 | 0 | 0 | 0 | 0 | 0 | 0 | 0 | 0
F2_Commercial_Interruptible - Health_Existing_Space Heating_Natural Gas_Unit Heater_A_Achievable Economic TRC Potential | F2 | Commercial | Interruptible - Health | Existing | Space Heating | Natural Gas | Unit Heater | A | Integrated Unit Summer Peak Savings (kW) | Achievable Economic TRC Potential | 0 | 0 | 0 | 0 | 0 | 0 | 0 | 0 | 0 | 0 | 0 | 0 | 0 | 0 | 0 | 0 | 0 | 0 | 0 | 0 | 0 | 0 | 0 | 0 | 0 | 0 | 0
F3_Commercial_Interruptible - Health_Existing_Space Heating_Natural Gas_Unit Heater_A_Achievable Economic TRC Potential | F3 | Commercial | Interruptible - Health | Existing | Space Heating | Natural Gas | Unit Heater | A | Integrated Unit Winter Peak Savings (kW) | Achievable Economic TRC Potential | 0 | 0 | 0 | 0 | 0 | 0 | 0 | 0 | 0 | 0 | 0 | 0 | 0 | 0 | 0 | 0 | 0 | 0 | 0 | 0 | 0 | 0 | 0 | 0 | 0 | 0 | 0
F4_Commercial_Interruptible - Health_Existing_Space Heating_Natural Gas_Unit Heater_A_Achievable Economic TRC Potential | F4 | Commercial | Interruptible - Health | Existing | Space Heating | Natural Gas | Unit Heater | A | Incremental Energy Savings (MWh or mTherms) | Achievable Economic TRC Potential | 0 | 0 | 0 | 0 | 0 | 0 | 0 | 0 | 0 | 0 | 0 | 0 | 0 | 0 | 0 | 0 | 0 | 0 | 0 | 0 | 0 | 0 | 0 | 0 | 0 | 0 | 0
F5_Commercial_Interruptible - Health_Existing_Space Heating_Natural Gas_Unit Heater_A_Achievable Economic TRC Potential | F5 | Commercial | Interruptible - Health | Existing | Space Heating | Natural Gas | Unit Heater | A | Incremental Summer Peak Savings (MW) | Achievable Economic TRC Potential | 0 | 0 | 0 | 0 | 0 | 0 | 0 | 0 | 0 | 0 | 0 | 0 | 0 | 0 | 0 | 0 | 0 | 0 | 0 | 0 | 0 | 0 | 0 | 0 | 0 | 0 | 0
F6_Commercial_Interruptible - Health_Existing_Space Heating_Natural Gas_Unit Heater_A_Achievable Economic TRC Potential | F6 | Commercial | Interruptible - Health | Existing | Space Heating | Natural Gas | Unit Heater | A | Incremental Winter Peak Savings (MW) | Achievable Economic TRC Potential | 0 | 0 | 0 | 0 | 0 | 0 | 0 | 0 | 0 | 0 | 0 | 0 | 0 | 0 | 0 | 0 | 0 | 0 | 0 | 0 | 0 | 0 | 0 | 0 | 0 | 0 | 0
F7_Commercial_Interruptible - Health_Existing_Space Heating_Natural Gas_Unit Heater_A_Achievable Economic TRC Potential | F7 | Commercial | Interruptible - Health | Existing | Space Heating | Natural Gas | Unit Heater | A | Cumulative Energy Savings (MWh or mTherms) | Achievable Economic TRC Potential | 0 | 0 | 0 | 0 | 0 | 0 | 0 | 0 | 0 | 0 | 0 | 0 | 0 | 0 | 0 | 0 | 0 | 0 | 0 | 0 | 0 | 0 | 0 | 0 | 0 | 0 | 0
F8_Commercial_Interruptible - Health_Existing_Space Heating_Natural Gas_Unit Heater_A_Achievable Economic TRC Potential | F8 | Commercial | Interruptible - Health | Existing | Space Heating | Natural Gas | Unit Heater | A | Cumulative Summer Peak Savings (MW) | Achievable Economic TRC Potential | 0 | 0 | 0 | 0 | 0 | 0 | 0 | 0 | 0 | 0 | 0 | 0 | 0 | 0 | 0 | 0 | 0 | 0 | 0 | 0 | 0 | 0 | 0 | 0 | 0 | 0 | 0
F9_Commercial_Interruptible - Health_Existing_Space Heating_Natural Gas_Unit Heater_A_Achievable Economic TRC Potential | F9 | Commercial | Interruptible - Health | Existing | Space Heating | Natural Gas | Unit Heater | A | Cumulative Winter Peak Savings (MW) | Achievable Economic TRC Potential | 0 | 0 | 0 | 0 | 0 | 0 | 0 | 0 | 0 | 0 | 0 | 0 | 0 | 0 | 0 | 0 | 0 | 0 | 0 | 0 | 0 | 0 | 0 | 0 | 0 | 0 | 0
F10_Commercial_Interruptible - Health_Existing_Space Heating_Natural Gas_Unit Heater_A_Achievable Economic TRC Potential | F10 | Commercial | Interruptible - Health | Existing | Space Heating | Natural Gas | Unit Heater | A | Purchases (Incremental) | Achievable Economic TRC Potential | 0 | 0 | 0 | 0 | 0 | 0 | 0 | 0 | 0 | 0 | 0 | 0 | 0 | 0 | 0 | 0 | 0 | 0 | 0 | 0 | 0 | 0 | 0 | 0 | 0 | 0 | 0
F11_Commercial_Interruptible - Health_Existing_Space Heating_Natural Gas_Unit Heater_A_Achievable Economic TRC Potential | F11 | Commercial | Interruptible - Health | Existing | Space Heating | Natural Gas | Unit Heater | A | Purchases (Cumulative) | Achievable Economic TRC Potential | 0 | 0 | 0 | 0 | 0 | 0 | 0 | 0 | 0 | 0 | 0 | 0 | 0 | 0 | 0 | 0 | 0 | 0 | 0 | 0 | 0 | 0 | 0 | 0 | 0 | 0 | 0
F1_Commercial_Interruptible - Health_Existing_Water Heating_Natural Gas_Water Heater_A_Achievable Economic TRC Potential | F1 | Commercial | Interruptible - Health | Existing | Water Heating | Natural Gas | Water Heater | A | Integrated Unit Energy Savings (kWh or therms) | Achievable Economic TRC Potential | 0 | 2.8505 | 2.8505 | 2.8505 | 2.8505 | 2.8505 | 2.8505 | 2.8505 | 2.8505 | 2.8505 | 2.8505 | 2.8505 | 2.8505 | 2.8505 | 2.8505 | 2.8505 | 2.8505 | 2.8505 | 2.8505 | 2.8505 | 2.8505 | 2.8505 | 2.8505 | 2.8505 | 2.8505 | 2.8505 | 2.8505
F2_Commercial_Interruptible - Health_Existing_Water Heating_Natural Gas_Water Heater_A_Achievable Economic TRC Potential | F2 | Commercial | Interruptible - Health | Existing | Water Heating | Natural Gas | Water Heater | A | Integrated Unit Summer Peak Savings (kW) | Achievable Economic TRC Potential | 0 | 0 | 0 | 0 | 0 | 0 | 0 | 0 | 0 | 0 | 0 | 0 | 0 | 0 | 0 | 0 | 0 | 0 | 0 | 0 | 0 | 0 | 0 | 0 | 0 | 0 | 0
F3_Commercial_Interruptible - Health_Existing_Water Heating_Natural Gas_Water Heater_A_Achievable Economic TRC Potential | F3 | Commercial | Interruptible - Health | Existing | Water Heating | Natural Gas | Water Heater | A | Integrated Unit Winter Peak Savings (kW) | Achievable Economic TRC Potential | 0 | 0 | 0 | 0 | 0 | 0 | 0 | 0 | 0 | 0 | 0 | 0 | 0 | 0 | 0 | 0 | 0 | 0 | 0 | 0 | 0 | 0 | 0 | 0 | 0 | 0 | 0
F4_Commercial_Interruptible - Health_Existing_Water Heating_Natural Gas_Water Heater_A_Achievable Economic TRC Potential | F4 | Commercial | Interruptible - Health | Existing | Water Heating | Natural Gas | Water Heater | A | Incremental Energy Savings (MWh or mTherms) | Achievable Economic TRC Potential | 0 | 0 | 0.2509 | 0.47746 | 0.687 | 0.88486 | 1.0749 | 1.239 | 1.3638 | 1.4596 | 1.6499 | 1.7862 | 1.6278 | 1.46 | 1.2841 | 1.7223 | 1.3819 | 1.0939 | 0.84914 | 0.68507 | 0.45663 | 0.29875 | 0.19248 | 0.12273 | 0.24156 | 0 | 0
F5_Commercial_Interruptible - Health_Existing_Water Heating_Natural Gas_Water Heater_A_Achievable Economic TRC Potential | F5 | Commercial | Interruptible - Health | Existing | Water Heating | Natural Gas | Water Heater | A | Incremental Summer Peak Savings (MW) | Achievable Economic TRC Potential | 0 | 0 | 0 | 0 | 0 | 0 | 0 | 0 | 0 | 0 | 0 | 0 | 0 | 0 | 0 | 0 | 0 | 0 | 0 | 0 | 0 | 0 | 0 | 0 | 0 | 0 | 0
F6_Commercial_Interruptible - Health_Existing_Water Heating_Natural Gas_Water Heater_A_Achievable Economic TRC Potential | F6 | Commercial | Interruptible - Health | Existing | Water Heating | Natural Gas | Water Heater | A | Incremental Winter Peak Savings (MW) | Achievable Economic TRC Potential | 0 | 0 | 0 | 0 | 0 | 0 | 0 | 0 | 0 | 0 | 0 | 0 | 0 | 0 | 0 | 0 | 0 | 0 | 0 | 0 | 0 | 0 | 0 | 0 | 0 | 0 | 0
F7_Commercial_Interruptible - Health_Existing_Water Heating_Natural Gas_Water Heater_A_Achievable Economic TRC Potential | F7 | Commercial | Interruptible - Health | Existing | Water Heating | Natural Gas | Water Heater | A | Cumulative Energy Savings (MWh or mTherms) | Achievable Economic TRC Potential | 0 | 0 | 0.2509 | 0.72836 | 1.4154 | 2.3002 | 3.3751 | 4.6142 | 5.978 | 7.4376 | 9.0875 | 10.8737 | 12.5015 | 13.9615 | 15.2456 | 16.9679 | 18.3498 | 19.4437 | 20.2928 | 20.9779 | 21.4345 | 21.7333 | 21.9258 | 22.0485 | 22.2901 | 22.2901 | 22.2901
F8_Commercial_Interruptible - Health_Existing_Water Heating_Natural Gas_Water Heater_A_Achievable Economic TRC Potential | F8 | Commercial | Interruptible - Health | Existing | Water Heating | Natural Gas | Water Heater | A | Cumulative Summer Peak Savings (MW) | Achievable Economic TRC Potential | 0 | 0 | 0 | 0 | 0 | 0 | 0 | 0 | 0 | 0 | 0 | 0 | 0 | 0 | 0 | 0 | 0 | 0 | 0 | 0 | 0 | 0 | 0 | 0 | 0 | 0 | 0
F9_Commercial_Interruptible - Health_Existing_Water Heating_Natural Gas_Water Heater_A_Achievable Economic TRC Potential | F9 | Commercial | Interruptible - Health | Existing | Water Heating | Natural Gas | Water Heater | A | Cumulative Winter Peak Savings (MW) | Achievable Economic TRC Potential | 0 | 0 | 0 | 0 | 0 | 0 | 0 | 0 | 0 | 0 | 0 | 0 | 0 | 0 | 0 | 0 | 0 | 0 | 0 | 0 | 0 | 0 | 0 | 0 | 0 | 0 | 0
F10_Commercial_Interruptible - Health_Existing_Water Heating_Natural Gas_Water Heater_A_Achievable Economic TRC Potential | F10 | Commercial | Interruptible - Health | Existing | Water Heating | Natural Gas | Water Heater | A | Purchases (Incremental) | Achievable Economic TRC Potential | 0 | 0 | 88.0194 | 167.5037 | 241.0132 | 310.4259 | 377.1073 | 434.6733 | 478.4607 | 512.0408 | 578.8222 | 626.6308 | 571.0757 | 512.2022 | 450.4805 | 604.216 | 484.7926 | 383.776 | 297.8944 | 240.335 | 160.195 | 104.8081 | 67.5241 | 43.0577 | 84.7444 | 0 | 0
F11_Commercial_Interruptible - Health_Existing_Water Heating_Natural Gas_Water Heater_A_Achievable Economic TRC Potential | F11 | Commercial | Interruptible - Health | Existing | Water Heating | Natural Gas | Water Heater | A | Purchases (Cumulative) | Achievable Economic TRC Potential | 0 | 0 | 88.0194 | 255.5231 | 496.5363 | 806.9623 | 1184.0696 | 1618.7429 | 2097.2036 | 2609.2444 | 3188.0666 | 3814.6975 | 4385.7732 | 4897.9754 | 5348.4559 | 5952.6719 | 6437.4645 | 6821.2406 | 7119.135 | 7359.47 | 7519.665 | 7624.4731 | 7691.9972 | 7735.0548 | 7819.7993 | 7819.7993 | 7819.7993
F1_Commercial_Interruptible - Health_Existing_Food Preparation_Natural Gas_Oven_A_Achievable Economic TRC Potential | F1 | Commercial | Interruptible - Health | Existing | Food Preparation | Natural Gas | Oven | A | Integrated Unit Energy Savings (kWh or therms) | Achievable Economic TRC Potential | 0 | 106.6752 | 106.6752 | 106.6752 | 106.6752 | 106.6752 | 106.6752 | 106.6752 | 106.6752 | 106.6752 | 106.6752 | 106.6752 | 106.6752 | 106.6752 | 106.6752 | 106.6752 | 106.6752 | 106.6752 | 106.6752 | 106.6752 | 106.6752 | 106.6752 | 106.6752 | 106.6752 | 106.6752 | 106.6752 | 106.6752
F2_Commercial_Interruptible - Health_Existing_Food Preparation_Natural Gas_Oven_A_Achievable Economic TRC Potential | F2 | Commercial | Interruptible - Health | Existing | Food Preparation | Natural Gas | Oven | A | Integrated Unit Summer Peak Savings (kW) | Achievable Economic TRC Potential | 0 | 0 | 0 | 0 | 0 | 0 | 0 | 0 | 0 | 0 | 0 | 0 | 0 | 0 | 0 | 0 | 0 | 0 | 0 | 0 | 0 | 0 | 0 | 0 | 0 | 0 | 0
F3_Commercial_Interruptible - Health_Existing_Food Preparation_Natural Gas_Oven_A_Achievable Economic TRC Potential | F3 | Commercial | Interruptible - Health | Existing | Food Preparation | Natural Gas | Oven | A | Integrated Unit Winter Peak Savings (kW) | Achievable Economic TRC Potential | 0 | 0 | 0 | 0 | 0 | 0 | 0 | 0 | 0 | 0 | 0 | 0 | 0 | 0 | 0 | 0 | 0 | 0 | 0 | 0 | 0 | 0 | 0 | 0 | 0 | 0 | 0
F4_Commercial_Interruptible - Health_Existing_Food Preparation_Natural Gas_Oven_A_Achievable Economic TRC Potential | F4 | Commercial | Interruptible - Health | Existing | Food Preparation | Natural Gas | Oven | A | Incremental Energy Savings (MWh or mTherms) | Achievable Economic TRC Potential | 0 | 0 | 0.00016271 | 0.00076529 | 0.0017931 | 0.0030896 | 0.0045681 | 0.0061658 | 0.0078377 | 0.0095521 | 0.011287 | 0.013027 | 0.01191 | 0.011204 | 0.010866 | 0.010708 | 0.010634 | 0.011445 | 0.012157 | 0.013079 | 0.014156 | 0.015021 | 0.014398 | 0.012486 | 0.012734 | 0.012299 | 0.011366
F5_Commercial_Interruptible - Health_Existing_Food Preparation_Natural Gas_Oven_A_Achievable Economic TRC Potential | F5 | Commercial | Interruptible - Health | Existing | Food Preparation | Natural Gas | Oven | A | Incremental Summer Peak Savings (MW) | Achievable Economic TRC Potential | 0 | 0 | 0 | 0 | 0 | 0 | 0 | 0 | 0 | 0 | 0 | 0 | 0 | 0 | 0 | 0 | 0 | 0 | 0 | 0 | 0 | 0 | 0 | 0 | 0 | 0 | 0
F6_Commercial_Interruptible - Health_Existing_Food Preparation_Natural Gas_Oven_A_Achievable Economic TRC Potential | F6 | Commercial | Interruptible - Health | Existing | Food Preparation | Natural Gas | Oven | A | Incremental Winter Peak Savings (MW) | Achievable Economic TRC Potential | 0 | 0 | 0 | 0 | 0 | 0 | 0 | 0 | 0 | 0 | 0 | 0 | 0 | 0 | 0 | 0 | 0 | 0 | 0 | 0 | 0 | 0 | 0 | 0 | 0 | 0 | 0
F7_Commercial_Interruptible - Health_Existing_Food Preparation_Natural Gas_Oven_A_Achievable Economic TRC Potential | F7 | Commercial | Interruptible - Health | Existing | Food Preparation | Natural Gas | Oven | A | Cumulative Energy Savings (MWh or mTherms) | Achievable Economic TRC Potential | 0 | 0 | 0.00016271 | 0.000928 | 0.0027211 | 0.0058106 | 0.010379 | 0.016545 | 0.024382 | 0.033934 | 0.045221 | 0.058249 | 0.070159 | 0.081362 | 0.092228 | 0.10294 | 0.11357 | 0.12501 | 0.13717 | 0.15025 | 0.16441 | 0.17943 | 0.19382 | 0.20631 | 0.21904 | 0.23134 | 0.24271
F8_Commercial_Interruptible - Health_Existing_Food Preparation_Natural Gas_Oven_A_Achievable Economic TRC Potential | F8 | Commercial | Interruptible - Health | Existing | Food Preparation | Natural Gas | Oven | A | Cumulative Summer Peak Savings (MW) | Achievable Economic TRC Potential | 0 | 0 | 0 | 0 | 0 | 0 | 0 | 0 | 0 | 0 | 0 | 0 | 0 | 0 | 0 | 0 | 0 | 0 | 0 | 0 | 0 | 0 | 0 | 0 | 0 | 0 | 0
F9_Commercial_Interruptible - Health_Existing_Food Preparation_Natural Gas_Oven_A_Achievable Economic TRC Potential | F9 | Commercial | Interruptible - Health | Existing | Food Preparation | Natural Gas | Oven | A | Cumulative Winter Peak Savings (MW) | Achievable Economic TRC Potential | 0 | 0 | 0 | 0 | 0 | 0 | 0 | 0 | 0 | 0 | 0 | 0 | 0 | 0 | 0 | 0 | 0 | 0 | 0 | 0 | 0 | 0 | 0 | 0 | 0 | 0 | 0
F10_Commercial_Interruptible - Health_Existing_Food Preparation_Natural Gas_Oven_A_Achievable Economic TRC Potential | F10 | Commercial | Interruptible - Health | Existing | Food Preparation | Natural Gas | Oven | A | Purchases (Incremental) | Achievable Economic TRC Potential | 0 | 0 | 0.0015253 | 0.007174 | 0.016809 | 0.028963 | 0.042823 | 0.0578 | 0.073473 | 0.089544 | 0.10581 | 0.12212 | 0.11164 | 0.10502 | 0.10186 | 0.10038 | 0.099682 | 0.10728 | 0.11396 | 0.12261 | 0.1327 | 0.14081 | 0.13497 | 0.11705 | 0.11937 | 0.11529 | 0.10654
F11_Commercial_Interruptible - Health_Existing_Food Preparation_Natural Gas_Oven_A_Achievable Economic TRC Potential | F11 | Commercial | Interruptible - Health | Existing | Food Preparation | Natural Gas | Oven | A | Purchases (Cumulative) | Achievable Economic TRC Potential | 0 | 0 | 0.0015253 | 0.0086993 | 0.025508 | 0.05447 | 0.097293 | 0.15509 | 0.22857 | 0.31811 | 0.42392 | 0.54604 | 0.65768 | 0.76271 | 0.86456 | 0.96495 | 1.0646 | 1.1719 | 1.2859 | 1.4085 | 1.5412 | 1.682 | 1.817 | 1.934 | 2.0534 | 2.1687 | 2.2752
F1_Commercial_Interruptible - Health_Existing_Food Preparation_Natural Gas_Conveyor Oven_A_Achievable Economic TRC Potential | F1 | Commercial | Interruptible - Health | Existing | Food Preparation | Natural Gas | Conveyor Oven | A | Integrated Unit Energy Savings (kWh or therms) | Achievable Economic TRC Potential | 0 | 0 | 0 | 0 | 0 | 692.0657 | 692.0657 | 692.0657 | 692.0657 | 692.0657 | 692.0657 | 692.0657 | 692.0657 | 692.0657 | 692.0657 | 692.0657 | 692.0657 | 692.0657 | 692.0657 | 692.0657 | 692.0657 | 692.0657 | 692.0657 | 692.0657 | 692.0657 | 692.0657 | 692.0657
F2_Commercial_Interruptible - Health_Existing_Food Preparation_Natural Gas_Conveyor Oven_A_Achievable Economic TRC Potential | F2 | Commercial | Interruptible - Health | Existing | Food Preparation | Natural Gas | Conveyor Oven | A | Integrated Unit Summer Peak Savings (kW) | Achievable Economic TRC Potential | 0 | 0 | 0 | 0 | 0 | 0 | 0 | 0 | 0 | 0 | 0 | 0 | 0 | 0 | 0 | 0 | 0 | 0 | 0 | 0 | 0 | 0 | 0 | 0 | 0 | 0 | 0
F3_Commercial_Interruptible - Health_Existing_Food Preparation_Natural Gas_Conveyor Oven_A_Achievable Economic TRC Potential | F3 | Commercial | Interruptible - Health | Existing | Food Preparation | Natural Gas | Conveyor Oven | A | Integrated Unit Winter Peak Savings (kW) | Achievable Economic TRC Potential | 0 | 0 | 0 | 0 | 0 | 0 | 0 | 0 | 0 | 0 | 0 | 0 | 0 | 0 | 0 | 0 | 0 | 0 | 0 | 0 | 0 | 0 | 0 | 0 | 0 | 0 | 0
F4_Commercial_Interruptible - Health_Existing_Food Preparation_Natural Gas_Conveyor Oven_A_Achievable Economic TRC Potential | F4 | Commercial | Interruptible - Health | Existing | Food Preparation | Natural Gas | Conveyor Oven | A | Incremental Energy Savings (MWh or mTherms) | Achievable Economic TRC Potential | 0 | 0 | 0 | 0 | 0 | 0.00036022 | 0.0012979 | 0.0029701 | 0.0054896 | 0.0089357 | 0.012487 | 0.016067 | 0.019625 | 0.02313 | 0.026564 | 0.029919 | 0.033193 | 0.028387 | 0.024176 | 0.020514 | 0.017349 | 0.015033 | 0.012793 | 0.011335 | 0.010434 | 0.0098852 | 0.009626
F5_Commercial_Interruptible - Health_Existing_Food Preparation_Natural Gas_Conveyor Oven_A_Achievable Economic TRC Potential | F5 | Commercial | Interruptible - Health | Existing | Food Preparation | Natural Gas | Conveyor Oven | A | Incremental Summer Peak Savings (MW) | Achievable Economic TRC Potential | 0 | 0 | 0 | 0 | 0 | 0 | 0 | 0 | 0 | 0 | 0 | 0 | 0 | 0 | 0 | 0 | 0 | 0 | 0 | 0 | 0 | 0 | 0 | 0 | 0 | 0 | 0
F6_Commercial_Interruptible - Health_Existing_Food Preparation_Natural Gas_Conveyor Oven_A_Achievable Economic TRC Potential | F6 | Commercial | Interruptible - Health | Existing | Food Preparation | Natural Gas | Conveyor Oven | A | Incremental Winter Peak Savings (MW) | Achievable Economic TRC Potential | 0 | 0 | 0 | 0 | 0 | 0 | 0 | 0 | 0 | 0 | 0 | 0 | 0 | 0 | 0 | 0 | 0 | 0 | 0 | 0 | 0 | 0 | 0 | 0 | 0 | 0 | 0
F7_Commercial_Interruptible - Health_Existing_Food Preparation_Natural Gas_Conveyor Oven_A_Achievable Economic TRC Potential | F7 | Commercial | Interruptible - Health | Existing | Food Preparation | Natural Gas | Conveyor Oven | A | Cumulative Energy Savings (MWh or mTherms) | Achievable Economic TRC Potential | 0 | 0 | 0 | 0 | 0 | 0.00036022 | 0.0016581 | 0.0046282 | 0.010118 | 0.019053 | 0.03154 | 0.047607 | 0.067232 | 0.090361 | 0.11693 | 0.14684 | 0.18004 | 0.20842 | 0.2326 | 0.25311 | 0.27046 | 0.2855 | 0.29829 | 0.30962 | 0.32006 | 0.32994 | 0.33957
F8_Commercial_Interruptible - Health_Existing_Food Preparation_Natural Gas_Conveyor Oven_A_Achievable Economic TRC Potential | F8 | Commercial | Interruptible - Health | Existing | Food Preparation | Natural Gas | Conveyor Oven | A | Cumulative Summer Peak Savings (MW) | Achievable Economic TRC Potential | 0 | 0 | 0 | 0 | 0 | 0 | 0 | 0 | 0 | 0 | 0 | 0 | 0 | 0 | 0 | 0 | 0 | 0 | 0 | 0 | 0 | 0 | 0 | 0 | 0 | 0 | 0
F9_Commercial_Interruptible - Health_Existing_Food Preparation_Natural Gas_Conveyor Oven_A_Achievable Economic TRC Potential | F9 | Commercial | Interruptible - Health | Existing | Food Preparation | Natural Gas | Conveyor Oven | A | Cumulative Winter Peak Savings (MW) | Achievable Economic TRC Potential | 0 | 0 | 0 | 0 | 0 | 0 | 0 | 0 | 0 | 0 | 0 | 0 | 0 | 0 | 0 | 0 | 0 | 0 | 0 | 0 | 0 | 0 | 0 | 0 | 0 | 0 | 0
F10_Commercial_Interruptible - Health_Existing_Food Preparation_Natural Gas_Conveyor Oven_A_Achievable Economic TRC Potential | F10 | Commercial | Interruptible - Health | Existing | Food Preparation | Natural Gas | Conveyor Oven | A | Purchases (Incremental) | Achievable Economic TRC Potential | 0 | 0 | 0 | 0 | 0 | 0.0005205 | 0.0018753 | 0.0042917 | 0.0079322 | 0.012912 | 0.018043 | 0.023215 | 0.028357 | 0.033421 | 0.038384 | 0.043232 | 0.047962 | 0.041018 | 0.034933 | 0.029641 | 0.025069 | 0.021722 | 0.018486 | 0.016378 | 0.015077 | 0.014284 | 0.013909
F11_Commercial_Interruptible - Health_Existing_Food Preparation_Natural Gas_Conveyor Oven_A_Achievable Economic TRC Potential | F11 | Commercial | Interruptible - Health | Existing | Food Preparation | Natural Gas | Conveyor Oven | A | Purchases (Cumulative) | Achievable Economic TRC Potential | 0 | 0 | 0 | 0 | 0 | 0.0005205 | 0.0023958 | 0.0066875 | 0.01462 | 0.027531 | 0.045574 | 0.06879 | 0.097146 | 0.13057 | 0.16895 | 0.21218 | 0.26014 | 0.30116 | 0.3361 | 0.36574 | 0.39081 | 0.41253 | 0.43101 | 0.44739 | 0.46247 | 0.47675 | 0.49066
F1_Commercial_Interruptible - Health_Existing_Food Preparation_Natural Gas_Double Rack Oven_A_Achievable Economic TRC Potential | F1 | Commercial | Interruptible - Health | Existing | Food Preparation | Natural Gas | Double Rack Oven | A | Integrated Unit Energy Savings (kWh or therms) | Achievable Economic TRC Potential | 0 | 1621.62 | 1621.62 | 1621.62 | 1621.62 | 1621.62 | 1621.62 | 1621.62 | 1621.62 | 1621.62 | 1621.62 | 1621.62 | 1621.62 | 1621.62 | 1621.62 | 1621.62 | 1621.62 | 1621.62 | 1621.62 | 1621.62 | 1621.62 | 1621.62 | 1621.62 | 1621.62 | 1621.62 | 1621.62 | 1621.62
F2_Commercial_Interruptible - Health_Existing_Food Preparation_Natural Gas_Double Rack Oven_A_Achievable Economic TRC Potential | F2 | Commercial | Interruptible - Health | Existing | Food Preparation | Natural Gas | Double Rack Oven | A | Integrated Unit Summer Peak Savings (kW) | Achievable Economic TRC Potential | 0 | 0 | 0 | 0 | 0 | 0 | 0 | 0 | 0 | 0 | 0 | 0 | 0 | 0 | 0 | 0 | 0 | 0 | 0 | 0 | 0 | 0 | 0 | 0 | 0 | 0 | 0
F3_Commercial_Interruptible - Health_Existing_Food Preparation_Natural Gas_Double Rack Oven_A_Achievable Economic TRC Potential | F3 | Commercial | Interruptible - Health | Existing | Food Preparation | Natural Gas | Double Rack Oven | A | Integrated Unit Winter Peak Savings (kW) | Achievable Economic TRC Potential | 0 | 0 | 0 | 0 | 0 | 0 | 0 | 0 | 0 | 0 | 0 | 0 | 0 | 0 | 0 | 0 | 0 | 0 | 0 | 0 | 0 | 0 | 0 | 0 | 0 | 0 | 0
F4_Commercial_Interruptible - Health_Existing_Food Preparation_Natural Gas_Double Rack Oven_A_Achievable Economic TRC Potential | F4 | Commercial | Interruptible - Health | Existing | Food Preparation | Natural Gas | Double Rack Oven | A | Incremental Energy Savings (MWh or mTherms) | Achievable Economic TRC Potential | 0 | 0 | 0.0011337 | 0.004322 | 0.0085086 | 0.013525 | 0.019229 | 0.025498 | 0.03223 | 0.039338 | 0.041217 | 0.043407 | 0.046037 | 0.049191 | 0.051779 | 0.0529 | 0.053607 | 0.054049 | 0.05434 | 0.062321 | 0.063403 | 0.063249 | 0.062333 | 0.060558 | 0.058003 | 0.054744 | 0.050849
F5_Commercial_Interruptible - Health_Existing_Food Preparation_Natural Gas_Double Rack Oven_A_Achievable Economic TRC Potential | F5 | Commercial | Interruptible - Health | Existing | Food Preparation | Natural Gas | Double Rack Oven | A | Incremental Summer Peak Savings (MW) | Achievable Economic TRC Potential | 0 | 0 | 0 | 0 | 0 | 0 | 0 | 0 | 0 | 0 | 0 | 0 | 0 | 0 | 0 | 0 | 0 | 0 | 0 | 0 | 0 | 0 | 0 | 0 | 0 | 0 | 0
F6_Commercial_Interruptible - Health_Existing_Food Preparation_Natural Gas_Double Rack Oven_A_Achievable Economic TRC Potential | F6 | Commercial | Interruptible - Health | Existing | Food Preparation | Natural Gas | Double Rack Oven | A | Incremental Winter Peak Savings (MW) | Achievable Economic TRC Potential | 0 | 0 | 0 | 0 | 0 | 0 | 0 | 0 | 0 | 0 | 0 | 0 | 0 | 0 | 0 | 0 | 0 | 0 | 0 | 0 | 0 | 0 | 0 | 0 | 0 | 0 | 0
F7_Commercial_Interruptible - Health_Existing_Food Preparation_Natural Gas_Double Rack Oven_A_Achievable Economic TRC Potential | F7 | Commercial | Interruptible - Health | Existing | Food Preparation | Natural Gas | Double Rack Oven | A | Cumulative Energy Savings (MWh or mTherms) | Achievable Economic TRC Potential | 0 | 0 | 0.0011337 | 0.0054556 | 0.013964 | 0.02749 | 0.046719 | 0.072217 | 0.10445 | 0.14378 | 0.185 | 0.22841 | 0.27445 | 0.32364 | 0.37542 | 0.42832 | 0.48192 | 0.53597 | 0.59031 | 0.65263 | 0.71604 | 0.77929 | 0.84162 | 0.90218 | 0.96018 | 1.0149 | 1.0658
F8_Commercial_Interruptible - Health_Existing_Food Preparation_Natural Gas_Double Rack Oven_A_Achievable Economic TRC Potential | F8 | Commercial | Interruptible - Health | Existing | Food Preparation | Natural Gas | Double Rack Oven | A | Cumulative Summer Peak Savings (MW) | Achievable Economic TRC Potential | 0 | 0 | 0 | 0 | 0 | 0 | 0 | 0 | 0 | 0 | 0 | 0 | 0 | 0 | 0 | 0 | 0 | 0 | 0 | 0 | 0 | 0 | 0 | 0 | 0 | 0 | 0
F9_Commercial_Interruptible - Health_Existing_Food Preparation_Natural Gas_Double Rack Oven_A_Achievable Economic TRC Potential | F9 | Commercial | Interruptible - Health | Existing | Food Preparation | Natural Gas | Double Rack Oven | A | Cumulative Winter Peak Savings (MW) | Achievable Economic TRC Potential | 0 | 0 | 0 | 0 | 0 | 0 | 0 | 0 | 0 | 0 | 0 | 0 | 0 | 0 | 0 | 0 | 0 | 0 | 0 | 0 | 0 | 0 | 0 | 0 | 0 | 0 | 0
F10_Commercial_Interruptible - Health_Existing_Food Preparation_Natural Gas_Double Rack Oven_A_Achievable Economic TRC Potential | F10 | Commercial | Interruptible - Health | Existing | Food Preparation | Natural Gas | Double Rack Oven | A | Purchases (Incremental) | Achievable Economic TRC Potential | 0 | 0 | 0.00069909 | 0.0026652 | 0.005247 | 0.0083406 | 0.011858 | 0.015724 | 0.019875 | 0.024258 | 0.025417 | 0.026768 | 0.02839 | 0.030334 | 0.03193 | 0.032622 | 0.033058 | 0.03333 | 0.03351 | 0.038432 | 0.039099 | 0.039004 | 0.038438 | 0.037344 | 0.035769 | 0.033759 | 0.031357
F11_Commercial_Interruptible - Health_Existing_Food Preparation_Natural Gas_Double Rack Oven_A_Achievable Economic TRC Potential | F11 | Commercial | Interruptible - Health | Existing | Food Preparation | Natural Gas | Double Rack Oven | A | Purchases (Cumulative) | Achievable Economic TRC Potential | 0 | 0 | 0.00069909 | 0.0033643 | 0.0086113 | 0.016952 | 0.02881 | 0.044534 | 0.064409 | 0.088667 | 0.11408 | 0.14085 | 0.16924 | 0.19958 | 0.23151 | 0.26413 | 0.29719 | 0.33052 | 0.36403 | 0.40246 | 0.44156 | 0.48056 | 0.519 | 0.55634 | 0.59211 | 0.62587 | 0.65723
F1_Commercial_Interruptible - Health_Existing_Food Preparation_Natural Gas_Fryer_A_Achievable Economic TRC Potential | F1 | Commercial | Interruptible - Health | Existing | Food Preparation | Natural Gas | Fryer | A | Integrated Unit Energy Savings (kWh or therms) | Achievable Economic TRC Potential | 0 | 395.2691 | 395.2691 | 395.2691 | 395.2691 | 395.2691 | 395.2691 | 395.2691 | 395.2691 | 395.2691 | 395.2691 | 395.2691 | 395.2691 | 395.2691 | 395.2691 | 395.2691 | 395.2691 | 395.2691 | 395.2691 | 395.2691 | 395.2691 | 395.2691 | 395.2691 | 395.2691 | 395.2691 | 395.2691 | 395.2691
F2_Commercial_Interruptible - Health_Existing_Food Preparation_Natural Gas_Fryer_A_Achievable Economic TRC Potential | F2 | Commercial | Interruptible - Health | Existing | Food Preparation | Natural Gas | Fryer | A | Integrated Unit Summer Peak Savings (kW) | Achievable Economic TRC Potential | 0 | 0 | 0 | 0 | 0 | 0 | 0 | 0 | 0 | 0 | 0 | 0 | 0 | 0 | 0 | 0 | 0 | 0 | 0 | 0 | 0 | 0 | 0 | 0 | 0 | 0 | 0
F3_Commercial_Interruptible - Health_Existing_Food Preparation_Natural Gas_Fryer_A_Achievable Economic TRC Potential | F3 | Commercial | Interruptible - Health | Existing | Food Preparation | Natural Gas | Fryer | A | Integrated Unit Winter Peak Savings (kW) | Achievable Economic TRC Potential | 0 | 0 | 0 | 0 | 0 | 0 | 0 | 0 | 0 | 0 | 0 | 0 | 0 | 0 | 0 | 0 | 0 | 0 | 0 | 0 | 0 | 0 | 0 | 0 | 0 | 0 | 0
F4_Commercial_Interruptible - Health_Existing_Food Preparation_Natural Gas_Fryer_A_Achievable Economic TRC Potential | F4 | Commercial | Interruptible - Health | Existing | Food Preparation | Natural Gas | Fryer | A | Incremental Energy Savings (MWh or mTherms) | Achievable Economic TRC Potential | 0 | 0 | 0.11182 | 0.23297 | 0.36844 | 0.5153 | 0.67484 | 0.85604 | 1.0498 | 1.3787 | 1.6734 | 1.7975 | 1.8402 | 1.7973 | 2.4114 | 2.0499 | 1.6752 | 1.3688 | 0.97511 | 0.64199 | 0.38081 | 0.19677 | 0.28723 | 0 | 0 | 0 | 0.061844
F5_Commercial_Interruptible - Health_Existing_Food Preparation_Natural Gas_Fryer_A_Achievable Economic TRC Potential | F5 | Commercial | Interruptible - Health | Existing | Food Preparation | Natural Gas | Fryer | A | Incremental Summer Peak Savings (MW) | Achievable Economic TRC Potential | 0 | 0 | 0 | 0 | 0 | 0 | 0 | 0 | 0 | 0 | 0 | 0 | 0 | 0 | 0 | 0 | 0 | 0 | 0 | 0 | 0 | 0 | 0 | 0 | 0 | 0 | 0
F6_Commercial_Interruptible - Health_Existing_Food Preparation_Natural Gas_Fryer_A_Achievable Economic TRC Potential | F6 | Commercial | Interruptible - Health | Existing | Food Preparation | Natural Gas | Fryer | A | Incremental Winter Peak Savings (MW) | Achievable Economic TRC Potential | 0 | 0 | 0 | 0 | 0 | 0 | 0 | 0 | 0 | 0 | 0 | 0 | 0 | 0 | 0 | 0 | 0 | 0 | 0 | 0 | 0 | 0 | 0 | 0 | 0 | 0 | 0
F7_Commercial_Interruptible - Health_Existing_Food Preparation_Natural Gas_Fryer_A_Achievable Economic TRC Potential | F7 | Commercial | Interruptible - Health | Existing | Food Preparation | Natural Gas | Fryer | A | Cumulative Energy Savings (MWh or mTherms) | Achievable Economic TRC Potential | 0 | 0 | 0.11182 | 0.34479 | 0.71323 | 1.2285 | 1.9034 | 2.7594 | 3.8092 | 5.1879 | 6.8613 | 8.6588 | 10.4989 | 12.2962 | 14.7076 | 16.7575 | 18.4327 | 19.8014 | 20.7766 | 21.4185 | 21.7994 | 21.9961 | 22.2834 | 22.2834 | 22.2834 | 22.2834 | 22.3452
F8_Commercial_Interruptible - Health_Existing_Food Preparation_Natural Gas_Fryer_A_Achievable Economic TRC Potential | F8 | Commercial | Interruptible - Health | Existing | Food Preparation | Natural Gas | Fryer | A | Cumulative Summer Peak Savings (MW) | Achievable Economic TRC Potential | 0 | 0 | 0 | 0 | 0 | 0 | 0 | 0 | 0 | 0 | 0 | 0 | 0 | 0 | 0 | 0 | 0 | 0 | 0 | 0 | 0 | 0 | 0 | 0 | 0 | 0 | 0
F9_Commercial_Interruptible - Health_Existing_Food Preparation_Natural Gas_Fryer_A_Achievable Economic TRC Potential | F9 | Commercial | Interruptible - Health | Existing | Food Preparation | Natural Gas | Fryer | A | Cumulative Winter Peak Savings (MW) | Achievable Economic TRC Potential | 0 | 0 | 0 | 0 | 0 | 0 | 0 | 0 | 0 | 0 | 0 | 0 | 0 | 0 | 0 | 0 | 0 | 0 | 0 | 0 | 0 | 0 | 0 | 0 | 0 | 0 | 0
F10_Commercial_Interruptible - Health_Existing_Food Preparation_Natural Gas_Fryer_A_Achievable Economic TRC Potential | F10 | Commercial | Interruptible - Health | Existing | Food Preparation | Natural Gas | Fryer | A | Purchases (Incremental) | Achievable Economic TRC Potential | 0 | 0 | 0.28291 | 0.58939 | 0.93212 | 1.3037 | 1.7073 | 2.1657 | 2.656 | 3.4879 | 4.2336 | 4.5475 | 4.6555 | 4.5469 | 6.1006 | 5.1861 | 4.2381 | 3.4629 | 2.4669 | 1.6242 | 0.96342 | 0.49781 | 0.72668 | 0 | 0 | 0 | 0.15646
F11_Commercial_Interruptible - Health_Existing_Food Preparation_Natural Gas_Fryer_A_Achievable Economic TRC Potential | F11 | Commercial | Interruptible - Health | Existing | Food Preparation | Natural Gas | Fryer | A | Purchases (Cumulative) | Achievable Economic TRC Potential | 0 | 0 | 0.28291 | 0.87229 | 1.8044 | 3.1081 | 4.8154 | 6.9811 | 9.637 | 13.1249 | 17.3586 | 21.9061 | 26.5615 | 31.1084 | 37.209 | 42.3952 | 46.6332 | 50.0961 | 52.5631 | 54.1872 | 55.1507 | 55.6485 | 56.3751 | 56.3751 | 56.3751 | 56.3751 | 56.5316
F1_Commercial_Interruptible - Health_Existing_Food Preparation_Natural Gas_Broiler_A_Achievable Economic TRC Potential | F1 | Commercial | Interruptible - Health | Existing | Food Preparation | Natural Gas | Broiler | A | Integrated Unit Energy Savings (kWh or therms) | Achievable Economic TRC Potential | 0 | 240.24 | 240.24 | 240.24 | 240.24 | 240.24 | 240.24 | 240.24 | 240.24 | 240.24 | 240.24 | 240.24 | 240.24 | 240.24 | 240.24 | 240.24 | 240.24 | 240.24 | 240.24 | 240.24 | 240.24 | 240.24 | 240.24 | 240.24 | 240.24 | 240.24 | 240.24
F2_Commercial_Interruptible - Health_Existing_Food Preparation_Natural Gas_Broiler_A_Achievable Economic TRC Potential | F2 | Commercial | Interruptible - Health | Existing | Food Preparation | Natural Gas | Broiler | A | Integrated Unit Summer Peak Savings (kW) | Achievable Economic TRC Potential | 0 | 0 | 0 | 0 | 0 | 0 | 0 | 0 | 0 | 0 | 0 | 0 | 0 | 0 | 0 | 0 | 0 | 0 | 0 | 0 | 0 | 0 | 0 | 0 | 0 | 0 | 0
F3_Commercial_Interruptible - Health_Existing_Food Preparation_Natural Gas_Broiler_A_Achievable Economic TRC Potential | F3 | Commercial | Interruptible - Health | Existing | Food Preparation | Natural Gas | Broiler | A | Integrated Unit Winter Peak Savings (kW) | Achievable Economic TRC Potential | 0 | 0 | 0 | 0 | 0 | 0 | 0 | 0 | 0 | 0 | 0 | 0 | 0 | 0 | 0 | 0 | 0 | 0 | 0 | 0 | 0 | 0 | 0 | 0 | 0 | 0 | 0
F4_Commercial_Interruptible - Health_Existing_Food Preparation_Natural Gas_Broiler_A_Achievable Economic TRC Potential | F4 | Commercial | Interruptible - Health | Existing | Food Preparation | Natural Gas | Broiler | A | Incremental Energy Savings (MWh or mTherms) | Achievable Economic TRC Potential | 0 | 0 | 0.0075417 | 0.025518 | 0.046386 | 0.06966 | 0.094924 | 0.12183 | 0.15007 | 0.1794 | 0.19358 | 0.20867 | 0.22503 | 0.2429 | 0.25488 | 0.25813 | 0.26018 | 0.26146 | 0.2623 | 0.33248 | 0.33278 | 0.32955 | 0.31355 | 0.29558 | 0.2758 | 0.25439 | 0.23149
F5_Commercial_Interruptible - Health_Existing_Food Preparation_Natural Gas_Broiler_A_Achievable Economic TRC Potential | F5 | Commercial | Interruptible - Health | Existing | Food Preparation | Natural Gas | Broiler | A | Incremental Summer Peak Savings (MW) | Achievable Economic TRC Potential | 0 | 0 | 0 | 0 | 0 | 0 | 0 | 0 | 0 | 0 | 0 | 0 | 0 | 0 | 0 | 0 | 0 | 0 | 0 | 0 | 0 | 0 | 0 | 0 | 0 | 0 | 0
F6_Commercial_Interruptible - Health_Existing_Food Preparation_Natural Gas_Broiler_A_Achievable Economic TRC Potential | F6 | Commercial | Interruptible - Health | Existing | Food Preparation | Natural Gas | Broiler | A | Incremental Winter Peak Savings (MW) | Achievable Economic TRC Potential | 0 | 0 | 0 | 0 | 0 | 0 | 0 | 0 | 0 | 0 | 0 | 0 | 0 | 0 | 0 | 0 | 0 | 0 | 0 | 0 | 0 | 0 | 0 | 0 | 0 | 0 | 0
F7_Commercial_Interruptible - Health_Existing_Food Preparation_Natural Gas_Broiler_A_Achievable Economic TRC Potential | F7 | Commercial | Interruptible - Health | Existing | Food Preparation | Natural Gas | Broiler | A | Cumulative Energy Savings (MWh or mTherms) | Achievable Economic TRC Potential | 0 | 0 | 0.0075417 | 0.033059 | 0.079446 | 0.14911 | 0.24403 | 0.36586 | 0.51593 | 0.69533 | 0.88891 | 1.0976 | 1.3226 | 1.5655 | 1.8204 | 2.0785 | 2.3387 | 2.6002 | 2.8625 | 3.195 | 3.5277 | 3.8573 | 4.1708 | 4.4664 | 4.7422 | 4.9966 | 5.2281
F8_Commercial_Interruptible - Health_Existing_Food Preparation_Natural Gas_Broiler_A_Achievable Economic TRC Potential | F8 | Commercial | Interruptible - Health | Existing | Food Preparation | Natural Gas | Broiler | A | Cumulative Summer Peak Savings (MW) | Achievable Economic TRC Potential | 0 | 0 | 0 | 0 | 0 | 0 | 0 | 0 | 0 | 0 | 0 | 0 | 0 | 0 | 0 | 0 | 0 | 0 | 0 | 0 | 0 | 0 | 0 | 0 | 0 | 0 | 0
F9_Commercial_Interruptible - Health_Existing_Food Preparation_Natural Gas_Broiler_A_Achievable Economic TRC Potential | F9 | Commercial | Interruptible - Health | Existing | Food Preparation | Natural Gas | Broiler | A | Cumulative Winter Peak Savings (MW) | Achievable Economic TRC Potential | 0 | 0 | 0 | 0 | 0 | 0 | 0 | 0 | 0 | 0 | 0 | 0 | 0 | 0 | 0 | 0 | 0 | 0 | 0 | 0 | 0 | 0 | 0 | 0 | 0 | 0 | 0
F10_Commercial_Interruptible - Health_Existing_Food Preparation_Natural Gas_Broiler_A_Achievable Economic TRC Potential | F10 | Commercial | Interruptible - Health | Existing | Food Preparation | Natural Gas | Broiler | A | Purchases (Incremental) | Achievable Economic TRC Potential | 0 | 0 | 0.031392 | 0.10622 | 0.19308 | 0.28996 | 0.39512 | 0.50711 | 0.62467 | 0.74676 | 0.8058 | 0.86858 | 0.93668 | 1.0111 | 1.061 | 1.0745 | 1.083 | 1.0883 | 1.0918 | 1.384 | 1.3852 | 1.3717 | 1.3052 | 1.2304 | 1.148 | 1.0589 | 0.96358
F11_Commercial_Interruptible - Health_Existing_Food Preparation_Natural Gas_Broiler_A_Achievable Economic TRC Potential | F11 | Commercial | Interruptible - Health | Existing | Food Preparation | Natural Gas | Broiler | A | Purchases (Cumulative) | Achievable Economic TRC Potential | 0 | 0 | 0.031392 | 0.13761 | 0.33069 | 0.62065 | 1.0158 | 1.5229 | 2.1476 | 2.8943 | 3.7001 | 4.5687 | 5.5054 | 6.5165 | 7.5774 | 8.6519 | 9.7349 | 10.8232 | 11.915 | 13.299 | 14.6842 | 16.056 | 17.3611 | 18.5915 | 19.7395 | 20.7984 | 21.762
F1_Commercial_Interruptible - Health_Existing_Food Preparation_Natural Gas_Griddle_A_Achievable Economic TRC Potential | F1 | Commercial | Interruptible - Health | Existing | Food Preparation | Natural Gas | Griddle | A | Integrated Unit Energy Savings (kWh or therms) | Achievable Economic TRC Potential | 0 | 167.9465 | 167.9465 | 167.9465 | 167.9465 | 167.9465 | 167.9465 | 167.9465 | 167.9465 | 167.9465 | 167.9465 | 167.9465 | 167.9465 | 167.9465 | 167.9465 | 167.9465 | 167.9465 | 167.9465 | 167.9465 | 167.9465 | 167.9465 | 167.9465 | 167.9465 | 167.9465 | 167.9465 | 167.9465 | 167.9465
F2_Commercial_Interruptible - Health_Existing_Food Preparation_Natural Gas_Griddle_A_Achievable Economic TRC Potential | F2 | Commercial | Interruptible - Health | Existing | Food Preparation | Natural Gas | Griddle | A | Integrated Unit Summer Peak Savings (kW) | Achievable Economic TRC Potential | 0 | 0 | 0 | 0 | 0 | 0 | 0 | 0 | 0 | 0 | 0 | 0 | 0 | 0 | 0 | 0 | 0 | 0 | 0 | 0 | 0 | 0 | 0 | 0 | 0 | 0 | 0
F3_Commercial_Interruptible - Health_Existing_Food Preparation_Natural Gas_Griddle_A_Achievable Economic TRC Potential | F3 | Commercial | Interruptible - Health | Existing | Food Preparation | Natural Gas | Griddle | A | Integrated Unit Winter Peak Savings (kW) | Achievable Economic TRC Potential | 0 | 0 | 0 | 0 | 0 | 0 | 0 | 0 | 0 | 0 | 0 | 0 | 0 | 0 | 0 | 0 | 0 | 0 | 0 | 0 | 0 | 0 | 0 | 0 | 0 | 0 | 0
F4_Commercial_Interruptible - Health_Existing_Food Preparation_Natural Gas_Griddle_A_Achievable Economic TRC Potential | F4 | Commercial | Interruptible - Health | Existing | Food Preparation | Natural Gas | Griddle | A | Incremental Energy Savings (MWh or mTherms) | Achievable Economic TRC Potential | 0 | 0 | 0.0016867 | 0.0057071 | 0.010374 | 0.01558 | 0.02123 | 0.027247 | 0.033564 | 0.040124 | 0.043296 | 0.046669 | 0.050328 | 0.054326 | 0.057006 | 0.057732 | 0.05819 | 0.058476 | 0.058665 | 0.074361 | 0.074428 | 0.073705 | 0.070127 | 0.066107 | 0.061684 | 0.056894 | 0.051774
F5_Commercial_Interruptible - Health_Existing_Food Preparation_Natural Gas_Griddle_A_Achievable Economic TRC Potential | F5 | Commercial | Interruptible - Health | Existing | Food Preparation | Natural Gas | Griddle | A | Incremental Summer Peak Savings (MW) | Achievable Economic TRC Potential | 0 | 0 | 0 | 0 | 0 | 0 | 0 | 0 | 0 | 0 | 0 | 0 | 0 | 0 | 0 | 0 | 0 | 0 | 0 | 0 | 0 | 0 | 0 | 0 | 0 | 0 | 0
F6_Commercial_Interruptible - Health_Existing_Food Preparation_Natural Gas_Griddle_A_Achievable Economic TRC Potential | F6 | Commercial | Interruptible - Health | Existing | Food Preparation | Natural Gas | Griddle | A | Incremental Winter Peak Savings (MW) | Achievable Economic TRC Potential | 0 | 0 | 0 | 0 | 0 | 0 | 0 | 0 | 0 | 0 | 0 | 0 | 0 | 0 | 0 | 0 | 0 | 0 | 0 | 0 | 0 | 0 | 0 | 0 | 0 | 0 | 0
F7_Commercial_Interruptible - Health_Existing_Food Preparation_Natural Gas_Griddle_A_Achievable Economic TRC Potential | F7 | Commercial | Interruptible - Health | Existing | Food Preparation | Natural Gas | Griddle | A | Cumulative Energy Savings (MWh or mTherms) | Achievable Economic TRC Potential | 0 | 0 | 0.0016867 | 0.0073939 | 0.017768 | 0.033348 | 0.054578 | 0.081825 | 0.11539 | 0.15551 | 0.19881 | 0.24548 | 0.29581 | 0.35013 | 0.40714 | 0.46487 | 0.52306 | 0.58154 | 0.6402 | 0.71456 | 0.78899 | 0.8627 | 0.93282 | 0.99893 | 1.0606 | 1.1175 | 1.1693
F8_Commercial_Interruptible - Health_Existing_Food Preparation_Natural Gas_Griddle_A_Achievable Economic TRC Potential | F8 | Commercial | Interruptible - Health | Existing | Food Preparation | Natural Gas | Griddle | A | Cumulative Summer Peak Savings (MW) | Achievable Economic TRC Potential | 0 | 0 | 0 | 0 | 0 | 0 | 0 | 0 | 0 | 0 | 0 | 0 | 0 | 0 | 0 | 0 | 0 | 0 | 0 | 0 | 0 | 0 | 0 | 0 | 0 | 0 | 0
F9_Commercial_Interruptible - Health_Existing_Food Preparation_Natural Gas_Griddle_A_Achievable Economic TRC Potential | F9 | Commercial | Interruptible - Health | Existing | Food Preparation | Natural Gas | Griddle | A | Cumulative Winter Peak Savings (MW) | Achievable Economic TRC Potential | 0 | 0 | 0 | 0 | 0 | 0 | 0 | 0 | 0 | 0 | 0 | 0 | 0 | 0 | 0 | 0 | 0 | 0 | 0 | 0 | 0 | 0 | 0 | 0 | 0 | 0 | 0
F10_Commercial_Interruptible - Health_Existing_Food Preparation_Natural Gas_Griddle_A_Achievable Economic TRC Potential | F10 | Commercial | Interruptible - Health | Existing | Food Preparation | Natural Gas | Griddle | A | Purchases (Incremental) | Achievable Economic TRC Potential | 0 | 0 | 0.010043 | 0.033982 | 0.061772 | 0.092766 | 0.12641 | 0.16224 | 0.19985 | 0.23891 | 0.2578 | 0.27788 | 0.29967 | 0.32347 | 0.33943 | 0.34375 | 0.34648 | 0.34819 | 0.34931 | 0.44277 | 0.44317 | 0.43886 | 0.41756 | 0.39362 | 0.36729 | 0.33877 | 0.30828
F11_Commercial_Interruptible - Health_Existing_Food Preparation_Natural Gas_Griddle_A_Achievable Economic TRC Potential | F11 | Commercial | Interruptible - Health | Existing | Food Preparation | Natural Gas | Griddle | A | Purchases (Cumulative) | Achievable Economic TRC Potential | 0 | 0 | 0.010043 | 0.044025 | 0.1058 | 0.19856 | 0.32497 | 0.48721 | 0.68706 | 0.92597 | 1.1838 | 1.4616 | 1.7613 | 2.0848 | 2.4242 | 2.768 | 3.1144 | 3.4626 | 3.8119 | 4.2547 | 4.6979 | 5.1367 | 5.5543 | 5.9479 | 6.3152 | 6.654 | 6.9622
F1_Commercial_Interruptible - Health_Existing_Food Preparation_Natural Gas_Range_A_Achievable Economic TRC Potential | F1 | Commercial | Interruptible - Health | Existing | Food Preparation | Natural Gas | Range | A | Integrated Unit Energy Savings (kWh or therms) | Achievable Economic TRC Potential | 0 | 171.4286 | 171.4286 | 171.4286 | 171.4286 | 171.4286 | 171.4286 | 171.4286 | 171.4286 | 171.4286 | 171.4286 | 171.4286 | 171.4286 | 171.4286 | 171.4286 | 171.4286 | 171.4286 | 171.4286 | 171.4286 | 171.4286 | 171.4286 | 171.4286 | 171.4286 | 171.4286 | 171.4286 | 171.4286 | 171.4286
F2_Commercial_Interruptible - Health_Existing_Food Preparation_Natural Gas_Range_A_Achievable Economic TRC Potential | F2 | Commercial | Interruptible - Health | Existing | Food Preparation | Natural Gas | Range | A | Integrated Unit Summer Peak Savings (kW) | Achievable Economic TRC Potential | 0 | 0 | 0 | 0 | 0 | 0 | 0 | 0 | 0 | 0 | 0 | 0 | 0 | 0 | 0 | 0 | 0 | 0 | 0 | 0 | 0 | 0 | 0 | 0 | 0 | 0 | 0
F3_Commercial_Interruptible - Health_Existing_Food Preparation_Natural Gas_Range_A_Achievable Economic TRC Potential | F3 | Commercial | Interruptible - Health | Existing | Food Preparation | Natural Gas | Range | A | Integrated Unit Winter Peak Savings (kW) | Achievable Economic TRC Potential | 0 | 0 | 0 | 0 | 0 | 0 | 0 | 0 | 0 | 0 | 0 | 0 | 0 | 0 | 0 | 0 | 0 | 0 | 0 | 0 | 0 | 0 | 0 | 0 | 0 | 0 | 0
F4_Commercial_Interruptible - Health_Existing_Food Preparation_Natural Gas_Range_A_Achievable Economic TRC Potential | F4 | Commercial | Interruptible - Health | Existing | Food Preparation | Natural Gas | Range | A | Incremental Energy Savings (MWh or mTherms) | Achievable Economic TRC Potential | 0 | 0 | 0.010825 | 0.039146 | 0.073631 | 0.11239 | 0.15404 | 0.19759 | 0.24232 | 0.28773 | 0.28994 | 0.30144 | 0.31096 | 0.31084 | 0.31122 | 0.37318 | 0.38703 | 0.3975 | 0.40539 | 0.39339 | 0.41377 | 0.42015 | 0.3811 | 0.33794 | 0.284 | 0.18287 | 0.13787
F5_Commercial_Interruptible - Health_Existing_Food Preparation_Natural Gas_Range_A_Achievable Economic TRC Potential | F5 | Commercial | Interruptible - Health | Existing | Food Preparation | Natural Gas | Range | A | Incremental Summer Peak Savings (MW) | Achievable Economic TRC Potential | 0 | 0 | 0 | 0 | 0 | 0 | 0 | 0 | 0 | 0 | 0 | 0 | 0 | 0 | 0 | 0 | 0 | 0 | 0 | 0 | 0 | 0 | 0 | 0 | 0 | 0 | 0
F6_Commercial_Interruptible - Health_Existing_Food Preparation_Natural Gas_Range_A_Achievable Economic TRC Potential | F6 | Commercial | Interruptible - Health | Existing | Food Preparation | Natural Gas | Range | A | Incremental Winter Peak Savings (MW) | Achievable Economic TRC Potential | 0 | 0 | 0 | 0 | 0 | 0 | 0 | 0 | 0 | 0 | 0 | 0 | 0 | 0 | 0 | 0 | 0 | 0 | 0 | 0 | 0 | 0 | 0 | 0 | 0 | 0 | 0
F7_Commercial_Interruptible - Health_Existing_Food Preparation_Natural Gas_Range_A_Achievable Economic TRC Potential | F7 | Commercial | Interruptible - Health | Existing | Food Preparation | Natural Gas | Range | A | Cumulative Energy Savings (MWh or mTherms) | Achievable Economic TRC Potential | 0 | 0 | 0.010825 | 0.049971 | 0.1236 | 0.23599 | 0.39004 | 0.58763 | 0.82995 | 1.1177 | 1.4076 | 1.7091 | 2.02 | 2.3309 | 2.6421 | 3.0153 | 3.4023 | 3.7998 | 4.2052 | 4.5986 | 5.0124 | 5.4325 | 5.8136 | 6.1515 | 6.4355 | 6.6184 | 6.7563
F8_Commercial_Interruptible - Health_Existing_Food Preparation_Natural Gas_Range_A_Achievable Economic TRC Potential | F8 | Commercial | Interruptible - Health | Existing | Food Preparation | Natural Gas | Range | A | Cumulative Summer Peak Savings (MW) | Achievable Economic TRC Potential | 0 | 0 | 0 | 0 | 0 | 0 | 0 | 0 | 0 | 0 | 0 | 0 | 0 | 0 | 0 | 0 | 0 | 0 | 0 | 0 | 0 | 0 | 0 | 0 | 0 | 0 | 0
F9_Commercial_Interruptible - Health_Existing_Food Preparation_Natural Gas_Range_A_Achievable Economic TRC Potential | F9 | Commercial | Interruptible - Health | Existing | Food Preparation | Natural Gas | Range | A | Cumulative Winter Peak Savings (MW) | Achievable Economic TRC Potential | 0 | 0 | 0 | 0 | 0 | 0 | 0 | 0 | 0 | 0 | 0 | 0 | 0 | 0 | 0 | 0 | 0 | 0 | 0 | 0 | 0 | 0 | 0 | 0 | 0 | 0 | 0
F10_Commercial_Interruptible - Health_Existing_Food Preparation_Natural Gas_Range_A_Achievable Economic TRC Potential | F10 | Commercial | Interruptible - Health | Existing | Food Preparation | Natural Gas | Range | A | Purchases (Incremental) | Achievable Economic TRC Potential | 0 | 0 | 0.063147 | 0.22835 | 0.42951 | 0.65561 | 0.89859 | 1.1526 | 1.4136 | 1.6784 | 1.6913 | 1.7584 | 1.8139 | 1.8132 | 1.8155 | 2.1769 | 2.2577 | 2.3187 | 2.3648 | 2.2948 | 2.4137 | 2.4509 | 2.2231 | 1.9713 | 1.6567 | 1.0668 | 0.80426
F11_Commercial_Interruptible - Health_Existing_Food Preparation_Natural Gas_Range_A_Achievable Economic TRC Potential | F11 | Commercial | Interruptible - Health | Existing | Food Preparation | Natural Gas | Range | A | Purchases (Cumulative) | Achievable Economic TRC Potential | 0 | 0 | 0.063147 | 0.2915 | 0.72101 | 1.3766 | 2.2752 | 3.4278 | 4.8414 | 6.5198 | 8.2111 | 9.9696 | 11.7835 | 13.5967 | 15.4122 | 17.5891 | 19.8467 | 22.1655 | 24.5303 | 26.825 | 29.2387 | 31.6896 | 33.9127 | 35.884 | 37.5407 | 38.6074 | 39.4117
F1_Commercial_Interruptible - Health_Existing_Food Preparation_Natural Gas_Steamer_A_Achievable Economic TRC Potential | F1 | Commercial | Interruptible - Health | Existing | Food Preparation | Natural Gas | Steamer | A | Integrated Unit Energy Savings (kWh or therms) | Achievable Economic TRC Potential | 0 | 1215.1419 | 1215.1419 | 1215.1419 | 1215.1419 | 1215.1419 | 1215.1419 | 1215.1419 | 1215.1419 | 1215.1419 | 1215.1419 | 1215.1419 | 1215.1419 | 1215.1419 | 1215.1419 | 1215.1419 | 1215.1419 | 1215.1419 | 1215.1419 | 1215.1419 | 1215.1419 | 1215.1419 | 1215.1419 | 1215.1419 | 1215.1419 | 1215.1419 | 1215.1419
F2_Commercial_Interruptible - Health_Existing_Food Preparation_Natural Gas_Steamer_A_Achievable Economic TRC Potential | F2 | Commercial | Interruptible - Health | Existing | Food Preparation | Natural Gas | Steamer | A | Integrated Unit Summer Peak Savings (kW) | Achievable Economic TRC Potential | 0 | 0 | 0 | 0 | 0 | 0 | 0 | 0 | 0 | 0 | 0 | 0 | 0 | 0 | 0 | 0 | 0 | 0 | 0 | 0 | 0 | 0 | 0 | 0 | 0 | 0 | 0
F3_Commercial_Interruptible - Health_Existing_Food Preparation_Natural Gas_Steamer_A_Achievable Economic TRC Potential | F3 | Commercial | Interruptible - Health | Existing | Food Preparation | Natural Gas | Steamer | A | Integrated Unit Winter Peak Savings (kW) | Achievable Economic TRC Potential | 0 | 0 | 0 | 0 | 0 | 0 | 0 | 0 | 0 | 0 | 0 | 0 | 0 | 0 | 0 | 0 | 0 | 0 | 0 | 0 | 0 | 0 | 0 | 0 | 0 | 0 | 0
F4_Commercial_Interruptible - Health_Existing_Food Preparation_Natural Gas_Steamer_A_Achievable Economic TRC Potential | F4 | Commercial | Interruptible - Health | Existing | Food Preparation | Natural Gas | Steamer | A | Incremental Energy Savings (MWh or mTherms) | Achievable Economic TRC Potential | 0 | 0 | 0.012834 | 0.038098 | 0.062269 | 0.085683 | 0.10858 | 0.13115 | 0.1594 | 0.18663 | 0.19989 | 0.19964 | 0.1995 | 0.28136 | 0.26733 | 0.25738 | 0.24448 | 0.23453 | 0.22698 | 0.2213 | 0.24784 | 0.18184 | 0.17617 | 0.16177 | 0.14184 | 0.15508 | 0.10132
F5_Commercial_Interruptible - Health_Existing_Food Preparation_Natural Gas_Steamer_A_Achievable Economic TRC Potential | F5 | Commercial | Interruptible - Health | Existing | Food Preparation | Natural Gas | Steamer | A | Incremental Summer Peak Savings (MW) | Achievable Economic TRC Potential | 0 | 0 | 0 | 0 | 0 | 0 | 0 | 0 | 0 | 0 | 0 | 0 | 0 | 0 | 0 | 0 | 0 | 0 | 0 | 0 | 0 | 0 | 0 | 0 | 0 | 0 | 0
F6_Commercial_Interruptible - Health_Existing_Food Preparation_Natural Gas_Steamer_A_Achievable Economic TRC Potential | F6 | Commercial | Interruptible - Health | Existing | Food Preparation | Natural Gas | Steamer | A | Incremental Winter Peak Savings (MW) | Achievable Economic TRC Potential | 0 | 0 | 0 | 0 | 0 | 0 | 0 | 0 | 0 | 0 | 0 | 0 | 0 | 0 | 0 | 0 | 0 | 0 | 0 | 0 | 0 | 0 | 0 | 0 | 0 | 0 | 0
F7_Commercial_Interruptible - Health_Existing_Food Preparation_Natural Gas_Steamer_A_Achievable Economic TRC Potential | F7 | Commercial | Interruptible - Health | Existing | Food Preparation | Natural Gas | Steamer | A | Cumulative Energy Savings (MWh or mTherms) | Achievable Economic TRC Potential | 0 | 0 | 0.012834 | 0.050932 | 0.1132 | 0.19888 | 0.30747 | 0.43862 | 0.59802 | 0.78464 | 0.98454 | 1.1842 | 1.3837 | 1.665 | 1.9324 | 2.1898 | 2.4342 | 2.6688 | 2.8957 | 3.117 | 3.3649 | 3.5467 | 3.7229 | 3.8847 | 4.0265 | 4.1816 | 4.2829
F8_Commercial_Interruptible - Health_Existing_Food Preparation_Natural Gas_Steamer_A_Achievable Economic TRC Potential | F8 | Commercial | Interruptible - Health | Existing | Food Preparation | Natural Gas | Steamer | A | Cumulative Summer Peak Savings (MW) | Achievable Economic TRC Potential | 0 | 0 | 0 | 0 | 0 | 0 | 0 | 0 | 0 | 0 | 0 | 0 | 0 | 0 | 0 | 0 | 0 | 0 | 0 | 0 | 0 | 0 | 0 | 0 | 0 | 0 | 0
F9_Commercial_Interruptible - Health_Existing_Food Preparation_Natural Gas_Steamer_A_Achievable Economic TRC Potential | F9 | Commercial | Interruptible - Health | Existing | Food Preparation | Natural Gas | Steamer | A | Cumulative Winter Peak Savings (MW) | Achievable Economic TRC Potential | 0 | 0 | 0 | 0 | 0 | 0 | 0 | 0 | 0 | 0 | 0 | 0 | 0 | 0 | 0 | 0 | 0 | 0 | 0 | 0 | 0 | 0 | 0 | 0 | 0 | 0 | 0
F10_Commercial_Interruptible - Health_Existing_Food Preparation_Natural Gas_Steamer_A_Achievable Economic TRC Potential | F10 | Commercial | Interruptible - Health | Existing | Food Preparation | Natural Gas | Steamer | A | Purchases (Incremental) | Achievable Economic TRC Potential | 0 | 0 | 0.010562 | 0.031353 | 0.051244 | 0.070513 | 0.08936 | 0.10793 | 0.13118 | 0.15358 | 0.1645 | 0.16429 | 0.16418 | 0.23155 | 0.22 | 0.21181 | 0.2012 | 0.19301 | 0.18679 | 0.18211 | 0.20396 | 0.14964 | 0.14498 | 0.13313 | 0.11673 | 0.12763 | 0.083381
F11_Commercial_Interruptible - Health_Existing_Food Preparation_Natural Gas_Steamer_A_Achievable Economic TRC Potential | F11 | Commercial | Interruptible - Health | Existing | Food Preparation | Natural Gas | Steamer | A | Purchases (Cumulative) | Achievable Economic TRC Potential | 0 | 0 | 0.010562 | 0.041915 | 0.093159 | 0.16367 | 0.25303 | 0.36096 | 0.49214 | 0.64572 | 0.81022 | 0.97451 | 1.1387 | 1.3702 | 1.5902 | 1.8021 | 2.0033 | 2.1963 | 2.383 | 2.5652 | 2.7691 | 2.9188 | 3.0637 | 3.1969 | 3.3136 | 3.4412 | 3.5246
F1_Commercial_Interruptible - Health_Existing_Food Preparation_Natural Gas_Commercial Food Prep Other_A_Achievable Economic TRC Potential | F1 | Commercial | Interruptible - Health | Existing | Food Preparation | Natural Gas | Commercial Food Prep Other | A | Integrated Unit Energy Savings (kWh or therms) | Achievable Economic TRC Potential | 0 | 0 | 0 | 0 | 0 | 0 | 0 | 0 | 0 | 0 | 0 | 0 | 0 | 0 | 0 | 0 | 0 | 0 | 0 | 0 | 0 | 0 | 0 | 0 | 0 | 0 | 0
F2_Commercial_Interruptible - Health_Existing_Food Preparation_Natural Gas_Commercial Food Prep Other_A_Achievable Economic TRC Potential | F2 | Commercial | Interruptible - Health | Existing | Food Preparation | Natural Gas | Commercial Food Prep Other | A | Integrated Unit Summer Peak Savings (kW) | Achievable Economic TRC Potential | 0 | 0 | 0 | 0 | 0 | 0 | 0 | 0 | 0 | 0 | 0 | 0 | 0 | 0 | 0 | 0 | 0 | 0 | 0 | 0 | 0 | 0 | 0 | 0 | 0 | 0 | 0
F3_Commercial_Interruptible - Health_Existing_Food Preparation_Natural Gas_Commercial Food Prep Other_A_Achievable Economic TRC Potential | F3 | Commercial | Interruptible - Health | Existing | Food Preparation | Natural Gas | Commercial Food Prep Other | A | Integrated Unit Winter Peak Savings (kW) | Achievable Economic TRC Potential | 0 | 0 | 0 | 0 | 0 | 0 | 0 | 0 | 0 | 0 | 0 | 0 | 0 | 0 | 0 | 0 | 0 | 0 | 0 | 0 | 0 | 0 | 0 | 0 | 0 | 0 | 0
F4_Commercial_Interruptible - Health_Existing_Food Preparation_Natural Gas_Commercial Food Prep Other_A_Achievable Economic TRC Potential | F4 | Commercial | Interruptible - Health | Existing | Food Preparation | Natural Gas | Commercial Food Prep Other | A | Incremental Energy Savings (MWh or mTherms) | Achievable Economic TRC Potential | 0 | 0 | 0 | 0 | 0 | 0 | 0 | 0 | 0 | 0 | 0 | 0 | 0 | 0 | 0 | 0 | 0 | 0 | 0 | 0 | 0 | 0 | 0 | 0 | 0 | 0 | 0
F5_Commercial_Interruptible - Health_Existing_Food Preparation_Natural Gas_Commercial Food Prep Other_A_Achievable Economic TRC Potential | F5 | Commercial | Interruptible - Health | Existing | Food Preparation | Natural Gas | Commercial Food Prep Other | A | Incremental Summer Peak Savings (MW) | Achievable Economic TRC Potential | 0 | 0 | 0 | 0 | 0 | 0 | 0 | 0 | 0 | 0 | 0 | 0 | 0 | 0 | 0 | 0 | 0 | 0 | 0 | 0 | 0 | 0 | 0 | 0 | 0 | 0 | 0
F6_Commercial_Interruptible - Health_Existing_Food Preparation_Natural Gas_Commercial Food Prep Other_A_Achievable Economic TRC Potential | F6 | Commercial | Interruptible - Health | Existing | Food Preparation | Natural Gas | Commercial Food Prep Other | A | Incremental Winter Peak Savings (MW) | Achievable Economic TRC Potential | 0 | 0 | 0 | 0 | 0 | 0 | 0 | 0 | 0 | 0 | 0 | 0 | 0 | 0 | 0 | 0 | 0 | 0 | 0 | 0 | 0 | 0 | 0 | 0 | 0 | 0 | 0
F7_Commercial_Interruptible - Health_Existing_Food Preparation_Natural Gas_Commercial Food Prep Other_A_Achievable Economic TRC Potential | F7 | Commercial | Interruptible - Health | Existing | Food Preparation | Natural Gas | Commercial Food Prep Other | A | Cumulative Energy Savings (MWh or mTherms) | Achievable Economic TRC Potential | 0 | 0 | 0 | 0 | 0 | 0 | 0 | 0 | 0 | 0 | 0 | 0 | 0 | 0 | 0 | 0 | 0 | 0 | 0 | 0 | 0 | 0 | 0 | 0 | 0 | 0 | 0
F8_Commercial_Interruptible - Health_Existing_Food Preparation_Natural Gas_Commercial Food Prep Other_A_Achievable Economic TRC Potential | F8 | Commercial | Interruptible - Health | Existing | Food Preparation | Natural Gas | Commercial Food Prep Other | A | Cumulative Summer Peak Savings (MW) | Achievable Economic TRC Potential | 0 | 0 | 0 | 0 | 0 | 0 | 0 | 0 | 0 | 0 | 0 | 0 | 0 | 0 | 0 | 0 | 0 | 0 | 0 | 0 | 0 | 0 | 0 | 0 | 0 | 0 | 0
F9_Commercial_Interruptible - Health_Existing_Food Preparation_Natural Gas_Commercial Food Prep Other_A_Achievable Economic TRC Potential | F9 | Commercial | Interruptible - Health | Existing | Food Preparation | Natural Gas | Commercial Food Prep Other | A | Cumulative Winter Peak Savings (MW) | Achievable Economic TRC Potential | 0 | 0 | 0 | 0 | 0 | 0 | 0 | 0 | 0 | 0 | 0 | 0 | 0 | 0 | 0 | 0 | 0 | 0 | 0 | 0 | 0 | 0 | 0 | 0 | 0 | 0 | 0
F10_Commercial_Interruptible - Health_Existing_Food Preparation_Natural Gas_Commercial Food Prep Other_A_Achievable Economic TRC Potential | F10 | Commercial | Interruptible - Health | Existing | Food Preparation | Natural Gas | Commercial Food Prep Other | A | Purchases (Incremental) | Achievable Economic TRC Potential | 0 | 0 | 0 | 0 | 0 | 0 | 0 | 0 | 0 | 0 | 0 | 0 | 0 | 0 | 0 | 0 | 0 | 0 | 0 | 0 | 0 | 0 | 0 | 0 | 0 | 0 | 0
F11_Commercial_Interruptible - Health_Existing_Food Preparation_Natural Gas_Commercial Food Prep Other_A_Achievable Economic TRC Potential | F11 | Commercial | Interruptible - Health | Existing | Food Preparation | Natural Gas | Commercial Food Prep Other | A | Purchases (Cumulative) | Achievable Economic TRC Potential | 0 | 0 | 0 | 0 | 0 | 0 | 0 | 0 | 0 | 0 | 0 | 0 | 0 | 0 | 0 | 0 | 0 | 0 | 0 | 0 | 0 | 0 | 0 | 0 | 0 | 0 | 0
F1_Commercial_Interruptible - Health_Existing_Miscellaneous_Natural Gas_Pool Heater_A_Achievable Economic TRC Potential | F1 | Commercial | Interruptible - Health | Existing | Miscellaneous | Natural Gas | Pool Heater | A | Integrated Unit Energy Savings (kWh or therms) | Achievable Economic TRC Potential | 0 | 0 | 0 | 0 | 0 | 0 | 0 | 0 | 0 | 0 | 0 | 0 | 0 | 0 | 0 | 0 | 0 | 0 | 0 | 0 | 0 | 0 | 0 | 0 | 0 | 0 | 0
F2_Commercial_Interruptible - Health_Existing_Miscellaneous_Natural Gas_Pool Heater_A_Achievable Economic TRC Potential | F2 | Commercial | Interruptible - Health | Existing | Miscellaneous | Natural Gas | Pool Heater | A | Integrated Unit Summer Peak Savings (kW) | Achievable Economic TRC Potential | 0 | 0 | 0 | 0 | 0 | 0 | 0 | 0 | 0 | 0 | 0 | 0 | 0 | 0 | 0 | 0 | 0 | 0 | 0 | 0 | 0 | 0 | 0 | 0 | 0 | 0 | 0
F3_Commercial_Interruptible - Health_Existing_Miscellaneous_Natural Gas_Pool Heater_A_Achievable Economic TRC Potential | F3 | Commercial | Interruptible - Health | Existing | Miscellaneous | Natural Gas | Pool Heater | A | Integrated Unit Winter Peak Savings (kW) | Achievable Economic TRC Potential | 0 | 0 | 0 | 0 | 0 | 0 | 0 | 0 | 0 | 0 | 0 | 0 | 0 | 0 | 0 | 0 | 0 | 0 | 0 | 0 | 0 | 0 | 0 | 0 | 0 | 0 | 0
F4_Commercial_Interruptible - Health_Existing_Miscellaneous_Natural Gas_Pool Heater_A_Achievable Economic TRC Potential | F4 | Commercial | Interruptible - Health | Existing | Miscellaneous | Natural Gas | Pool Heater | A | Incremental Energy Savings (MWh or mTherms) | Achievable Economic TRC Potential | 0 | 0 | 0 | 0 | 0 | 0 | 0 | 0 | 0 | 0 | 0 | 0 | 0 | 0 | 0 | 0 | 0 | 0 | 0 | 0 | 0 | 0 | 0 | 0 | 0 | 0 | 0
F5_Commercial_Interruptible - Health_Existing_Miscellaneous_Natural Gas_Pool Heater_A_Achievable Economic TRC Potential | F5 | Commercial | Interruptible - Health | Existing | Miscellaneous | Natural Gas | Pool Heater | A | Incremental Summer Peak Savings (MW) | Achievable Economic TRC Potential | 0 | 0 | 0 | 0 | 0 | 0 | 0 | 0 | 0 | 0 | 0 | 0 | 0 | 0 | 0 | 0 | 0 | 0 | 0 | 0 | 0 | 0 | 0 | 0 | 0 | 0 | 0
F6_Commercial_Interruptible - Health_Existing_Miscellaneous_Natural Gas_Pool Heater_A_Achievable Economic TRC Potential | F6 | Commercial | Interruptible - Health | Existing | Miscellaneous | Natural Gas | Pool Heater | A | Incremental Winter Peak Savings (MW) | Achievable Economic TRC Potential | 0 | 0 | 0 | 0 | 0 | 0 | 0 | 0 | 0 | 0 | 0 | 0 | 0 | 0 | 0 | 0 | 0 | 0 | 0 | 0 | 0 | 0 | 0 | 0 | 0 | 0 | 0
F7_Commercial_Interruptible - Health_Existing_Miscellaneous_Natural Gas_Pool Heater_A_Achievable Economic TRC Potential | F7 | Commercial | Interruptible - Health | Existing | Miscellaneous | Natural Gas | Pool Heater | A | Cumulative Energy Savings (MWh or mTherms) | Achievable Economic TRC Potential | 0 | 0 | 0 | 0 | 0 | 0 | 0 | 0 | 0 | 0 | 0 | 0 | 0 | 0 | 0 | 0 | 0 | 0 | 0 | 0 | 0 | 0 | 0 | 0 | 0 | 0 | 0
F8_Commercial_Interruptible - Health_Existing_Miscellaneous_Natural Gas_Pool Heater_A_Achievable Economic TRC Potential | F8 | Commercial | Interruptible - Health | Existing | Miscellaneous | Natural Gas | Pool Heater | A | Cumulative Summer Peak Savings (MW) | Achievable Economic TRC Potential | 0 | 0 | 0 | 0 | 0 | 0 | 0 | 0 | 0 | 0 | 0 | 0 | 0 | 0 | 0 | 0 | 0 | 0 | 0 | 0 | 0 | 0 | 0 | 0 | 0 | 0 | 0
F9_Commercial_Interruptible - Health_Existing_Miscellaneous_Natural Gas_Pool Heater_A_Achievable Economic TRC Potential | F9 | Commercial | Interruptible - Health | Existing | Miscellaneous | Natural Gas | Pool Heater | A | Cumulative Winter Peak Savings (MW) | Achievable Economic TRC Potential | 0 | 0 | 0 | 0 | 0 | 0 | 0 | 0 | 0 | 0 | 0 | 0 | 0 | 0 | 0 | 0 | 0 | 0 | 0 | 0 | 0 | 0 | 0 | 0 | 0 | 0 | 0
F10_Commercial_Interruptible - Health_Existing_Miscellaneous_Natural Gas_Pool Heater_A_Achievable Economic TRC Potential | F10 | Commercial | Interruptible - Health | Existing | Miscellaneous | Natural Gas | Pool Heater | A | Purchases (Incremental) | Achievable Economic TRC Potential | 0 | 0 | 0 | 0 | 0 | 0 | 0 | 0 | 0 | 0 | 0 | 0 | 0 | 0 | 0 | 0 | 0 | 0 | 0 | 0 | 0 | 0 | 0 | 0 | 0 | 0 | 0
F11_Commercial_Interruptible - Health_Existing_Miscellaneous_Natural Gas_Pool Heater_A_Achievable Economic TRC Potential | F11 | Commercial | Interruptible - Health | Existing | Miscellaneous | Natural Gas | Pool Heater | A | Purchases (Cumulative) | Achievable Economic TRC Potential | 0 | 0 | 0 | 0 | 0 | 0 | 0 | 0 | 0 | 0 | 0 | 0 | 0 | 0 | 0 | 0 | 0 | 0 | 0 | 0 | 0 | 0 | 0 | 0 | 0 | 0 | 0
F1_Commercial_Interruptible - Health_New_Space Heating_Natural Gas_Furnace_A_Achievable Economic TRC Potential | F1 | Commercial | Interruptible - Health | New | Space Heating | Natural Gas | Furnace | A | Integrated Unit Energy Savings (kWh or therms) | Achievable Economic TRC Potential | 0 | 0 | 0 | 0 | 0 | 0 | 0 | 0 | 0 | 0 | 0 | 0 | 0 | 0 | 0 | 0 | 0 | 0 | 0 | 0 | 0 | 0 | 0 | 0 | 0 | 0 | 0
F2_Commercial_Interruptible - Health_New_Space Heating_Natural Gas_Furnace_A_Achievable Economic TRC Potential | F2 | Commercial | Interruptible - Health | New | Space Heating | Natural Gas | Furnace | A | Integrated Unit Summer Peak Savings (kW) | Achievable Economic TRC Potential | 0 | 0 | 0 | 0 | 0 | 0 | 0 | 0 | 0 | 0 | 0 | 0 | 0 | 0 | 0 | 0 | 0 | 0 | 0 | 0 | 0 | 0 | 0 | 0 | 0 | 0 | 0
F3_Commercial_Interruptible - Health_New_Space Heating_Natural Gas_Furnace_A_Achievable Economic TRC Potential | F3 | Commercial | Interruptible - Health | New | Space Heating | Natural Gas | Furnace | A | Integrated Unit Winter Peak Savings (kW) | Achievable Economic TRC Potential | 0 | 0 | 0 | 0 | 0 | 0 | 0 | 0 | 0 | 0 | 0 | 0 | 0 | 0 | 0 | 0 | 0 | 0 | 0 | 0 | 0 | 0 | 0 | 0 | 0 | 0 | 0
F4_Commercial_Interruptible - Health_New_Space Heating_Natural Gas_Furnace_A_Achievable Economic TRC Potential | F4 | Commercial | Interruptible - Health | New | Space Heating | Natural Gas | Furnace | A | Incremental Energy Savings (MWh or mTherms) | Achievable Economic TRC Potential | 0 | 0 | 0 | 0 | 0 | 0 | 0 | 0 | 0 | 0 | 0 | 0 | 0 | 0 | 0 | 0 | 0 | 0 | 0 | 0 | 0 | 0 | 0 | 0 | 0 | 0 | 0
F5_Commercial_Interruptible - Health_New_Space Heating_Natural Gas_Furnace_A_Achievable Economic TRC Potential | F5 | Commercial | Interruptible - Health | New | Space Heating | Natural Gas | Furnace | A | Incremental Summer Peak Savings (MW) | Achievable Economic TRC Potential | 0 | 0 | 0 | 0 | 0 | 0 | 0 | 0 | 0 | 0 | 0 | 0 | 0 | 0 | 0 | 0 | 0 | 0 | 0 | 0 | 0 | 0 | 0 | 0 | 0 | 0 | 0
F6_Commercial_Interruptible - Health_New_Space Heating_Natural Gas_Furnace_A_Achievable Economic TRC Potential | F6 | Commercial | Interruptible - Health | New | Space Heating | Natural Gas | Furnace | A | Incremental Winter Peak Savings (MW) | Achievable Economic TRC Potential | 0 | 0 | 0 | 0 | 0 | 0 | 0 | 0 | 0 | 0 | 0 | 0 | 0 | 0 | 0 | 0 | 0 | 0 | 0 | 0 | 0 | 0 | 0 | 0 | 0 | 0 | 0
F7_Commercial_Interruptible - Health_New_Space Heating_Natural Gas_Furnace_A_Achievable Economic TRC Potential | F7 | Commercial | Interruptible - Health | New | Space Heating | Natural Gas | Furnace | A | Cumulative Energy Savings (MWh or mTherms) | Achievable Economic TRC Potential | 0 | 0 | 0 | 0 | 0 | 0 | 0 | 0 | 0 | 0 | 0 | 0 | 0 | 0 | 0 | 0 | 0 | 0 | 0 | 0 | 0 | 0 | 0 | 0 | 0 | 0 | 0
F8_Commercial_Interruptible - Health_New_Space Heating_Natural Gas_Furnace_A_Achievable Economic TRC Potential | F8 | Commercial | Interruptible - Health | New | Space Heating | Natural Gas | Furnace | A | Cumulative Summer Peak Savings (MW) | Achievable Economic TRC Potential | 0 | 0 | 0 | 0 | 0 | 0 | 0 | 0 | 0 | 0 | 0 | 0 | 0 | 0 | 0 | 0 | 0 | 0 | 0 | 0 | 0 | 0 | 0 | 0 | 0 | 0 | 0
F9_Commercial_Interruptible - Health_New_Space Heating_Natural Gas_Furnace_A_Achievable Economic TRC Potential | F9 | Commercial | Interruptible - Health | New | Space Heating | Natural Gas | Furnace | A | Cumulative Winter Peak Savings (MW) | Achievable Economic TRC Potential | 0 | 0 | 0 | 0 | 0 | 0 | 0 | 0 | 0 | 0 | 0 | 0 | 0 | 0 | 0 | 0 | 0 | 0 | 0 | 0 | 0 | 0 | 0 | 0 | 0 | 0 | 0
F10_Commercial_Interruptible - Health_New_Space Heating_Natural Gas_Furnace_A_Achievable Economic TRC Potential | F10 | Commercial | Interruptible - Health | New | Space Heating | Natural Gas | Furnace | A | Purchases (Incremental) | Achievable Economic TRC Potential | 0 | 0 | 0 | 0 | 0 | 0 | 0 | 0 | 0 | 0 | 0 | 0 | 0 | 0 | 0 | 0 | 0 | 0 | 0 | 0 | 0 | 0 | 0 | 0 | 0 | 0 | 0
F11_Commercial_Interruptible - Health_New_Space Heating_Natural Gas_Furnace_A_Achievable Economic TRC Potential | F11 | Commercial | Interruptible - Health | New | Space Heating | Natural Gas | Furnace | A | Purchases (Cumulative) | Achievable Economic TRC Potential | 0 | 0 | 0 | 0 | 0 | 0 | 0 | 0 | 0 | 0 | 0 | 0 | 0 | 0 | 0 | 0 | 0 | 0 | 0 | 0 | 0 | 0 | 0 | 0 | 0 | 0 | 0
F1_Commercial_Interruptible - Health_New_Space Heating_Natural Gas_Boiler_A_Achievable Economic TRC Potential | F1 | Commercial | Interruptible - Health | New | Space Heating | Natural Gas | Boiler | A | Integrated Unit Energy Savings (kWh or therms) | Achievable Economic TRC Potential | 0 | 0 | 0 | 0 | 0 | 0 | 0 | 0 | 0 | 0 | 0 | 0 | 0 | 0 | 0 | 0 | 0 | 0 | 0 | 0 | 0 | 0 | 0 | 0 | 0 | 0 | 0
F2_Commercial_Interruptible - Health_New_Space Heating_Natural Gas_Boiler_A_Achievable Economic TRC Potential | F2 | Commercial | Interruptible - Health | New | Space Heating | Natural Gas | Boiler | A | Integrated Unit Summer Peak Savings (kW) | Achievable Economic TRC Potential | 0 | 0 | 0 | 0 | 0 | 0 | 0 | 0 | 0 | 0 | 0 | 0 | 0 | 0 | 0 | 0 | 0 | 0 | 0 | 0 | 0 | 0 | 0 | 0 | 0 | 0 | 0
F3_Commercial_Interruptible - Health_New_Space Heating_Natural Gas_Boiler_A_Achievable Economic TRC Potential | F3 | Commercial | Interruptible - Health | New | Space Heating | Natural Gas | Boiler | A | Integrated Unit Winter Peak Savings (kW) | Achievable Economic TRC Potential | 0 | 0 | 0 | 0 | 0 | 0 | 0 | 0 | 0 | 0 | 0 | 0 | 0 | 0 | 0 | 0 | 0 | 0 | 0 | 0 | 0 | 0 | 0 | 0 | 0 | 0 | 0
F4_Commercial_Interruptible - Health_New_Space Heating_Natural Gas_Boiler_A_Achievable Economic TRC Potential | F4 | Commercial | Interruptible - Health | New | Space Heating | Natural Gas | Boiler | A | Incremental Energy Savings (MWh or mTherms) | Achievable Economic TRC Potential | 0 | 0 | 0 | 0 | 0 | 0 | 0 | 0 | 0 | 0 | 0 | 0 | 0 | 0 | 0 | 0 | 0 | 0 | 0 | 0 | 0 | 0 | 0 | 0 | 0 | 0 | 0
F5_Commercial_Interruptible - Health_New_Space Heating_Natural Gas_Boiler_A_Achievable Economic TRC Potential | F5 | Commercial | Interruptible - Health | New | Space Heating | Natural Gas | Boiler | A | Incremental Summer Peak Savings (MW) | Achievable Economic TRC Potential | 0 | 0 | 0 | 0 | 0 | 0 | 0 | 0 | 0 | 0 | 0 | 0 | 0 | 0 | 0 | 0 | 0 | 0 | 0 | 0 | 0 | 0 | 0 | 0 | 0 | 0 | 0
F6_Commercial_Interruptible - Health_New_Space Heating_Natural Gas_Boiler_A_Achievable Economic TRC Potential | F6 | Commercial | Interruptible - Health | New | Space Heating | Natural Gas | Boiler | A | Incremental Winter Peak Savings (MW) | Achievable Economic TRC Potential | 0 | 0 | 0 | 0 | 0 | 0 | 0 | 0 | 0 | 0 | 0 | 0 | 0 | 0 | 0 | 0 | 0 | 0 | 0 | 0 | 0 | 0 | 0 | 0 | 0 | 0 | 0
F7_Commercial_Interruptible - Health_New_Space Heating_Natural Gas_Boiler_A_Achievable Economic TRC Potential | F7 | Commercial | Interruptible - Health | New | Space Heating | Natural Gas | Boiler | A | Cumulative Energy Savings (MWh or mTherms) | Achievable Economic TRC Potential | 0 | 0 | 0 | 0 | 0 | 0 | 0 | 0 | 0 | 0 | 0 | 0 | 0 | 0 | 0 | 0 | 0 | 0 | 0 | 0 | 0 | 0 | 0 | 0 | 0 | 0 | 0
F8_Commercial_Interruptible - Health_New_Space Heating_Natural Gas_Boiler_A_Achievable Economic TRC Potential | F8 | Commercial | Interruptible - Health | New | Space Heating | Natural Gas | Boiler | A | Cumulative Summer Peak Savings (MW) | Achievable Economic TRC Potential | 0 | 0 | 0 | 0 | 0 | 0 | 0 | 0 | 0 | 0 | 0 | 0 | 0 | 0 | 0 | 0 | 0 | 0 | 0 | 0 | 0 | 0 | 0 | 0 | 0 | 0 | 0
F9_Commercial_Interruptible - Health_New_Space Heating_Natural Gas_Boiler_A_Achievable Economic TRC Potential | F9 | Commercial | Interruptible - Health | New | Space Heating | Natural Gas | Boiler | A | Cumulative Winter Peak Savings (MW) | Achievable Economic TRC Potential | 0 | 0 | 0 | 0 | 0 | 0 | 0 | 0 | 0 | 0 | 0 | 0 | 0 | 0 | 0 | 0 | 0 | 0 | 0 | 0 | 0 | 0 | 0 | 0 | 0 | 0 | 0
F10_Commercial_Interruptible - Health_New_Space Heating_Natural Gas_Boiler_A_Achievable Economic TRC Potential | F10 | Commercial | Interruptible - Health | New | Space Heating | Natural Gas | Boiler | A | Purchases (Incremental) | Achievable Economic TRC Potential | 0 | 0 | 0 | 0 | 0 | 0 | 0 | 0 | 0 | 0 | 0 | 0 | 0 | 0 | 0 | 0 | 0 | 0 | 0 | 0 | 0 | 0 | 0 | 0 | 0 | 0 | 0
F11_Commercial_Interruptible - Health_New_Space Heating_Natural Gas_Boiler_A_Achievable Economic TRC Potential | F11 | Commercial | Interruptible - Health | New | Space Heating | Natural Gas | Boiler | A | Purchases (Cumulative) | Achievable Economic TRC Potential | 0 | 0 | 0 | 0 | 0 | 0 | 0 | 0 | 0 | 0 | 0 | 0 | 0 | 0 | 0 | 0 | 0 | 0 | 0 | 0 | 0 | 0 | 0 | 0 | 0 | 0 | 0
F1_Commercial_Interruptible - Health_New_Space Heating_Natural Gas_Unit Heater_A_Achievable Economic TRC Potential | F1 | Commercial | Interruptible - Health | New | Space Heating | Natural Gas | Unit Heater | A | Integrated Unit Energy Savings (kWh or therms) | Achievable Economic TRC Potential | 0 | 0 | 0 | 0 | 0 | 0 | 0 | 0 | 0 | 0 | 0 | 0 | 0 | 0 | 0 | 0 | 0 | 0 | 0 | 0 | 0 | 0 | 0 | 0 | 0 | 0 | 0
F2_Commercial_Interruptible - Health_New_Space Heating_Natural Gas_Unit Heater_A_Achievable Economic TRC Potential | F2 | Commercial | Interruptible - Health | New | Space Heating | Natural Gas | Unit Heater | A | Integrated Unit Summer Peak Savings (kW) | Achievable Economic TRC Potential | 0 | 0 | 0 | 0 | 0 | 0 | 0 | 0 | 0 | 0 | 0 | 0 | 0 | 0 | 0 | 0 | 0 | 0 | 0 | 0 | 0 | 0 | 0 | 0 | 0 | 0 | 0
F3_Commercial_Interruptible - Health_New_Space Heating_Natural Gas_Unit Heater_A_Achievable Economic TRC Potential | F3 | Commercial | Interruptible - Health | New | Space Heating | Natural Gas | Unit Heater | A | Integrated Unit Winter Peak Savings (kW) | Achievable Economic TRC Potential | 0 | 0 | 0 | 0 | 0 | 0 | 0 | 0 | 0 | 0 | 0 | 0 | 0 | 0 | 0 | 0 | 0 | 0 | 0 | 0 | 0 | 0 | 0 | 0 | 0 | 0 | 0
F4_Commercial_Interruptible - Health_New_Space Heating_Natural Gas_Unit Heater_A_Achievable Economic TRC Potential | F4 | Commercial | Interruptible - Health | New | Space Heating | Natural Gas | Unit Heater | A | Incremental Energy Savings (MWh or mTherms) | Achievable Economic TRC Potential | 0 | 0 | 0 | 0 | 0 | 0 | 0 | 0 | 0 | 0 | 0 | 0 | 0 | 0 | 0 | 0 | 0 | 0 | 0 | 0 | 0 | 0 | 0 | 0 | 0 | 0 | 0
F5_Commercial_Interruptible - Health_New_Space Heating_Natural Gas_Unit Heater_A_Achievable Economic TRC Potential | F5 | Commercial | Interruptible - Health | New | Space Heating | Natural Gas | Unit Heater | A | Incremental Summer Peak Savings (MW) | Achievable Economic TRC Potential | 0 | 0 | 0 | 0 | 0 | 0 | 0 | 0 | 0 | 0 | 0 | 0 | 0 | 0 | 0 | 0 | 0 | 0 | 0 | 0 | 0 | 0 | 0 | 0 | 0 | 0 | 0
F6_Commercial_Interruptible - Health_New_Space Heating_Natural Gas_Unit Heater_A_Achievable Economic TRC Potential | F6 | Commercial | Interruptible - Health | New | Space Heating | Natural Gas | Unit Heater | A | Incremental Winter Peak Savings (MW) | Achievable Economic TRC Potential | 0 | 0 | 0 | 0 | 0 | 0 | 0 | 0 | 0 | 0 | 0 | 0 | 0 | 0 | 0 | 0 | 0 | 0 | 0 | 0 | 0 | 0 | 0 | 0 | 0 | 0 | 0
F7_Commercial_Interruptible - Health_New_Space Heating_Natural Gas_Unit Heater_A_Achievable Economic TRC Potential | F7 | Commercial | Interruptible - Health | New | Space Heating | Natural Gas | Unit Heater | A | Cumulative Energy Savings (MWh or mTherms) | Achievable Economic TRC Potential | 0 | 0 | 0 | 0 | 0 | 0 | 0 | 0 | 0 | 0 | 0 | 0 | 0 | 0 | 0 | 0 | 0 | 0 | 0 | 0 | 0 | 0 | 0 | 0 | 0 | 0 | 0
F8_Commercial_Interruptible - Health_New_Space Heating_Natural Gas_Unit Heater_A_Achievable Economic TRC Potential | F8 | Commercial | Interruptible - Health | New | Space Heating | Natural Gas | Unit Heater | A | Cumulative Summer Peak Savings (MW) | Achievable Economic TRC Potential | 0 | 0 | 0 | 0 | 0 | 0 | 0 | 0 | 0 | 0 | 0 | 0 | 0 | 0 | 0 | 0 | 0 | 0 | 0 | 0 | 0 | 0 | 0 | 0 | 0 | 0 | 0
F9_Commercial_Interruptible - Health_New_Space Heating_Natural Gas_Unit Heater_A_Achievable Economic TRC Potential | F9 | Commercial | Interruptible - Health | New | Space Heating | Natural Gas | Unit Heater | A | Cumulative Winter Peak Savings (MW) | Achievable Economic TRC Potential | 0 | 0 | 0 | 0 | 0 | 0 | 0 | 0 | 0 | 0 | 0 | 0 | 0 | 0 | 0 | 0 | 0 | 0 | 0 | 0 | 0 | 0 | 0 | 0 | 0 | 0 | 0
F10_Commercial_Interruptible - Health_New_Space Heating_Natural Gas_Unit Heater_A_Achievable Economic TRC Potential | F10 | Commercial | Interruptible - Health | New | Space Heating | Natural Gas | Unit Heater | A | Purchases (Incremental) | Achievable Economic TRC Potential | 0 | 0 | 0 | 0 | 0 | 0 | 0 | 0 | 0 | 0 | 0 | 0 | 0 | 0 | 0 | 0 | 0 | 0 | 0 | 0 | 0 | 0 | 0 | 0 | 0 | 0 | 0
F11_Commercial_Interruptible - Health_New_Space Heating_Natural Gas_Unit Heater_A_Achievable Economic TRC Potential | F11 | Commercial | Interruptible - Health | New | Space Heating | Natural Gas | Unit Heater | A | Purchases (Cumulative) | Achievable Economic TRC Potential | 0 | 0 | 0 | 0 | 0 | 0 | 0 | 0 | 0 | 0 | 0 | 0 | 0 | 0 | 0 | 0 | 0 | 0 | 0 | 0 | 0 | 0 | 0 | 0 | 0 | 0 | 0
F1_Commercial_Interruptible - Health_New_Water Heating_Natural Gas_Water Heater_A_Achievable Economic TRC Potential | F1 | Commercial | Interruptible - Health | New | Water Heating | Natural Gas | Water Heater | A | Integrated Unit Energy Savings (kWh or therms) | Achievable Economic TRC Potential | 0 | 0 | 0 | 0 | 0 | 0 | 0 | 0 | 0 | 0 | 0 | 0 | 0 | 0 | 0 | 0 | 0 | 0 | 0 | 0 | 0 | 0 | 0 | 0 | 0 | 0 | 0
F2_Commercial_Interruptible - Health_New_Water Heating_Natural Gas_Water Heater_A_Achievable Economic TRC Potential | F2 | Commercial | Interruptible - Health | New | Water Heating | Natural Gas | Water Heater | A | Integrated Unit Summer Peak Savings (kW) | Achievable Economic TRC Potential | 0 | 0 | 0 | 0 | 0 | 0 | 0 | 0 | 0 | 0 | 0 | 0 | 0 | 0 | 0 | 0 | 0 | 0 | 0 | 0 | 0 | 0 | 0 | 0 | 0 | 0 | 0
F3_Commercial_Interruptible - Health_New_Water Heating_Natural Gas_Water Heater_A_Achievable Economic TRC Potential | F3 | Commercial | Interruptible - Health | New | Water Heating | Natural Gas | Water Heater | A | Integrated Unit Winter Peak Savings (kW) | Achievable Economic TRC Potential | 0 | 0 | 0 | 0 | 0 | 0 | 0 | 0 | 0 | 0 | 0 | 0 | 0 | 0 | 0 | 0 | 0 | 0 | 0 | 0 | 0 | 0 | 0 | 0 | 0 | 0 | 0
F4_Commercial_Interruptible - Health_New_Water Heating_Natural Gas_Water Heater_A_Achievable Economic TRC Potential | F4 | Commercial | Interruptible - Health | New | Water Heating | Natural Gas | Water Heater | A | Incremental Energy Savings (MWh or mTherms) | Achievable Economic TRC Potential | 0 | 0 | 0 | 0 | 0 | 0 | 0 | 0 | 0 | 0 | 0 | 0 | 0 | 0 | 0 | 0 | 0 | 0 | 0 | 0 | 0 | 0 | 0 | 0 | 0 | 0 | 0
F5_Commercial_Interruptible - Health_New_Water Heating_Natural Gas_Water Heater_A_Achievable Economic TRC Potential | F5 | Commercial | Interruptible - Health | New | Water Heating | Natural Gas | Water Heater | A | Incremental Summer Peak Savings (MW) | Achievable Economic TRC Potential | 0 | 0 | 0 | 0 | 0 | 0 | 0 | 0 | 0 | 0 | 0 | 0 | 0 | 0 | 0 | 0 | 0 | 0 | 0 | 0 | 0 | 0 | 0 | 0 | 0 | 0 | 0
F6_Commercial_Interruptible - Health_New_Water Heating_Natural Gas_Water Heater_A_Achievable Economic TRC Potential | F6 | Commercial | Interruptible - Health | New | Water Heating | Natural Gas | Water Heater | A | Incremental Winter Peak Savings (MW) | Achievable Economic TRC Potential | 0 | 0 | 0 | 0 | 0 | 0 | 0 | 0 | 0 | 0 | 0 | 0 | 0 | 0 | 0 | 0 | 0 | 0 | 0 | 0 | 0 | 0 | 0 | 0 | 0 | 0 | 0
F7_Commercial_Interruptible - Health_New_Water Heating_Natural Gas_Water Heater_A_Achievable Economic TRC Potential | F7 | Commercial | Interruptible - Health | New | Water Heating | Natural Gas | Water Heater | A | Cumulative Energy Savings (MWh or mTherms) | Achievable Economic TRC Potential | 0 | 0 | 0 | 0 | 0 | 0 | 0 | 0 | 0 | 0 | 0 | 0 | 0 | 0 | 0 | 0 | 0 | 0 | 0 | 0 | 0 | 0 | 0 | 0 | 0 | 0 | 0
F8_Commercial_Interruptible - Health_New_Water Heating_Natural Gas_Water Heater_A_Achievable Economic TRC Potential | F8 | Commercial | Interruptible - Health | New | Water Heating | Natural Gas | Water Heater | A | Cumulative Summer Peak Savings (MW) | Achievable Economic TRC Potential | 0 | 0 | 0 | 0 | 0 | 0 | 0 | 0 | 0 | 0 | 0 | 0 | 0 | 0 | 0 | 0 | 0 | 0 | 0 | 0 | 0 | 0 | 0 | 0 | 0 | 0 | 0
F9_Commercial_Interruptible - Health_New_Water Heating_Natural Gas_Water Heater_A_Achievable Economic TRC Potential | F9 | Commercial | Interruptible - Health | New | Water Heating | Natural Gas | Water Heater | A | Cumulative Winter Peak Savings (MW) | Achievable Economic TRC Potential | 0 | 0 | 0 | 0 | 0 | 0 | 0 | 0 | 0 | 0 | 0 | 0 | 0 | 0 | 0 | 0 | 0 | 0 | 0 | 0 | 0 | 0 | 0 | 0 | 0 | 0 | 0
F10_Commercial_Interruptible - Health_New_Water Heating_Natural Gas_Water Heater_A_Achievable Economic TRC Potential | F10 | Commercial | Interruptible - Health | New | Water Heating | Natural Gas | Water Heater | A | Purchases (Incremental) | Achievable Economic TRC Potential | 0 | 0 | 0 | 0 | 0 | 0 | 0 | 0 | 0 | 0 | 0 | 0 | 0 | 0 | 0 | 0 | 0 | 0 | 0 | 0 | 0 | 0 | 0 | 0 | 0 | 0 | 0
F11_Commercial_Interruptible - Health_New_Water Heating_Natural Gas_Water Heater_A_Achievable Economic TRC Potential | F11 | Commercial | Interruptible - Health | New | Water Heating | Natural Gas | Water Heater | A | Purchases (Cumulative) | Achievable Economic TRC Potential | 0 | 0 | 0 | 0 | 0 | 0 | 0 | 0 | 0 | 0 | 0 | 0 | 0 | 0 | 0 | 0 | 0 | 0 | 0 | 0 | 0 | 0 | 0 | 0 | 0 | 0 | 0
F1_Commercial_Interruptible - Health_New_Food Preparation_Natural Gas_Oven_A_Achievable Economic TRC Potential | F1 | Commercial | Interruptible - Health | New | Food Preparation | Natural Gas | Oven | A | Integrated Unit Energy Savings (kWh or therms) | Achievable Economic TRC Potential | 0 | 0 | 0 | 0 | 0 | 0 | 0 | 0 | 0 | 0 | 0 | 0 | 0 | 0 | 0 | 0 | 0 | 0 | 0 | 0 | 0 | 0 | 0 | 0 | 0 | 0 | 0
F2_Commercial_Interruptible - Health_New_Food Preparation_Natural Gas_Oven_A_Achievable Economic TRC Potential | F2 | Commercial | Interruptible - Health | New | Food Preparation | Natural Gas | Oven | A | Integrated Unit Summer Peak Savings (kW) | Achievable Economic TRC Potential | 0 | 0 | 0 | 0 | 0 | 0 | 0 | 0 | 0 | 0 | 0 | 0 | 0 | 0 | 0 | 0 | 0 | 0 | 0 | 0 | 0 | 0 | 0 | 0 | 0 | 0 | 0
F3_Commercial_Interruptible - Health_New_Food Preparation_Natural Gas_Oven_A_Achievable Economic TRC Potential | F3 | Commercial | Interruptible - Health | New | Food Preparation | Natural Gas | Oven | A | Integrated Unit Winter Peak Savings (kW) | Achievable Economic TRC Potential | 0 | 0 | 0 | 0 | 0 | 0 | 0 | 0 | 0 | 0 | 0 | 0 | 0 | 0 | 0 | 0 | 0 | 0 | 0 | 0 | 0 | 0 | 0 | 0 | 0 | 0 | 0
F4_Commercial_Interruptible - Health_New_Food Preparation_Natural Gas_Oven_A_Achievable Economic TRC Potential | F4 | Commercial | Interruptible - Health | New | Food Preparation | Natural Gas | Oven | A | Incremental Energy Savings (MWh or mTherms) | Achievable Economic TRC Potential | 0 | 0 | 0 | 0 | 0 | 0 | 0 | 0 | 0 | 0 | 0 | 0 | 0 | 0 | 0 | 0 | 0 | 0 | 0 | 0 | 0 | 0 | 0 | 0 | 0 | 0 | 0
F5_Commercial_Interruptible - Health_New_Food Preparation_Natural Gas_Oven_A_Achievable Economic TRC Potential | F5 | Commercial | Interruptible - Health | New | Food Preparation | Natural Gas | Oven | A | Incremental Summer Peak Savings (MW) | Achievable Economic TRC Potential | 0 | 0 | 0 | 0 | 0 | 0 | 0 | 0 | 0 | 0 | 0 | 0 | 0 | 0 | 0 | 0 | 0 | 0 | 0 | 0 | 0 | 0 | 0 | 0 | 0 | 0 | 0
F6_Commercial_Interruptible - Health_New_Food Preparation_Natural Gas_Oven_A_Achievable Economic TRC Potential | F6 | Commercial | Interruptible - Health | New | Food Preparation | Natural Gas | Oven | A | Incremental Winter Peak Savings (MW) | Achievable Economic TRC Potential | 0 | 0 | 0 | 0 | 0 | 0 | 0 | 0 | 0 | 0 | 0 | 0 | 0 | 0 | 0 | 0 | 0 | 0 | 0 | 0 | 0 | 0 | 0 | 0 | 0 | 0 | 0
F7_Commercial_Interruptible - Health_New_Food Preparation_Natural Gas_Oven_A_Achievable Economic TRC Potential | F7 | Commercial | Interruptible - Health | New | Food Preparation | Natural Gas | Oven | A | Cumulative Energy Savings (MWh or mTherms) | Achievable Economic TRC Potential | 0 | 0 | 0 | 0 | 0 | 0 | 0 | 0 | 0 | 0 | 0 | 0 | 0 | 0 | 0 | 0 | 0 | 0 | 0 | 0 | 0 | 0 | 0 | 0 | 0 | 0 | 0
F8_Commercial_Interruptible - Health_New_Food Preparation_Natural Gas_Oven_A_Achievable Economic TRC Potential | F8 | Commercial | Interruptible - Health | New | Food Preparation | Natural Gas | Oven | A | Cumulative Summer Peak Savings (MW) | Achievable Economic TRC Potential | 0 | 0 | 0 | 0 | 0 | 0 | 0 | 0 | 0 | 0 | 0 | 0 | 0 | 0 | 0 | 0 | 0 | 0 | 0 | 0 | 0 | 0 | 0 | 0 | 0 | 0 | 0
F9_Commercial_Interruptible - Health_New_Food Preparation_Natural Gas_Oven_A_Achievable Economic TRC Potential | F9 | Commercial | Interruptible - Health | New | Food Preparation | Natural Gas | Oven | A | Cumulative Winter Peak Savings (MW) | Achievable Economic TRC Potential | 0 | 0 | 0 | 0 | 0 | 0 | 0 | 0 | 0 | 0 | 0 | 0 | 0 | 0 | 0 | 0 | 0 | 0 | 0 | 0 | 0 | 0 | 0 | 0 | 0 | 0 | 0
F10_Commercial_Interruptible - Health_New_Food Preparation_Natural Gas_Oven_A_Achievable Economic TRC Potential | F10 | Commercial | Interruptible - Health | New | Food Preparation | Natural Gas | Oven | A | Purchases (Incremental) | Achievable Economic TRC Potential | 0 | 0 | 0 | 0 | 0 | 0 | 0 | 0 | 0 | 0 | 0 | 0 | 0 | 0 | 0 | 0 | 0 | 0 | 0 | 0 | 0 | 0 | 0 | 0 | 0 | 0 | 0
F11_Commercial_Interruptible - Health_New_Food Preparation_Natural Gas_Oven_A_Achievable Economic TRC Potential | F11 | Commercial | Interruptible - Health | New | Food Preparation | Natural Gas | Oven | A | Purchases (Cumulative) | Achievable Economic TRC Potential | 0 | 0 | 0 | 0 | 0 | 0 | 0 | 0 | 0 | 0 | 0 | 0 | 0 | 0 | 0 | 0 | 0 | 0 | 0 | 0 | 0 | 0 | 0 | 0 | 0 | 0 | 0
F1_Commercial_Interruptible - Health_New_Food Preparation_Natural Gas_Conveyor Oven_A_Achievable Economic TRC Potential | F1 | Commercial | Interruptible - Health | New | Food Preparation | Natural Gas | Conveyor Oven | A | Integrated Unit Energy Savings (kWh or therms) | Achievable Economic TRC Potential | 0 | 0 | 0 | 0 | 0 | 0 | 0 | 0 | 0 | 0 | 0 | 0 | 0 | 0 | 0 | 0 | 0 | 0 | 0 | 0 | 0 | 0 | 0 | 0 | 0 | 0 | 0
F2_Commercial_Interruptible - Health_New_Food Preparation_Natural Gas_Conveyor Oven_A_Achievable Economic TRC Potential | F2 | Commercial | Interruptible - Health | New | Food Preparation | Natural Gas | Conveyor Oven | A | Integrated Unit Summer Peak Savings (kW) | Achievable Economic TRC Potential | 0 | 0 | 0 | 0 | 0 | 0 | 0 | 0 | 0 | 0 | 0 | 0 | 0 | 0 | 0 | 0 | 0 | 0 | 0 | 0 | 0 | 0 | 0 | 0 | 0 | 0 | 0
F3_Commercial_Interruptible - Health_New_Food Preparation_Natural Gas_Conveyor Oven_A_Achievable Economic TRC Potential | F3 | Commercial | Interruptible - Health | New | Food Preparation | Natural Gas | Conveyor Oven | A | Integrated Unit Winter Peak Savings (kW) | Achievable Economic TRC Potential | 0 | 0 | 0 | 0 | 0 | 0 | 0 | 0 | 0 | 0 | 0 | 0 | 0 | 0 | 0 | 0 | 0 | 0 | 0 | 0 | 0 | 0 | 0 | 0 | 0 | 0 | 0
F4_Commercial_Interruptible - Health_New_Food Preparation_Natural Gas_Conveyor Oven_A_Achievable Economic TRC Potential | F4 | Commercial | Interruptible - Health | New | Food Preparation | Natural Gas | Conveyor Oven | A | Incremental Energy Savings (MWh or mTherms) | Achievable Economic TRC Potential | 0 | 0 | 0 | 0 | 0 | 0 | 0 | 0 | 0 | 0 | 0 | 0 | 0 | 0 | 0 | 0 | 0 | 0 | 0 | 0 | 0 | 0 | 0 | 0 | 0 | 0 | 0
F5_Commercial_Interruptible - Health_New_Food Preparation_Natural Gas_Conveyor Oven_A_Achievable Economic TRC Potential | F5 | Commercial | Interruptible - Health | New | Food Preparation | Natural Gas | Conveyor Oven | A | Incremental Summer Peak Savings (MW) | Achievable Economic TRC Potential | 0 | 0 | 0 | 0 | 0 | 0 | 0 | 0 | 0 | 0 | 0 | 0 | 0 | 0 | 0 | 0 | 0 | 0 | 0 | 0 | 0 | 0 | 0 | 0 | 0 | 0 | 0
F6_Commercial_Interruptible - Health_New_Food Preparation_Natural Gas_Conveyor Oven_A_Achievable Economic TRC Potential | F6 | Commercial | Interruptible - Health | New | Food Preparation | Natural Gas | Conveyor Oven | A | Incremental Winter Peak Savings (MW) | Achievable Economic TRC Potential | 0 | 0 | 0 | 0 | 0 | 0 | 0 | 0 | 0 | 0 | 0 | 0 | 0 | 0 | 0 | 0 | 0 | 0 | 0 | 0 | 0 | 0 | 0 | 0 | 0 | 0 | 0
F7_Commercial_Interruptible - Health_New_Food Preparation_Natural Gas_Conveyor Oven_A_Achievable Economic TRC Potential | F7 | Commercial | Interruptible - Health | New | Food Preparation | Natural Gas | Conveyor Oven | A | Cumulative Energy Savings (MWh or mTherms) | Achievable Economic TRC Potential | 0 | 0 | 0 | 0 | 0 | 0 | 0 | 0 | 0 | 0 | 0 | 0 | 0 | 0 | 0 | 0 | 0 | 0 | 0 | 0 | 0 | 0 | 0 | 0 | 0 | 0 | 0
F8_Commercial_Interruptible - Health_New_Food Preparation_Natural Gas_Conveyor Oven_A_Achievable Economic TRC Potential | F8 | Commercial | Interruptible - Health | New | Food Preparation | Natural Gas | Conveyor Oven | A | Cumulative Summer Peak Savings (MW) | Achievable Economic TRC Potential | 0 | 0 | 0 | 0 | 0 | 0 | 0 | 0 | 0 | 0 | 0 | 0 | 0 | 0 | 0 | 0 | 0 | 0 | 0 | 0 | 0 | 0 | 0 | 0 | 0 | 0 | 0
F9_Commercial_Interruptible - Health_New_Food Preparation_Natural Gas_Conveyor Oven_A_Achievable Economic TRC Potential | F9 | Commercial | Interruptible - Health | New | Food Preparation | Natural Gas | Conveyor Oven | A | Cumulative Winter Peak Savings (MW) | Achievable Economic TRC Potential | 0 | 0 | 0 | 0 | 0 | 0 | 0 | 0 | 0 | 0 | 0 | 0 | 0 | 0 | 0 | 0 | 0 | 0 | 0 | 0 | 0 | 0 | 0 | 0 | 0 | 0 | 0
F10_Commercial_Interruptible - Health_New_Food Preparation_Natural Gas_Conveyor Oven_A_Achievable Economic TRC Potential | F10 | Commercial | Interruptible - Health | New | Food Preparation | Natural Gas | Conveyor Oven | A | Purchases (Incremental) | Achievable Economic TRC Potential | 0 | 0 | 0 | 0 | 0 | 0 | 0 | 0 | 0 | 0 | 0 | 0 | 0 | 0 | 0 | 0 | 0 | 0 | 0 | 0 | 0 | 0 | 0 | 0 | 0 | 0 | 0
F11_Commercial_Interruptible - Health_New_Food Preparation_Natural Gas_Conveyor Oven_A_Achievable Economic TRC Potential | F11 | Commercial | Interruptible - Health | New | Food Preparation | Natural Gas | Conveyor Oven | A | Purchases (Cumulative) | Achievable Economic TRC Potential | 0 | 0 | 0 | 0 | 0 | 0 | 0 | 0 | 0 | 0 | 0 | 0 | 0 | 0 | 0 | 0 | 0 | 0 | 0 | 0 | 0 | 0 | 0 | 0 | 0 | 0 | 0
F1_Commercial_Interruptible - Health_New_Food Preparation_Natural Gas_Double Rack Oven_A_Achievable Economic TRC Potential | F1 | Commercial | Interruptible - Health | New | Food Preparation | Natural Gas | Double Rack Oven | A | Integrated Unit Energy Savings (kWh or therms) | Achievable Economic TRC Potential | 0 | 0 | 0 | 0 | 0 | 0 | 0 | 0 | 0 | 0 | 0 | 0 | 0 | 0 | 0 | 0 | 0 | 0 | 0 | 0 | 0 | 0 | 0 | 0 | 0 | 0 | 0
F2_Commercial_Interruptible - Health_New_Food Preparation_Natural Gas_Double Rack Oven_A_Achievable Economic TRC Potential | F2 | Commercial | Interruptible - Health | New | Food Preparation | Natural Gas | Double Rack Oven | A | Integrated Unit Summer Peak Savings (kW) | Achievable Economic TRC Potential | 0 | 0 | 0 | 0 | 0 | 0 | 0 | 0 | 0 | 0 | 0 | 0 | 0 | 0 | 0 | 0 | 0 | 0 | 0 | 0 | 0 | 0 | 0 | 0 | 0 | 0 | 0
F3_Commercial_Interruptible - Health_New_Food Preparation_Natural Gas_Double Rack Oven_A_Achievable Economic TRC Potential | F3 | Commercial | Interruptible - Health | New | Food Preparation | Natural Gas | Double Rack Oven | A | Integrated Unit Winter Peak Savings (kW) | Achievable Economic TRC Potential | 0 | 0 | 0 | 0 | 0 | 0 | 0 | 0 | 0 | 0 | 0 | 0 | 0 | 0 | 0 | 0 | 0 | 0 | 0 | 0 | 0 | 0 | 0 | 0 | 0 | 0 | 0
F4_Commercial_Interruptible - Health_New_Food Preparation_Natural Gas_Double Rack Oven_A_Achievable Economic TRC Potential | F4 | Commercial | Interruptible - Health | New | Food Preparation | Natural Gas | Double Rack Oven | A | Incremental Energy Savings (MWh or mTherms) | Achievable Economic TRC Potential | 0 | 0 | 0 | 0 | 0 | 0 | 0 | 0 | 0 | 0 | 0 | 0 | 0 | 0 | 0 | 0 | 0 | 0 | 0 | 0 | 0 | 0 | 0 | 0 | 0 | 0 | 0
F5_Commercial_Interruptible - Health_New_Food Preparation_Natural Gas_Double Rack Oven_A_Achievable Economic TRC Potential | F5 | Commercial | Interruptible - Health | New | Food Preparation | Natural Gas | Double Rack Oven | A | Incremental Summer Peak Savings (MW) | Achievable Economic TRC Potential | 0 | 0 | 0 | 0 | 0 | 0 | 0 | 0 | 0 | 0 | 0 | 0 | 0 | 0 | 0 | 0 | 0 | 0 | 0 | 0 | 0 | 0 | 0 | 0 | 0 | 0 | 0
F6_Commercial_Interruptible - Health_New_Food Preparation_Natural Gas_Double Rack Oven_A_Achievable Economic TRC Potential | F6 | Commercial | Interruptible - Health | New | Food Preparation | Natural Gas | Double Rack Oven | A | Incremental Winter Peak Savings (MW) | Achievable Economic TRC Potential | 0 | 0 | 0 | 0 | 0 | 0 | 0 | 0 | 0 | 0 | 0 | 0 | 0 | 0 | 0 | 0 | 0 | 0 | 0 | 0 | 0 | 0 | 0 | 0 | 0 | 0 | 0
F7_Commercial_Interruptible - Health_New_Food Preparation_Natural Gas_Double Rack Oven_A_Achievable Economic TRC Potential | F7 | Commercial | Interruptible - Health | New | Food Preparation | Natural Gas | Double Rack Oven | A | Cumulative Energy Savings (MWh or mTherms) | Achievable Economic TRC Potential | 0 | 0 | 0 | 0 | 0 | 0 | 0 | 0 | 0 | 0 | 0 | 0 | 0 | 0 | 0 | 0 | 0 | 0 | 0 | 0 | 0 | 0 | 0 | 0 | 0 | 0 | 0
F8_Commercial_Interruptible - Health_New_Food Preparation_Natural Gas_Double Rack Oven_A_Achievable Economic TRC Potential | F8 | Commercial | Interruptible - Health | New | Food Preparation | Natural Gas | Double Rack Oven | A | Cumulative Summer Peak Savings (MW) | Achievable Economic TRC Potential | 0 | 0 | 0 | 0 | 0 | 0 | 0 | 0 | 0 | 0 | 0 | 0 | 0 | 0 | 0 | 0 | 0 | 0 | 0 | 0 | 0 | 0 | 0 | 0 | 0 | 0 | 0
F9_Commercial_Interruptible - Health_New_Food Preparation_Natural Gas_Double Rack Oven_A_Achievable Economic TRC Potential | F9 | Commercial | Interruptible - Health | New | Food Preparation | Natural Gas | Double Rack Oven | A | Cumulative Winter Peak Savings (MW) | Achievable Economic TRC Potential | 0 | 0 | 0 | 0 | 0 | 0 | 0 | 0 | 0 | 0 | 0 | 0 | 0 | 0 | 0 | 0 | 0 | 0 | 0 | 0 | 0 | 0 | 0 | 0 | 0 | 0 | 0
F10_Commercial_Interruptible - Health_New_Food Preparation_Natural Gas_Double Rack Oven_A_Achievable Economic TRC Potential | F10 | Commercial | Interruptible - Health | New | Food Preparation | Natural Gas | Double Rack Oven | A | Purchases (Incremental) | Achievable Economic TRC Potential | 0 | 0 | 0 | 0 | 0 | 0 | 0 | 0 | 0 | 0 | 0 | 0 | 0 | 0 | 0 | 0 | 0 | 0 | 0 | 0 | 0 | 0 | 0 | 0 | 0 | 0 | 0
F11_Commercial_Interruptible - Health_New_Food Preparation_Natural Gas_Double Rack Oven_A_Achievable Economic TRC Potential | F11 | Commercial | Interruptible - Health | New | Food Preparation | Natural Gas | Double Rack Oven | A | Purchases (Cumulative) | Achievable Economic TRC Potential | 0 | 0 | 0 | 0 | 0 | 0 | 0 | 0 | 0 | 0 | 0 | 0 | 0 | 0 | 0 | 0 | 0 | 0 | 0 | 0 | 0 | 0 | 0 | 0 | 0 | 0 | 0
F1_Commercial_Interruptible - Health_New_Food Preparation_Natural Gas_Fryer_A_Achievable Economic TRC Potential | F1 | Commercial | Interruptible - Health | New | Food Preparation | Natural Gas | Fryer | A | Integrated Unit Energy Savings (kWh or therms) | Achievable Economic TRC Potential | 0 | 0 | 0 | 0 | 0 | 0 | 0 | 0 | 0 | 0 | 0 | 0 | 0 | 0 | 0 | 0 | 0 | 0 | 0 | 0 | 0 | 0 | 0 | 0 | 0 | 0 | 0
F2_Commercial_Interruptible - Health_New_Food Preparation_Natural Gas_Fryer_A_Achievable Economic TRC Potential | F2 | Commercial | Interruptible - Health | New | Food Preparation | Natural Gas | Fryer | A | Integrated Unit Summer Peak Savings (kW) | Achievable Economic TRC Potential | 0 | 0 | 0 | 0 | 0 | 0 | 0 | 0 | 0 | 0 | 0 | 0 | 0 | 0 | 0 | 0 | 0 | 0 | 0 | 0 | 0 | 0 | 0 | 0 | 0 | 0 | 0
F3_Commercial_Interruptible - Health_New_Food Preparation_Natural Gas_Fryer_A_Achievable Economic TRC Potential | F3 | Commercial | Interruptible - Health | New | Food Preparation | Natural Gas | Fryer | A | Integrated Unit Winter Peak Savings (kW) | Achievable Economic TRC Potential | 0 | 0 | 0 | 0 | 0 | 0 | 0 | 0 | 0 | 0 | 0 | 0 | 0 | 0 | 0 | 0 | 0 | 0 | 0 | 0 | 0 | 0 | 0 | 0 | 0 | 0 | 0
F4_Commercial_Interruptible - Health_New_Food Preparation_Natural Gas_Fryer_A_Achievable Economic TRC Potential | F4 | Commercial | Interruptible - Health | New | Food Preparation | Natural Gas | Fryer | A | Incremental Energy Savings (MWh or mTherms) | Achievable Economic TRC Potential | 0 | 0 | 0 | 0 | 0 | 0 | 0 | 0 | 0 | 0 | 0 | 0 | 0 | 0 | 0 | 0 | 0 | 0 | 0 | 0 | 0 | 0 | 0 | 0 | 0 | 0 | 0
F5_Commercial_Interruptible - Health_New_Food Preparation_Natural Gas_Fryer_A_Achievable Economic TRC Potential | F5 | Commercial | Interruptible - Health | New | Food Preparation | Natural Gas | Fryer | A | Incremental Summer Peak Savings (MW) | Achievable Economic TRC Potential | 0 | 0 | 0 | 0 | 0 | 0 | 0 | 0 | 0 | 0 | 0 | 0 | 0 | 0 | 0 | 0 | 0 | 0 | 0 | 0 | 0 | 0 | 0 | 0 | 0 | 0 | 0
F6_Commercial_Interruptible - Health_New_Food Preparation_Natural Gas_Fryer_A_Achievable Economic TRC Potential | F6 | Commercial | Interruptible - Health | New | Food Preparation | Natural Gas | Fryer | A | Incremental Winter Peak Savings (MW) | Achievable Economic TRC Potential | 0 | 0 | 0 | 0 | 0 | 0 | 0 | 0 | 0 | 0 | 0 | 0 | 0 | 0 | 0 | 0 | 0 | 0 | 0 | 0 | 0 | 0 | 0 | 0 | 0 | 0 | 0
F7_Commercial_Interruptible - Health_New_Food Preparation_Natural Gas_Fryer_A_Achievable Economic TRC Potential | F7 | Commercial | Interruptible - Health | New | Food Preparation | Natural Gas | Fryer | A | Cumulative Energy Savings (MWh or mTherms) | Achievable Economic TRC Potential | 0 | 0 | 0 | 0 | 0 | 0 | 0 | 0 | 0 | 0 | 0 | 0 | 0 | 0 | 0 | 0 | 0 | 0 | 0 | 0 | 0 | 0 | 0 | 0 | 0 | 0 | 0
F8_Commercial_Interruptible - Health_New_Food Preparation_Natural Gas_Fryer_A_Achievable Economic TRC Potential | F8 | Commercial | Interruptible - Health | New | Food Preparation | Natural Gas | Fryer | A | Cumulative Summer Peak Savings (MW) | Achievable Economic TRC Potential | 0 | 0 | 0 | 0 | 0 | 0 | 0 | 0 | 0 | 0 | 0 | 0 | 0 | 0 | 0 | 0 | 0 | 0 | 0 | 0 | 0 | 0 | 0 | 0 | 0 | 0 | 0
F9_Commercial_Interruptible - Health_New_Food Preparation_Natural Gas_Fryer_A_Achievable Economic TRC Potential | F9 | Commercial | Interruptible - Health | New | Food Preparation | Natural Gas | Fryer | A | Cumulative Winter Peak Savings (MW) | Achievable Economic TRC Potential | 0 | 0 | 0 | 0 | 0 | 0 | 0 | 0 | 0 | 0 | 0 | 0 | 0 | 0 | 0 | 0 | 0 | 0 | 0 | 0 | 0 | 0 | 0 | 0 | 0 | 0 | 0
F10_Commercial_Interruptible - Health_New_Food Preparation_Natural Gas_Fryer_A_Achievable Economic TRC Potential | F10 | Commercial | Interruptible - Health | New | Food Preparation | Natural Gas | Fryer | A | Purchases (Incremental) | Achievable Economic TRC Potential | 0 | 0 | 0 | 0 | 0 | 0 | 0 | 0 | 0 | 0 | 0 | 0 | 0 | 0 | 0 | 0 | 0 | 0 | 0 | 0 | 0 | 0 | 0 | 0 | 0 | 0 | 0
F11_Commercial_Interruptible - Health_New_Food Preparation_Natural Gas_Fryer_A_Achievable Economic TRC Potential | F11 | Commercial | Interruptible - Health | New | Food Preparation | Natural Gas | Fryer | A | Purchases (Cumulative) | Achievable Economic TRC Potential | 0 | 0 | 0 | 0 | 0 | 0 | 0 | 0 | 0 | 0 | 0 | 0 | 0 | 0 | 0 | 0 | 0 | 0 | 0 | 0 | 0 | 0 | 0 | 0 | 0 | 0 | 0
F1_Commercial_Interruptible - Health_New_Food Preparation_Natural Gas_Broiler_A_Achievable Economic TRC Potential | F1 | Commercial | Interruptible - Health | New | Food Preparation | Natural Gas | Broiler | A | Integrated Unit Energy Savings (kWh or therms) | Achievable Economic TRC Potential | 0 | 0 | 0 | 0 | 0 | 0 | 0 | 0 | 0 | 0 | 0 | 0 | 0 | 0 | 0 | 0 | 0 | 0 | 0 | 0 | 0 | 0 | 0 | 0 | 0 | 0 | 0
F2_Commercial_Interruptible - Health_New_Food Preparation_Natural Gas_Broiler_A_Achievable Economic TRC Potential | F2 | Commercial | Interruptible - Health | New | Food Preparation | Natural Gas | Broiler | A | Integrated Unit Summer Peak Savings (kW) | Achievable Economic TRC Potential | 0 | 0 | 0 | 0 | 0 | 0 | 0 | 0 | 0 | 0 | 0 | 0 | 0 | 0 | 0 | 0 | 0 | 0 | 0 | 0 | 0 | 0 | 0 | 0 | 0 | 0 | 0
F3_Commercial_Interruptible - Health_New_Food Preparation_Natural Gas_Broiler_A_Achievable Economic TRC Potential | F3 | Commercial | Interruptible - Health | New | Food Preparation | Natural Gas | Broiler | A | Integrated Unit Winter Peak Savings (kW) | Achievable Economic TRC Potential | 0 | 0 | 0 | 0 | 0 | 0 | 0 | 0 | 0 | 0 | 0 | 0 | 0 | 0 | 0 | 0 | 0 | 0 | 0 | 0 | 0 | 0 | 0 | 0 | 0 | 0 | 0
F4_Commercial_Interruptible - Health_New_Food Preparation_Natural Gas_Broiler_A_Achievable Economic TRC Potential | F4 | Commercial | Interruptible - Health | New | Food Preparation | Natural Gas | Broiler | A | Incremental Energy Savings (MWh or mTherms) | Achievable Economic TRC Potential | 0 | 0 | 0 | 0 | 0 | 0 | 0 | 0 | 0 | 0 | 0 | 0 | 0 | 0 | 0 | 0 | 0 | 0 | 0 | 0 | 0 | 0 | 0 | 0 | 0 | 0 | 0
F5_Commercial_Interruptible - Health_New_Food Preparation_Natural Gas_Broiler_A_Achievable Economic TRC Potential | F5 | Commercial | Interruptible - Health | New | Food Preparation | Natural Gas | Broiler | A | Incremental Summer Peak Savings (MW) | Achievable Economic TRC Potential | 0 | 0 | 0 | 0 | 0 | 0 | 0 | 0 | 0 | 0 | 0 | 0 | 0 | 0 | 0 | 0 | 0 | 0 | 0 | 0 | 0 | 0 | 0 | 0 | 0 | 0 | 0
F6_Commercial_Interruptible - Health_New_Food Preparation_Natural Gas_Broiler_A_Achievable Economic TRC Potential | F6 | Commercial | Interruptible - Health | New | Food Preparation | Natural Gas | Broiler | A | Incremental Winter Peak Savings (MW) | Achievable Economic TRC Potential | 0 | 0 | 0 | 0 | 0 | 0 | 0 | 0 | 0 | 0 | 0 | 0 | 0 | 0 | 0 | 0 | 0 | 0 | 0 | 0 | 0 | 0 | 0 | 0 | 0 | 0 | 0
F7_Commercial_Interruptible - Health_New_Food Preparation_Natural Gas_Broiler_A_Achievable Economic TRC Potential | F7 | Commercial | Interruptible - Health | New | Food Preparation | Natural Gas | Broiler | A | Cumulative Energy Savings (MWh or mTherms) | Achievable Economic TRC Potential | 0 | 0 | 0 | 0 | 0 | 0 | 0 | 0 | 0 | 0 | 0 | 0 | 0 | 0 | 0 | 0 | 0 | 0 | 0 | 0 | 0 | 0 | 0 | 0 | 0 | 0 | 0
F8_Commercial_Interruptible - Health_New_Food Preparation_Natural Gas_Broiler_A_Achievable Economic TRC Potential | F8 | Commercial | Interruptible - Health | New | Food Preparation | Natural Gas | Broiler | A | Cumulative Summer Peak Savings (MW) | Achievable Economic TRC Potential | 0 | 0 | 0 | 0 | 0 | 0 | 0 | 0 | 0 | 0 | 0 | 0 | 0 | 0 | 0 | 0 | 0 | 0 | 0 | 0 | 0 | 0 | 0 | 0 | 0 | 0 | 0
F9_Commercial_Interruptible - Health_New_Food Preparation_Natural Gas_Broiler_A_Achievable Economic TRC Potential | F9 | Commercial | Interruptible - Health | New | Food Preparation | Natural Gas | Broiler | A | Cumulative Winter Peak Savings (MW) | Achievable Economic TRC Potential | 0 | 0 | 0 | 0 | 0 | 0 | 0 | 0 | 0 | 0 | 0 | 0 | 0 | 0 | 0 | 0 | 0 | 0 | 0 | 0 | 0 | 0 | 0 | 0 | 0 | 0 | 0
F10_Commercial_Interruptible - Health_New_Food Preparation_Natural Gas_Broiler_A_Achievable Economic TRC Potential | F10 | Commercial | Interruptible - Health | New | Food Preparation | Natural Gas | Broiler | A | Purchases (Incremental) | Achievable Economic TRC Potential | 0 | 0 | 0 | 0 | 0 | 0 | 0 | 0 | 0 | 0 | 0 | 0 | 0 | 0 | 0 | 0 | 0 | 0 | 0 | 0 | 0 | 0 | 0 | 0 | 0 | 0 | 0
F11_Commercial_Interruptible - Health_New_Food Preparation_Natural Gas_Broiler_A_Achievable Economic TRC Potential | F11 | Commercial | Interruptible - Health | New | Food Preparation | Natural Gas | Broiler | A | Purchases (Cumulative) | Achievable Economic TRC Potential | 0 | 0 | 0 | 0 | 0 | 0 | 0 | 0 | 0 | 0 | 0 | 0 | 0 | 0 | 0 | 0 | 0 | 0 | 0 | 0 | 0 | 0 | 0 | 0 | 0 | 0 | 0
F1_Commercial_Interruptible - Health_New_Food Preparation_Natural Gas_Griddle_A_Achievable Economic TRC Potential | F1 | Commercial | Interruptible - Health | New | Food Preparation | Natural Gas | Griddle | A | Integrated Unit Energy Savings (kWh or therms) | Achievable Economic TRC Potential | 0 | 0 | 0 | 0 | 0 | 0 | 0 | 0 | 0 | 0 | 0 | 0 | 0 | 0 | 0 | 0 | 0 | 0 | 0 | 0 | 0 | 0 | 0 | 0 | 0 | 0 | 0
F2_Commercial_Interruptible - Health_New_Food Preparation_Natural Gas_Griddle_A_Achievable Economic TRC Potential | F2 | Commercial | Interruptible - Health | New | Food Preparation | Natural Gas | Griddle | A | Integrated Unit Summer Peak Savings (kW) | Achievable Economic TRC Potential | 0 | 0 | 0 | 0 | 0 | 0 | 0 | 0 | 0 | 0 | 0 | 0 | 0 | 0 | 0 | 0 | 0 | 0 | 0 | 0 | 0 | 0 | 0 | 0 | 0 | 0 | 0
F3_Commercial_Interruptible - Health_New_Food Preparation_Natural Gas_Griddle_A_Achievable Economic TRC Potential | F3 | Commercial | Interruptible - Health | New | Food Preparation | Natural Gas | Griddle | A | Integrated Unit Winter Peak Savings (kW) | Achievable Economic TRC Potential | 0 | 0 | 0 | 0 | 0 | 0 | 0 | 0 | 0 | 0 | 0 | 0 | 0 | 0 | 0 | 0 | 0 | 0 | 0 | 0 | 0 | 0 | 0 | 0 | 0 | 0 | 0
F4_Commercial_Interruptible - Health_New_Food Preparation_Natural Gas_Griddle_A_Achievable Economic TRC Potential | F4 | Commercial | Interruptible - Health | New | Food Preparation | Natural Gas | Griddle | A | Incremental Energy Savings (MWh or mTherms) | Achievable Economic TRC Potential | 0 | 0 | 0 | 0 | 0 | 0 | 0 | 0 | 0 | 0 | 0 | 0 | 0 | 0 | 0 | 0 | 0 | 0 | 0 | 0 | 0 | 0 | 0 | 0 | 0 | 0 | 0
F5_Commercial_Interruptible - Health_New_Food Preparation_Natural Gas_Griddle_A_Achievable Economic TRC Potential | F5 | Commercial | Interruptible - Health | New | Food Preparation | Natural Gas | Griddle | A | Incremental Summer Peak Savings (MW) | Achievable Economic TRC Potential | 0 | 0 | 0 | 0 | 0 | 0 | 0 | 0 | 0 | 0 | 0 | 0 | 0 | 0 | 0 | 0 | 0 | 0 | 0 | 0 | 0 | 0 | 0 | 0 | 0 | 0 | 0
F6_Commercial_Interruptible - Health_New_Food Preparation_Natural Gas_Griddle_A_Achievable Economic TRC Potential | F6 | Commercial | Interruptible - Health | New | Food Preparation | Natural Gas | Griddle | A | Incremental Winter Peak Savings (MW) | Achievable Economic TRC Potential | 0 | 0 | 0 | 0 | 0 | 0 | 0 | 0 | 0 | 0 | 0 | 0 | 0 | 0 | 0 | 0 | 0 | 0 | 0 | 0 | 0 | 0 | 0 | 0 | 0 | 0 | 0
F7_Commercial_Interruptible - Health_New_Food Preparation_Natural Gas_Griddle_A_Achievable Economic TRC Potential | F7 | Commercial | Interruptible - Health | New | Food Preparation | Natural Gas | Griddle | A | Cumulative Energy Savings (MWh or mTherms) | Achievable Economic TRC Potential | 0 | 0 | 0 | 0 | 0 | 0 | 0 | 0 | 0 | 0 | 0 | 0 | 0 | 0 | 0 | 0 | 0 | 0 | 0 | 0 | 0 | 0 | 0 | 0 | 0 | 0 | 0
F8_Commercial_Interruptible - Health_New_Food Preparation_Natural Gas_Griddle_A_Achievable Economic TRC Potential | F8 | Commercial | Interruptible - Health | New | Food Preparation | Natural Gas | Griddle | A | Cumulative Summer Peak Savings (MW) | Achievable Economic TRC Potential | 0 | 0 | 0 | 0 | 0 | 0 | 0 | 0 | 0 | 0 | 0 | 0 | 0 | 0 | 0 | 0 | 0 | 0 | 0 | 0 | 0 | 0 | 0 | 0 | 0 | 0 | 0
F9_Commercial_Interruptible - Health_New_Food Preparation_Natural Gas_Griddle_A_Achievable Economic TRC Potential | F9 | Commercial | Interruptible - Health | New | Food Preparation | Natural Gas | Griddle | A | Cumulative Winter Peak Savings (MW) | Achievable Economic TRC Potential | 0 | 0 | 0 | 0 | 0 | 0 | 0 | 0 | 0 | 0 | 0 | 0 | 0 | 0 | 0 | 0 | 0 | 0 | 0 | 0 | 0 | 0 | 0 | 0 | 0 | 0 | 0
F10_Commercial_Interruptible - Health_New_Food Preparation_Natural Gas_Griddle_A_Achievable Economic TRC Potential | F10 | Commercial | Interruptible - Health | New | Food Preparation | Natural Gas | Griddle | A | Purchases (Incremental) | Achievable Economic TRC Potential | 0 | 0 | 0 | 0 | 0 | 0 | 0 | 0 | 0 | 0 | 0 | 0 | 0 | 0 | 0 | 0 | 0 | 0 | 0 | 0 | 0 | 0 | 0 | 0 | 0 | 0 | 0
F11_Commercial_Interruptible - Health_New_Food Preparation_Natural Gas_Griddle_A_Achievable Economic TRC Potential | F11 | Commercial | Interruptible - Health | New | Food Preparation | Natural Gas | Griddle | A | Purchases (Cumulative) | Achievable Economic TRC Potential | 0 | 0 | 0 | 0 | 0 | 0 | 0 | 0 | 0 | 0 | 0 | 0 | 0 | 0 | 0 | 0 | 0 | 0 | 0 | 0 | 0 | 0 | 0 | 0 | 0 | 0 | 0
F1_Commercial_Interruptible - Health_New_Food Preparation_Natural Gas_Range_A_Achievable Economic TRC Potential | F1 | Commercial | Interruptible - Health | New | Food Preparation | Natural Gas | Range | A | Integrated Unit Energy Savings (kWh or therms) | Achievable Economic TRC Potential | 0 | 0 | 0 | 0 | 0 | 0 | 0 | 0 | 0 | 0 | 0 | 0 | 0 | 0 | 0 | 0 | 0 | 0 | 0 | 0 | 0 | 0 | 0 | 0 | 0 | 0 | 0
F2_Commercial_Interruptible - Health_New_Food Preparation_Natural Gas_Range_A_Achievable Economic TRC Potential | F2 | Commercial | Interruptible - Health | New | Food Preparation | Natural Gas | Range | A | Integrated Unit Summer Peak Savings (kW) | Achievable Economic TRC Potential | 0 | 0 | 0 | 0 | 0 | 0 | 0 | 0 | 0 | 0 | 0 | 0 | 0 | 0 | 0 | 0 | 0 | 0 | 0 | 0 | 0 | 0 | 0 | 0 | 0 | 0 | 0
F3_Commercial_Interruptible - Health_New_Food Preparation_Natural Gas_Range_A_Achievable Economic TRC Potential | F3 | Commercial | Interruptible - Health | New | Food Preparation | Natural Gas | Range | A | Integrated Unit Winter Peak Savings (kW) | Achievable Economic TRC Potential | 0 | 0 | 0 | 0 | 0 | 0 | 0 | 0 | 0 | 0 | 0 | 0 | 0 | 0 | 0 | 0 | 0 | 0 | 0 | 0 | 0 | 0 | 0 | 0 | 0 | 0 | 0
F4_Commercial_Interruptible - Health_New_Food Preparation_Natural Gas_Range_A_Achievable Economic TRC Potential | F4 | Commercial | Interruptible - Health | New | Food Preparation | Natural Gas | Range | A | Incremental Energy Savings (MWh or mTherms) | Achievable Economic TRC Potential | 0 | 0 | 0 | 0 | 0 | 0 | 0 | 0 | 0 | 0 | 0 | 0 | 0 | 0 | 0 | 0 | 0 | 0 | 0 | 0 | 0 | 0 | 0 | 0 | 0 | 0 | 0
F5_Commercial_Interruptible - Health_New_Food Preparation_Natural Gas_Range_A_Achievable Economic TRC Potential | F5 | Commercial | Interruptible - Health | New | Food Preparation | Natural Gas | Range | A | Incremental Summer Peak Savings (MW) | Achievable Economic TRC Potential | 0 | 0 | 0 | 0 | 0 | 0 | 0 | 0 | 0 | 0 | 0 | 0 | 0 | 0 | 0 | 0 | 0 | 0 | 0 | 0 | 0 | 0 | 0 | 0 | 0 | 0 | 0
F6_Commercial_Interruptible - Health_New_Food Preparation_Natural Gas_Range_A_Achievable Economic TRC Potential | F6 | Commercial | Interruptible - Health | New | Food Preparation | Natural Gas | Range | A | Incremental Winter Peak Savings (MW) | Achievable Economic TRC Potential | 0 | 0 | 0 | 0 | 0 | 0 | 0 | 0 | 0 | 0 | 0 | 0 | 0 | 0 | 0 | 0 | 0 | 0 | 0 | 0 | 0 | 0 | 0 | 0 | 0 | 0 | 0
F7_Commercial_Interruptible - Health_New_Food Preparation_Natural Gas_Range_A_Achievable Economic TRC Potential | F7 | Commercial | Interruptible - Health | New | Food Preparation | Natural Gas | Range | A | Cumulative Energy Savings (MWh or mTherms) | Achievable Economic TRC Potential | 0 | 0 | 0 | 0 | 0 | 0 | 0 | 0 | 0 | 0 | 0 | 0 | 0 | 0 | 0 | 0 | 0 | 0 | 0 | 0 | 0 | 0 | 0 | 0 | 0 | 0 | 0
F8_Commercial_Interruptible - Health_New_Food Preparation_Natural Gas_Range_A_Achievable Economic TRC Potential | F8 | Commercial | Interruptible - Health | New | Food Preparation | Natural Gas | Range | A | Cumulative Summer Peak Savings (MW) | Achievable Economic TRC Potential | 0 | 0 | 0 | 0 | 0 | 0 | 0 | 0 | 0 | 0 | 0 | 0 | 0 | 0 | 0 | 0 | 0 | 0 | 0 | 0 | 0 | 0 | 0 | 0 | 0 | 0 | 0
F9_Commercial_Interruptible - Health_New_Food Preparation_Natural Gas_Range_A_Achievable Economic TRC Potential | F9 | Commercial | Interruptible - Health | New | Food Preparation | Natural Gas | Range | A | Cumulative Winter Peak Savings (MW) | Achievable Economic TRC Potential | 0 | 0 | 0 | 0 | 0 | 0 | 0 | 0 | 0 | 0 | 0 | 0 | 0 | 0 | 0 | 0 | 0 | 0 | 0 | 0 | 0 | 0 | 0 | 0 | 0 | 0 | 0
F10_Commercial_Interruptible - Health_New_Food Preparation_Natural Gas_Range_A_Achievable Economic TRC Potential | F10 | Commercial | Interruptible - Health | New | Food Preparation | Natural Gas | Range | A | Purchases (Incremental) | Achievable Economic TRC Potential | 0 | 0 | 0 | 0 | 0 | 0 | 0 | 0 | 0 | 0 | 0 | 0 | 0 | 0 | 0 | 0 | 0 | 0 | 0 | 0 | 0 | 0 | 0 | 0 | 0 | 0 | 0
F11_Commercial_Interruptible - Health_New_Food Preparation_Natural Gas_Range_A_Achievable Economic TRC Potential | F11 | Commercial | Interruptible - Health | New | Food Preparation | Natural Gas | Range | A | Purchases (Cumulative) | Achievable Economic TRC Potential | 0 | 0 | 0 | 0 | 0 | 0 | 0 | 0 | 0 | 0 | 0 | 0 | 0 | 0 | 0 | 0 | 0 | 0 | 0 | 0 | 0 | 0 | 0 | 0 | 0 | 0 | 0
F1_Commercial_Interruptible - Health_New_Food Preparation_Natural Gas_Steamer_A_Achievable Economic TRC Potential | F1 | Commercial | Interruptible - Health | New | Food Preparation | Natural Gas | Steamer | A | Integrated Unit Energy Savings (kWh or therms) | Achievable Economic TRC Potential | 0 | 0 | 0 | 0 | 0 | 0 | 0 | 0 | 0 | 0 | 0 | 0 | 0 | 0 | 0 | 0 | 0 | 0 | 0 | 0 | 0 | 0 | 0 | 0 | 0 | 0 | 0
F2_Commercial_Interruptible - Health_New_Food Preparation_Natural Gas_Steamer_A_Achievable Economic TRC Potential | F2 | Commercial | Interruptible - Health | New | Food Preparation | Natural Gas | Steamer | A | Integrated Unit Summer Peak Savings (kW) | Achievable Economic TRC Potential | 0 | 0 | 0 | 0 | 0 | 0 | 0 | 0 | 0 | 0 | 0 | 0 | 0 | 0 | 0 | 0 | 0 | 0 | 0 | 0 | 0 | 0 | 0 | 0 | 0 | 0 | 0
F3_Commercial_Interruptible - Health_New_Food Preparation_Natural Gas_Steamer_A_Achievable Economic TRC Potential | F3 | Commercial | Interruptible - Health | New | Food Preparation | Natural Gas | Steamer | A | Integrated Unit Winter Peak Savings (kW) | Achievable Economic TRC Potential | 0 | 0 | 0 | 0 | 0 | 0 | 0 | 0 | 0 | 0 | 0 | 0 | 0 | 0 | 0 | 0 | 0 | 0 | 0 | 0 | 0 | 0 | 0 | 0 | 0 | 0 | 0
F4_Commercial_Interruptible - Health_New_Food Preparation_Natural Gas_Steamer_A_Achievable Economic TRC Potential | F4 | Commercial | Interruptible - Health | New | Food Preparation | Natural Gas | Steamer | A | Incremental Energy Savings (MWh or mTherms) | Achievable Economic TRC Potential | 0 | 0 | 0 | 0 | 0 | 0 | 0 | 0 | 0 | 0 | 0 | 0 | 0 | 0 | 0 | 0 | 0 | 0 | 0 | 0 | 0 | 0 | 0 | 0 | 0 | 0 | 0
F5_Commercial_Interruptible - Health_New_Food Preparation_Natural Gas_Steamer_A_Achievable Economic TRC Potential | F5 | Commercial | Interruptible - Health | New | Food Preparation | Natural Gas | Steamer | A | Incremental Summer Peak Savings (MW) | Achievable Economic TRC Potential | 0 | 0 | 0 | 0 | 0 | 0 | 0 | 0 | 0 | 0 | 0 | 0 | 0 | 0 | 0 | 0 | 0 | 0 | 0 | 0 | 0 | 0 | 0 | 0 | 0 | 0 | 0
F6_Commercial_Interruptible - Health_New_Food Preparation_Natural Gas_Steamer_A_Achievable Economic TRC Potential | F6 | Commercial | Interruptible - Health | New | Food Preparation | Natural Gas | Steamer | A | Incremental Winter Peak Savings (MW) | Achievable Economic TRC Potential | 0 | 0 | 0 | 0 | 0 | 0 | 0 | 0 | 0 | 0 | 0 | 0 | 0 | 0 | 0 | 0 | 0 | 0 | 0 | 0 | 0 | 0 | 0 | 0 | 0 | 0 | 0
F7_Commercial_Interruptible - Health_New_Food Preparation_Natural Gas_Steamer_A_Achievable Economic TRC Potential | F7 | Commercial | Interruptible - Health | New | Food Preparation | Natural Gas | Steamer | A | Cumulative Energy Savings (MWh or mTherms) | Achievable Economic TRC Potential | 0 | 0 | 0 | 0 | 0 | 0 | 0 | 0 | 0 | 0 | 0 | 0 | 0 | 0 | 0 | 0 | 0 | 0 | 0 | 0 | 0 | 0 | 0 | 0 | 0 | 0 | 0
F8_Commercial_Interruptible - Health_New_Food Preparation_Natural Gas_Steamer_A_Achievable Economic TRC Potential | F8 | Commercial | Interruptible - Health | New | Food Preparation | Natural Gas | Steamer | A | Cumulative Summer Peak Savings (MW) | Achievable Economic TRC Potential | 0 | 0 | 0 | 0 | 0 | 0 | 0 | 0 | 0 | 0 | 0 | 0 | 0 | 0 | 0 | 0 | 0 | 0 | 0 | 0 | 0 | 0 | 0 | 0 | 0 | 0 | 0
F9_Commercial_Interruptible - Health_New_Food Preparation_Natural Gas_Steamer_A_Achievable Economic TRC Potential | F9 | Commercial | Interruptible - Health | New | Food Preparation | Natural Gas | Steamer | A | Cumulative Winter Peak Savings (MW) | Achievable Economic TRC Potential | 0 | 0 | 0 | 0 | 0 | 0 | 0 | 0 | 0 | 0 | 0 | 0 | 0 | 0 | 0 | 0 | 0 | 0 | 0 | 0 | 0 | 0 | 0 | 0 | 0 | 0 | 0
F10_Commercial_Interruptible - Health_New_Food Preparation_Natural Gas_Steamer_A_Achievable Economic TRC Potential | F10 | Commercial | Interruptible - Health | New | Food Preparation | Natural Gas | Steamer | A | Purchases (Incremental) | Achievable Economic TRC Potential | 0 | 0 | 0 | 0 | 0 | 0 | 0 | 0 | 0 | 0 | 0 | 0 | 0 | 0 | 0 | 0 | 0 | 0 | 0 | 0 | 0 | 0 | 0 | 0 | 0 | 0 | 0
F11_Commercial_Interruptible - Health_New_Food Preparation_Natural Gas_Steamer_A_Achievable Economic TRC Potential | F11 | Commercial | Interruptible - Health | New | Food Preparation | Natural Gas | Steamer | A | Purchases (Cumulative) | Achievable Economic TRC Potential | 0 | 0 | 0 | 0 | 0 | 0 | 0 | 0 | 0 | 0 | 0 | 0 | 0 | 0 | 0 | 0 | 0 | 0 | 0 | 0 | 0 | 0 | 0 | 0 | 0 | 0 | 0
F1_Commercial_Interruptible - Health_New_Food Preparation_Natural Gas_Commercial Food Prep Other_A_Achievable Economic TRC Potential | F1 | Commercial | Interruptible - Health | New | Food Preparation | Natural Gas | Commercial Food Prep Other | A | Integrated Unit Energy Savings (kWh or therms) | Achievable Economic TRC Potential | 0 | 0 | 0 | 0 | 0 | 0 | 0 | 0 | 0 | 0 | 0 | 0 | 0 | 0 | 0 | 0 | 0 | 0 | 0 | 0 | 0 | 0 | 0 | 0 | 0 | 0 | 0
F2_Commercial_Interruptible - Health_New_Food Preparation_Natural Gas_Commercial Food Prep Other_A_Achievable Economic TRC Potential | F2 | Commercial | Interruptible - Health | New | Food Preparation | Natural Gas | Commercial Food Prep Other | A | Integrated Unit Summer Peak Savings (kW) | Achievable Economic TRC Potential | 0 | 0 | 0 | 0 | 0 | 0 | 0 | 0 | 0 | 0 | 0 | 0 | 0 | 0 | 0 | 0 | 0 | 0 | 0 | 0 | 0 | 0 | 0 | 0 | 0 | 0 | 0
F3_Commercial_Interruptible - Health_New_Food Preparation_Natural Gas_Commercial Food Prep Other_A_Achievable Economic TRC Potential | F3 | Commercial | Interruptible - Health | New | Food Preparation | Natural Gas | Commercial Food Prep Other | A | Integrated Unit Winter Peak Savings (kW) | Achievable Economic TRC Potential | 0 | 0 | 0 | 0 | 0 | 0 | 0 | 0 | 0 | 0 | 0 | 0 | 0 | 0 | 0 | 0 | 0 | 0 | 0 | 0 | 0 | 0 | 0 | 0 | 0 | 0 | 0
F4_Commercial_Interruptible - Health_New_Food Preparation_Natural Gas_Commercial Food Prep Other_A_Achievable Economic TRC Potential | F4 | Commercial | Interruptible - Health | New | Food Preparation | Natural Gas | Commercial Food Prep Other | A | Incremental Energy Savings (MWh or mTherms) | Achievable Economic TRC Potential | 0 | 0 | 0 | 0 | 0 | 0 | 0 | 0 | 0 | 0 | 0 | 0 | 0 | 0 | 0 | 0 | 0 | 0 | 0 | 0 | 0 | 0 | 0 | 0 | 0 | 0 | 0
F5_Commercial_Interruptible - Health_New_Food Preparation_Natural Gas_Commercial Food Prep Other_A_Achievable Economic TRC Potential | F5 | Commercial | Interruptible - Health | New | Food Preparation | Natural Gas | Commercial Food Prep Other | A | Incremental Summer Peak Savings (MW) | Achievable Economic TRC Potential | 0 | 0 | 0 | 0 | 0 | 0 | 0 | 0 | 0 | 0 | 0 | 0 | 0 | 0 | 0 | 0 | 0 | 0 | 0 | 0 | 0 | 0 | 0 | 0 | 0 | 0 | 0
F6_Commercial_Interruptible - Health_New_Food Preparation_Natural Gas_Commercial Food Prep Other_A_Achievable Economic TRC Potential | F6 | Commercial | Interruptible - Health | New | Food Preparation | Natural Gas | Commercial Food Prep Other | A | Incremental Winter Peak Savings (MW) | Achievable Economic TRC Potential | 0 | 0 | 0 | 0 | 0 | 0 | 0 | 0 | 0 | 0 | 0 | 0 | 0 | 0 | 0 | 0 | 0 | 0 | 0 | 0 | 0 | 0 | 0 | 0 | 0 | 0 | 0
F7_Commercial_Interruptible - Health_New_Food Preparation_Natural Gas_Commercial Food Prep Other_A_Achievable Economic TRC Potential | F7 | Commercial | Interruptible - Health | New | Food Preparation | Natural Gas | Commercial Food Prep Other | A | Cumulative Energy Savings (MWh or mTherms) | Achievable Economic TRC Potential | 0 | 0 | 0 | 0 | 0 | 0 | 0 | 0 | 0 | 0 | 0 | 0 | 0 | 0 | 0 | 0 | 0 | 0 | 0 | 0 | 0 | 0 | 0 | 0 | 0 | 0 | 0
F8_Commercial_Interruptible - Health_New_Food Preparation_Natural Gas_Commercial Food Prep Other_A_Achievable Economic TRC Potential | F8 | Commercial | Interruptible - Health | New | Food Preparation | Natural Gas | Commercial Food Prep Other | A | Cumulative Summer Peak Savings (MW) | Achievable Economic TRC Potential | 0 | 0 | 0 | 0 | 0 | 0 | 0 | 0 | 0 | 0 | 0 | 0 | 0 | 0 | 0 | 0 | 0 | 0 | 0 | 0 | 0 | 0 | 0 | 0 | 0 | 0 | 0
F9_Commercial_Interruptible - Health_New_Food Preparation_Natural Gas_Commercial Food Prep Other_A_Achievable Economic TRC Potential | F9 | Commercial | Interruptible - Health | New | Food Preparation | Natural Gas | Commercial Food Prep Other | A | Cumulative Winter Peak Savings (MW) | Achievable Economic TRC Potential | 0 | 0 | 0 | 0 | 0 | 0 | 0 | 0 | 0 | 0 | 0 | 0 | 0 | 0 | 0 | 0 | 0 | 0 | 0 | 0 | 0 | 0 | 0 | 0 | 0 | 0 | 0
F10_Commercial_Interruptible - Health_New_Food Preparation_Natural Gas_Commercial Food Prep Other_A_Achievable Economic TRC Potential | F10 | Commercial | Interruptible - Health | New | Food Preparation | Natural Gas | Commercial Food Prep Other | A | Purchases (Incremental) | Achievable Economic TRC Potential | 0 | 0 | 0 | 0 | 0 | 0 | 0 | 0 | 0 | 0 | 0 | 0 | 0 | 0 | 0 | 0 | 0 | 0 | 0 | 0 | 0 | 0 | 0 | 0 | 0 | 0 | 0
F11_Commercial_Interruptible - Health_New_Food Preparation_Natural Gas_Commercial Food Prep Other_A_Achievable Economic TRC Potential | F11 | Commercial | Interruptible - Health | New | Food Preparation | Natural Gas | Commercial Food Prep Other | A | Purchases (Cumulative) | Achievable Economic TRC Potential | 0 | 0 | 0 | 0 | 0 | 0 | 0 | 0 | 0 | 0 | 0 | 0 | 0 | 0 | 0 | 0 | 0 | 0 | 0 | 0 | 0 | 0 | 0 | 0 | 0 | 0 | 0
F1_Commercial_Interruptible - Health_New_Miscellaneous_Natural Gas_Pool Heater_A_Achievable Economic TRC Potential | F1 | Commercial | Interruptible - Health | New | Miscellaneous | Natural Gas | Pool Heater | A | Integrated Unit Energy Savings (kWh or therms) | Achievable Economic TRC Potential | 0 | 0 | 0 | 0 | 0 | 0 | 0 | 0 | 0 | 0 | 0 | 0 | 0 | 0 | 0 | 0 | 0 | 0 | 0 | 0 | 0 | 0 | 0 | 0 | 0 | 0 | 0
F2_Commercial_Interruptible - Health_New_Miscellaneous_Natural Gas_Pool Heater_A_Achievable Economic TRC Potential | F2 | Commercial | Interruptible - Health | New | Miscellaneous | Natural Gas | Pool Heater | A | Integrated Unit Summer Peak Savings (kW) | Achievable Economic TRC Potential | 0 | 0 | 0 | 0 | 0 | 0 | 0 | 0 | 0 | 0 | 0 | 0 | 0 | 0 | 0 | 0 | 0 | 0 | 0 | 0 | 0 | 0 | 0 | 0 | 0 | 0 | 0
F3_Commercial_Interruptible - Health_New_Miscellaneous_Natural Gas_Pool Heater_A_Achievable Economic TRC Potential | F3 | Commercial | Interruptible - Health | New | Miscellaneous | Natural Gas | Pool Heater | A | Integrated Unit Winter Peak Savings (kW) | Achievable Economic TRC Potential | 0 | 0 | 0 | 0 | 0 | 0 | 0 | 0 | 0 | 0 | 0 | 0 | 0 | 0 | 0 | 0 | 0 | 0 | 0 | 0 | 0 | 0 | 0 | 0 | 0 | 0 | 0
F4_Commercial_Interruptible - Health_New_Miscellaneous_Natural Gas_Pool Heater_A_Achievable Economic TRC Potential | F4 | Commercial | Interruptible - Health | New | Miscellaneous | Natural Gas | Pool Heater | A | Incremental Energy Savings (MWh or mTherms) | Achievable Economic TRC Potential | 0 | 0 | 0 | 0 | 0 | 0 | 0 | 0 | 0 | 0 | 0 | 0 | 0 | 0 | 0 | 0 | 0 | 0 | 0 | 0 | 0 | 0 | 0 | 0 | 0 | 0 | 0
F5_Commercial_Interruptible - Health_New_Miscellaneous_Natural Gas_Pool Heater_A_Achievable Economic TRC Potential | F5 | Commercial | Interruptible - Health | New | Miscellaneous | Natural Gas | Pool Heater | A | Incremental Summer Peak Savings (MW) | Achievable Economic TRC Potential | 0 | 0 | 0 | 0 | 0 | 0 | 0 | 0 | 0 | 0 | 0 | 0 | 0 | 0 | 0 | 0 | 0 | 0 | 0 | 0 | 0 | 0 | 0 | 0 | 0 | 0 | 0
F6_Commercial_Interruptible - Health_New_Miscellaneous_Natural Gas_Pool Heater_A_Achievable Economic TRC Potential | F6 | Commercial | Interruptible - Health | New | Miscellaneous | Natural Gas | Pool Heater | A | Incremental Winter Peak Savings (MW) | Achievable Economic TRC Potential | 0 | 0 | 0 | 0 | 0 | 0 | 0 | 0 | 0 | 0 | 0 | 0 | 0 | 0 | 0 | 0 | 0 | 0 | 0 | 0 | 0 | 0 | 0 | 0 | 0 | 0 | 0
F7_Commercial_Interruptible - Health_New_Miscellaneous_Natural Gas_Pool Heater_A_Achievable Economic TRC Potential | F7 | Commercial | Interruptible - Health | New | Miscellaneous | Natural Gas | Pool Heater | A | Cumulative Energy Savings (MWh or mTherms) | Achievable Economic TRC Potential | 0 | 0 | 0 | 0 | 0 | 0 | 0 | 0 | 0 | 0 | 0 | 0 | 0 | 0 | 0 | 0 | 0 | 0 | 0 | 0 | 0 | 0 | 0 | 0 | 0 | 0 | 0
F8_Commercial_Interruptible - Health_New_Miscellaneous_Natural Gas_Pool Heater_A_Achievable Economic TRC Potential | F8 | Commercial | Interruptible - Health | New | Miscellaneous | Natural Gas | Pool Heater | A | Cumulative Summer Peak Savings (MW) | Achievable Economic TRC Potential | 0 | 0 | 0 | 0 | 0 | 0 | 0 | 0 | 0 | 0 | 0 | 0 | 0 | 0 | 0 | 0 | 0 | 0 | 0 | 0 | 0 | 0 | 0 | 0 | 0 | 0 | 0
F9_Commercial_Interruptible - Health_New_Miscellaneous_Natural Gas_Pool Heater_A_Achievable Economic TRC Potential | F9 | Commercial | Interruptible - Health | New | Miscellaneous | Natural Gas | Pool Heater | A | Cumulative Winter Peak Savings (MW) | Achievable Economic TRC Potential | 0 | 0 | 0 | 0 | 0 | 0 | 0 | 0 | 0 | 0 | 0 | 0 | 0 | 0 | 0 | 0 | 0 | 0 | 0 | 0 | 0 | 0 | 0 | 0 | 0 | 0 | 0
F10_Commercial_Interruptible - Health_New_Miscellaneous_Natural Gas_Pool Heater_A_Achievable Economic TRC Potential | F10 | Commercial | Interruptible - Health | New | Miscellaneous | Natural Gas | Pool Heater | A | Purchases (Incremental) | Achievable Economic TRC Potential | 0 | 0 | 0 | 0 | 0 | 0 | 0 | 0 | 0 | 0 | 0 | 0 | 0 | 0 | 0 | 0 | 0 | 0 | 0 | 0 | 0 | 0 | 0 | 0 | 0 | 0 | 0
F11_Commercial_Interruptible - Health_New_Miscellaneous_Natural Gas_Pool Heater_A_Achievable Economic TRC Potential | F11 | Commercial | Interruptible - Health | New | Miscellaneous | Natural Gas | Pool Heater | A | Purchases (Cumulative) | Achievable Economic TRC Potential | 0 | 0 | 0 | 0 | 0 | 0 | 0 | 0 | 0 | 0 | 0 | 0 | 0 | 0 | 0 | 0 | 0 | 0 | 0 | 0 | 0 | 0 | 0 | 0 | 0 | 0 | 0
F1_Commercial_Interruptible - Miscellaneous_Existing_Space Heating_Natural Gas_Furnace_A_Achievable Economic TRC Potential | F1 | Commercial | Interruptible - Miscellaneous | Existing | Space Heating | Natural Gas | Furnace | A | Integrated Unit Energy Savings (kWh or therms) | Achievable Economic TRC Potential | 0 | 638.6601 | 636.1836 | 212.0612 | 212.0612 | 212.0612 | 212.0612 | 212.0612 | 212.0612 | 212.0612 | 212.0612 | 212.0612 | 212.0612 | 212.0612 | 212.0612 | 212.0612 | 212.0612 | 212.0612 | 212.0612 | 212.0612 | 212.0612 | 212.0612 | 212.0612 | 212.0612 | 212.0612 | 212.0612 | 212.0612
F2_Commercial_Interruptible - Miscellaneous_Existing_Space Heating_Natural Gas_Furnace_A_Achievable Economic TRC Potential | F2 | Commercial | Interruptible - Miscellaneous | Existing | Space Heating | Natural Gas | Furnace | A | Integrated Unit Summer Peak Savings (kW) | Achievable Economic TRC Potential | 0 | 0 | 0 | 0 | 0 | 0 | 0 | 0 | 0 | 0 | 0 | 0 | 0 | 0 | 0 | 0 | 0 | 0 | 0 | 0 | 0 | 0 | 0 | 0 | 0 | 0 | 0
F3_Commercial_Interruptible - Miscellaneous_Existing_Space Heating_Natural Gas_Furnace_A_Achievable Economic TRC Potential | F3 | Commercial | Interruptible - Miscellaneous | Existing | Space Heating | Natural Gas | Furnace | A | Integrated Unit Winter Peak Savings (kW) | Achievable Economic TRC Potential | 0 | 0 | 0 | 0 | 0 | 0 | 0 | 0 | 0 | 0 | 0 | 0 | 0 | 0 | 0 | 0 | 0 | 0 | 0 | 0 | 0 | 0 | 0 | 0 | 0 | 0 | 0
F4_Commercial_Interruptible - Miscellaneous_Existing_Space Heating_Natural Gas_Furnace_A_Achievable Economic TRC Potential | F4 | Commercial | Interruptible - Miscellaneous | Existing | Space Heating | Natural Gas | Furnace | A | Incremental Energy Savings (MWh or mTherms) | Achievable Economic TRC Potential | 0 | 0 | 0.0002956 | 0.00017224 | 0.0004242 | 0.00089386 | 0.0017014 | 0.003 | 0.0049704 | 0.0078047 | 0.011582 | 0.016343 | 0.022022 | 0.028425 | 0.035236 | 0.042056 | 0.04847 | 0.054132 | 0.058833 | 0.057734 | 0.055888 | 0.054148 | 0.051918 | 0.050092 | 0.048649 | 0.047473 | 0.046669
F5_Commercial_Interruptible - Miscellaneous_Existing_Space Heating_Natural Gas_Furnace_A_Achievable Economic TRC Potential | F5 | Commercial | Interruptible - Miscellaneous | Existing | Space Heating | Natural Gas | Furnace | A | Incremental Summer Peak Savings (MW) | Achievable Economic TRC Potential | 0 | 0 | 0 | 0 | 0 | 0 | 0 | 0 | 0 | 0 | 0 | 0 | 0 | 0 | 0 | 0 | 0 | 0 | 0 | 0 | 0 | 0 | 0 | 0 | 0 | 0 | 0
F6_Commercial_Interruptible - Miscellaneous_Existing_Space Heating_Natural Gas_Furnace_A_Achievable Economic TRC Potential | F6 | Commercial | Interruptible - Miscellaneous | Existing | Space Heating | Natural Gas | Furnace | A | Incremental Winter Peak Savings (MW) | Achievable Economic TRC Potential | 0 | 0 | 0 | 0 | 0 | 0 | 0 | 0 | 0 | 0 | 0 | 0 | 0 | 0 | 0 | 0 | 0 | 0 | 0 | 0 | 0 | 0 | 0 | 0 | 0 | 0 | 0
F7_Commercial_Interruptible - Miscellaneous_Existing_Space Heating_Natural Gas_Furnace_A_Achievable Economic TRC Potential | F7 | Commercial | Interruptible - Miscellaneous | Existing | Space Heating | Natural Gas | Furnace | A | Cumulative Energy Savings (MWh or mTherms) | Achievable Economic TRC Potential | 0 | 0 | 0.0002956 | 0.00027077 | 0.00069497 | 0.0015888 | 0.0032902 | 0.0062902 | 0.011261 | 0.019065 | 0.030647 | 0.046991 | 0.069013 | 0.097438 | 0.13267 | 0.17473 | 0.2232 | 0.27733 | 0.33616 | 0.3939 | 0.44979 | 0.50393 | 0.55585 | 0.60594 | 0.65459 | 0.70207 | 0.74873
F8_Commercial_Interruptible - Miscellaneous_Existing_Space Heating_Natural Gas_Furnace_A_Achievable Economic TRC Potential | F8 | Commercial | Interruptible - Miscellaneous | Existing | Space Heating | Natural Gas | Furnace | A | Cumulative Summer Peak Savings (MW) | Achievable Economic TRC Potential | 0 | 0 | 0 | 0 | 0 | 0 | 0 | 0 | 0 | 0 | 0 | 0 | 0 | 0 | 0 | 0 | 0 | 0 | 0 | 0 | 0 | 0 | 0 | 0 | 0 | 0 | 0
F9_Commercial_Interruptible - Miscellaneous_Existing_Space Heating_Natural Gas_Furnace_A_Achievable Economic TRC Potential | F9 | Commercial | Interruptible - Miscellaneous | Existing | Space Heating | Natural Gas | Furnace | A | Cumulative Winter Peak Savings (MW) | Achievable Economic TRC Potential | 0 | 0 | 0 | 0 | 0 | 0 | 0 | 0 | 0 | 0 | 0 | 0 | 0 | 0 | 0 | 0 | 0 | 0 | 0 | 0 | 0 | 0 | 0 | 0 | 0 | 0 | 0